## Sheet1
ITEM | VENDOR | APVENMAST#VENDOR-VNAME | VEN-ITEM | MANUF-CODE | MANUF-DIVISION | MANUF-NBR | ITEMMAST#DESCRIPTION | ITEMMAST#DESCRIPTION2 | ITEMMAST#ACTIVE-STATUS | ITEMMAST#PURCH-MAJCL | ITEMMAST#PURCH-MINCL | STATUS | ITEMMAST#ALT-UOM-1 | ITEMMAST#ALT-UOM-CONV-1 | ITEMMAST#ALT-UOM-2 | ITEMMAST#ALT-UOM-CONV-2 | ITEMMAST#ALT-UOM-3 | ITEMMAST#ALT-UOM-CONV-3 | ITEMMAST#ALT-UOM-4 | ITEMMAST#ALT-UOM-CONV-4 | ProdigoReferenceID | UOMSpecific1 | UOMSpecific2 | UOMSpecific3 | UOMSpecific4 | LUM | ImageURL | GMDN_Name | GMDN_Definition | DeviceSterile | SterilizationMethod | SterilizationPriorToUse | ContainsLatex | MRISafetyStatus | Tissue | LongDescription | ShortDescription | GlobalUNSPSC | HCPCS | BrandName | Orlando 300 Desc | Orlando Short 30 | UNSPSC | UNSPSC Description | HCPCS | HCPCS Description | BrandName | Prodigo Long Desc[not for client-internal use] | ProdigoShort Desc [ not for client - internal use]
500936 | 574513 | STRYKER MEDICAL INSTRUM (ACI) | 0277-096-325 | STRYKER INSTRUMENTS |  | 0277-096-325 | BLADE RECP LG 77.6X0.77X11.2MM | EA/1 LTXFREE | A | ASC |  | 0 | EA | 1 |  | 0 |  | 0 |  | 0 | 11853 | 04546540051783 |  |  |  | 04546540051783 | https://api.edirx.com/workflowfileuploads/documentconsole/098AAD54-E63F-4F67-89C3-FD3111BBEE9B.jpg | Surgical saw blade, sagittal, single-use | A flat surgical cutting instrument, usually made of high-grade stainless steel, with a serrated edge designed for attachment to a dedicated powered saw used for cutting bone/tissue during orthopaedic or oral surgery; it is not dedicated to cutting through the sternum (i.e., not a sternum saw blade). This device is designed with the cutting teeth arranged in an arc or on a flat plane pointing directly forward at the distal end to cut in a rapid sagittal (side to side) motion; it may in addition cut in an oscillating motion. This is a single-use device. | Yes |  |  | No | Unspecified | No | BLADE SAW RECIPROCATING LONG 77.6X11.2X0.77 MM HEAVY DUTY OFFSET STAINLESS STEEL STERILE L77.6 MMXW11.2 MMXH.77 RECIPROCATE | BLADE SAW RECIPROCATING LONG 77.6X11.2X0.77 MM HEAVY DUTY OFFSET STAINLESS STEEL STERILE | 42295211 | A4649 | PRECISION
102536 | 316000 | ALCON VISION LLC | SY60WF.250 | ALCON LABS INC |  | SY60WF.250 | LENS CLAREON IOL SY60WF.250 | EA/1 | A | ALL |  | 0 | EA | 1 |  | 0 |  | 0 |  | 0 | 38425042 | [14 empty] | Clareon Monofocal IOL BLF |  | 42295524
102532 | 316000 | ALCON VISION LLC | SY60WF.270 | ALCON LABS INC |  | SY60WF.270 | LENS CLAREON IOL SY60WF.270 | EA/1 | A | ALL |  | 0 | EA | 1 |  | 0 |  | 0 |  | 0 | 38425046 | [14 empty] | Clareon Monofocal IOL BLF |  | 42295524
102531 | 316000 | ALCON VISION LLC | SY60WF.285 | ALCON LABS INC |  | SY60WF.285 | LENS CLAREON IOL SY60WF.285 | EA/1 | A | ALL |  | 0 | EA | 1 |  | 0 |  | 0 |  | 0 | 38425049 | [14 empty] | Clareon Monofocal IOL BLF |  | 42295524
102684 | 316000 | ALCON VISION LLC | CNWET4.235 | ALCON LABS INC |  | CNWET4.235 | LENS CLAREON CNWET4.235 | EA/1 | A | ALL |  | 0 | EA | 1 |  | 0 |  | 0 |  | 0 | 38422922 | [14 empty] | CNWET4.235 CLAREON VIVITY TORIC |  | 42295524
102528 | 316000 | ALCON VISION LLC | SY60WF.300 | ALCON LABS INC |  | SY60WF.300 | LENS CLAREON IOL SY60WF.300 | EA/1 | A | ALL |  | 0 | EA | 1 |  | 0 |  | 0 |  | 0 | 38425052 | [14 empty] | Clareon Monofocal IOL BLF |  | 42295524
102738 | 316000 | ALCON VISION LLC | CNWET5.300 | ALCON LABS INC |  | CNWET5.300 | LENS CLAREON CNWET5.300 | EA/1 | A | ALL |  | 0 | EA | 1 |  | 0 |  | 0 |  | 0 | 38422976 | [14 empty] | CNWET5.300 CLAREON VIVITY TORIC |  | 42295524
102675 | 316000 | ALCON VISION LLC | CNWET4.190 | ALCON LABS INC |  | CNWET4.190 | LENS CLAREON CNWET4.190 | EA/1 | A | ALL |  | 0 | EA | 1 |  | 0 |  | 0 |  | 0 | 38422913 | [14 empty] | CNWET4.190 CLAREON VIVITY TORIC |  | 42295524
102595 | 316000 | ALCON VISION LLC | CNWET0.200 | ALCON LABS INC |  | CNWET0.200 | LENS CLAREON CNWET0.200 | EA/1 | A | ALL |  | 0 | EA | 1 |  | 0 |  | 0 |  | 0 | 38422833 | [14 empty] | CNWET0.200 CLAREON VIVITY |  | 42295524
102594 | 316000 | ALCON VISION LLC | CNWET0.195 | ALCON LABS INC |  | CNWET0.195 | LENS CLAREON CNWET0.195 | EA/1 | A | ALL |  | 0 | EA | 1 |  | 0 |  | 0 |  | 0 | 38422832 | [14 empty] | CNWET0.195 CLAREON VIVITY |  | 42295524
102729 | 316000 | ALCON VISION LLC | CNWET5.255 | ALCON LABS INC |  | CNWET5.255 | LENS CLAREON CNWET5.255 | EA/1 | A | ALL |  | 0 | EA | 1 |  | 0 |  | 0 |  | 0 | 38422967 | [14 empty] | CNWET5.255 CLAREON VIVITY TORIC |  | 42295524
102673 | 316000 | ALCON VISION LLC | CNWET4.180 | ALCON LABS INC |  | CNWET4.180 | LENS CLAREON CNWET4.180 | EA/1 | A | ALL |  | 0 | EA | 1 |  | 0 |  | 0 |  | 0 | 38422911 | [14 empty] | CNWET4.180 CLAREON VIVITY TORIC |  | 42295524
102671 | 316000 | ALCON VISION LLC | CNWET4.170 | ALCON LABS INC |  | CNWET4.170 | LENS CLAREON CNWET4.170 | EA/1 | A | ALL |  | 0 | EA | 1 |  | 0 |  | 0 |  | 0 | 38422909 | [14 empty] | CNWET4.170 CLAREON VIVITY TORIC |  | 42295524
102666 | 316000 | ALCON VISION LLC | CNWET4.145 | ALCON LABS INC |  | CNWET4.145 | LENS CLAREON CNWET4.145 | EA/1 | A | ALL |  | 0 | EA | 1 |  | 0 |  | 0 |  | 0 | 38422904 | [14 empty] | CNWET4.145 CLAREON VIVITY TORIC |  | 42295524
102665 | 316000 | ALCON VISION LLC | CNWET4.140 | ALCON LABS INC |  | CNWET4.140 | LENS CLAREON CNWET4.140 | EA/1 | A | ALL |  | 0 | EA | 1 |  | 0 |  | 0 |  | 0 | 38422903 | [14 empty] | CNWET4.140 CLAREON VIVITY TORIC |  | 42295524
102579 | 316000 | ALCON VISION LLC | CNWET0.120 | ALCON LABS INC |  | CNWET0.120 | LENS CLAREON CNWET0.120 | EA/1 | A | ALL |  | 0 | EA | 1 |  | 0 |  | 0 |  | 0 | 38422817 | [14 empty] | CNWET0.120 CLAREON VIVITY |  | 42295524
102716 | 316000 | ALCON VISION LLC | CNWET5.190 | ALCON LABS INC |  | CNWET5.190 | LENS CLAREON CNWET5.190 | EA/1 | A | ALL |  | 0 | EA | 1 |  | 0 |  | 0 |  | 0 | 38422954 | [14 empty] | CNWET5.190 CLAREON VIVITY TORIC |  | 42295524
102715 | 316000 | ALCON VISION LLC | CNWET5.185 | ALCON LABS INC |  | CNWET5.185 | LENS CLAREON CNWET5.185 | EA/1 | A | ALL |  | 0 | EA | 1 |  | 0 |  | 0 |  | 0 | 38422953 | [14 empty] | CNWET5.185 CLAREON VIVITY TORIC |  | 42295524
102713 | 316000 | ALCON VISION LLC | CNWET5.175 | ALCON LABS INC |  | CNWET5.175 | LENS CLAREON CNWET5.175 | EA/1 | A | ALL |  | 0 | EA | 1 |  | 0 |  | 0 |  | 0 | 38422951 | [14 empty] | CNWET5.175 CLAREON VIVITY TORIC |  | 42295524
102712 | 316000 | ALCON VISION LLC | CNWET5.170 | ALCON LABS INC |  | CNWET5.170 | LENS CLAREON CNWET5.170 | EA/1 | A | ALL |  | 0 | EA | 1 |  | 0 |  | 0 |  | 0 | 38422950 | [14 empty] | CNWET5.170 CLAREON VIVITY TORIC |  | 42295524
102574 | 316000 | ALCON VISION LLC | SY60WF.060 | ALCON LABS INC |  | SY60WF.060 | LENS CLAREON IOL SY60WF.060 | EA/1 | A | ALL |  | 0 | EA | 1 |  | 0 |  | 0 |  | 0 | 38425004 | [14 empty] | Clareon Monofocal IOL BLF |  | 42295524
102710 | 316000 | ALCON VISION LLC | CNWET5.160 | ALCON LABS INC |  | CNWET5.160 | LENS CLAREON CNWET5.160 | EA/1 | A | ALL |  | 0 | EA | 1 |  | 0 |  | 0 |  | 0 | 38422948 | [14 empty] | CNWET5.160 CLAREON VIVITY TORIC |  | 42295524
102706 | 316000 | ALCON VISION LLC | CNWET5.140 | ALCON LABS INC |  | CNWET5.140 | LENS CLAREON CNWET5.140 | EA/1 | A | ALL |  | 0 | EA | 1 |  | 0 |  | 0 |  | 0 | 38422944 | [14 empty] | CNWET5.140 CLAREON VIVITY TORIC |  | 42295524
102566 | 316000 | ALCON VISION LLC | SY60WF.100 | ALCON LABS INC |  | SY60WF.100 | LENS CLAREON IOL SY60WF.100 | EA/1 | A | ALL |  | 0 | EA | 1 |  | 0 |  | 0 |  | 0 | 38425012 | [14 empty] | Clareon Monofocal IOL BLF |  | 42295524
102776 | 316000 | ALCON VISION LLC | CNWET6.285 | ALCON LABS INC |  | CNWET6.285 | LENS CLAREON CNWET6.285 | EA/1 | A | ALL |  | 0 | EA | 1 |  | 0 |  | 0 |  | 0 | 38423014 | [14 empty] | CNWET6.285 CLAREON VIVITY TORIC |  | 42295524
102640 | 316000 | ALCON VISION LLC | CNWET3.220 | ALCON LABS INC |  | CNWET3.220 | LENS CLAREON CNWET3.220 | EA/1 | A | ALL |  | 0 | EA | 1 |  | 0 |  | 0 |  | 0 | 38422878 | [14 empty] | CNWET3.220 CLAREON VIVITY TORIC |  | 42295524
102639 | 316000 | ALCON VISION LLC | CNWET3.215 | ALCON LABS INC |  | CNWET3.215 | LENS CLAREON CNWET3.215 | EA/1 | A | ALL |  | 0 | EA | 1 |  | 0 |  | 0 |  | 0 | 38422877 | [14 empty] | CNWET3.215 CLAREON VIVITY TORIC |  | 42295524
102633 | 316000 | ALCON VISION LLC | CNWET3.185 | ALCON LABS INC |  | CNWET3.185 | LENS CLAREON CNWET3.185 | EA/1 | A | ALL |  | 0 | EA | 1 |  | 0 |  | 0 |  | 0 | 38422871 | [14 empty] | CNWET3.185 CLAREON VIVITY TORIC |  | 42295524
102629 | 316000 | ALCON VISION LLC | CNWET3.165 | ALCON LABS INC |  | CNWET3.165 | LENS CLAREON CNWET3.165 | EA/1 | A | ALL |  | 0 | EA | 1 |  | 0 |  | 0 |  | 0 | 38422867 | [14 empty] | CNWET3.165 CLAREON VIVITY TORIC |  | 42295524
102756 | 316000 | ALCON VISION LLC | CNWET6.185 | ALCON LABS INC |  | CNWET6.185 | LENS CLAREON CNWET6.185 | EA/1 | A | ALL |  | 0 | EA | 1 |  | 0 |  | 0 |  | 0 | 38422994 | [14 empty] | CNWET6.185 CLAREON VIVITY TORIC |  | 42295524
102755 | 316000 | ALCON VISION LLC | CNWET6.180 | ALCON LABS INC |  | CNWET6.180 | LENS CLAREON CNWET6.180 | EA/1 | A | ALL |  | 0 | EA | 1 |  | 0 |  | 0 |  | 0 | 38422993 | [14 empty] | CNWET6.180 CLAREON VIVITY TORIC |  | 42295524
102753 | 316000 | ALCON VISION LLC | CNWET6.170 | ALCON LABS INC |  | CNWET6.170 | LENS CLAREON CNWET6.170 | EA/1 | A | ALL |  | 0 | EA | 1 |  | 0 |  | 0 |  | 0 | 38422991 | [14 empty] | CNWET6.170 CLAREON VIVITY TORIC |  | 42295524
102699 | 316000 | ALCON VISION LLC | CNWET5.105 | ALCON LABS INC |  | CNWET5.105 | LENS CLAREON CNWET5.105 | EA/1 | A | ALL |  | 0 | EA | 1 |  | 0 |  | 0 |  | 0 | 38422937 | [14 empty] | CNWET5.105 CLAREON VIVITY TORIC |  | 42295524
102620 | 316000 | ALCON VISION LLC | CNWET3.120 | ALCON LABS INC |  | CNWET3.120 | LENS CLAREON CNWET3.120 | EA/1 | A | ALL |  | 0 | EA | 1 |  | 0 |  | 0 |  | 0 | 38422858 | [14 empty] | CNWET3.120 CLAREON VIVITY TORIC |  | 42295524
102619 | 316000 | ALCON VISION LLC | CNWET3.115 | ALCON LABS INC |  | CNWET3.115 | LENS CLAREON CNWET3.115 | EA/1 | A | ALL |  | 0 | EA | 1 |  | 0 |  | 0 |  | 0 | 38422857 | [14 empty] | CNWET3.115 CLAREON VIVITY TORIC |  | 42295524
102542 | 316000 | ALCON VISION LLC | SY60WF.220 | ALCON LABS INC |  | SY60WF.220 | LENS CLAREON IOL SY60WF.220 | EA/1 | A | ALL |  | 0 | EA | 1 |  | 0 |  | 0 |  | 0 | 38425036 | [14 empty] | Clareon Monofocal IOL BLF |  | 42295524
500942 | 615024 | XODUS MEDICAL INC | 10170052 | ACUMED |  | 10170052 | DEVICE TOWER ARC WRIST MED | EA/1 | A | ASC |  | 0 | EA | 1 |  | 0 |  | 0 |  | 0 | 3864661 | 10806378010705 |  |  |  | 10806378010705 | https://api.edirx.com/workflowfileuploads/documentconsole/A9B8AE5A-8FF4-41FB-9C17-4864DA910AF3.JPG | Upper-limb traction wrap/trap, single-use, sterile | A sterile preformed device designed to encompass the fingers, hand or forearm to create a holder which can be attached to an external frame to provide traction/suspension of the upper limb during surgical procedures on the hand, arm or shoulder. It is typically made of synthetic polymer textile (e.g., nylon) and includes self-retaining fasteners (e.g., Velcro); it may be used with a traction arm band and/or malleable metal stave which acts as the anchor to the traction frame. This is a single-use device. | No | Moist Heat or Steam Sterilization | Yes | No | Unspecified | No | TRAP FINGER MEDIUM STERILE DISPOSABLE | TRAP FINGER MEDIUM NON STERILE LATEX-FREE DISPOSABLE | 42242102 | L3806 | ACUMED
500917 | 504001 | MEDLINE INDUSTRIES INC | ADC664YPK | AMERICAN DIAGNOSTIC CORP |  | 664Y | STETHOSCOPE DISPOSABLE YLW 10 | EA/1 PK/10 | A | ALL |  | 0 | EA | 1 | PK | 10 |  | 0 |  | 0 | 2406406 | 00634782051495 | 00634782851293 |  |  | 00634782051495 | https://us.vwr.com/stibo/low_res/std.lang.all/96/25/24699625.jpg | Mechanical stethoscope | A mechanical listening device designed for listening to sounds from the heart, lungs, and/or gastrointestinal tract. It typically comprises a membrane at the listening head connected by a split "Y" tube to the headgear with ear olives that are placed into the users ears. Mechanical stethoscopes are typically found in two variants 1) a general-purpose stethoscope used for clinical/ward activities; or 2) a reinforced stethoscope used by cardiologists. | No |  | No | No | Unspecified | No | PROSCOPE 664 DIAPHRAGM ONLY DISPOSABLE ABS CHESTPIECE WITH NONCHILL RIM FOR PATIENT COMFORT22IN PVC YTUBING |  | 42182103 |  | PROSCOPE
102783 | 1045764 | BOSS INSTRUMENTS LTD | UN2660 | BOSS INSTRUMENTS LTD |  | UN2660 | ILLUMINATOR LIGHTMAT ULT THIN | EA/1 BX/5 | A | ALL |  | 0 | EA | 1 | BX | 5 |  | 0 |  | 0 | 41300448
102798 | 1044277 | SOUTHERN IMPLANTS | WB8 | SOUTHERN IMPLANTS |  | WB8 | ABUTMENT HEALING IE 5.5X8MM | EA/1 | A | ALL |  | 0 | EA | 1 |  | 0 |  | 0 |  | 0 | 17779381 | 06009544023388 |  |  |  | 06009544023388 |  | Dental implant suprastructure, temporary, preformed, single-use | A prefabricated device intended to be used during dental implant restorative and laboratory procedures to provide a temporary intermediate fixture level between a dental implant and a temporary dental prosthesis/restoration, during the oral soft-tissue healing and sculpturing period, prior to the fabrication/rehabilitation and installation of the final prosthesis/restoration (e.g., bridge, single tooth, overdenture). It typically includes burnout/temporary cylinders, fixture impression pick-ups, replica devices, caps/cover screws in a variety of shapes, sizes, and materials [e.g., titanium (Ti), plastic]. This is a single-use device. | Yes |  | No | No | MRI Conditional | No | HEALING ABUTMENT FOR 4.0 EX HEX 5.5 X 8MM
102796 | 1044277 | SOUTHERN IMPLANTS | WB4 | SOUTHERN IMPLANTS |  | WB4 | ABUTMENT HEALING IE 5.5X4MM | EA/1 | A | ALL |  | 0 | EA | 1 |  | 0 |  | 0 |  | 0 | 17702201 | 06009544023364 |  |  |  | 06009544023364 |  | Dental implant suprastructure, temporary, preformed, single-use | A prefabricated device intended to be used during dental implant restorative and laboratory procedures to provide a temporary intermediate fixture level between a dental implant and a temporary dental prosthesis/restoration, during the oral soft-tissue healing and sculpturing period, prior to the fabrication/rehabilitation and installation of the final prosthesis/restoration (e.g., bridge, single tooth, overdenture). It typically includes burnout/temporary cylinders, fixture impression pick-ups, replica devices, caps/cover screws in a variety of shapes, sizes, and materials [e.g., titanium (Ti), plastic]. This is a single-use device. | Yes |  | No | No | MRI Conditional | No | HEALING ABUTMENT FOR 4.0 EX HEX 5.5 X 4MM
102795 | 1044277 | SOUTHERN IMPLANTS | WB3 | SOUTHERN IMPLANTS |  | WB3 | ABUTMENT HEALING IE 5.5X3MM | EA/1 | A | ALL |  | 0 | EA | 1 |  | 0 |  | 0 |  | 0 | 17767356 | 06009544023357 |  |  |  | 06009544023357 |  | Dental implant suprastructure, temporary, preformed, single-use | A prefabricated device intended to be used during dental implant restorative and laboratory procedures to provide a temporary intermediate fixture level between a dental implant and a temporary dental prosthesis/restoration, during the oral soft-tissue healing and sculpturing period, prior to the fabrication/rehabilitation and installation of the final prosthesis/restoration (e.g., bridge, single tooth, overdenture). It typically includes burnout/temporary cylinders, fixture impression pick-ups, replica devices, caps/cover screws in a variety of shapes, sizes, and materials [e.g., titanium (Ti), plastic]. This is a single-use device. | Yes |  | No | No | MRI Conditional | No | HEALING ABUTMENT FOR 4.0 EX HEX 5.5 X 3MM
102812 | 1044277 | SOUTHERN IMPLANTS | ABE10 | SOUTHERN IMPLANTS |  | ABE10 | ABUTMENT STD AB 5X10MM | EA/1 | A | ALL |  | 0 | EA | 1 |  | 0 |  | 0 |  | 0 | 17778958 | 06009544000419 |  |  |  | 06009544000419 |  | Dental implant suprastructure, permanent, preformed | A prefabricated device intended to provide a permanent intermediate fixture level between a dental implant and the final prosthesis/restoration (e.g., bridge, single tooth, overdenture). It includes one or more structural component(s) [e.g., abutment, ball, bar, bar overlay, coping, ring], and may be made of various materials [e.g., titanium (Ti), plastic, gold alloy]. It includes devices glued to prostheses and/or devices that can be replaced during cleaning cycles. An abutment screw(s) may be included, however the suprastructure does not represent the screw(s) in isolation. It may also be referred to as an abutment assembly or mesostructure. | Yes |  | No | No | MRI Conditional | No | STANDARD ABUTMENT TRANSCUTANEOUS FOR 3.75 IE 5.5 X 10MM
102801 | 1044277 | SOUTHERN IMPLANTS | D-20E-04F | SOUTHERN IMPLANTS |  | D-20E-04F | DRILL 4MM DISPOSABLE | EA/1 | A | ALL |  | 0 | EA | 1 |  | 0 |  | 0 |  | 0 | 17764050 | 06009544003052 |  |  |  | 06009544003052 |  | Fixture/appliance dental drill bit, single-use | A sterile shaft of metal intended to be used in dental surgery to create channels of appropriate depth and diameter in bone (osteotomy) of the oral cavity to facilitate the implantation of a dental fixture/appliance. The device is typically available in a set of graduated sizes and various forms and functions (e.g., guide, pilot, twist, cortical, conical). It is attached to a motorized handpiece or other power source that provides rotation. This is a single-use device. | Yes |  | No | No | Unspecified | No | PILOT DRILL FOR ULTRA SHORT IMPLANT DISPOSABLE 2.0 X 4MM
102786 | 1044277 | SOUTHERN IMPLANTS | IE6 | SOUTHERN IMPLANTS |  | IE6 | IMP DENTAL EXT HEX STRT 3.75X6 | EA/1 | A | ALL |  | 0 | EA | 1 |  | 0 |  | 0 |  | 0 | 17772696 | 06009544011064 |  |  |  | 06009544011064 |  | Facial prosthesis attachment implant | A sterile implantable device intended to be used to attach an externally-applied facial reconstruction prosthesis to a facial bone(s). It is typically in the form of a small metallic screw, implanted into an appropriate facial bone(s), with a proximal connection point for attachment of the prosthesis after full osseointegration of the implant has occurred. | Yes |  | No | No | MRI Conditional | No | EXT. HEX CYLINDRICAL IMPLANT ULTRASHORT 3.75 X 6MM
102815 | 552761 | TRI ANIM HEALTH SVCS INC | 134-B400-1006AV-10 | TRI ANIM/UNITED HOSP SUPPLY |  | 134-B400-1006AV-10 | CABLE OXMTR SPO2 PULSE NONOEM | EA/1 | A | ALL | CSC | 0 | EA | 1 |  | 0 |  | 0 |  | 0 | 41300449
500929 | 504001 | MEDLINE INDUSTRIES INC | MDS202073Z | MEDLINE INDUSTRIES |  | MDS202073Z | BLADE TONGUE 5 1/2 IN STRL | EA/1 BX/100 | A | ALL |  | 0 | EA | 1 | BX | 100 |  | 0 |  | 0 | 1282505 | [14 empty] | DEPRESSOR 5.5IN JR STRL BLDE SMTH SPLNTR FREE TNG WD LF |  | 42181501
102781 | 504001 | MEDLINE INDUSTRIES INC | DTL4604 | MEDLINE INDUSTRIES |  | DTL4604 | LABEL MEDCL 2 X 1-9/16 LAB | RL/1 BX/8 | A | BAY | SUBN | 0 | RL | 1 | BX | 8 |  | 0 |  | 0 | 41300450
500931 | 504001 | MEDLINE INDUSTRIES INC | HCL19693 | HEALTH CARE LOGISTICS |  | 19693 | STRAW MEDICATION FILTER | EA/1 CA/100 | A | ALL |  | 0 | EA | 1 | CA | 100 |  | 0 |  | 0 | 5198179 | [14 empty] | STRAWSTERILEFILTER5MICRON |  | 42222202
102692 | 316000 | ALCON VISION LLC | CNWET4.275 | ALCON LABS INC |  | CNWET4.275 | LENS CLAREON CNWET4.275 | EA/1 | A | ALL |  | 0 | EA | 1 |  | 0 |  | 0 |  | 0 | 38422930 | [14 empty] | CNWET4.275 CLAREON VIVITY TORIC |  | 42295524
102690 | 316000 | ALCON VISION LLC | CNWET4.265 | ALCON LABS INC |  | CNWET4.265 | LENS CLAREON CNWET4.265 | EA/1 | A | ALL |  | 0 | EA | 1 |  | 0 |  | 0 |  | 0 | 38422928 | [14 empty] | CNWET4.265 CLAREON VIVITY TORIC |  | 42295524
102689 | 316000 | ALCON VISION LLC | CNWET4.260 | ALCON LABS INC |  | CNWET4.260 | LENS CLAREON CNWET4.260 | EA/1 | A | ALL |  | 0 | EA | 1 |  | 0 |  | 0 |  | 0 | 38422927 | [14 empty] | CNWET4.260 CLAREON VIVITY TORIC |  | 42295524
102613 | 316000 | ALCON VISION LLC | CNWET0.290 | ALCON LABS INC |  | CNWET0.290 | LENS CLAREON CNWET0.290 | EA/1 | A | ALL |  | 0 | EA | 1 |  | 0 |  | 0 |  | 0 | 38422851 | [14 empty] | CNWET0.290 CLAREON VIVITY |  | 42295524
102742 | 316000 | ALCON VISION LLC | CNWET6.115 | ALCON LABS INC |  | CNWET6.115 | LENS CLAREON CNWET6.115 | EA/1 | A | ALL |  | 0 | EA | 1 |  | 0 |  | 0 |  | 0 | 38422980 | [14 empty] | CNWET6.115 CLAREON VIVITY TORIC |  | 42295524
102686 | 316000 | ALCON VISION LLC | CNWET4.245 | ALCON LABS INC |  | CNWET4.245 | LENS CLAREON CNWET4.245 | EA/1 | A | ALL |  | 0 | EA | 1 |  | 0 |  | 0 |  | 0 | 38422924 | [14 empty] | CNWET4.245 CLAREON VIVITY TORIC |  | 42295524
102682 | 316000 | ALCON VISION LLC | CNWET4.225 | ALCON LABS INC |  | CNWET4.225 | LENS CLAREON CNWET4.225 | EA/1 | A | ALL |  | 0 | EA | 1 |  | 0 |  | 0 |  | 0 | 38422920 | [14 empty] | CNWET4.225 CLAREON VIVITY TORIC |  | 42295524
102680 | 316000 | ALCON VISION LLC | CNWET4.215 | ALCON LABS INC |  | CNWET4.215 | LENS CLAREON CNWET4.215 | EA/1 | A | ALL |  | 0 | EA | 1 |  | 0 |  | 0 |  | 0 | 38422918 | [14 empty] | CNWET4.215 CLAREON VIVITY TORIC |  | 42295524
102679 | 316000 | ALCON VISION LLC | CNWET4.210 | ALCON LABS INC |  | CNWET4.210 | LENS CLAREON CNWET4.210 | EA/1 | A | ALL |  | 0 | EA | 1 |  | 0 |  | 0 |  | 0 | 38422917 | [14 empty] | CNWET4.210 CLAREON VIVITY TORIC |  | 42295524
102734 | 316000 | ALCON VISION LLC | CNWET5.280 | ALCON LABS INC |  | CNWET5.280 | LENS CLAREON CNWET5.280 | EA/1 | A | ALL |  | 0 | EA | 1 |  | 0 |  | 0 |  | 0 | 38422972 | [14 empty] | CNWET5.280 CLAREON VIVITY TORIC |  | 42295524
102597 | 316000 | ALCON VISION LLC | CNWET0.210 | ALCON LABS INC |  | CNWET0.210 | LENS CLAREON CNWET0.210 | EA/1 | A | ALL |  | 0 | EA | 1 |  | 0 |  | 0 |  | 0 | 38422835 | [14 empty] | CNWET0.210 CLAREON VIVITY |  | 42295524
102730 | 316000 | ALCON VISION LLC | CNWET5.260 | ALCON LABS INC |  | CNWET5.260 | LENS CLAREON CNWET5.260 | EA/1 | A | ALL |  | 0 | EA | 1 |  | 0 |  | 0 |  | 0 | 38422968 | [14 empty] | CNWET5.260 CLAREON VIVITY TORIC |  | 42295524
102667 | 316000 | ALCON VISION LLC | CNWET4.150 | ALCON LABS INC |  | CNWET4.150 | LENS CLAREON CNWET4.150 | EA/1 | A | ALL |  | 0 | EA | 1 |  | 0 |  | 0 |  | 0 | 38422905 | [14 empty] | CNWET4.150 CLAREON VIVITY TORIC |  | 42295524
102721 | 316000 | ALCON VISION LLC | CNWET5.215 | ALCON LABS INC |  | CNWET5.215 | LENS CLAREON CNWET5.215 | EA/1 | A | ALL |  | 0 | EA | 1 |  | 0 |  | 0 |  | 0 | 38422959 | [14 empty] | CNWET5.215 CLAREON VIVITY TORIC |  | 42295524
102661 | 316000 | ALCON VISION LLC | CNWET4.120 | ALCON LABS INC |  | CNWET4.120 | LENS CLAREON CNWET4.120 | EA/1 | A | ALL |  | 0 | EA | 1 |  | 0 |  | 0 |  | 0 | 38422899 | [14 empty] | CNWET4.120 CLAREON VIVITY TORIC |  | 42295524
102659 | 316000 | ALCON VISION LLC | CNWET4.110 | ALCON LABS INC |  | CNWET4.110 | LENS CLAREON CNWET4.110 | EA/1 | A | ALL |  | 0 | EA | 1 |  | 0 |  | 0 |  | 0 | 38422897 | [14 empty] | CNWET4.110 CLAREON VIVITY TORIC |  | 42295524
102658 | 316000 | ALCON VISION LLC | CNWET4.105 | ALCON LABS INC |  | CNWET4.105 | LENS CLAREON CNWET4.105 | EA/1 | A | ALL |  | 0 | EA | 1 |  | 0 |  | 0 |  | 0 | 38422896 | [14 empty] | CNWET4.105 CLAREON VIVITY TORIC |  | 42295524
102655 | 316000 | ALCON VISION LLC | CNWET3.295 | ALCON LABS INC |  | CNWET3.295 | LENS CLAREON CNWET3.295 | EA/1 | A | ALL |  | 0 | EA | 1 |  | 0 |  | 0 |  | 0 | 38422893 | [14 empty] | CNWET3.295 CLAREON VIVITY TORIC |  | 42295524
102654 | 316000 | ALCON VISION LLC | CNWET3.290 | ALCON LABS INC |  | CNWET3.290 | LENS CLAREON CNWET3.290 | EA/1 | A | ALL |  | 0 | EA | 1 |  | 0 |  | 0 |  | 0 | 38422892 | [14 empty] | CNWET3.290 CLAREON VIVITY TORIC |  | 42295524
102649 | 316000 | ALCON VISION LLC | CNWET3.265 | ALCON LABS INC |  | CNWET3.265 | LENS CLAREON CNWET3.265 | EA/1 | A | ALL |  | 0 | EA | 1 |  | 0 |  | 0 |  | 0 | 38422887 | [14 empty] | CNWET3.265 CLAREON VIVITY TORIC |  | 42295524
102705 | 316000 | ALCON VISION LLC | CNWET5.135 | ALCON LABS INC |  | CNWET5.135 | LENS CLAREON CNWET5.135 | EA/1 | A | ALL |  | 0 | EA | 1 |  | 0 |  | 0 |  | 0 | 38422943 | [14 empty] | CNWET5.135 CLAREON VIVITY TORIC |  | 42295524
102646 | 316000 | ALCON VISION LLC | CNWET3.250 | ALCON LABS INC |  | CNWET3.250 | LENS CLAREON CNWET3.250 | EA/1 | A | ALL |  | 0 | EA | 1 |  | 0 |  | 0 |  | 0 | 38422884 | [14 empty] | CNWET3.250 CLAREON VIVITY TORIC |  | 42295524
102641 | 316000 | ALCON VISION LLC | CNWET3.225 | ALCON LABS INC |  | CNWET3.225 | LENS CLAREON CNWET3.225 | EA/1 | A | ALL |  | 0 | EA | 1 |  | 0 |  | 0 |  | 0 | 38422879 | [14 empty] | CNWET3.225 CLAREON VIVITY TORIC |  | 42295524
102767 | 316000 | ALCON VISION LLC | CNWET6.240 | ALCON LABS INC |  | CNWET6.240 | LENS CLAREON CNWET6.240 | EA/1 | A | ALL |  | 0 | EA | 1 |  | 0 |  | 0 |  | 0 | 38423005 | [14 empty] | CNWET6.240 CLAREON VIVITY TORIC |  | 42295524
102636 | 316000 | ALCON VISION LLC | CNWET3.200 | ALCON LABS INC |  | CNWET3.200 | LENS CLAREON CNWET3.200 | EA/1 | A | ALL |  | 0 | EA | 1 |  | 0 |  | 0 |  | 0 | 38422874 | [14 empty] | CNWET3.200 CLAREON VIVITY TORIC |  | 42295524
102554 | 316000 | ALCON VISION LLC | SY60WF.160 | ALCON LABS INC |  | SY60WF.160 | LENS CLAREON IOL SY60WF.160 | EA/1 | A | ALL |  | 0 | EA | 1 |  | 0 |  | 0 |  | 0 | 38425024 | [14 empty] | Clareon Monofocal IOL BLF |  | 42295524
102762 | 316000 | ALCON VISION LLC | CNWET6.215 | ALCON LABS INC |  | CNWET6.215 | LENS CLAREON CNWET6.215 | EA/1 | A | ALL |  | 0 | EA | 1 |  | 0 |  | 0 |  | 0 | 38423000 | [14 empty] | CNWET6.215 CLAREON VIVITY TORIC |  | 42295524
102553 | 316000 | ALCON VISION LLC | SY60WF.165 | ALCON LABS INC |  | SY60WF.165 | LENS CLAREON IOL SY60WF.165 | EA/1 | A | ALL |  | 0 | EA | 1 |  | 0 |  | 0 |  | 0 | 38425025 | [14 empty] | Clareon Monofocal IOL BLF |  | 42295524
102761 | 316000 | ALCON VISION LLC | CNWET6.210 | ALCON LABS INC |  | CNWET6.210 | LENS CLAREON CNWET6.210 | EA/1 | A | ALL |  | 0 | EA | 1 |  | 0 |  | 0 |  | 0 | 38422999 | [14 empty] | CNWET6.210 CLAREON VIVITY TORIC |  | 42295524
102757 | 316000 | ALCON VISION LLC | CNWET6.190 | ALCON LABS INC |  | CNWET6.190 | LENS CLAREON CNWET6.190 | EA/1 | A | ALL |  | 0 | EA | 1 |  | 0 |  | 0 |  | 0 | 38422995 | [14 empty] | CNWET6.190 CLAREON VIVITY TORIC |  | 42295524
102624 | 316000 | ALCON VISION LLC | CNWET3.140 | ALCON LABS INC |  | CNWET3.140 | LENS CLAREON CNWET3.140 | EA/1 | A | ALL |  | 0 | EA | 1 |  | 0 |  | 0 |  | 0 | 38422862 | [14 empty] | CNWET3.140 CLAREON VIVITY TORIC |  | 42295524
102548 | 316000 | ALCON VISION LLC | SY60WF.190 | ALCON LABS INC |  | SY60WF.190 | LENS CLAREON IOL SY60WF.190 | EA/1 | A | ALL |  | 0 | EA | 1 |  | 0 |  | 0 |  | 0 | 38425030 | [14 empty] | Clareon Monofocal IOL BLF |  | 42295524
102545 | 316000 | ALCON VISION LLC | SY60WF.205 | ALCON LABS INC |  | SY60WF.205 | LENS CLAREON IOL SY60WF.205 | EA/1 | A | ALL |  | 0 | EA | 1 |  | 0 |  | 0 |  | 0 | 38425033 | [14 empty] | Clareon Monofocal IOL BLF |  | 42295524
102754 | 316000 | ALCON VISION LLC | CNWET6.175 | ALCON LABS INC |  | CNWET6.175 | LENS CLAREON CNWET6.175 | EA/1 | A | ALL |  | 0 | EA | 1 |  | 0 |  | 0 |  | 0 | 38422992 | [14 empty] | CNWET6.175 CLAREON VIVITY TORIC |  | 42295524
102622 | 316000 | ALCON VISION LLC | CNWET3.130 | ALCON LABS INC |  | CNWET3.130 | LENS CLAREON CNWET3.130 | EA/1 | A | ALL |  | 0 | EA | 1 |  | 0 |  | 0 |  | 0 | 38422860 | [14 empty] | CNWET3.130 CLAREON VIVITY TORIC |  | 42295524
102543 | 316000 | ALCON VISION LLC | SY60WF.215 | ALCON LABS INC |  | SY60WF.215 | LENS CLAREON IOL SY60WF.215 | EA/1 | A | ALL |  | 0 | EA | 1 |  | 0 |  | 0 |  | 0 | 38425035 | [14 empty] | Clareon Monofocal IOL BLF |  | 42295524
652962 | 574513 | STRYKER MEDICAL INSTRUM (ACI) | 2296-033-115 | STRYKER ORTHO | ORTH | 2296-033-115 | BLADE SAW LG NAR 29.5X7X0.51MM | EA/1 LTXFREE | A | ASC |  | 0 | EA | 1 |  | 0 |  | 0 |  | 0 | 274958 | 04546540046970 |  |  |  | 04546540046970 | https://api.edirx.com/workflowfileuploads/documentconsole/1C142829-6BEE-4209-B99F-D7AFC7C00414.jpg | Surgical saw blade, sagittal, single-use | A flat surgical cutting instrument, usually made of high-grade stainless steel, with a serrated edge designed for attachment to a dedicated powered saw used for cutting bone/tissue during orthopaedic or oral surgery; it is not dedicated to cutting through the sternum (i.e., not a sternum saw blade). This device is designed with the cutting teeth arranged in an arc or on a flat plane pointing directly forward at the distal end to cut in a rapid sagittal (side to side) motion; it may in addition cut in an oscillating motion. This is a single-use device. | Yes |  | No | No | Unspecified | No | BLADE SAW SAGITTAL STANDARD LONG 29.5X7X0.51 MM INTRAORAL NARROW 32 TEETH AGGRESSIVE FOR MANDIBULAR/MAXILLARY OSTEOTOMY CORE AND SMALL BONE POWER SYSTEM REPROCESSED STERILE PRECISION LATEXFREE DISPOSABLE 29.5 MMX7 INTRA ORAL TOOTH LATEX FREE | BLADE SAW SAGITTAL STANDARD LONG 29.5X7X0.51 MM INTRAORAL NARROW 32 TEETH AGGRESSIVE FOR MANDIBULAR/MAXILLARY OSTEOTOMY CORE AND SMALL BONE POWER SYSTEM REPROCESSED STERILE PRECISION LATEXFREE DISPOSABLE | 42295211 | A4649 | PRECISION
652959 | 574513 | STRYKER MEDICAL INSTRUM (ACI) | 2296-033-106 | STRYKER ORTHO | ORTH | 2296-033-106 | BLADE SAW XLG WIDE 34.5X13MM | EA/1 LTXFREE | A | ASC |  | 0 | EA | 1 |  | 0 |  | 0 |  | 0 | 3014117 | 04546540046932 |  |  |  | 04546540046932 | https://api.edirx.com/WorkflowFileUploads/DocumentConsole/5A6C8FDB-2057-4D8B-9EC9-66C5852F632B.jpg | Surgical saw blade, sagittal, single-use | A flat surgical cutting instrument, usually made of high-grade stainless steel, with a serrated edge designed for attachment to a dedicated powered saw used for cutting bone/tissue during orthopaedic or oral surgery; it is not dedicated to cutting through the sternum (i.e., not a sternum saw blade). This device is designed with the cutting teeth arranged in an arc or on a flat plane pointing directly forward at the distal end to cut in a rapid sagittal (side to side) motion; it may in addition cut in an oscillating motion. This is a single-use device. | Yes |  | No | No | Unspecified | No | BLADE SAW SAGITTAL 34.5X13X0.51 MM OSCILLATING HEAVY DUTY STAINLESS STEEL STERILE PRECISION 13MML 0.51MMTHK 34.5MMDEPTH SS | BLADE SAW SAGITTAL 34.5X13X0.51 MM OSCILLATING HEAVY DUTY STAINLESS STEEL STERILE | 42295211 | A4649
653020 | 574513 | STRYKER MEDICAL INSTRUM (ACI) | 5100037134 | STRYKER ORTHO | ORTH | 5100037134 | BLADE SAW SHRT LG TPRD 27MM | EA/1 LTXFREE | A | ASC |  | 0 | EA | 1 |  | 0 |  | 0 |  | 0 | 3865819 | 04546540075673 |  |  |  | 04546540075673 | https://api.edirx.com/WorkflowFileUploads/DocumentConsole/966BC116-DF00-4D62-9572-0891C97C6A8A.JPG | Surgical saw blade, sagittal, single-use | A flat surgical cutting instrument, usually made of high-grade stainless steel, with a serrated edge designed for attachment to a dedicated powered saw used for cutting bone/tissue during orthopaedic or oral surgery; it is not dedicated to cutting through the sternum (i.e., not a sternum saw blade). This device is designed with the cutting teeth arranged in an arc or on a flat plane pointing directly forward at the distal end to cut in a rapid sagittal (side to side) motion; it may in addition cut in an oscillating motion. This is a single-use device. | Yes |  | No | No | Unspecified | No | BLADE SAW RECIPROCATING LONG SHORT 24X0.64 MM TAPERED | BLADE SAW RECIPROCATING LONG SHORT 24X0.64 MM TAPERED | 42295211 | A4649
102807 | 1044277 | SOUTHERN IMPLANTS | ABE3 | SOUTHERN IMPLANTS |  | ABE3 | ABUTMENT STD IE 4X3MM | EA/1 | A | ALL |  | 0 | EA | 1 |  | 0 |  | 0 |  | 0 | 17764036 | 06009544000426 |  |  |  | 06009544000426 |  | Dental implant suprastructure, permanent, preformed | A prefabricated device intended to provide a permanent intermediate fixture level between a dental implant and the final prosthesis/restoration (e.g., bridge, single tooth, overdenture). It includes one or more structural component(s) [e.g., abutment, ball, bar, bar overlay, coping, ring], and may be made of various materials [e.g., titanium (Ti), plastic, gold alloy]. It includes devices glued to prostheses and/or devices that can be replaced during cleaning cycles. An abutment screw(s) may be included, however the suprastructure does not represent the screw(s) in isolation. It may also be referred to as an abutment assembly or mesostructure. | Yes |  | No | No | MRI Conditional | No | STANDARD ABUTMENT TRANSCUTANEOUS FOR 3.75 IE 5.5 X 3MM
102791 | 1044277 | SOUTHERN IMPLANTS | TB4 | SOUTHERN IMPLANTS |  | TB4 | ABUTMENT HEALING IE 4MM | EA/1 | A | ALL |  | 0 | EA | 1 |  | 0 |  | 0 |  | 0 | 17677103 | 06009544021094 |  |  |  | 06009544021094 |  | Dental implant suprastructure, temporary, preformed, single-use | A prefabricated device intended to be used during dental implant restorative and laboratory procedures to provide a temporary intermediate fixture level between a dental implant and a temporary dental prosthesis/restoration, during the oral soft-tissue healing and sculpturing period, prior to the fabrication/rehabilitation and installation of the final prosthesis/restoration (e.g., bridge, single tooth, overdenture). It typically includes burnout/temporary cylinders, fixture impression pick-ups, replica devices, caps/cover screws in a variety of shapes, sizes, and materials [e.g., titanium (Ti), plastic]. This is a single-use device. | Yes |  | No | No | MRI Conditional | No | HEALING ABUTMENT FOR 4.0 EX HEX 4.5 X 4MM
102789 | 1044277 | SOUTHERN IMPLANTS | SCU2 | SOUTHERN IMPLANTS |  | SCU2 | SCREW COVER IB IMPLANT UNIV | EA/1 | A | ALL |  | 0 | EA | 1 |  | 0 |  | 0 |  | 0 | 35430093 | 06009544019886 |  |  |  | 06009544019886 |  | Dental implant suprastructure, temporary, preformed, single-use | A prefabricated device intended to be used during dental implant restorative and laboratory procedures to provide a temporary intermediate fixture level between a dental implant and a temporary dental prosthesis/restoration, during the oral soft-tissue healing and sculpturing period, prior to the fabrication/rehabilitation and installation of the final prosthesis/restoration (e.g., bridge, single tooth, overdenture). It typically includes burnout/temporary cylinders, fixture impression pick-ups, replica devices, caps/cover screws in a variety of shapes, sizes, and materials [e.g., titanium (Ti), plastic]. This is a single-use device. | Yes |  | No | No | MRI Conditional | No | COVERSCREW FOR 4.0 EX HEX
102799 | 1044277 | SOUTHERN IMPLANTS | D-RB-MS | SOUTHERN IMPLANTS |  | D-RB-MS | DRILL ROUND BURR | EA/1 | A | ALL |  | 0 | EA | 1 |  | 0 |  | 0 |  | 0 | 17702882 | 06009544006084 |  |  |  | 06009544006084 |  | Fixture/appliance dental drill bit, single-use | A sterile shaft of metal intended to be used in dental surgery to create channels of appropriate depth and diameter in bone (osteotomy) of the oral cavity to facilitate the implantation of a dental fixture/appliance. The device is typically available in a set of graduated sizes and various forms and functions (e.g., guide, pilot, twist, cortical, conical). It is attached to a motorized handpiece or other power source that provides rotation. This is a single-use device. | Yes |  | No | No | Unspecified | No | ROUND BURR DISPOSABLE 1.8MM
102788 | 1044277 | SOUTHERN IMPLANTS | SC4 | SOUTHERN IMPLANTS |  | SC4 | SCREW COVER IE IMPLANT | EA/1 | A | ALL |  | 0 | EA | 1 |  | 0 |  | 0 |  | 0 | 38894004 | 06009544019824 |  |  |  | 06009544019824 |  | Dental implant suprastructure, temporary, preformed, single-use | A prefabricated device intended to be used during dental implant restorative and laboratory procedures to provide a temporary intermediate fixture level between a dental implant and a temporary dental prosthesis/restoration, during the oral soft-tissue healing and sculpturing period, prior to the fabrication/rehabilitation and installation of the final prosthesis/restoration (e.g., bridge, single tooth, overdenture). It typically includes burnout/temporary cylinders, fixture impression pick-ups, replica devices, caps/cover screws in a variety of shapes, sizes, and materials [e.g., titanium (Ti), plastic]. This is a single-use device. | Yes |  | No | No | MRI Conditional | No | COVERSCREW FOR 3.75 IE
500935 | 574513 | STRYKER MEDICAL INSTRUM (ACI) | 0277-096-275 | STRYKER INSTRUMENTS |  | 0277-096-275 | BLADE DBLSD 70.0X0.64X12.6MM | EA/1 LTXFREE | A | ASC |  | 0 | EA | 1 |  | 0 |  | 0 |  | 0 | 56736 | 04546540051769 |  |  |  | 04546540051769 | https://api.edirx.com/workflowfileuploads/documentconsole/5C2F82B3-47BC-4AE8-8BEA-2D8203B51078.jpg | Surgical saw blade, sagittal, single-use | A flat surgical cutting instrument, usually made of high-grade stainless steel, with a serrated edge designed for attachment to a dedicated powered saw used for cutting bone/tissue during orthopaedic or oral surgery; it is not dedicated to cutting through the sternum (i.e., not a sternum saw blade). This device is designed with the cutting teeth arranged in an arc or on a flat plane pointing directly forward at the distal end to cut in a rapid sagittal (side to side) motion; it may in addition cut in an oscillating motion. This is a single-use device. | Yes |  |  | No | Unspecified | No | BLADE SAW RECIPROCATING 70X12.5X0.64 MM THICK 20 TEETH DOUBLE SIDED HEAVY DUTY STAINLESS STEEL NON STERILE 70X0.64 | BLADE SAW RECIPROCATING 70X12.5X0.64 MM THICK 20 TEETH DOUBLE SIDED HEAVY DUTY STAINLESS STEEL NON STERILE | 42295211 | A4649 | PRECISION
500938 | 574513 | STRYKER MEDICAL INSTRUM (ACI) | 1900-015-040 | STRYKER INSTRUMENTS |  | 1900-015-040 | TOOL RESURFACE 4.0MM EGG | EA/1 | A | ASC |  | 0 | EA | 1 |  | 0 |  | 0 |  | 0 | 9316642 | 07613327376319 |  |  |  | 07613327376319 |  | Orthopaedic bur, single-use | A sterile, rotary cutting device consisting of a shaft of high-grade steel and a cutting head of hard metal/material with fluting or cutting planes of various shapes at the working end and which is designed to fit into an appropriate powered handpiece that provides the rotation allowing the user to excavate/shape bone tissue during small and large bone surgery (e.g., maxillofacial, spinal, or orthopaedic). This is a single-use device. | Yes |  | No | No | Unspecified | No | BUR SURGICAL EGG SHAPE 4 MM RESURFACING TOOL 4.0MM | BUR SURGICAL EGG SHAPE 4 MM RESURFACING TOOL | 42291627 | A4649
500923 | 504001 | MEDLINE INDUSTRIES INC | DYK200CHCH | MEDLINE INDUSTRIES |  | DYK200CHCH | KIT CHEMO SPILL CLEAN UP | EA/1 | A | ALL |  | 0 | EA | 1 |  | 0 |  | 0 |  | 0 | 41300451
102697 | 316000 | ALCON VISION LLC | CNWET4.300 | ALCON LABS INC |  | CNWET4.300 | LENS CLAREON CNWET4.300 | EA/1 | A | ALL |  | 0 | EA | 1 |  | 0 |  | 0 |  | 0 | 38422935 | [14 empty] | CNWET4.300 CLAREON VIVITY TORIC |  | 42295524
102535 | 316000 | ALCON VISION LLC | SY60WF.255 | ALCON LABS INC |  | SY60WF.255 | LENS CLAREON IOL SY60WF.255 | EA/1 | A | ALL |  | 0 | EA | 1 |  | 0 |  | 0 |  | 0 | 38425043 | [14 empty] | Clareon Monofocal IOL BLF |  | 42295524
102749 | 316000 | ALCON VISION LLC | CNWET6.150 | ALCON LABS INC |  | CNWET6.150 | LENS CLAREON CNWET6.150 | EA/1 | A | ALL |  | 0 | EA | 1 |  | 0 |  | 0 |  | 0 | 38422987 | [14 empty] | CNWET6.150 CLAREON VIVITY TORIC |  | 42295524
102691 | 316000 | ALCON VISION LLC | CNWET4.270 | ALCON LABS INC |  | CNWET4.270 | LENS CLAREON CNWET4.270 | EA/1 | A | ALL |  | 0 | EA | 1 |  | 0 |  | 0 |  | 0 | 38422929 | [14 empty] | CNWET4.270 CLAREON VIVITY TORIC |  | 42295524
102611 | 316000 | ALCON VISION LLC | CNWET0.280 | ALCON LABS INC |  | CNWET0.280 | LENS CLAREON CNWET0.280 | EA/1 | A | ALL |  | 0 | EA | 1 |  | 0 |  | 0 |  | 0 | 38422849 | [14 empty] | CNWET0.280 CLAREON VIVITY |  | 42295524
102610 | 316000 | ALCON VISION LLC | CNWET0.275 | ALCON LABS INC |  | CNWET0.275 | LENS CLAREON CNWET0.275 | EA/1 | A | ALL |  | 0 | EA | 1 |  | 0 |  | 0 |  | 0 | 38422848 | [14 empty] | CNWET0.275 CLAREON VIVITY |  | 42295524
102530 | 316000 | ALCON VISION LLC | SY60WF.290 | ALCON LABS INC |  | SY60WF.290 | LENS CLAREON IOL SY60WF.290 | EA/1 | A | ALL |  | 0 | EA | 1 |  | 0 |  | 0 |  | 0 | 38425050 | [14 empty] | Clareon Monofocal IOL BLF |  | 42295524
102746 | 316000 | ALCON VISION LLC | CNWET6.135 | ALCON LABS INC |  | CNWET6.135 | LENS CLAREON CNWET6.135 | EA/1 | A | ALL |  | 0 | EA | 1 |  | 0 |  | 0 |  | 0 | 38422984 | [14 empty] | CNWET6.135 CLAREON VIVITY TORIC |  | 42295524
102608 | 316000 | ALCON VISION LLC | CNWET0.265 | ALCON LABS INC |  | CNWET0.265 | LENS CLAREON CNWET0.265 | EA/1 | A | ALL |  | 0 | EA | 1 |  | 0 |  | 0 |  | 0 | 38422846 | [14 empty] | CNWET0.265 CLAREON VIVITY |  | 42295524
102739 | 316000 | ALCON VISION LLC | CNWET6.100 | ALCON LABS INC |  | CNWET6.100 | LENS CLAREON CNWET6.100 | EA/1 | A | ALL |  | 0 | EA | 1 |  | 0 |  | 0 |  | 0 | 38422977 | [14 empty] | CNWET6.100 CLAREON VIVITY TORIC |  | 42295524
102737 | 316000 | ALCON VISION LLC | CNWET5.295 | ALCON LABS INC |  | CNWET5.295 | LENS CLAREON CNWET5.295 | EA/1 | A | ALL |  | 0 | EA | 1 |  | 0 |  | 0 |  | 0 | 38422975 | [14 empty] | CNWET5.295 CLAREON VIVITY TORIC |  | 42295524
102683 | 316000 | ALCON VISION LLC | CNWET4.230 | ALCON LABS INC |  | CNWET4.230 | LENS CLAREON CNWET4.230 | EA/1 | A | ALL |  | 0 | EA | 1 |  | 0 |  | 0 |  | 0 | 38422921 | [14 empty] | CNWET4.230 CLAREON VIVITY TORIC |  | 42295524
102733 | 316000 | ALCON VISION LLC | CNWET5.275 | ALCON LABS INC |  | CNWET5.275 | LENS CLAREON CNWET5.275 | EA/1 | A | ALL |  | 0 | EA | 1 |  | 0 |  | 0 |  | 0 | 38422971 | [14 empty] | CNWET5.275 CLAREON VIVITY TORIC |  | 42295524
102723 | 316000 | ALCON VISION LLC | CNWET5.225 | ALCON LABS INC |  | CNWET5.225 | LENS CLAREON CNWET5.225 | EA/1 | A | ALL |  | 0 | EA | 1 |  | 0 |  | 0 |  | 0 | 38422961 | [14 empty] | CNWET5.225 CLAREON VIVITY TORIC |  | 42295524
102586 | 316000 | ALCON VISION LLC | CNWET0.155 | ALCON LABS INC |  | CNWET0.155 | LENS CLAREON CNWET0.155 | EA/1 | A | ALL |  | 0 | EA | 1 |  | 0 |  | 0 |  | 0 | 38422824 | [14 empty] | CNWET0.155 CLAREON VIVITY |  | 42295524
102585 | 316000 | ALCON VISION LLC | CNWET0.150 | ALCON LABS INC |  | CNWET0.150 | LENS CLAREON CNWET0.150 | EA/1 | A | ALL |  | 0 | EA | 1 |  | 0 |  | 0 |  | 0 | 38422823 | [14 empty] | CNWET0.150 CLAREON VIVITY |  | 42295524
102583 | 316000 | ALCON VISION LLC | CNWET0.140 | ALCON LABS INC |  | CNWET0.140 | LENS CLAREON CNWET0.140 | EA/1 | A | ALL |  | 0 | EA | 1 |  | 0 |  | 0 |  | 0 | 38422821 | [14 empty] | CNWET0.140 CLAREON VIVITY |  | 42295524
102576 | 316000 | ALCON VISION LLC | CNWET0.105 | ALCON LABS INC |  | CNWET0.105 | LENS CLAREON CNWET0.105 | EA/1 | A | ALL |  | 0 | EA | 1 |  | 0 |  | 0 |  | 0 | 38422814 | [14 empty] | CNWET0.105 CLAREON VIVITY |  | 42295524
102651 | 316000 | ALCON VISION LLC | CNWET3.275 | ALCON LABS INC |  | CNWET3.275 | LENS CLAREON CNWET3.275 | EA/1 | A | ALL |  | 0 | EA | 1 |  | 0 |  | 0 |  | 0 | 38422889 | [14 empty] | CNWET3.275 CLAREON VIVITY TORIC |  | 42295524
102704 | 316000 | ALCON VISION LLC | CNWET5.130 | ALCON LABS INC |  | CNWET5.130 | LENS CLAREON CNWET5.130 | EA/1 | A | ALL |  | 0 | EA | 1 |  | 0 |  | 0 |  | 0 | 38422942 | [14 empty] | CNWET5.130 CLAREON VIVITY TORIC |  | 42295524
102564 | 316000 | ALCON VISION LLC | SY60WF.110 | ALCON LABS INC |  | SY60WF.110 | LENS CLAREON IOL SY60WF.110 | EA/1 | A | ALL |  | 0 | EA | 1 |  | 0 |  | 0 |  | 0 | 38425014 | [14 empty] | Clareon Monofocal IOL BLF |  | 42295524
102771 | 316000 | ALCON VISION LLC | CNWET6.260 | ALCON LABS INC |  | CNWET6.260 | LENS CLAREON CNWET6.260 | EA/1 | A | ALL |  | 0 | EA | 1 |  | 0 |  | 0 |  | 0 | 38423009 | [14 empty] | CNWET6.260 CLAREON VIVITY TORIC |  | 42295524
102638 | 316000 | ALCON VISION LLC | CNWET3.210 | ALCON LABS INC |  | CNWET3.210 | LENS CLAREON CNWET3.210 | EA/1 | A | ALL |  | 0 | EA | 1 |  | 0 |  | 0 |  | 0 | 38422876 | [14 empty] | CNWET3.210 CLAREON VIVITY TORIC |  | 42295524
102555 | 316000 | ALCON VISION LLC | SY60WF.155 | ALCON LABS INC |  | SY60WF.155 | LENS CLAREON IOL SY60WF.155 | EA/1 | A | ALL |  | 0 | EA | 1 |  | 0 |  | 0 |  | 0 | 38425023 | [14 empty] | Clareon Monofocal IOL BLF |  | 42295524
102631 | 316000 | ALCON VISION LLC | CNWET3.175 | ALCON LABS INC |  | CNWET3.175 | LENS CLAREON CNWET3.175 | EA/1 | A | ALL |  | 0 | EA | 1 |  | 0 |  | 0 |  | 0 | 38422869 | [14 empty] | CNWET3.175 CLAREON VIVITY TORIC |  | 42295524
102759 | 316000 | ALCON VISION LLC | CNWET6.200 | ALCON LABS INC |  | CNWET6.200 | LENS CLAREON CNWET6.200 | EA/1 | A | ALL |  | 0 | EA | 1 |  | 0 |  | 0 |  | 0 | 38422997 | [14 empty] | CNWET6.200 CLAREON VIVITY TORIC |  | 42295524
500941 | 615024 | XODUS MEDICAL INC | 10170051 | ACUMED |  | 10170051 | DEVICE TOWER ARC WRIST SM | EA/1 | A | ASC |  | 0 | EA | 1 |  | 0 |  | 0 |  | 0 | 691102 | 10806378010699 |  |  |  | 10806378010699 | https://api.edirx.com/workflowfileuploads/documentconsole/B8EBFB29-10ED-44CF-AEEC-C9ECA7ABF255.jpg | Upper-limb traction wrap/trap, single-use, sterile | A sterile preformed device designed to encompass the fingers, hand or forearm to create a holder which can be attached to an external frame to provide traction/suspension of the upper limb during surgical procedures on the hand, arm or shoulder. It is typically made of synthetic polymer textile (e.g., nylon) and includes self-retaining fasteners (e.g., Velcro); it may be used with a traction arm band and/or malleable metal stave which acts as the anchor to the traction frame. This is a single-use device. | No | Moist Heat or Steam Sterilization | Yes | No | Unspecified | No | TRAP FINGER SMALL STERILE DISPOSABLE | TRAP FINGER SMALL NON STERILE LATEX-FREE DISPOSABLE | 42242102 | L3806 | ACUMED
102810 | 1044277 | SOUTHERN IMPLANTS | ABE7 | SOUTHERN IMPLANTS |  | ABE7 | ABUTMENT STD IE 4X7MM | EA/1 | A | ALL |  | 0 | EA | 1 |  | 0 |  | 0 |  | 0 | 17757624 | 06009544000457 |  |  |  | 06009544000457 |  | Dental implant suprastructure, permanent, preformed | A prefabricated device intended to provide a permanent intermediate fixture level between a dental implant and the final prosthesis/restoration (e.g., bridge, single tooth, overdenture). It includes one or more structural component(s) [e.g., abutment, ball, bar, bar overlay, coping, ring], and may be made of various materials [e.g., titanium (Ti), plastic, gold alloy]. It includes devices glued to prostheses and/or devices that can be replaced during cleaning cycles. An abutment screw(s) may be included, however the suprastructure does not represent the screw(s) in isolation. It may also be referred to as an abutment assembly or mesostructure. | Yes |  | No | No | MRI Conditional | No | STANDARD ABUTMENT TRANSCUTANEOUS FOR 3.75 IE 5.5 X 7MM
102794 | 1044277 | SOUTHERN IMPLANTS | TB8 | SOUTHERN IMPLANTS |  | TB8 | ABUTMENT HEALING IE 8MM | EA/1 | A | ALL |  | 0 | EA | 1 |  | 0 |  | 0 |  | 0 | 17668707 | 06009544021124 |  |  |  | 06009544021124 |  | Dental implant suprastructure, temporary, preformed, single-use | A prefabricated device intended to be used during dental implant restorative and laboratory procedures to provide a temporary intermediate fixture level between a dental implant and a temporary dental prosthesis/restoration, during the oral soft-tissue healing and sculpturing period, prior to the fabrication/rehabilitation and installation of the final prosthesis/restoration (e.g., bridge, single tooth, overdenture). It typically includes burnout/temporary cylinders, fixture impression pick-ups, replica devices, caps/cover screws in a variety of shapes, sizes, and materials [e.g., titanium (Ti), plastic]. This is a single-use device. | Yes |  | No | No | MRI Conditional | No | HEALING ABUTMENT FOR 4.0 EX HEX 4.5 X 8MM
102805 | 1044277 | SOUTHERN IMPLANTS | D-30E-06F | SOUTHERN IMPLANTS |  | D-30E-06F | DRILL 3X6MM DISPOSABLE | EA/1 | A | ALL |  | 0 | EA | 1 |  | 0 |  | 0 |  | 0 | 17772658 | 06009544003205 |  |  |  | 06009544003205 |  | Fixture/appliance dental drill bit, single-use | A sterile shaft of metal intended to be used in dental surgery to create channels of appropriate depth and diameter in bone (osteotomy) of the oral cavity to facilitate the implantation of a dental fixture/appliance. The device is typically available in a set of graduated sizes and various forms and functions (e.g., guide, pilot, twist, cortical, conical). It is attached to a motorized handpiece or other power source that provides rotation. This is a single-use device. | Yes |  | No | No | Unspecified | No | PILOT DRILL FOR ULTRA SHORT IMPLANT DISPOSABLE 3.0 X 6MM
102804 | 1044277 | SOUTHERN IMPLANTS | D-30E-04F | SOUTHERN IMPLANTS |  | D-30E-04F | DRILL 3X4MM DISPOSABLE | EA/1 | A | ALL |  | 0 | EA | 1 |  | 0 |  | 0 |  | 0 | 17766672 | 06009544003199 |  |  |  | 06009544003199 |  | Fixture/appliance dental drill bit, single-use | A sterile shaft of metal intended to be used in dental surgery to create channels of appropriate depth and diameter in bone (osteotomy) of the oral cavity to facilitate the implantation of a dental fixture/appliance. The device is typically available in a set of graduated sizes and various forms and functions (e.g., guide, pilot, twist, cortical, conical). It is attached to a motorized handpiece or other power source that provides rotation. This is a single-use device. | Yes |  | No | No | Unspecified | No | PILOT DRILL FOR ULTRA SHORT IMPLANT DISPOSABLE 3.0 X 4MM
102696 | 316000 | ALCON VISION LLC | CNWET4.295 | ALCON LABS INC |  | CNWET4.295 | LENS CLAREON CNWET4.295 | EA/1 | A | ALL |  | 0 | EA | 1 |  | 0 |  | 0 |  | 0 | 38422934 | [14 empty] | CNWET4.295 CLAREON VIVITY TORIC |  | 42295524
102614 | 316000 | ALCON VISION LLC | CNWET0.295 | ALCON LABS INC |  | CNWET0.295 | LENS CLAREON CNWET0.295 | EA/1 | A | ALL |  | 0 | EA | 1 |  | 0 |  | 0 |  | 0 | 38422852 | [14 empty] | CNWET0.295 CLAREON VIVITY |  | 42295524
102743 | 316000 | ALCON VISION LLC | CNWET6.120 | ALCON LABS INC |  | CNWET6.120 | LENS CLAREON CNWET6.120 | EA/1 | A | ALL |  | 0 | EA | 1 |  | 0 |  | 0 |  | 0 | 38422981 | [14 empty] | CNWET6.120 CLAREON VIVITY TORIC |  | 42295524
102604 | 316000 | ALCON VISION LLC | CNWET0.245 | ALCON LABS INC |  | CNWET0.245 | LENS CLAREON CNWET0.245 | EA/1 | A | ALL |  | 0 | EA | 1 |  | 0 |  | 0 |  | 0 | 38422842 | [14 empty] | CNWET0.245 CLAREON VIVITY |  | 42295524
102741 | 316000 | ALCON VISION LLC | CNWET6.110 | ALCON LABS INC |  | CNWET6.110 | LENS CLAREON CNWET6.110 | EA/1 | A | ALL |  | 0 | EA | 1 |  | 0 |  | 0 |  | 0 | 38422979 | [14 empty] | CNWET6.110 CLAREON VIVITY TORIC |  | 42295524
102599 | 316000 | ALCON VISION LLC | CNWET0.220 | ALCON LABS INC |  | CNWET0.220 | LENS CLAREON CNWET0.220 | EA/1 | A | ALL |  | 0 | EA | 1 |  | 0 |  | 0 |  | 0 | 38422837 | [14 empty] | CNWET0.220 CLAREON VIVITY |  | 42295524
102735 | 316000 | ALCON VISION LLC | CNWET5.285 | ALCON LABS INC |  | CNWET5.285 | LENS CLAREON CNWET5.285 | EA/1 | A | ALL |  | 0 | EA | 1 |  | 0 |  | 0 |  | 0 | 38422973 | [14 empty] | CNWET5.285 CLAREON VIVITY TORIC |  | 42295524
102732 | 316000 | ALCON VISION LLC | CNWET5.270 | ALCON LABS INC |  | CNWET5.270 | LENS CLAREON CNWET5.270 | EA/1 | A | ALL |  | 0 | EA | 1 |  | 0 |  | 0 |  | 0 | 38422970 | [14 empty] | CNWET5.270 CLAREON VIVITY TORIC |  | 42295524
102676 | 316000 | ALCON VISION LLC | CNWET4.195 | ALCON LABS INC |  | CNWET4.195 | LENS CLAREON CNWET4.195 | EA/1 | A | ALL |  | 0 | EA | 1 |  | 0 |  | 0 |  | 0 | 38422914 | [14 empty] | CNWET4.195 CLAREON VIVITY TORIC |  | 42295524
102669 | 316000 | ALCON VISION LLC | CNWET4.160 | ALCON LABS INC |  | CNWET4.160 | LENS CLAREON CNWET4.160 | EA/1 | A | ALL |  | 0 | EA | 1 |  | 0 |  | 0 |  | 0 | 38422907 | [14 empty] | CNWET4.160 CLAREON VIVITY TORIC |  | 42295524
102668 | 316000 | ALCON VISION LLC | CNWET4.155 | ALCON LABS INC |  | CNWET4.155 | LENS CLAREON CNWET4.155 | EA/1 | A | ALL |  | 0 | EA | 1 |  | 0 |  | 0 |  | 0 | 38422906 | [14 empty] | CNWET4.155 CLAREON VIVITY TORIC |  | 42295524
102660 | 316000 | ALCON VISION LLC | CNWET4.115 | ALCON LABS INC |  | CNWET4.115 | LENS CLAREON CNWET4.115 | EA/1 | A | ALL |  | 0 | EA | 1 |  | 0 |  | 0 |  | 0 | 38422898 | [14 empty] | CNWET4.115 CLAREON VIVITY TORIC |  | 42295524
102582 | 316000 | ALCON VISION LLC | CNWET0.135 | ALCON LABS INC |  | CNWET0.135 | LENS CLAREON CNWET0.135 | EA/1 | A | ALL |  | 0 | EA | 1 |  | 0 |  | 0 |  | 0 | 38422820 | [14 empty] | CNWET0.135 CLAREON VIVITY |  | 42295524
102580 | 316000 | ALCON VISION LLC | CNWET0.125 | ALCON LABS INC |  | CNWET0.125 | LENS CLAREON CNWET0.125 | EA/1 | A | ALL |  | 0 | EA | 1 |  | 0 |  | 0 |  | 0 | 38422818 | [14 empty] | CNWET0.125 CLAREON VIVITY |  | 42295524
102714 | 316000 | ALCON VISION LLC | CNWET5.180 | ALCON LABS INC |  | CNWET5.180 | LENS CLAREON CNWET5.180 | EA/1 | A | ALL |  | 0 | EA | 1 |  | 0 |  | 0 |  | 0 | 38422952 | [14 empty] | CNWET5.180 CLAREON VIVITY TORIC |  | 42295524
102650 | 316000 | ALCON VISION LLC | CNWET3.270 | ALCON LABS INC |  | CNWET3.270 | LENS CLAREON CNWET3.270 | EA/1 | A | ALL |  | 0 | EA | 1 |  | 0 |  | 0 |  | 0 | 38422888 | [14 empty] | CNWET3.270 CLAREON VIVITY TORIC |  | 42295524
102570 | 316000 | ALCON VISION LLC | SY60WF.080 | ALCON LABS INC |  | SY60WF.080 | LENS CLAREON IOL SY60WF.080 | EA/1 | A | ALL |  | 0 | EA | 1 |  | 0 |  | 0 |  | 0 | 38425008 | [14 empty] | Clareon Monofocal IOL BLF |  | 42295524
102774 | 316000 | ALCON VISION LLC | CNWET6.275 | ALCON LABS INC |  | CNWET6.275 | LENS CLAREON CNWET6.275 | EA/1 | A | ALL |  | 0 | EA | 1 |  | 0 |  | 0 |  | 0 | 38423012 | [14 empty] | CNWET6.275 CLAREON VIVITY TORIC |  | 42295524
102773 | 316000 | ALCON VISION LLC | CNWET6.270 | ALCON LABS INC |  | CNWET6.270 | LENS CLAREON CNWET6.270 | EA/1 | A | ALL |  | 0 | EA | 1 |  | 0 |  | 0 |  | 0 | 38423011 | [14 empty] | CNWET6.270 CLAREON VIVITY TORIC |  | 42295524
102772 | 316000 | ALCON VISION LLC | CNWET6.265 | ALCON LABS INC |  | CNWET6.265 | LENS CLAREON CNWET6.265 | EA/1 | A | ALL |  | 0 | EA | 1 |  | 0 |  | 0 |  | 0 | 38423010 | [14 empty] | CNWET6.265 CLAREON VIVITY TORIC |  | 42295524
102563 | 316000 | ALCON VISION LLC | SY60WF.115 | ALCON LABS INC |  | SY60WF.115 | LENS CLAREON IOL SY60WF.115 | EA/1 | A | ALL |  | 0 | EA | 1 |  | 0 |  | 0 |  | 0 | 38425015 | [14 empty] | Clareon Monofocal IOL BLF |  | 42295524
102561 | 316000 | ALCON VISION LLC | SY60WF.125 | ALCON LABS INC |  | SY60WF.125 | LENS CLAREON IOL SY60WF.125 | EA/1 | A | ALL |  | 0 | EA | 1 |  | 0 |  | 0 |  | 0 | 38425017 | [14 empty] | Clareon Monofocal IOL BLF |  | 42295524
102559 | 316000 | ALCON VISION LLC | SY60WF.135 | ALCON LABS INC |  | SY60WF.135 | LENS CLAREON IOL SY60WF.135 | EA/1 | A | ALL |  | 0 | EA | 1 |  | 0 |  | 0 |  | 0 | 38425019 | [14 empty] | Clareon Monofocal IOL BLF |  | 42295524
102770 | 316000 | ALCON VISION LLC | CNWET6.255 | ALCON LABS INC |  | CNWET6.255 | LENS CLAREON CNWET6.255 | EA/1 | A | ALL |  | 0 | EA | 1 |  | 0 |  | 0 |  | 0 | 38423008 | [14 empty] | CNWET6.255 CLAREON VIVITY TORIC |  | 42295524
102701 | 316000 | ALCON VISION LLC | CNWET5.115 | ALCON LABS INC |  | CNWET5.115 | LENS CLAREON CNWET5.115 | EA/1 | A | ALL |  | 0 | EA | 1 |  | 0 |  | 0 |  | 0 | 38422939 | [14 empty] | CNWET5.115 CLAREON VIVITY TORIC |  | 42295524
102634 | 316000 | ALCON VISION LLC | CNWET3.190 | ALCON LABS INC |  | CNWET3.190 | LENS CLAREON CNWET3.190 | EA/1 | A | ALL |  | 0 | EA | 1 |  | 0 |  | 0 |  | 0 | 38422872 | [14 empty] | CNWET3.190 CLAREON VIVITY TORIC |  | 42295524
102558 | 316000 | ALCON VISION LLC | SY60WF.140 | ALCON LABS INC |  | SY60WF.140 | LENS CLAREON IOL SY60WF.140 | EA/1 | A | ALL |  | 0 | EA | 1 |  | 0 |  | 0 |  | 0 | 38425020 | [14 empty] | Clareon Monofocal IOL BLF |  | 42295524
102766 | 316000 | ALCON VISION LLC | CNWET6.235 | ALCON LABS INC |  | CNWET6.235 | LENS CLAREON CNWET6.235 | EA/1 | A | ALL |  | 0 | EA | 1 |  | 0 |  | 0 |  | 0 | 38423004 | [14 empty] | CNWET6.235 CLAREON VIVITY TORIC |  | 42295524
102765 | 316000 | ALCON VISION LLC | CNWET6.230 | ALCON LABS INC |  | CNWET6.230 | LENS CLAREON CNWET6.230 | EA/1 | A | ALL |  | 0 | EA | 1 |  | 0 |  | 0 |  | 0 | 38423003 | [14 empty] | CNWET6.230 CLAREON VIVITY TORIC |  | 42295524
102763 | 316000 | ALCON VISION LLC | CNWET6.220 | ALCON LABS INC |  | CNWET6.220 | LENS CLAREON CNWET6.220 | EA/1 | A | ALL |  | 0 | EA | 1 |  | 0 |  | 0 |  | 0 | 38423001 | [14 empty] | CNWET6.220 CLAREON VIVITY TORIC |  | 42295524
102550 | 316000 | ALCON VISION LLC | SY60WF.180 | ALCON LABS INC |  | SY60WF.180 | LENS CLAREON IOL SY60WF.180 | EA/1 | A | ALL |  | 0 | EA | 1 |  | 0 |  | 0 |  | 0 | 38425028 | [14 empty] | Clareon Monofocal IOL BLF |  | 42295524
102626 | 316000 | ALCON VISION LLC | CNWET3.150 | ALCON LABS INC |  | CNWET3.150 | LENS CLAREON CNWET3.150 | EA/1 | A | ALL |  | 0 | EA | 1 |  | 0 |  | 0 |  | 0 | 38422864 | [14 empty] | CNWET3.150 CLAREON VIVITY TORIC |  | 42295524
102625 | 316000 | ALCON VISION LLC | CNWET3.145 | ALCON LABS INC |  | CNWET3.145 | LENS CLAREON CNWET3.145 | EA/1 | A | ALL |  | 0 | EA | 1 |  | 0 |  | 0 |  | 0 | 38422863 | [14 empty] | CNWET3.145 CLAREON VIVITY TORIC |  | 42295524
500916 | 504001 | MEDLINE INDUSTRIES INC | RSH750 | TELEFLEX MEDICAL |  | 750 | STYLET ENDOTRACH 8FR 45CM | EA/1 BX/25 | A | ALL |  | 0 | EA | 1 | BX | 25 |  | 0 |  | 0 | 649234 | 04026704319510 | 24026704319514 |  |  | 04026704319510 | https://api.edirx.com/WorkflowFileUploads/DocumentConsole/0331D0F7-B519-431C-9D9D-15487A7E31DC.jpg | Artificial airway stylet, single-use | A sterile, long, stiffening wire/rod designed for insertion within the lumen of an artificial airway tube (e.g., endotracheal tube, bronchial tube) to stiffen and/or maintain the shape of the tube to facilitate introduction (intubation). It is designed to be slightly shorter than the tube to avoid damage to the airway during passage, and is withdrawn after intubation has been completed. This is a single-use device. | Yes |  | No | No | Unspecified | No | Stylet Intubating Slick 8Fr 42cm Malleable Color Coded Ea | STYLET INTUBATION 8FR L42CM MALLEABLE DISPOSABLE SLICK STYLETTE | 42272004 | A7045 | RUSCH
500932 | 490249 | LIFENET HEALTH | FGLTS | LIFENET TRANSPLANT |  | FGLTS | ALLOGRAFT TRI-STRAND FROZEN | EA/1 | A | BONE | ASC | 0 | EA | 1 |  | 0 |  | 0 |  | 0 | 17000164 | 00889858609876 |  |  |  | 00889858609876 | https://api.edirx.com/WorkflowFileUploads/DocumentConsole/C466B2CF-22BD-48C9-B72E-5F9B0F82BD3D.JPG | Tendon graft | A sterile tendon tissue, which may include a bone block, intended for transplantation that is harvested from a human donor. The tissue is intended to be used to replace or strengthen damaged tendon in any part of the human body. It may include non-tissue components (e.g. suture) to facilitate its implantation or function. This is a single-use device. | Yes |  | No | No | Unspecified | Yes | ALLOGRAFT HUMAN TISSUE 8.512.5X6595 MM FROZEN TRI STRAND GRAFTLINK TRISTRAND 6595 8.512.5 | ALLOGRAFT HUMAN TISSUE 8.512.5X6595 MM FROZEN TRI STRAND GRAFTLINK | 42295502 | C1762 | GRAFTLINK
500933 | 490249 | LIFENET HEALTH | FGRACILIS | LIFENET TRANSPLANT |  | FGRACILIS | ALLOGRAFT GRACILIS TENDON FROZ | EA/1 | A | BONE | ASC | 0 | EA | 1 |  | 0 |  | 0 |  | 0 | 1090700 | [5 empty] | https://api.edirx.com/WorkflowFileUploads/DocumentConsole/18765ABB-B1C1-4E4A-B17B-3F12FFBEE996.jpg | [8 empty] | GRAFT BONE L230MM DIA4MM GRACILIS TENDON HAMSTRING FROZEN FOR ACL PCL RECONSTRUCTION FLEXIGRAFT | GRAFT BNE L230MM DIA4MM GRACILIS TEND HAMSTRING FRZN FOR | 42295502 | C1762
500925 | 504001 | MEDLINE INDUSTRIES INC | ACB525185009Z | ACTION HEALTH |  | 85251-85009 | BAG ZIP CLOSURE 8X8IN CLR 2ML | EA/1 PK/100 | A | ALL |  | 0 | EA | 1 | PK | 100 |  | 0 |  | 0 | 37764936
102793 | 1044277 | SOUTHERN IMPLANTS | TB6 | SOUTHERN IMPLANTS |  | TB6 | ABUTMENT HEALING IE 6MM | EA/1 | A | ALL |  | 0 | EA | 1 |  | 0 |  | 0 |  | 0 | 17769371 | 06009544021117 |  |  |  | 06009544021117 |  | Dental implant suprastructure, temporary, preformed, single-use | A prefabricated device intended to be used during dental implant restorative and laboratory procedures to provide a temporary intermediate fixture level between a dental implant and a temporary dental prosthesis/restoration, during the oral soft-tissue healing and sculpturing period, prior to the fabrication/rehabilitation and installation of the final prosthesis/restoration (e.g., bridge, single tooth, overdenture). It typically includes burnout/temporary cylinders, fixture impression pick-ups, replica devices, caps/cover screws in a variety of shapes, sizes, and materials [e.g., titanium (Ti), plastic]. This is a single-use device. | Yes |  | No | No | MRI Conditional | No | HEALING ABUTMENT FOR 4.0 EX HEX 4.5 X 6MM
102806 | 1044277 | SOUTHERN IMPLANTS | D-40E-04F | SOUTHERN IMPLANTS |  | D-40E-04F | DRILL FINAL TPRD 4.0X4MM DISP | EA/1 | A | ALL |  | 0 | EA | 1 |  | 0 |  | 0 |  | 0 | 17772661 | 06009544003434 |  |  |  | 06009544003434 |  | Fixture/appliance dental drill bit, reusable | A shaft of metal intended to be used in dental surgery to create channels of appropriate depth and diameter in bone (osteotomy) of the oral cavity to facilitate the implantation of a dental fixture/appliance. The device is typically available in a set of graduated sizes and various forms and functions (e.g., guide, pilot, twist, cortical, conical). It is attached to a manual or power tool handpiece that provides rotation. This is a reusable device. | Yes | Moist Heat or Steam Sterilization | Yes | No | Unspecified | No | TAPERED FINAL DRILL FOR IET 4.0 X 4MM
102787 | 1044277 | SOUTHERN IMPLANTS | IET4 | SOUTHERN IMPLANTS |  | IET4 | IMP DENTAL EXT HEX TAP 4.5X4.1 | EA/1 | A | ALL |  | 0 | EA | 1 |  | 0 |  | 0 |  | 0 | 17766721 | 06009544011071 |  |  |  | 06009544011071 |  | Screw endosteal dental implant, two-piece | A sterile device made of alloplastic materials [e.g., titanium (Ti), stainless steel, ceramic] intended to be surgically implanted into alveolar and/or basal bone of the mandible or maxilla to provide support and a means of retention for a dental prosthesis (e.g., bridge, single-tooth, overdenture). It is a two-piece device composed of an anchorage component (implant body) in the form of a threaded screw that is implanted into bone, and a retention component (implant abutment), typically attached to the anchorage component after implantation, that protrudes through gingival tissues to support the prosthesis. | Yes |  | No | No | MRI Conditional | No | EXT. HEX TAPERED IMPLANT ULTRASHORT 4.5 X 4MM
500939 | 574513 | STRYKER MEDICAL INSTRUM (ACI) | 6118-089-075 | STRYKER INSTRUMENTS |  | 6118-089-075 | BLADE SAG 18.0 X 0.89 X 75MM | EA/1 | A | ASC |  | 0 | EA | 1 |  | 0 |  | 0 |  | 0 | 4131311 | 04546540501370 |  |  |  | 04546540501370 | https://api.edirx.com/workflowfileuploads/documentconsole/BB306A78-04D7-4781-8951-80723D229AC7.jpg | Surgical saw blade, sagittal, single-use | A flat surgical cutting instrument, usually made of high-grade stainless steel, with a serrated edge designed for attachment to a dedicated powered saw used for cutting bone/tissue during orthopaedic or oral surgery; it is not dedicated to cutting through the sternum (i.e., not a sternum saw blade). This device is designed with the cutting teeth arranged in an arc or on a flat plane pointing directly forward at the distal end to cut in a rapid sagittal (side to side) motion; it may in addition cut in an oscillating motion. This is a single-use device. | Yes |  | No | No | Unspecified | No | BLADE SAW 75X18X0.89 MM BEVELED EDGE NO OFFSET HIGH PERFORMANCE FOR SYSTEM 6 CORE TPS STERILE PRECISION LATEX FREE DISPOSABLE | BLADE SAW 75X18X0.89 MM BEVELED EDGE NO OFFSET HIGH PERFORMANCE FOR SYSTEM 6 CORE TPS STERILE PRECISION LATEX FREE DISPOSABLE | 42295211 |  | PRECISION
500922 | 504001 | MEDLINE INDUSTRIES INC | NON27378A | MEDLINE INDUSTRIES |  | NON27378A | MASK FACE BLUE ANTI FOG TIE | EA/1 CA/300 | A | ALL |  | 0 | EA | 1 | CA | 300 |  | 0 |  | 0 | 1438679 | 10080196713967 | 40080196713968 |  |  | 10080196713967 | https://api.edirx.com/workflowfileuploads/documentconsole/F9670682-FF63-452C-890F-41428EDC927E.jpg | SURGICAL/MEDICAL FACE MASK NONANTIMICROBIAL SINGLEUSE | A FLEXIBLE LOOSEFITTING MASK DESIGNED TO BE PLACED OVER THE MOUTH AND/OR NOSE OF A HEALTHCARE WORKER TO PERMIT NORMAL BREATHING WHILE PROTECTING THE PATIENT AND WEARER FROM THE TRANSFER OF LARGE PARTICLES E.G. BLOOD BODY FLUIDS AND AIRBORNE PARTICUL | No |  | No | No | Unspecified | No | MASK SURGICAL FACE ANTIFOG WITH TIES THICK FOAM STRIP PLEATED STYLE CELLULOSE BLUE LATEX FREE | MASK SURGICAL FACE ANTIFOG WITH TIES THICK FOAM STRIP PLEATED STYLE CELLULOSE BLUE LATEX FREE | 42131713 | A4928 | MEDLINE
500915 | 504001 | MEDLINE INDUSTRIES INC | PAIN8118 | MEDLINE INDUSTRIES |  | PAIN8118 | NEEDLE QUINCKE 25GX35IN | EA/1 CA/25 | A | ALL |  | 0 | EA | 1 | CA | 25 |  | 0 |  | 0 | 13389641 | 10889942919611 |  |  |  | 10889942919611 | https://api.edirx.com/workflowfileuploads/documentconsole/68A7BFDC-F0CA-4B1B-82B3-295B5CCD2F71.jpg | Epidural needle, non-threaded | A sterile, sharp bevel-edged, hollow tubular metal instrument designed to access the epidural space. It may be used to deliver anaesthetic or analgesic agents or to introduce a dedicated catheter for continuous anaesthesia administration. If used with a stylet, it is often referred to as a cannula. This is a single-use device. | Yes |  | No | No | Unspecified | No | NEEDLE ANESTHESIA BEVEL 25 GAX3.5 IN SHARP LUER LOCK CANNULA HUB QUINCKE LATEXFREE 25G X 31/2IN LF | NEEDLE ANESTHESIA BEVEL 25 GAX3.5 IN SHARP LUER LOCK CANNULA HUB QUINCKE LATEXFREE | 42142502 | A4215 | QUINCKE
102695 | 316000 | ALCON VISION LLC | CNWET4.290 | ALCON LABS INC |  | CNWET4.290 | LENS CLAREON CNWET4.290 | EA/1 | A | ALL |  | 0 | EA | 1 |  | 0 |  | 0 |  | 0 | 38422933 | [14 empty] | CNWET4.290 CLAREON VIVITY TORIC |  | 42295524
102617 | 316000 | ALCON VISION LLC | CNWET3.105 | ALCON LABS INC |  | CNWET3.105 | LENS CLAREON CNWET3.105 | EA/1 | A | ALL |  | 0 | EA | 1 |  | 0 |  | 0 |  | 0 | 38422855 | [14 empty] | CNWET3.105 CLAREON VIVITY TORIC |  | 42295524
102616 | 316000 | ALCON VISION LLC | CNWET3.100 | ALCON LABS INC |  | CNWET3.100 | LENS CLAREON CNWET3.100 | EA/1 | A | ALL |  | 0 | EA | 1 |  | 0 |  | 0 |  | 0 | 38422854 | [14 empty] | CNWET3.100 CLAREON VIVITY TORIC |  | 42295524
102538 | 316000 | ALCON VISION LLC | SY60WF.240 | ALCON LABS INC |  | SY60WF.240 | LENS CLAREON IOL SY60WF.240 | EA/1 | A | ALL |  | 0 | EA | 1 |  | 0 |  | 0 |  | 0 | 38425040 | [14 empty] | Clareon Monofocal IOL BLF |  | 42295524
102751 | 316000 | ALCON VISION LLC | CNWET6.160 | ALCON LABS INC |  | CNWET6.160 | LENS CLAREON CNWET6.160 | EA/1 | A | ALL |  | 0 | EA | 1 |  | 0 |  | 0 |  | 0 | 38422989 | [14 empty] | CNWET6.160 CLAREON VIVITY TORIC |  | 42295524
102533 | 316000 | ALCON VISION LLC | SY60WF.265 | ALCON LABS INC |  | SY60WF.265 | LENS CLAREON IOL SY60WF.265 | EA/1 | A | ALL |  | 0 | EA | 1 |  | 0 |  | 0 |  | 0 | 38425045 | [14 empty] | Clareon Monofocal IOL BLF |  | 42295524
102601 | 316000 | ALCON VISION LLC | CNWET0.230 | ALCON LABS INC |  | CNWET0.230 | LENS CLAREON CNWET0.230 | EA/1 | A | ALL |  | 0 | EA | 1 |  | 0 |  | 0 |  | 0 | 38422839 | [14 empty] | CNWET0.230 CLAREON VIVITY |  | 42295524
102677 | 316000 | ALCON VISION LLC | CNWET4.200 | ALCON LABS INC |  | CNWET4.200 | LENS CLAREON CNWET4.200 | EA/1 | A | ALL |  | 0 | EA | 1 |  | 0 |  | 0 |  | 0 | 38422915 | [14 empty] | CNWET4.200 CLAREON VIVITY TORIC |  | 42295524
102598 | 316000 | ALCON VISION LLC | CNWET0.215 | ALCON LABS INC |  | CNWET0.215 | LENS CLAREON CNWET0.215 | EA/1 | A | ALL |  | 0 | EA | 1 |  | 0 |  | 0 |  | 0 | 38422836 | [14 empty] | CNWET0.215 CLAREON VIVITY |  | 42295524
102672 | 316000 | ALCON VISION LLC | CNWET4.175 | ALCON LABS INC |  | CNWET4.175 | LENS CLAREON CNWET4.175 | EA/1 | A | ALL |  | 0 | EA | 1 |  | 0 |  | 0 |  | 0 | 38422910 | [14 empty] | CNWET4.175 CLAREON VIVITY TORIC |  | 42295524
102590 | 316000 | ALCON VISION LLC | CNWET0.175 | ALCON LABS INC |  | CNWET0.175 | LENS CLAREON CNWET0.175 | EA/1 | A | ALL |  | 0 | EA | 1 |  | 0 |  | 0 |  | 0 | 38422828 | [14 empty] | CNWET0.175 CLAREON VIVITY |  | 42295524
102581 | 316000 | ALCON VISION LLC | CNWET0.130 | ALCON LABS INC |  | CNWET0.130 | LENS CLAREON CNWET0.130 | EA/1 | A | ALL |  | 0 | EA | 1 |  | 0 |  | 0 |  | 0 | 38422819 | [14 empty] | CNWET0.130 CLAREON VIVITY |  | 42295524
102657 | 316000 | ALCON VISION LLC | CNWET4.100 | ALCON LABS INC |  | CNWET4.100 | LENS CLAREON CNWET4.100 | EA/1 | A | ALL |  | 0 | EA | 1 |  | 0 |  | 0 |  | 0 | 38422895 | [14 empty] | CNWET4.100 CLAREON VIVITY TORIC |  | 42295524
102711 | 316000 | ALCON VISION LLC | CNWET5.165 | ALCON LABS INC |  | CNWET5.165 | LENS CLAREON CNWET5.165 | EA/1 | A | ALL |  | 0 | EA | 1 |  | 0 |  | 0 |  | 0 | 38422949 | [14 empty] | CNWET5.165 CLAREON VIVITY TORIC |  | 42295524
102709 | 316000 | ALCON VISION LLC | CNWET5.155 | ALCON LABS INC |  | CNWET5.155 | LENS CLAREON CNWET5.155 | EA/1 | A | ALL |  | 0 | EA | 1 |  | 0 |  | 0 |  | 0 | 38422947 | [14 empty] | CNWET5.155 CLAREON VIVITY TORIC |  | 42295524
102572 | 316000 | ALCON VISION LLC | SY60WF.070 | ALCON LABS INC |  | SY60WF.070 | LENS CLAREON IOL SY60WF.070 | EA/1 | A | ALL |  | 0 | EA | 1 |  | 0 |  | 0 |  | 0 | 38425006 | [14 empty] | Clareon Monofocal IOL BLF |  | 42295524
102778 | 316000 | ALCON VISION LLC | CNWET6.295 | ALCON LABS INC |  | CNWET6.295 | LENS CLAREON CNWET6.295 | EA/1 | A | ALL |  | 0 | EA | 1 |  | 0 |  | 0 |  | 0 | 38423016 | [14 empty] | CNWET6.295 CLAREON VIVITY TORIC |  | 42295524
102648 | 316000 | ALCON VISION LLC | CNWET3.260 | ALCON LABS INC |  | CNWET3.260 | LENS CLAREON CNWET3.260 | EA/1 | A | ALL |  | 0 | EA | 1 |  | 0 |  | 0 |  | 0 | 38422886 | [14 empty] | CNWET3.260 CLAREON VIVITY TORIC |  | 42295524
102644 | 316000 | ALCON VISION LLC | CNWET3.240 | ALCON LABS INC |  | CNWET3.240 | LENS CLAREON CNWET3.240 | EA/1 | A | ALL |  | 0 | EA | 1 |  | 0 |  | 0 |  | 0 | 38422882 | [14 empty] | CNWET3.240 CLAREON VIVITY TORIC |  | 42295524
102632 | 316000 | ALCON VISION LLC | CNWET3.180 | ALCON LABS INC |  | CNWET3.180 | LENS CLAREON CNWET3.180 | EA/1 | A | ALL |  | 0 | EA | 1 |  | 0 |  | 0 |  | 0 | 38422870 | [14 empty] | CNWET3.180 CLAREON VIVITY TORIC |  | 42295524
102630 | 316000 | ALCON VISION LLC | CNWET3.170 | ALCON LABS INC |  | CNWET3.170 | LENS CLAREON CNWET3.170 | EA/1 | A | ALL |  | 0 | EA | 1 |  | 0 |  | 0 |  | 0 | 38422868 | [14 empty] | CNWET3.170 CLAREON VIVITY TORIC |  | 42295524
102546 | 316000 | ALCON VISION LLC | SY60WF.200 | ALCON LABS INC |  | SY60WF.200 | LENS CLAREON IOL SY60WF.200 | EA/1 | A | ALL |  | 0 | EA | 1 |  | 0 |  | 0 |  | 0 | 38425032 | [14 empty] | Clareon Monofocal IOL BLF |  | 42295524
102621 | 316000 | ALCON VISION LLC | CNWET3.125 | ALCON LABS INC |  | CNWET3.125 | LENS CLAREON CNWET3.125 | EA/1 | A | ALL |  | 0 | EA | 1 |  | 0 |  | 0 |  | 0 | 38422859 | [14 empty] | CNWET3.125 CLAREON VIVITY TORIC |  | 42295524
102539 | 316000 | ALCON VISION LLC | SY60WF.235 | ALCON LABS INC |  | SY60WF.235 | LENS CLAREON IOL SY60WF.235 | EA/1 | A | ALL |  | 0 | EA | 1 |  | 0 |  | 0 |  | 0 | 38425039 | [14 empty] | Clareon Monofocal IOL BLF |  | 42295524
500943 | 615024 | XODUS MEDICAL INC | 10170053 | ACUMED |  | 10170053 | DEVICE TOWER ARC WRIST LRG | EA/1 | A | ASC |  | 0 | EA | 1 |  | 0 |  | 0 |  | 0 | 70646 | 10806378010712 |  |  |  | 10806378010712 | https://api.edirx.com/WorkflowFileUploads/DocumentConsole/B00AFC72-C767-430A-BD5F-90038436E2B9.JPG | Upper-limb traction wrap/trap, single-use, sterile | A sterile preformed device designed to encompass the fingers, hand or forearm to create a holder which can be attached to an external frame to provide traction/suspension of the upper limb during surgical procedures on the hand, arm or shoulder. It is typically made of synthetic polymer textile (e.g., nylon) and includes self-retaining fasteners (e.g., Velcro); it may be used with a traction arm band and/or malleable metal stave which acts as the anchor to the traction frame. This is a single-use device. | No | Moist Heat or Steam Sterilization | Yes | No | Unspecified | No | TRAP FINGER LARGE STERILE DISPOSABLE | TRAP FINGER LARGE NON STERILE LATEX-FREE DISPOSABLE | 42242102 | L3806 | ACUMED
500924 | 504001 | MEDLINE INDUSTRIES INC | ACB25185011ZZ | ACTION HEALTH |  | 85251-85011 | BAG ZIP CLOSURE9X12IN CLR 2ML | EA/1 PK/100 | A | ALL |  | 0 | EA | 1 | PK | 100 |  | 0 |  | 0 | 13676980 | [14 empty] | Ziplock Bag 9x12 1000/Ca |  | 52152002
500914 | 504001 | MEDLINE INDUSTRIES INC | DBRPL1R | TYDENBROOKS |  | PL-1R | LOCK PLASTIC RED | EA/1 BX/100 | A | ALL |  | 0 | EA | 1 | BX | 100 |  | 0 |  | 0 | 41300452
102809 | 1044277 | SOUTHERN IMPLANTS | ABE5 | SOUTHERN IMPLANTS |  | ABE5 | ABUTMENT STD IE 4X5.5MM | EA/1 | A | ALL |  | 0 | EA | 1 |  | 0 |  | 0 |  | 0 | 17699952 | 06009544000440 |  |  |  | 06009544000440 |  | Dental implant suprastructure, permanent, preformed | A prefabricated device intended to provide a permanent intermediate fixture level between a dental implant and the final prosthesis/restoration (e.g., bridge, single tooth, overdenture). It includes one or more structural component(s) [e.g., abutment, ball, bar, bar overlay, coping, ring], and may be made of various materials [e.g., titanium (Ti), plastic, gold alloy]. It includes devices glued to prostheses and/or devices that can be replaced during cleaning cycles. An abutment screw(s) may be included, however the suprastructure does not represent the screw(s) in isolation. It may also be referred to as an abutment assembly or mesostructure. | Yes |  | No | No | MRI Conditional | No | STANDARD ABUTMENT TRANSCUTANEOUS FOR 3.75 IE 5.5 X 5.5MM
102808 | 1044277 | SOUTHERN IMPLANTS | ABE4 | SOUTHERN IMPLANTS |  | ABE4 | ABUTMENT STD IE 4X4MM | EA/1 | A | ALL |  | 0 | EA | 1 |  | 0 |  | 0 |  | 0 | 17699951 | 06009544000433 |  |  |  | 06009544000433 |  | Dental implant suprastructure, permanent, preformed | A prefabricated device intended to provide a permanent intermediate fixture level between a dental implant and the final prosthesis/restoration (e.g., bridge, single tooth, overdenture). It includes one or more structural component(s) [e.g., abutment, ball, bar, bar overlay, coping, ring], and may be made of various materials [e.g., titanium (Ti), plastic, gold alloy]. It includes devices glued to prostheses and/or devices that can be replaced during cleaning cycles. An abutment screw(s) may be included, however the suprastructure does not represent the screw(s) in isolation. It may also be referred to as an abutment assembly or mesostructure. | Yes |  | No | No | MRI Conditional | No | STANDARD ABUTMENT TRANSCUTANEOUS FOR 3.75 IE 5.5 X 4MM
102790 | 1044277 | SOUTHERN IMPLANTS | TBE8N | SOUTHERN IMPLANTS |  | TBE8N | ABUTMENT HEALING IE 8MM | EA/1 | A | ALL |  | 0 | EA | 1 |  | 0 |  | 0 |  | 0 | 17776890 | 06009544021254 |  |  |  | 06009544021254 |  | Dental implant suprastructure, temporary, preformed, single-use | A prefabricated device intended to be used during dental implant restorative and laboratory procedures to provide a temporary intermediate fixture level between a dental implant and a temporary dental prosthesis/restoration, during the oral soft-tissue healing and sculpturing period, prior to the fabrication/rehabilitation and installation of the final prosthesis/restoration (e.g., bridge, single tooth, overdenture). It typically includes burnout/temporary cylinders, fixture impression pick-ups, replica devices, caps/cover screws in a variety of shapes, sizes, and materials [e.g., titanium (Ti), plastic]. This is a single-use device. | Yes |  | No | No | MRI Conditional | No | HEALING ABUTMENT TRANSCUTANEOUS 4.5 X 8MM
102803 | 1044277 | SOUTHERN IMPLANTS | D-30E-03F | SOUTHERN IMPLANTS |  | D-30E-03F | DRILL 3X3MM DISPOSABLE | EA/1 | A | ALL |  | 0 | EA | 1 |  | 0 |  | 0 |  | 0 | 17702551 | 06009544003182 |  |  |  | 06009544003182 |  | Fixture/appliance dental drill bit, single-use | A sterile shaft of metal intended to be used in dental surgery to create channels of appropriate depth and diameter in bone (osteotomy) of the oral cavity to facilitate the implantation of a dental fixture/appliance. The device is typically available in a set of graduated sizes and various forms and functions (e.g., guide, pilot, twist, cortical, conical). It is attached to a motorized handpiece or other power source that provides rotation. This is a single-use device. | Yes |  | No | No | Unspecified | No | PILOT DRILL FOR ULTRA SHORT IMPLANT DISPOSABLE 3.0 X 3MM
102800 | 1044277 | SOUTHERN IMPLANTS | D-20E-03F | SOUTHERN IMPLANTS |  | D-20E-03F | DRILL 3MM DISPOSABLE | EA/1 | A | ALL |  | 0 | EA | 1 |  | 0 |  | 0 |  | 0 | 17772247 | 06009544003045 |  |  |  | 06009544003045 |  | Fixture/appliance dental drill bit, single-use | A sterile shaft of metal intended to be used in dental surgery to create channels of appropriate depth and diameter in bone (osteotomy) of the oral cavity to facilitate the implantation of a dental fixture/appliance. The device is typically available in a set of graduated sizes and various forms and functions (e.g., guide, pilot, twist, cortical, conical). It is attached to a motorized handpiece or other power source that provides rotation. This is a single-use device. | Yes |  | No | No | Unspecified | No | PILOT DRILL FOR ULTRA SHORT IMPLANT DISPOSABLE 2.0 X 3MM
102785 | 1044277 | SOUTHERN IMPLANTS | IE4 | SOUTHERN IMPLANTS |  | IE4 | IMP DENTAL EXT HEX STRT 3.75X4 | EA/1 | A | ALL |  | 0 | EA | 1 |  | 0 |  | 0 |  | 0 | 17771910 | 06009544011057 |  |  |  | 06009544011057 |  | Facial prosthesis attachment implant | A sterile implantable device intended to be used to attach an externally-applied facial reconstruction prosthesis to a facial bone(s). It is typically in the form of a small metallic screw, implanted into an appropriate facial bone(s), with a proximal connection point for attachment of the prosthesis after full osseointegration of the implant has occurred. | Yes |  | No | No | MRI Conditional | No | EXT. HEX CYLINDRICAL IMPLANT ULTRASHORT 3.75 X 4MM
500928 | 504001 | MEDLINE INDUSTRIES INC | BXT30414058Z | CARDINAL HEALTHCARE |  | 30414-058 | DRAIN PENROSE12 X 5/8 IN | EA/1 BX/100 | A | ALL |  | 0 | EA | 1 | BX | 100 |  | 0 |  | 0 | 354666 | 10885425505821 | 20885425505828 |  |  | 10885425505821 | https://api.edirx.com/workflowfileuploads/documentconsole/F171622A-A390-488F-8A78-A602E87992EB.jpg | GENERAL SURGICAL PROCEDURE KIT NONMEDICATED SINGLEUSE | A TYPICALLY NONDEDICATED COLLECTION OF VARIOUS SURGICAL INSTRUMENTS SOMETIMES WITH DRESSINGS AND/OR OTHER MATERIALS BUT THAT DOES NOT CONTAIN PHARMACEUTICALS INTENDED TO BE USED DURING: 1 OPEN ABDOMINAL SURGERY 2 A RANGE OF OPEN SURGICAL PROCEDURES | Yes |  | No | Yes | Unspecified | No | DRAIN WOUND PENROSE 5/8INW X 12INL LATEX NONRADIOLUCENT STERILE |  | 42295453 |  | CARDINAL HEALTH
102698 | 316000 | ALCON VISION LLC | CNWET5.100 | ALCON LABS INC |  | CNWET5.100 | LENS CLAREON CNWET5.100 | EA/1 | A | ALL |  | 0 | EA | 1 |  | 0 |  | 0 |  | 0 | 38422936 | [14 empty] | CNWET5.100 CLAREON VIVITY TORIC |  | 42295524
102537 | 316000 | ALCON VISION LLC | SY60WF.245 | ALCON LABS INC |  | SY60WF.245 | LENS CLAREON IOL SY60WF.245 | EA/1 | A | ALL |  | 0 | EA | 1 |  | 0 |  | 0 |  | 0 | 38425041 | [14 empty] | Clareon Monofocal IOL BLF |  | 42295524
102534 | 316000 | ALCON VISION LLC | SY60WF.260 | ALCON LABS INC |  | SY60WF.260 | LENS CLAREON IOLSY60WF.260 | EA/1 | A | ALL |  | 0 | EA | 1 |  | 0 |  | 0 |  | 0 | 38425044 | [14 empty] | Clareon Monofocal IOL BLF |  | 42295524
102750 | 316000 | ALCON VISION LLC | CNWET6.155 | ALCON LABS INC |  | CNWET6.155 | LENS CLAREON CNWET6.155 | EA/1 | A | ALL |  | 0 | EA | 1 |  | 0 |  | 0 |  | 0 | 38422988 | [14 empty] | CNWET6.155 CLAREON VIVITY TORIC |  | 42295524
102693 | 316000 | ALCON VISION LLC | CNWET4.280 | ALCON LABS INC |  | CNWET4.280 | LENS CLAREON CNWET4.280 | EA/1 | A | ALL |  | 0 | EA | 1 |  | 0 |  | 0 |  | 0 | 38422931 | [14 empty] | CNWET4.280 CLAREON VIVITY TORIC |  | 42295524
102612 | 316000 | ALCON VISION LLC | CNWET0.285 | ALCON LABS INC |  | CNWET0.285 | LENS CLAREON CNWET0.285 | EA/1 | A | ALL |  | 0 | EA | 1 |  | 0 |  | 0 |  | 0 | 38422850 | [14 empty] | CNWET0.285 CLAREON VIVITY |  | 42295524
102687 | 316000 | ALCON VISION LLC | CNWET4.250 | ALCON LABS INC |  | CNWET4.250 | LENS CLAREON CNWET4.250 | EA/1 | A | ALL |  | 0 | EA | 1 |  | 0 |  | 0 |  | 0 | 38422925 | [14 empty] | CNWET4.250 CLAREON VIVITY TORIC |  | 42295524
102727 | 316000 | ALCON VISION LLC | CNWET5.245 | ALCON LABS INC |  | CNWET5.245 | LENS CLAREON CNWET5.245 | EA/1 | A | ALL |  | 0 | EA | 1 |  | 0 |  | 0 |  | 0 | 38422965 | [14 empty] | CNWET5.245 CLAREON VIVITY TORIC |  | 42295524
102670 | 316000 | ALCON VISION LLC | CNWET4.165 | ALCON LABS INC |  | CNWET4.165 | LENS CLAREON CNWET4.165 | EA/1 | A | ALL |  | 0 | EA | 1 |  | 0 |  | 0 |  | 0 | 38422908 | [14 empty] | CNWET4.165 CLAREON VIVITY TORIC |  | 42295524
102593 | 316000 | ALCON VISION LLC | CNWET0.190 | ALCON LABS INC |  | CNWET0.190 | LENS CLAREON CNWET0.190 | EA/1 | A | ALL |  | 0 | EA | 1 |  | 0 |  | 0 |  | 0 | 38422831 | [14 empty] | CNWET0.190 CLAREON VIVITY |  | 42295524
102588 | 316000 | ALCON VISION LLC | CNWET0.165 | ALCON LABS INC |  | CNWET0.165 | LENS CLAREON CNWET0.165 | EA/1 | A | ALL |  | 0 | EA | 1 |  | 0 |  | 0 |  | 0 | 38422826 | [14 empty] | CNWET0.165 CLAREON VIVITY |  | 42295524
102587 | 316000 | ALCON VISION LLC | CNWET0.160 | ALCON LABS INC |  | CNWET0.160 | LENS CLAREON CNWET0.160 | EA/1 | A | ALL |  | 0 | EA | 1 |  | 0 |  | 0 |  | 0 | 38422825 | [14 empty] | CNWET0.160 CLAREON VIVITY |  | 42295524
102584 | 316000 | ALCON VISION LLC | CNWET0.145 | ALCON LABS INC |  | CNWET0.145 | LENS CLAREON CNWET0.145 | EA/1 | A | ALL |  | 0 | EA | 1 |  | 0 |  | 0 |  | 0 | 38422822 | [14 empty] | CNWET0.145 CLAREON VIVITY |  | 42295524
102720 | 316000 | ALCON VISION LLC | CNWET5.210 | ALCON LABS INC |  | CNWET5.210 | LENS CLAREON CNWET5.210 | EA/1 | A | ALL |  | 0 | EA | 1 |  | 0 |  | 0 |  | 0 | 38422958 | [14 empty] | CNWET5.210 CLAREON VIVITY TORIC |  | 42295524
102718 | 316000 | ALCON VISION LLC | CNWET5.200 | ALCON LABS INC |  | CNWET5.200 | LENS CLAREON CNWET5.200 | EA/1 | A | ALL |  | 0 | EA | 1 |  | 0 |  | 0 |  | 0 | 38422956 | [14 empty] | CNWET5.200 CLAREON VIVITY TORIC |  | 42295524
102575 | 316000 | ALCON VISION LLC | CNWET0.100 | ALCON LABS INC |  | CNWET0.100 | LENS CLAREON CNWET0.100 | EA/1 | A | ALL |  | 0 | EA | 1 |  | 0 |  | 0 |  | 0 | 38422813 | [14 empty] | CNWET0.100 CLAREON VIVITY |  | 42295524
102708 | 316000 | ALCON VISION LLC | CNWET5.150 | ALCON LABS INC |  | CNWET5.150 | LENS CLAREON CNWET5.150 | EA/1 | A | ALL |  | 0 | EA | 1 |  | 0 |  | 0 |  | 0 | 38422946 | [14 empty] | CNWET5.150 CLAREON VIVITY TORIC |  | 42295524
102707 | 316000 | ALCON VISION LLC | CNWET5.145 | ALCON LABS INC |  | CNWET5.145 | LENS CLAREON CNWET5.145 | EA/1 | A | ALL |  | 0 | EA | 1 |  | 0 |  | 0 |  | 0 | 38422945 | [14 empty] | CNWET5.145 CLAREON VIVITY TORIC |  | 42295524
102652 | 316000 | ALCON VISION LLC | CNWET3.280 | ALCON LABS INC |  | CNWET3.280 | LENS CLAREON CNWET3.280 | EA/1 | A | ALL |  | 0 | EA | 1 |  | 0 |  | 0 |  | 0 | 38422890 | [14 empty] | CNWET3.280 CLAREON VIVITY TORIC |  | 42295524
102573 | 316000 | ALCON VISION LLC | SY60WF.065 | ALCON LABS INC |  | SY60WF.065 | LENS CLAREON IOL SY60WF.065 | EA/1 | A | ALL |  | 0 | EA | 1 |  | 0 |  | 0 |  | 0 | 38425005 | [14 empty] | Clareon Monofocal IOL BLF |  | 42295524
102571 | 316000 | ALCON VISION LLC | SY60WF.075 | ALCON LABS INC |  | SY60WF.075 | LENS CLAREON IOL SY60WF.075 | EA/1 | A | ALL |  | 0 | EA | 1 |  | 0 |  | 0 |  | 0 | 38425007 | [14 empty] | Clareon Monofocal IOL BLF |  | 42295524
102779 | 316000 | ALCON VISION LLC | CNWET6.300 | ALCON LABS INC |  | CNWET6.300 | LENS CLAREON CNWET6.300 | EA/1 | A | ALL |  | 0 | EA | 1 |  | 0 |  | 0 |  | 0 | 38423017 | [14 empty] | CNWET6.300 CLAREON VIVITY TORIC |  | 42295524
102645 | 316000 | ALCON VISION LLC | CNWET3.245 | ALCON LABS INC |  | CNWET3.245 | LENS CLAREON CNWET3.245 | EA/1 | A | ALL |  | 0 | EA | 1 |  | 0 |  | 0 |  | 0 | 38422883 | [14 empty] | CNWET3.245 CLAREON VIVITY TORIC |  | 42295524
102567 | 316000 | ALCON VISION LLC | SY60WF.095 | ALCON LABS INC |  | SY60WF.095 | LENS CLAREON IOL SY60WF.095 | EA/1 | A | ALL |  | 0 | EA | 1 |  | 0 |  | 0 |  | 0 | 38425011 | [14 empty] | Clareon Monofocal IOL BLF |  | 42295524
102642 | 316000 | ALCON VISION LLC | CNWET3.230 | ALCON LABS INC |  | CNWET3.230 | LENS CLAREON CNWET3.230 | EA/1 | A | ALL |  | 0 | EA | 1 |  | 0 |  | 0 |  | 0 | 38422880 | [14 empty] | CNWET3.230 CLAREON VIVITY TORIC |  | 42295524
102552 | 316000 | ALCON VISION LLC | SY60WF.170 | ALCON LABS INC |  | SY60WF.170 | LENS CLAREON IOL SY60WF.170 | EA/1 | A | ALL |  | 0 | EA | 1 |  | 0 |  | 0 |  | 0 | 38425026 | [14 empty] | Clareon Monofocal IOL BLF |  | 42295524
102760 | 316000 | ALCON VISION LLC | CNWET6.205 | ALCON LABS INC |  | CNWET6.205 | LENS CLAREON CNWET6.205 | EA/1 | A | ALL |  | 0 | EA | 1 |  | 0 |  | 0 |  | 0 | 38422998 | [14 empty] | CNWET6.205 CLAREON VIVITY TORIC |  | 42295524
102758 | 316000 | ALCON VISION LLC | CNWET6.195 | ALCON LABS INC |  | CNWET6.195 | LENS CLAREON CNWET6.195 | EA/1 | A | ALL |  | 0 | EA | 1 |  | 0 |  | 0 |  | 0 | 38422996 | [14 empty] | CNWET6.195 CLAREON VIVITY TORIC |  | 42295524
102628 | 316000 | ALCON VISION LLC | CNWET3.160 | ALCON LABS INC |  | CNWET3.160 | LENS CLAREON CNWET3.160 | EA/1 | A | ALL |  | 0 | EA | 1 |  | 0 |  | 0 |  | 0 | 38422866 | [14 empty] | CNWET3.160 CLAREON VIVITY TORIC |  | 42295524
102547 | 316000 | ALCON VISION LLC | SY60WF.195 | ALCON LABS INC |  | SY60WF.195 | LENS CLAREON IOL SY60WF.195 | EA/1 | A | ALL |  | 0 | EA | 1 |  | 0 |  | 0 |  | 0 | 38425031 | [14 empty] | Clareon Monofocal IOL BLF |  | 42295524
102544 | 316000 | ALCON VISION LLC | SY60WF.210 | ALCON LABS INC |  | SY60WF.210 | LENS CLAREON IOL SY60WF.210 | EA/1 | A | ALL |  | 0 | EA | 1 |  | 0 |  | 0 |  | 0 | 38425034 | [14 empty] | Clareon Monofocal IOL BLF |  | 42295524
102700 | 316000 | ALCON VISION LLC | CNWET5.110 | ALCON LABS INC |  | CNWET5.110 | LENS CLAREON CNWET5.110 | EA/1 | A | ALL |  | 0 | EA | 1 |  | 0 |  | 0 |  | 0 | 38422938 | [14 empty] | CNWET5.110 CLAREON VIVITY TORIC |  | 42295524
102540 | 316000 | ALCON VISION LLC | SY60WF.230 | ALCON LABS INC |  | SY60WF.230 | LENS CLAREON IOL SY60WF.230 | EA/1 | A | ALL |  | 0 | EA | 1 |  | 0 |  | 0 |  | 0 | 38425038 | [14 empty] | Clareon Monofocal IOL BLF |  | 42295524
500913 | 490249 | LIFENET HEALTH | FCON | LIFENET TRANSPLANT |  | FCON | ALLOGRAFT PRE-SUTURED TENDON | EA/1 | A | BONE | ASC | 0 | EA | 1 |  | 0 |  | 0 |  | 0 | 16958738 | 00889858612623 |  |  |  | 00889858612623 |  | Tendon graft | A sterile tendon tissue, which may include a bone block, intended for transplantation that is harvested from a human donor. The tissue is intended to be used to replace or strengthen damaged tendon in any part of the human body. It may include non-tissue components (e.g. suture) to facilitate its implantation or function. This is a single-use device. | Yes |  | No | No | Unspecified | Yes | GRAFT HUMAN TISSUE 4/4.5/5X150250 MM PRESUTURED FROZEN TENDON FLEXIGRAFT CONNECT | GRAFT HUMAN TISSUE 4/4.5/5X150250 MM PRESUTURED FROZEN TENDON FLEXIGRAFT CONNECT | 42295502 | C1762 | FLEXIGRAFT CONNECT
500934 | 490249 | LIFENET HEALTH | FPL10 | LIFENET TRANSPLANT |  | FPL10 | ALLOGRAFT PRE-SHARED LIG10 | EA/1 | A | BONE | ASC | 0 | EA | 1 |  | 0 |  | 0 |  | 0 | 1069262 | [5 empty] | https://api.edirx.com/workflowfileuploads/documentconsole/60EB54F7-A500-4945-8D35-30FBC535A3E8.jpg | [8 empty] | GRAFT BONE DIA10MM PATELLAR LIGAMENT PRESHAPED DOWEL FLEXIGRAFT | GRAFT BNE DIA10MM PAT LIG PRESHAPED DWL FLEXIGRFT | 42295502 | C1762
500927 | 504001 | MEDLINE INDUSTRIES INC | MMM9204 | 3M COMPANY | COMP | 9204 | PICK NAIL AVAGARD | EA/1 CA/900 | A | ALL |  | 0 | EA | 1 | CA | 900 |  | 0 |  | 0 | 2574964 | [5 empty] | https://api.edirx.com/workflowfileuploads/documentconsole/238A5229-20CB-4B06-95D9-BFE6C9EF1CCA.jpg | [8 empty] | CLEANER NAIL WHITE AVAGARD | CLEANER NAIL WHITE AVAGARD | 47131704 |  | AVAGARD
102780 | 504001 | MEDLINE INDUSTRIES INC | BMTPM996 | BEMIS |  | PM996 | WRAP FILM PRFLM 4INX76CM 125FT | RL/1 CA/12 | A | BAY | SUBN | 0 | RL | 1 | CA | 12 |  | 0 |  | 0 | 3294218 | [5 empty] | https://api.edirx.com/workflowfileuploads/documentconsole/1848E963-2C8E-48E7-9D24-2CCCD3CDF9D7.jpg | [8 empty] | PARAFILM M PM996 CLEAR 4X125FT |  | 41122410
500926 | 504001 | MEDLINE INDUSTRIES INC | ACB525185010Z | ACTION HEALTH |  | 85251-85010 | BAG ZIP 8X10IN 2 MIL | EA/1 BX/100 | A | ALL |  | 0 | EA | 1 | BX | 100 |  | 0 |  | 0 | 13644516 | [14 empty] | BAGZIP8"X10"2 MIL |  | 24111514
500919 | 504001 | MEDLINE INDUSTRIES INC | SZYVIT7700RE | MED-TECH RESOURCE LLC |  | VIT7700RE | TAPE LABELING BROSELOW | EA/1 | A | ALL |  | 0 | EA | 1 |  | 0 |  | 0 |  | 0 | 41300455
102792 | 1044277 | SOUTHERN IMPLANTS | TB5 | SOUTHERN IMPLANTS |  | TB5 | ABUTMENT HEALING IE 5MM | EA/1 | A | ALL |  | 0 | EA | 1 |  | 0 |  | 0 |  | 0 | 17772128 | 06009544021100 |  |  |  | 06009544021100 |  | Dental implant suprastructure, temporary, preformed, single-use | A prefabricated device intended to be used during dental implant restorative and laboratory procedures to provide a temporary intermediate fixture level between a dental implant and a temporary dental prosthesis/restoration, during the oral soft-tissue healing and sculpturing period, prior to the fabrication/rehabilitation and installation of the final prosthesis/restoration (e.g., bridge, single tooth, overdenture). It typically includes burnout/temporary cylinders, fixture impression pick-ups, replica devices, caps/cover screws in a variety of shapes, sizes, and materials [e.g., titanium (Ti), plastic]. This is a single-use device. | Yes |  | No | No | MRI Conditional | No | HEALING ABUTMENT FOR 4.0 EX HEX 4.5 X 5MM
102609 | 316000 | ALCON VISION LLC | CNWET0.270 | ALCON LABS INC |  | CNWET0.270 | LENS CLAREON CNWET0.270 | EA/1 | A | ALL |  | 0 | EA | 1 |  | 0 |  | 0 |  | 0 | 38422847 | [14 empty] | CNWET0.270 CLAREON VIVITY |  | 42295524
102745 | 316000 | ALCON VISION LLC | CNWET6.130 | ALCON LABS INC |  | CNWET6.130 | LENS CLAREON CNWET6.130 | EA/1 | A | ALL |  | 0 | EA | 1 |  | 0 |  | 0 |  | 0 | 38422983 | [14 empty] | CNWET6.130 CLAREON VIVITY TORIC |  | 42295524
102744 | 316000 | ALCON VISION LLC | CNWET6.125 | ALCON LABS INC |  | CNWET6.125 | LENS CLAREON CNWET6.125 | EA/1 | A | ALL |  | 0 | EA | 1 |  | 0 |  | 0 |  | 0 | 38422982 | [14 empty] | CNWET6.125 CLAREON VIVITY TORIC |  | 42295524
102607 | 316000 | ALCON VISION LLC | CNWET0.260 | ALCON LABS INC |  | CNWET0.260 | LENS CLAREON CNWET0.260 | EA/1 | A | ALL |  | 0 | EA | 1 |  | 0 |  | 0 |  | 0 | 38422845 | [14 empty] | CNWET0.260 CLAREON VIVITY |  | 42295524
102740 | 316000 | ALCON VISION LLC | CNWET6.105 | ALCON LABS INC |  | CNWET6.105 | LENS CLAREON CNWET6.105 | EA/1 | A | ALL |  | 0 | EA | 1 |  | 0 |  | 0 |  | 0 | 38422978 | [14 empty] | CNWET6.105 CLAREON VIVITY TORIC |  | 42295524
102681 | 316000 | ALCON VISION LLC | CNWET4.220 | ALCON LABS INC |  | CNWET4.220 | LENS CLAREON CNWET4.220 | EA/1 | A | ALL |  | 0 | EA | 1 |  | 0 |  | 0 |  | 0 | 38422919 | [14 empty] | CNWET4.220 CLAREON VIVITY TORIC |  | 42295524
102603 | 316000 | ALCON VISION LLC | CNWET0.240 | ALCON LABS INC |  | CNWET0.240 | LENS CLAREON CNWET0.240 | EA/1 | A | ALL |  | 0 | EA | 1 |  | 0 |  | 0 |  | 0 | 38422841 | [14 empty] | CNWET0.240 CLAREON VIVITY |  | 42295524
102602 | 316000 | ALCON VISION LLC | CNWET0.235 | ALCON LABS INC |  | CNWET0.235 | LENS CLAREON CNWET0.235 | EA/1 | A | ALL |  | 0 | EA | 1 |  | 0 |  | 0 |  | 0 | 38422840 | [14 empty] | CNWET0.235 CLAREON VIVITY |  | 42295524
102600 | 316000 | ALCON VISION LLC | CNWET0.225 | ALCON LABS INC |  | CNWET0.225 | LENS CLAREON CNWET0.225 | EA/1 | A | ALL |  | 0 | EA | 1 |  | 0 |  | 0 |  | 0 | 38422838 | [14 empty] | CNWET0.225 CLAREON VIVITY |  | 42295524
102678 | 316000 | ALCON VISION LLC | CNWET4.205 | ALCON LABS INC |  | CNWET4.205 | LENS CLAREON CNWET4.205 | EA/1 | A | ALL |  | 0 | EA | 1 |  | 0 |  | 0 |  | 0 | 38422916 | [14 empty] | CNWET4.205 CLAREON VIVITY TORIC |  | 42295524
102596 | 316000 | ALCON VISION LLC | CNWET0.205 | ALCON LABS INC |  | CNWET0.205 | LENS CLAREON CNWET0.205 | EA/1 | A | ALL |  | 0 | EA | 1 |  | 0 |  | 0 |  | 0 | 38422834 | [14 empty] | CNWET0.205 CLAREON VIVITY |  | 42295524
102731 | 316000 | ALCON VISION LLC | CNWET5.265 | ALCON LABS INC |  | CNWET5.265 | LENS CLAREON CNWET5.265 | EA/1 | A | ALL |  | 0 | EA | 1 |  | 0 |  | 0 |  | 0 | 38422969 | [14 empty] | CNWET5.265 CLAREON VIVITY TORIC |  | 42295524
102592 | 316000 | ALCON VISION LLC | CNWET0.185 | ALCON LABS INC |  | CNWET0.185 | LENS CLAREON CNWET0.185 | EA/1 | A | ALL |  | 0 | EA | 1 |  | 0 |  | 0 |  | 0 | 38422830 | [14 empty] | CNWET0.185 CLAREON VIVITY |  | 42295524
102726 | 316000 | ALCON VISION LLC | CNWET5.240 | ALCON LABS INC |  | CNWET5.240 | LENS CLAREON CNWET5.240 | EA/1 | A | ALL |  | 0 | EA | 1 |  | 0 |  | 0 |  | 0 | 38422964 | [14 empty] | CNWET5.240 CLAREON VIVITY TORIC |  | 42295524
102725 | 316000 | ALCON VISION LLC | CNWET5.235 | ALCON LABS INC |  | CNWET5.235 | LENS CLAREON CNWET5.235 | EA/1 | A | ALL |  | 0 | EA | 1 |  | 0 |  | 0 |  | 0 | 38422963 | [14 empty] | CNWET5.235 CLAREON VIVITY TORIC |  | 42295524
102722 | 316000 | ALCON VISION LLC | CNWET5.220 | ALCON LABS INC |  | CNWET5.220 | LENS CLAREON CNWET5.220 | EA/1 | A | ALL |  | 0 | EA | 1 |  | 0 |  | 0 |  | 0 | 38422960 | [14 empty] | CNWET5.220 CLAREON VIVITY TORIC |  | 42295524
102719 | 316000 | ALCON VISION LLC | CNWET5.205 | ALCON LABS INC |  | CNWET5.205 | LENS CLAREON CNWET5.205 | EA/1 | A | ALL |  | 0 | EA | 1 |  | 0 |  | 0 |  | 0 | 38422957 | [14 empty] | CNWET5.205 CLAREON VIVITY TORIC |  | 42295524
102717 | 316000 | ALCON VISION LLC | CNWET5.195 | ALCON LABS INC |  | CNWET5.195 | LENS CLAREON CNWET5.195 | EA/1 | A | ALL |  | 0 | EA | 1 |  | 0 |  | 0 |  | 0 | 38422955 | [14 empty] | CNWET5.195 CLAREON VIVITY TORIC |  | 42295524
102577 | 316000 | ALCON VISION LLC | CNWET0.110 | ALCON LABS INC |  | CNWET0.110 | LENS CLAREON CNWET0.110 | EA/1 | A | ALL |  | 0 | EA | 1 |  | 0 |  | 0 |  | 0 | 38422815 | [14 empty] | CNWET0.110 CLAREON VIVITY |  | 42295524
102653 | 316000 | ALCON VISION LLC | CNWET3.285 | ALCON LABS INC |  | CNWET3.285 | LENS CLAREON CNWET3.285 | EA/1 | A | ALL |  | 0 | EA | 1 |  | 0 |  | 0 |  | 0 | 38422891 | [14 empty] | CNWET3.285 CLAREON VIVITY TORIC |  | 42295524
102569 | 316000 | ALCON VISION LLC | SY60WF.085 | ALCON LABS INC |  | SY60WF.085 | LENS CLAREON IOL SY60WF.085 | EA/1 | A | ALL |  | 0 | EA | 1 |  | 0 |  | 0 |  | 0 | 38425009 | [14 empty] | Clareon Monofocal IOL BLF |  | 42295524
102777 | 316000 | ALCON VISION LLC | CNWET6.290 | ALCON LABS INC |  | CNWET6.290 | LENS CLAREON CNWET6.290 | EA/1 | A | ALL |  | 0 | EA | 1 |  | 0 |  | 0 |  | 0 | 38423015 | [14 empty] | CNWET6.290 CLAREON VIVITY TORIC |  | 42295524
102647 | 316000 | ALCON VISION LLC | CNWET3.255 | ALCON LABS INC |  | CNWET3.255 | LENS CLAREON CNWET3.255 | EA/1 | A | ALL |  | 0 | EA | 1 |  | 0 |  | 0 |  | 0 | 38422885 | [14 empty] | CNWET3.255 CLAREON VIVITY TORIC |  | 42295524
102568 | 316000 | ALCON VISION LLC | SY60WF.090 | ALCON LABS INC |  | SY60WF.090 | LENS CLAREON IOL SY60WF.090 | EA/1 | A | ALL |  | 0 | EA | 1 |  | 0 |  | 0 |  | 0 | 38425010 | [14 empty] | Clareon Monofocal IOL BLF |  | 42295524
102565 | 316000 | ALCON VISION LLC | SY60WF.105 | ALCON LABS INC |  | SY60WF.105 | LENS CLAREON IOL SY60WF.105 | EA/1 | A | ALL |  | 0 | EA | 1 |  | 0 |  | 0 |  | 0 | 38425013 | [14 empty] | Clareon Monofocal IOL BLF |  | 42295524
102775 | 316000 | ALCON VISION LLC | CNWET6.280 | ALCON LABS INC |  | CNWET6.280 | LENS CLAREON CNWET6.280 | EA/1 | A | ALL |  | 0 | EA | 1 |  | 0 |  | 0 |  | 0 | 38423013 | [14 empty] | CNWET6.280 CLAREON VIVITY TORIC |  | 42295524
102562 | 316000 | ALCON VISION LLC | SY60WF.120 | ALCON LABS INC |  | SY60WF.120 | LENS CLAREON IOL SY60WF.120 | EA/1 | A | ALL |  | 0 | EA | 1 |  | 0 |  | 0 |  | 0 | 38425016 | [14 empty] | Clareon Monofocal IOL BLF |  | 42295524
102560 | 316000 | ALCON VISION LLC | SY60WF.130 | ALCON LABS INC |  | SY60WF.130 | LENS CLAREON IOL SY60WF.130 | EA/1 | A | ALL |  | 0 | EA | 1 |  | 0 |  | 0 |  | 0 | 38425018 | [14 empty] | Clareon Monofocal IOL BLF |  | 42295524
102637 | 316000 | ALCON VISION LLC | CNWET3.205 | ALCON LABS INC |  | CNWET3.205 | LENS CLAREON CNWET3.205 | EA/1 | A | ALL |  | 0 | EA | 1 |  | 0 |  | 0 |  | 0 | 38422875 | [14 empty] | CNWET3.205 CLAREON VIVITY TORIC |  | 42295524
102557 | 316000 | ALCON VISION LLC | SY60WF.145 | ALCON LABS INC |  | SY60WF.145 | LENS CLAREON IOL SY60WF.145 | EA/1 | A | ALL |  | 0 | EA | 1 |  | 0 |  | 0 |  | 0 | 38425021 | [14 empty] | Clareon Monofocal IOL BLF |  | 42295524
102764 | 316000 | ALCON VISION LLC | CNWET6.225 | ALCON LABS INC |  | CNWET6.225 | LENS CLAREON CNWET6.225 | EA/1 | A | ALL |  | 0 | EA | 1 |  | 0 |  | 0 |  | 0 | 38423002 | [14 empty] | CNWET6.225 CLAREON VIVITY TORIC |  | 42295524
102623 | 316000 | ALCON VISION LLC | CNWET3.135 | ALCON LABS INC |  | CNWET3.135 | LENS CLAREON CNWET3.135 | EA/1 | A | ALL |  | 0 | EA | 1 |  | 0 |  | 0 |  | 0 | 38422861 | [14 empty] | CNWET3.135 CLAREON VIVITY TORIC |  | 42295524
500930 | 504001 | MEDLINE INDUSTRIES INC | ARWAK14402 | TELEFLEX MEDICAL |  | AK-14402 | KIT CATHETER CVC 4FR FLEX TIP | EA/1 CA/5 | A | ALL |  | 0 | EA | 1 | CA | 5 |  | 0 |  | 0 | 806208 | 10801902168495 | 20801902168492 |  |  | 10801902168495 | https://api.edirx.com/WorkflowFileUploads/DocumentConsole/5E090C99-D028-4AAA-AD25-68E30A661E39.jpg | Central venous catheterization kit, short-term | A collection of devices and materials intended for the short-term (<= 30 days) introduction of a central venous catheter (CVC) for various infusion/aspiration procedures (i.e., non-dedicated). Often referred to as tray, it includes a nonimplantable central venous catheter with devices dedicated to catheter introduction/function (e.g., introducer, guidewire), and non-dedicated supportive devices (e.g., drape, dressings, scalpel). This is a single-use device. | Yes |  | No | No | Unspecified | No | CATHETERIZATION KIT DOUBLE LUMEN 0.018X17.75 IN PEDIATRIC 4 FRX13 CM SPRING GUIDEWIRE J TIP 25GAX1/1.5IN INJECTION 21GAX1.5IN THIN/ROUND WALL INTRODUCER NEEDLE 5ML LUERSLIP SYRINGE TISSUE DILATOR POLYURETHANE BLUE FLEXTIP TWOLUMEN CVC FR X 13 | CATHETERIZATION KIT DOUBLE LUMEN 0.018X17.75 IN PEDIATRIC 4 FRX13 CM SPRING GUIDEWIRE J TIP 25GAX1/1.5IN INJECTION 21GAX1.5IN THIN/ROUND WALL INTRODUCER NEEDLE 5ML LUERSLIP SYRINGE TISSUE DILATOR POLYURETHANE BLUE FLEXTIP | 42203447 | C1751 | ARROW
500912 | 490249 | LIFENET HEALTH | FANT/TIB/T | LIFENET TRANSPLANT |  | FANT/TIB/T | ALLOGRAFT TENDON TIB FROZEN | EA/1 | A | BONE | ASC | 0 | EA | 1 |  | 0 |  | 0 |  | 0 | 2889805 | [5 empty] | https://api.edirx.com/WorkflowFileUploads/DocumentConsole/955A2CB8-F26B-4AA9-A9A1-097DE7C74F94.JPG | [8 empty] | GRAFT HUMAN TISSUE L230MM DIA75MM ANTERIOR TIBIALIS TENDON FLEXIGRAFT | GRAFT HUM TISS L230MM DIA75MM ANT TIBIALIS TEND FLEXIGRFT | 42295502 | C1762
652795 | 459254 | STRYKER ORTHOPEDICS(HOWMEDICA) | 0277-010-235 | STRYKER ORTHO | ORTH | 0277-010-235 | BUR RND 6 FLUTE CRBD 3.5MM | EA/1 LTXFREE | A | ASC |  | 0 | EA | 1 |  | 0 |  | 0 |  | 0 | 873096 | 04546540050540 |  |  |  | 04546540050540 | https://api.edirx.com/WorkflowFileUploads/DocumentConsole/6CE8AD34-DF68-4EF2-A943-578B1B4A6415.png | Orthopaedic bur, single-use | A sterile, rotary cutting device consisting of a shaft of high-grade steel and a cutting head of hard metal/material with fluting or cutting planes of various shapes at the working end and which is designed to fit into an appropriate powered handpiece that provides the rotation allowing the user to excavate/shape bone tissue during small and large bone surgery (e.g., maxillofacial, spinal, or orthopaedic). This is a single-use device. | Yes |  |  | No | Unspecified | No | BURR SURGICAL 3.5MM DIA HEAD MICRO 44.5MML CARBIDE ROUND FLUTEX6 FAST CUTTING STERILE | BUR SURGICAL ROUND 35 MM CARBIDE DISPOSABLE | 42291627
102817 | 1027451 | AVANOS MEDICAL INC-CSC ONLY | 18354 | AVANOS MEDICAL | MED | 18354 | NEEDLE SPNL 22GAX1.5IN SHRT | EA/1 CA/25 | A | ALL | CSC | 0 | EA | 1 | CA | 25 |  | 0 |  | 0 | 1834925 | 10680651908954 | 30680651908958 |  |  | 10680651908954 | https://www.westnetmed.com/api/products/ProductImage/AVAN/18354/320/image.png | ANAESTHESIA CONDUCTION CATHETERIZATION KIT | A COLLECTION OF STERILE DEVICES AND MATERIALS INTENDED FOR THE REPEATED OR CONTINUOUS INJECTION OF LOCAL ANAESTHETICS FOR PREOPERATIVE INTRAOPERATIVE OR POSTOPERATIVE REGIONAL ANAESTHESIA AND/OR PAIN MANAGEMENT. THE KIT CONSISTS OF AN ANAESTHESIA CATHET | Yes |  | No | No | Unspecified | No | NEEDLE SPINAL SHORT 22 GAX1.5 IN PLASTIC STERILE LATEXFREE DISPOSABLE 22GX1 1/2 25 BX | NEEDLE SPINAL SHORT 22 GAX1.5 IN PLASTIC STERILE LATEXFREE DISPOSABLE | 42142541 | A4215 | HALYARD
500944 | 615024 | XODUS MEDICAL INC | 10170054 | ACUMED |  | 10170054 | DEVICE TOWER ARC WRIST X-LRG | EA/1 | A | ASC |  | 0 | EA | 1 |  | 0 |  | 0 |  | 0 | 571810 | 10806378010729 |  |  |  | 10806378010729 | https://api.edirx.com/WorkflowFileUploads/DocumentConsole/848AE17D-82DB-4B1F-A389-3EE2C53B81AA.JPG | Upper-limb traction wrap/trap, single-use, sterile | A sterile preformed device designed to encompass the fingers, hand or forearm to create a holder which can be attached to an external frame to provide traction/suspension of the upper limb during surgical procedures on the hand, arm or shoulder. It is typically made of synthetic polymer textile (e.g., nylon) and includes self-retaining fasteners (e.g., Velcro); it may be used with a traction arm band and/or malleable metal stave which acts as the anchor to the traction frame. This is a single-use device. | No | Moist Heat or Steam Sterilization | Yes | No | Unspecified | No | TRAP FINGER XLARGE STERILE DISPOSABLE | TRAP FINGER XLARGE NON STERILE LATEX-FREE DISPOSABLE | 42242102 | L3806 | ACUMED
500940 | 615024 | XODUS MEDICAL INC | 10170060 | ACUMED |  | 10170060 | STRAP ARM 24IN - 36IN | EA/1 | A | ASC |  | 0 | EA | 1 |  | 0 |  | 0 |  | 0 | 691103 | 10806378010736 |  |  |  | 10806378010736 | https://api.edirx.com/workflowfileuploads/documentconsole/D2D3B2F8-FFBA-47AD-B519-BF2C868B9575.jpg | Upper-limb traction wrap/trap, single-use, sterile | A sterile preformed device designed to encompass the fingers, hand or forearm to create a holder which can be attached to an external frame to provide traction/suspension of the upper limb during surgical procedures on the hand, arm or shoulder. It is typically made of synthetic polymer textile (e.g., nylon) and includes self-retaining fasteners (e.g., Velcro); it may be used with a traction arm band and/or malleable metal stave which acts as the anchor to the traction frame. This is a single-use device. | No | Moist Heat or Steam Sterilization | Yes | No | Unspecified | No | STRAP ARM SET UNIVERSAL 24 IN UPPER 36 FOREARM TIP MARKER FOR ARC WRIST TOWER WHITE OF 24IN 1 36IN | STRAP ARM SET UNIVERSAL 24 IN UPPER ARM 36 IN FOREARM TIP MARKER FOR ARC WRIST TOWER WHITE | 42295159 |  | ACUMED
102797 | 1044277 | SOUTHERN IMPLANTS | WB6 | SOUTHERN IMPLANTS |  | WB6 | ABUTMENT HEALING IE 5.5X6MM | EA/1 | A | ALL |  | 0 | EA | 1 |  | 0 |  | 0 |  | 0 | 17771969 | 06009544023371 |  |  |  | 06009544023371 |  | Dental implant suprastructure, temporary, preformed, single-use | A prefabricated device intended to be used during dental implant restorative and laboratory procedures to provide a temporary intermediate fixture level between a dental implant and a temporary dental prosthesis/restoration, during the oral soft-tissue healing and sculpturing period, prior to the fabrication/rehabilitation and installation of the final prosthesis/restoration (e.g., bridge, single tooth, overdenture). It typically includes burnout/temporary cylinders, fixture impression pick-ups, replica devices, caps/cover screws in a variety of shapes, sizes, and materials [e.g., titanium (Ti), plastic]. This is a single-use device. | Yes |  | No | No | MRI Conditional | No | HEALING ABUTMENT FOR 4.0 EX HEX 5.5 X 6MM
102802 | 1044277 | SOUTHERN IMPLANTS | D-20E-06F | SOUTHERN IMPLANTS |  | D-20E-06F | DRILL 6MM DISPOSABLE | EA/1 | A | ALL |  | 0 | EA | 1 |  | 0 |  | 0 |  | 0 | 17777793 | 06009544003069 |  |  |  | 06009544003069 |  | Fixture/appliance dental drill bit, single-use | A sterile shaft of metal intended to be used in dental surgery to create channels of appropriate depth and diameter in bone (osteotomy) of the oral cavity to facilitate the implantation of a dental fixture/appliance. The device is typically available in a set of graduated sizes and various forms and functions (e.g., guide, pilot, twist, cortical, conical). It is attached to a motorized handpiece or other power source that provides rotation. This is a single-use device. | Yes |  | No | No | Unspecified | No | PILOT DRILL FOR ULTRA SHORT IMPLANT DISPOSABLE 2.0 X 6MM
102784 | 1044277 | SOUTHERN IMPLANTS | IE3 | SOUTHERN IMPLANTS |  | IE3 | IMP DENTAL EXT HEX STRT 3.75X3 | EA/1 | A | ALL |  | 0 | EA | 1 |  | 0 |  | 0 |  | 0 | 17767847 | 06009544011040 |  |  |  | 06009544011040 |  | Facial prosthesis attachment implant | A sterile implantable device intended to be used to attach an externally-applied facial reconstruction prosthesis to a facial bone(s). It is typically in the form of a small metallic screw, implanted into an appropriate facial bone(s), with a proximal connection point for attachment of the prosthesis after full osseointegration of the implant has occurred. | Yes |  | No | No | MRI Conditional | No | EXT. HEX CYLINDRICAL IMPLANT ULTRASHORT 3.75 X 3MM
500937 | 574513 | STRYKER MEDICAL INSTRUM (ACI) | 0606-705-000 | STRYKER INSTRUMENTS |  | 0606-705-000 | KIT BN CMNT W/BRKAWAY FEM NOZZ | EA/1 PK/6 LTXFREE | A | ASC |  | 0 | EA | 1 | PK | 6 |  | 0 |  | 0 | 12298660 | 04546540912343 | 34546540912344 |  |  | 04546540912343 |  | Orthopaedic cement preparation/delivery kit | A collection of sterile surgical instruments, tools, and materials designed to prepare and apply bone cement during an orthopaedic surgical procedure (e.g., hip replacement, arthroplasty, or vertebroplasty). It typically includes items such as forceps, a mallet, cement delivery injectors, delivery tubes, and mixing devices; it may or may not include bone cement. This is a single-use device. | Yes |  |  | No | Unspecified | No | KIT PREP BONE CEMENT SHORT CARTRIDGE SHORT NOZZLE REVOLUTION | BONE CEMENT KIT REVOLUTION BIOPREP APPLICATION LATEX FREE | 42296704 |  | REVOLUTION
500921 | 504001 | MEDLINE INDUSTRIES INC | NONFS300Z | MEDLINE INDUSTRIES |  | NONFS300Z | SHIELD FACE FULL FOAM | EA/1 BX/24 | A | ALL |  | 0 | EA | 1 | BX | 24 |  | 0 |  | 0 | 3170105 | [5 empty] | https://www.medline.com/media/catalog/sku/non/NONFS300Z_HRE02.JPG
102782 | 504001 | MEDLINE INDUSTRIES INC | ORT31100 | MEDLINE INDUSTRIES |  | ORT31100 | BOOT TRCTN UNIVERSAL SIZE | EA/1 | A | BAY | SUBN | 0 | EA | 1 |  | 0 |  | 0 |  | 0 | 3178053 | [5 empty] | https://api.edirx.com/workflowfileuploads/documentconsole/72FFC8B6-A645-4EC3-8F3E-12DEB04FBAEE.jpg | [5 empty] | No |  |  | BOOT TRACTION UNIVERSAL BUCK S TRACTION ELASTIC STRAP 6 SPREADER BAR ATTACHED HOOK & LOOP PILE FOAM FOAM LINING LATEX FREE BOOT TRACTION UNIVERSAL BUCK TRACTION ELASTIC STRAP 6 IN SPREADER BAR ATTACHED HOOK & LOOP PILE FOAM LINING LATEXFREE | BOOT TRACTION UNIVERSAL BUCK TRACTION ELASTIC STRAP 6 IN SPREADER BAR ATTACHED HOOK & LOOP PILE FOAM LINING LATEXFREE | 42242104 | A9900
500920 | 504001 | MEDLINE INDUSTRIES INC | PHY6000093CSH | MEDTRONIC PHYSIO CONTROL CORP | PHYS | 11996-000093 | ELECTRODE PEDS EDGEQUIK | PK/1 | A | ALL |  | 0 | PK | 1 |  | 0 |  | 0 |  | 0 | 1179142 | [5 empty] | https://api.edirx.com/WorkflowFileUploads/DocumentConsole/D31C704B-B5DB-40B4-84BF-B832D6C57976.jpg
500918 | 504001 | MEDLINE INDUSTRIES INC | O-T240000031 | MEDTRONIC PHYSIO CONTROL CORP | PHYS | 11240-000031 | PAPER ECG PRINTER 50MMX30M | RL/1 BX/3 | A | ALL |  | 0 | RL | 1 | BX | 3 |  | 0 |  | 0 | 41300454
102694 | 316000 | ALCON VISION LLC | CNWET4.285 | ALCON LABS INC |  | CNWET4.285 | LENS CLAREON CNWET4.285 | EA/1 | A | ALL |  | 0 | EA | 1 |  | 0 |  | 0 |  | 0 | 38422932 | [14 empty] | CNWET4.285 CLAREON VIVITY TORIC |  | 42295524
102618 | 316000 | ALCON VISION LLC | CNWET3.110 | ALCON LABS INC |  | CNWET3.110 | LENS CLAREON CNWET3.110 | EA/1 | A | ALL |  | 0 | EA | 1 |  | 0 |  | 0 |  | 0 | 38422856 | [14 empty] | CNWET3.110 CLAREON VIVITY TORIC |  | 42295524
102615 | 316000 | ALCON VISION LLC | CNWET0.300 | ALCON LABS INC |  | CNWET0.300 | LENS CLAREON CNWET0.300 | EA/1 | A | ALL |  | 0 | EA | 1 |  | 0 |  | 0 |  | 0 | 38422853 | [14 empty] | CNWET0.300 CLAREON VIVITY |  | 42295524
102748 | 316000 | ALCON VISION LLC | CNWET6.145 | ALCON LABS INC |  | CNWET6.145 | LENS CLAREON CNWET6.145 | EA/1 | A | ALL |  | 0 | EA | 1 |  | 0 |  | 0 |  | 0 | 38422986 | [14 empty] | CNWET6.145 CLAREON VIVITY TORIC |  | 42295524
102747 | 316000 | ALCON VISION LLC | CNWET6.140 | ALCON LABS INC |  | CNWET6.140 | LENS CLAREON CNWET6.140 | EA/1 | A | ALL |  | 0 | EA | 1 |  | 0 |  | 0 |  | 0 | 38422985 | [14 empty] | CNWET6.140 CLAREON VIVITY TORIC |  | 42295524
102529 | 316000 | ALCON VISION LLC | SY60WF.295 | ALCON LABS INC |  | SY60WF.295 | LENS CLAREONIOL SY60WF.295 | EA/1 | A | ALL |  | 0 | EA | 1 |  | 0 |  | 0 |  | 0 | 38425051 | [14 empty] | Clareon Monofocal IOL BLF |  | 42295524
102688 | 316000 | ALCON VISION LLC | CNWET4.255 | ALCON LABS INC |  | CNWET4.255 | LENS CLAREON CNWET4.255 | EA/1 | A | ALL |  | 0 | EA | 1 |  | 0 |  | 0 |  | 0 | 38422926 | [14 empty] | CNWET4.255 CLAREON VIVITY TORIC |  | 42295524
102685 | 316000 | ALCON VISION LLC | CNWET4.240 | ALCON LABS INC |  | CNWET4.240 | LENS CLAREON CNWET4.240 | EA/1 | A | ALL |  | 0 | EA | 1 |  | 0 |  | 0 |  | 0 | 38422923 | [14 empty] | CNWET4.240 CLAREON VIVITY TORIC |  | 42295524
102606 | 316000 | ALCON VISION LLC | CNWET0.255 | ALCON LABS INC |  | CNWET0.255 | LENS CLAREON CNWET0.255 | EA/1 | A | ALL |  | 0 | EA | 1 |  | 0 |  | 0 |  | 0 | 38422844 | [14 empty] | CNWET0.255 CLAREON VIVITY |  | 42295524
102605 | 316000 | ALCON VISION LLC | CNWET0.250 | ALCON LABS INC |  | CNWET0.250 | LENS CLAREON CNWET0.250 | EA/1 | A | ALL |  | 0 | EA | 1 |  | 0 |  | 0 |  | 0 | 38422843 | [14 empty] | CNWET0.250 CLAREON VIVITY |  | 42295524
102736 | 316000 | ALCON VISION LLC | CNWET5.290 | ALCON LABS INC |  | CNWET5.290 | LENS CLAREON CNWET5.290 | EA/1 | A | ALL |  | 0 | EA | 1 |  | 0 |  | 0 |  | 0 | 38422974 | [14 empty] | CNWET5.290 CLAREON VIVITY TORIC |  | 42295524
102674 | 316000 | ALCON VISION LLC | CNWET4.185 | ALCON LABS INC |  | CNWET4.185 | LENS CLAREON CNWET4.185 | EA/1 | A | ALL |  | 0 | EA | 1 |  | 0 |  | 0 |  | 0 | 38422912 | [14 empty] | CNWET4.185 CLAREON VIVITY TORIC |  | 42295524
102728 | 316000 | ALCON VISION LLC | CNWET5.250 | ALCON LABS INC |  | CNWET5.250 | LENS CLAREON CNWET5.250 | EA/1 | A | ALL |  | 0 | EA | 1 |  | 0 |  | 0 |  | 0 | 38422966 | [14 empty] | CNWET5.250 CLAREON VIVITY TORIC |  | 42295524
102591 | 316000 | ALCON VISION LLC | CNWET0.180 | ALCON LABS INC |  | CNWET0.180 | LENS CLAREON CNWET0.180 | EA/1 | A | ALL |  | 0 | EA | 1 |  | 0 |  | 0 |  | 0 | 38422829 | [14 empty] | CNWET0.180 CLAREON VIVITY |  | 42295524
102589 | 316000 | ALCON VISION LLC | CNWET0.170 | ALCON LABS INC |  | CNWET0.170 | LENS CLAREON CNWET0.170 | EA/1 | A | ALL |  | 0 | EA | 1 |  | 0 |  | 0 |  | 0 | 38422827 | [14 empty] | CNWET0.170 CLAREON VIVITY |  | 42295524
102724 | 316000 | ALCON VISION LLC | CNWET5.230 | ALCON LABS INC |  | CNWET5.230 | LENS CLAREON CNWET5.230 | EA/1 | A | ALL |  | 0 | EA | 1 |  | 0 |  | 0 |  | 0 | 38422962 | [14 empty] | CNWET5.230 CLAREON VIVITY TORIC |  | 42295524
102664 | 316000 | ALCON VISION LLC | CNWET4.135 | ALCON LABS INC |  | CNWET4.135 | LENS CLAREON CNWET4.135 | EA/1 | A | ALL |  | 0 | EA | 1 |  | 0 |  | 0 |  | 0 | 38422902 | [14 empty] | CNWET4.135 CLAREON VIVITY TORIC |  | 42295524
102663 | 316000 | ALCON VISION LLC | CNWET4.130 | ALCON LABS INC |  | CNWET4.130 | LENS CLAREON CNWET4.130 | EA/1 | A | ALL |  | 0 | EA | 1 |  | 0 |  | 0 |  | 0 | 38422901 | [14 empty] | CNWET4.130 CLAREON VIVITY TORIC |  | 42295524
102662 | 316000 | ALCON VISION LLC | CNWET4.125 | ALCON LABS INC |  | CNWET4.125 | LENS CLAREON CNWET4.125 | EA/1 | A | ALL |  | 0 | EA | 1 |  | 0 |  | 0 |  | 0 | 38422900 | [14 empty] | CNWET4.125 CLAREON VIVITY TORIC |  | 42295524
102656 | 316000 | ALCON VISION LLC | CNWET3.300 | ALCON LABS INC |  | CNWET3.300 | LENS CLAREON CNWET3.300 | EA/1 | A | ALL |  | 0 | EA | 1 |  | 0 |  | 0 |  | 0 | 38422894 | [14 empty] | CNWET3.300 CLAREON VIVITY TORIC |  | 42295524
102578 | 316000 | ALCON VISION LLC | CNWET0.115 | ALCON LABS INC |  | CNWET0.115 | LENS CLAREON CNWET0.115 | EA/1 | A | ALL |  | 0 | EA | 1 |  | 0 |  | 0 |  | 0 | 38422816 | [14 empty] | CNWET0.115 CLAREON VIVITY |  | 42295524
102703 | 316000 | ALCON VISION LLC | CNWET5.125 | ALCON LABS INC |  | CNWET5.125 | LENS CLAREON CNWET5.125 | EA/1 | A | ALL |  | 0 | EA | 1 |  | 0 |  | 0 |  | 0 | 38422941 | [14 empty] | CNWET5.125 CLAREON VIVITY TORIC |  | 42295524
102702 | 316000 | ALCON VISION LLC | CNWET5.120 | ALCON LABS INC |  | CNWET5.120 | LENS CLAREON CNWET5.120 | EA/1 | A | ALL |  | 0 | EA | 1 |  | 0 |  | 0 |  | 0 | 38422940 | [14 empty] | CNWET5.120 CLAREON VIVITY TORIC |  | 42295524
102643 | 316000 | ALCON VISION LLC | CNWET3.235 | ALCON LABS INC |  | CNWET3.235 | LENS CLAREON CNWET3.235 | EA/1 | A | ALL |  | 0 | EA | 1 |  | 0 |  | 0 |  | 0 | 38422881 | [14 empty] | CNWET3.235 CLAREON VIVITY TORIC |  | 42295524
102769 | 316000 | ALCON VISION LLC | CNWET6.250 | ALCON LABS INC |  | CNWET6.250 | LENS CLAREON CNWET6.250 | EA/1 | A | ALL |  | 0 | EA | 1 |  | 0 |  | 0 |  | 0 | 38423007 | [14 empty] | CNWET6.250 CLAREON VIVITY TORIC |  | 42295524
102768 | 316000 | ALCON VISION LLC | CNWET6.245 | ALCON LABS INC |  | CNWET6.245 | LENS CLAREON CNWET6.245 | EA/1 | A | ALL |  | 0 | EA | 1 |  | 0 |  | 0 |  | 0 | 38423006 | [14 empty] | CNWET6.245 CLAREON VIVITY TORIC |  | 42295524
102635 | 316000 | ALCON VISION LLC | CNWET3.195 | ALCON LABS INC |  | CNWET3.195 | LENS CLAREON CNWET3.195 | EA/1 | A | ALL |  | 0 | EA | 1 |  | 0 |  | 0 |  | 0 | 38422873 | [14 empty] | CNWET3.195 CLAREON VIVITY TORIC |  | 42295524
102556 | 316000 | ALCON VISION LLC | SY60WF.150 | ALCON LABS INC |  | SY60WF.150 | LENS CLAREON IOL SY60WF.150 | EA/1 | A | ALL |  | 0 | EA | 1 |  | 0 |  | 0 |  | 0 | 38425022 | [14 empty] | Clareon Monofocal IOL BLF |  | 42295524
102551 | 316000 | ALCON VISION LLC | SY60WF.175 | ALCON LABS INC |  | SY60WF.175 | LENS CLAREON IOL SY60WF.175 | EA/1 | A | ALL |  | 0 | EA | 1 |  | 0 |  | 0 |  | 0 | 38425027 | [14 empty] | Clareon Monofocal IOL BLF |  | 42295524
102549 | 316000 | ALCON VISION LLC | SY60WF.185 | ALCON LABS INC |  | SY60WF.185 | LENS CLAREON IOL SY60WF.185 | EA/1 | A | ALL |  | 0 | EA | 1 |  | 0 |  | 0 |  | 0 | 38425029 | [14 empty] | Clareon Monofocal IOL BLF |  | 42295524
102627 | 316000 | ALCON VISION LLC | CNWET3.155 | ALCON LABS INC |  | CNWET3.155 | LENS CLAREON CNWET3.155 | EA/1 | A | ALL |  | 0 | EA | 1 |  | 0 |  | 0 |  | 0 | 38422865 | [14 empty] | CNWET3.155 CLAREON VIVITY TORIC |  | 42295524
102752 | 316000 | ALCON VISION LLC | CNWET6.165 | ALCON LABS INC |  | CNWET6.165 | LENS CLAREON CNWET6.165 | EA/1 | A | ALL |  | 0 | EA | 1 |  | 0 |  | 0 |  | 0 | 38422990 | [14 empty] | CNWET6.165 CLAREON VIVITY TORIC |  | 42295524
102541 | 316000 | ALCON VISION LLC | SY60WF.225 | ALCON LABS INC |  | SY60WF.225 | LENS CLAREON IOL SY60WF.225 | EA/1 | A | ALL |  | 0 | EA | 1 |  | 0 |  | 0 |  | 0 | 38425037 | [14 empty] | Clareon Monofocal IOL BLF |  | 42295524
652960 | 574513 | STRYKER MEDICAL INSTRUM (ACI) | 2296-033-108 | STRYKER ORTHO | ORTH | 2296-033-108 | BLADE SAW XLG WIDE 39X13X0.51 | EA/1 LTXFREE | A | ASC |  | 0 | EA | 1 |  | 0 |  | 0 |  | 0 | 411939 | 04546540046949 |  |  |  | 04546540046949 |  | Surgical saw blade, sagittal, single-use | A flat surgical cutting instrument, usually made of high-grade stainless steel, with a serrated edge designed for attachment to a dedicated powered saw used for cutting bone/tissue during orthopaedic or oral surgery; it is not dedicated to cutting through the sternum (i.e., not a sternum saw blade). This device is designed with the cutting teeth arranged in an arc or on a flat plane pointing directly forward at the distal end to cut in a rapid sagittal (side to side) motion; it may in addition cut in an oscillating motion. This is a single-use device. | Yes |  | No | No | Unspecified | No | BLADE SAW L13XW.51MMXLONG COBALT CHROME RIGHT FEMORAL KNEE NEXGEN | BLADE SAW L13XW.51MMXLONG CO CHROM RT FEM KNEE NXGN | 42295211 | A4649
102816 | 1023576 | STRYKER NEUROVASCULAR | M003IC0581320 | STRYKER NEUROVASCULAR | NEUR | M003IC0581320 | CATH AXS CATALIST .058 132CM | EA/1 LTXFREE | A | ALL |  | 0 | EA | 1 |  | 0 |  | 0 |  | 0 | 5981833 | 07613327011999 |  |  |  | 07613327011999 | https://api.edirx.com/workflowfileuploads/documentconsole/5E946552-F232-4CDA-B423-B6B5B7D3A6F3.png | Vascular guide-catheter, single-use | A flexible tube intended to be used for the percutaneous transluminal passage and placement of a diagnostic/interventional catheter, lead (e.g., pacing lead, balloon dilatation catheter), needle or guidewire through its lumen(s), within the vascular system. It may be rigid or flexible, non-steerable or steerable, single or multiple lumen(s), and the distal section can have a variety of preformed shapes (e.g., straight, hockey stick). It is not intended solely for infusion, is not intended to access superselective small vessels, and does not include a transseptal needle. It may include a disposable percutaneous introduction set or shaft visualization electrodes. This is a single-use device. | Yes |  | No | No | MRI Conditional | No | CATHETER ASPIRATION DISTAL ACCESS 0.058X0.069 INX115 CM MEDIUM BORE AXS CATALYST 5 1.47 MM INNER DIA 1.76 OD 1.86 PROXIMAL 132CM LG | CATHETER ASPIRATION DISTAL ACCESS 0.058X0.069 INX115 CM MEDIUM BORE AXS CATALYST 5 | 42203425 | C1887 | AXS CATALYST 5