## MM Details
Material | Material Description | Manufacturer Code | Manufacturer Name | Manufacturer Part No. | Materail Group Code | Material Group | Q.Grade | Quality Grade Description | X-Status | Category
210200013 | Mounting Kit - Other Display 6.5" |  |  | 3D91741G02 Y | M19 | TOOLS | Q | Safety Related | 3 | Spare Parts
210200212 | THRUST BEARING ROTOR, RCP | 20000310 | Westinghouse Electric Company LLC | 8000-400-040 | M01 | BEARINGS | Q | Safety Related | 1 | Spare Parts
210200242 | COVER - SEAL II | 20000310 | Westinghouse Electric Company LLC | 8128-306-001 | M16 | PUMPS AND APPURTENANCE | Q | Safety Related | 1 | Spare Parts
210200370 | BRAKE: |  |  |  | M12 | MECHANICAL HARDWARE | T | Safety Impact | 3 | Spare Parts
210200371 | COUPLING: |  |  |  | M09 | FITTINGS | T | Safety Impact | 3 | Spare Parts
210200372 | COUPLING: |  |  |  | M09 | FITTINGS | T | Safety Impact | 3 | Spare Parts
210200373 | COUPLING: |  |  |  | M09 | FITTINGS | T | Safety Impact | 3 | Spare Parts
210200374 | BEARING:ITEM.14 |  |  |  | M01 | BEARINGS | T | Safety Impact | 3 | Spare Parts
210200375 | BEARING:ITEM.13 |  |  |  | M01 | BEARINGS | T | Safety Impact | 3 | Spare Parts
210200376 | REDUCER, GEAR |  |  |  | M12 | MECHANICAL HARDWARE | T | Safety Impact | 3 | Spare Parts
210200377 | BUSHING: |  |  |  | M01 | BEARINGS | T | Safety Impact | 3 | Spare Parts
210200378 | Wear strip |  |  |  | M12 | MECHANICAL HARDWARE | T | Safety Impact | 3 | Spare Parts
210200379 | ROPE, WIRE, ASSEMBLY |  |  |  | M22 | WIRES, CABLES & ACCESSORIES | T | Safety Impact | 3 | Spare Parts
210200380 | STUD RING:1/4 6M STUD RING |  |  |  | M08 | FASTENERS | T | Safety Impact | 3 | Spare Parts
210200496 | CYLINDER: |  |  |  | M12 | MECHANICAL HARDWARE | T | Safety Impact | 3 | Spare Parts
210200508 | Tubing |  |  |  | M15 | PIPE AND TUBING | T | Safety Impact | 3 | Spare Parts
210200509 | FILTER:PART NO.10 |  |  |  | M37 | FILTERS & FILTER ELEMENTS | T | Safety Impact | 3 | Spare Parts
210200630 | GASKET |  |  |  | M17 | SEALS, GASKETS, PACKING AND O-RING | S | Industrial Standard | 3 | Spare Parts
210200755 | RING,WEAR:PUMP | 600440 | Hyosung Goodsprings | BY DESCRIPTION | M17 | SEALS, GASKETS, PACKING AND O-RING | R | Reliability Critical | 1 | Spare Parts
210200762 | GASKET | 20000306 | Hyosung Goodsprings, Inc | IT 117-8 OF DWG 9-907-Z-N-171-001 | M17 | SEALS, GASKETS, PACKING AND O-RING | T | Safety Impact | 1 | Spare Parts
210200763 | GASKET | 20000306 | Hyosung Goodsprings, Inc | IT 117-7 OF DWG 9-907-Z-N-171-001 | M17 | SEALS, GASKETS, PACKING AND O-RING | T | Safety Impact | 1 | Spare Parts
210200764 | GASKET | 20000306 | Hyosung Goodsprings, Inc | IT 117-1 OF DWG 9-907-Z-N-171-001 | M17 | SEALS, GASKETS, PACKING AND O-RING | T | Safety Impact | 1 | Spare Parts
210200931 | O-RING:SILICONE RUBBER, ITEM 35 |  |  | 300-5237 | M17 | SEALS, GASKETS, PACKING AND O-RING | T | Safety Impact | 1 | Spare Parts
210200932 | O-RING:SILICONE RUBBER, ITEM 33 |  |  | 300-5031 | M17 | SEALS, GASKETS, PACKING AND O-RING | T | Safety Impact | 1 | Spare Parts
210200960 | O-RING: |  |  |  | M17 | SEALS, GASKETS, PACKING AND O-RING | S | Industrial Standard | 3 | Spare Parts
210201083 | GASKET, SPIRAL WOUND, ITEM 17 | 600087 | Samshin Limited Co. | ITEM 17 DWG 9-805-Z-N-171-003 | M17 | SEALS, GASKETS, PACKING AND O-RING | Q | Safety Related | 1 | Spare Parts
210201421 | PACKING, GLAND |  |  |  | M17 | SEALS, GASKETS, PACKING AND O-RING | S | Industrial Standard | 3 | Spare Parts
210201513 | GASKET, SS, SLPV, PART 50.6 | 20000535 | Sempell GmbH | 50.6 DWG 9-810-Z-N-171-002 | M17 | SEALS, GASKETS, PACKING AND O-RING | Q | Safety Related | 1 | Spare Parts
210201536 | GASKET, SPIRAL WOUND, POSRV, PART 6 | 20000535 | Sempell GmbH | BY DESCRIPTION | M17 | SEALS, GASKETS, PACKING AND O-RING | Q | Safety Related | 1 | Spare Parts
210201591 | STUD:CLOSURE (UNIT 2/3/4 RX VESSEL) |  |  | 13-101 (PITCH 0.125) | M08 | FASTENERS | Q | Safety Related | 1 | Spare Parts
210201595 | BEARING,JOURNAL:ASSY. 2,MAIN TURBINE | 20000215 | DOOSAN Enerbility Co Ltd | BY DESCRIPTION | M01 | BEARINGS | R | Reliability Critical | 1 | Spare Parts
210201812 | NOZZLE PACKING RING SPRING LP12TC |  |  | BY DESCRIPTION | M17 | SEALS, GASKETS, PACKING AND O-RING | R | Reliability Critical | 1 | Spare Parts
210201998 | GASKET, HV BUSHING MOUNTING PART |  |  | 4KC100539#4 | M17 | SEALS, GASKETS, PACKING AND O-RING | R | Reliability Critical | 1 | Spare Parts
210201999 | GASKET:RUB-51B,COOLER TUBE PLATE,GENERAT | 20000236 | Toshiba Energy Systems & Solutions | 4KC133618#1 | M17 | SEALS, GASKETS, PACKING AND O-RING | R | Reliability Critical | 1 | Spare Parts
210202000 | FILTER,AIR: |  |  | 4KC131556#1 | M37 | FILTERS & FILTER ELEMENTS | R | Reliability Critical | 1 | Spare Parts
210202062 | GASKET:COLLECTOR TERMINAL STUD,ITEM 13 |  |  | 4KC100219#1 | M17 | SEALS, GASKETS, PACKING AND O-RING | R | Reliability Critical | 1 | Spare Parts
210202147 | O-RING SEAL,#264,EPDM E603,60 DUROMETER | 20000431 | Curtiss-Wright - Qual Tech Np | PR15652-6 | M17 | SEALS, GASKETS, PACKING AND O-RING | Q | Safety Related | 1 | Spare Parts
210202210 | FAN |  |  | E12-E208-6.42.B | M12 | MECHANICAL HARDWARE | T | Safety Impact | 3 | Spare Parts
210202232 | Connector Bolt Assy(PS2200) | 20000405 | SEBANG GLOBAL BATTERY CO., LTD. | BY DESCRIPTION | M08 | FASTENERS | Q | Safety Related | 1 | Spare Parts
210202242 | Pilot Lamp |  |  | E12-E239-6.13.A | M07 | ELECTRICAL HARDWARE | S | Industrial Standard | 3 | Spare Parts
210202404 | VALVE,SOLENOID:3/4",125VDC,NC |  |  | HCX8210G088V | M20 | VALVES, ACTUATORS, REGULATORS AND COMPONENTS | T | Safety Impact | 1 | Spare Parts
210202429 | GASKET | 20000182 | Seojin Instech Co.,Ltd | BY DESCRIPTION | M17 | SEALS, GASKETS, PACKING AND O-RING | T | Safety Impact | 1 | Spare Parts
210202440 | GASKET |  |  | E12-J225-6.01.H | M17 | SEALS, GASKETS, PACKING AND O-RING | T | Safety Impact | 3 | Spare Parts
210202441 | GASKET | 20000344 | Hitrol Co., Ltd. | BY DESCRIPTION | M17 | SEALS, GASKETS, PACKING AND O-RING | T | Safety Impact | 1 | Spare Parts
210202717 | KIT, REPAIR, VALVE, SOFT GOODS |  |  | E12-J232A-6.01.BE | M17 | SEALS, GASKETS, PACKING AND O-RING | R | Reliability Critical | 3 | Spare Parts
210202828 | OSP-LLP Set 24" |  |  | E12-J236-6.04.A | M20 | VALVES, ACTUATORS, REGULATORS AND COMPONENTS | R | Reliability Critical | 3 | Spare Parts
210203053 | RING,WEAR:PUMP |  |  | E12-M212-6.17.B | M16 | PUMPS AND APPURTENANCE | S | Industrial Standard | 3 | Spare Parts
210203075 | BEARING:METAL,(WILO) |  |  | E12-M217A-6.05.A | M01 | BEARINGS | T | Safety Impact | 3 | Spare Parts
210203076 | BEARING:METAL,(WILO) |  |  | E12-M217A-6.06.A | M01 | BEARINGS | T | Safety Impact | 3 | Spare Parts
210203077 | BEARING:METAL,(WILO) |  |  | E12-M217A-6.07.A | M01 | BEARINGS | T | Safety Impact | 3 | Spare Parts
210203078 | BEARING:METAL,(WILO) |  |  | E12-M217A-6.08.A | M01 | BEARINGS | T | Safety Impact | 3 | Spare Parts
210203079 | BEARING:METAL,(WILO) |  |  | E12-M217A-6.09.A | M01 | BEARINGS | T | Safety Impact | 3 | Spare Parts
210203081 | BEARING:METAL,(WILO) |  |  | E12-M217A-6.11.A | M01 | BEARINGS | T | Safety Impact | 3 | Spare Parts
210203349 | GASKET | 20000218 | Century Corporation | BY DESCRIPTION | M17 | SEALS, GASKETS, PACKING AND O-RING | T | Safety Impact | 1 | Spare Parts
210203661 | GASKET | 20000308 | Moojin Keeyeon Co.,Ltd. | BY DESCRIPTION | M17 | SEALS, GASKETS, PACKING AND O-RING | T | Safety Impact | 1 | Spare Parts
210203685 | GASKET | 20000308 | Moojin Keeyeon Co.,Ltd. | BY DESCRIPTION | M17 | SEALS, GASKETS, PACKING AND O-RING | T | Safety Impact | 1 | Spare Parts
210203686 | GASKET | 20000308 | Moojin Keeyeon Co.,Ltd. | IT 4 OF N210-DG-A01-42-02 | M17 | SEALS, GASKETS, PACKING AND O-RING | T | Safety Impact | 1 | Spare Parts
210203849 | RING,SEAL:BONNET,10",600# GATE VLV | 20000148 | Samshin Limited | ITEM 81 OF DWG P206A-DG-A01-20 | M17 | SEALS, GASKETS, PACKING AND O-RING | Q | Safety Related | 1 | Spare Parts
210203891 | GASKET | 20000275 | Pk Valve Co.,Ltd | 3GKFCT20-BP | M17 | SEALS, GASKETS, PACKING AND O-RING | T | Safety Impact | 1 | Spare Parts
210203893 | GASKET |  |  | E12-P206B-6.03.B | M17 | SEALS, GASKETS, PACKING AND O-RING | R | Reliability Critical | 3 | Spare Parts
210203903 | GASKET | 20000275 | Pk Valve Co.,Ltd | 3GKWVW31-BP | M17 | SEALS, GASKETS, PACKING AND O-RING | T | Safety Impact | 1 | Spare Parts
210203933 | GASKET | 20000275 | Pk Valve Co.,Ltd | 3GKPAN29 | M17 | SEALS, GASKETS, PACKING AND O-RING | T | Safety Impact | 1 | Spare Parts
210203947 | GASKET | 600144 | Pk Valve Co. | 3GKPAN53 | M17 | SEALS, GASKETS, PACKING AND O-RING | R | Reliability Critical | 1 | Spare Parts
210203994 | PACKING |  |  | E12-P207-P.0005 | M17 | SEALS, GASKETS, PACKING AND O-RING | Q | Safety Related | 3 | Spare Parts
210204237 | PACKING |  |  | E12-P207-P.0259 | M17 | SEALS, GASKETS, PACKING AND O-RING | Q | Safety Related | 3 | Spare Parts
210204384 | PACKING |  |  | E12-P207-P.0409 | M17 | SEALS, GASKETS, PACKING AND O-RING | Q | Safety Related | 3 | Spare Parts
210204509 | GASKET |  |  | E12-P207-P.0537 | M17 | SEALS, GASKETS, PACKING AND O-RING | Q | Safety Related | 3 | Spare Parts
210204510 | PACKING |  |  | E12-P207-P.0538 | M17 | SEALS, GASKETS, PACKING AND O-RING | Q | Safety Related | 3 | Spare Parts
210204511 | GASKET |  |  | E12-P207-P.0539 | M17 | SEALS, GASKETS, PACKING AND O-RING | Q | Safety Related | 3 | Spare Parts
210204512 | PACKING |  |  | E12-P207-P.0540 | M17 | SEALS, GASKETS, PACKING AND O-RING | Q | Safety Related | 3 | Spare Parts
210204513 | GASKET |  |  | E12-P207-P.0541 | M17 | SEALS, GASKETS, PACKING AND O-RING | Q | Safety Related | 3 | Spare Parts
210204514 | PACKING |  |  | E12-P207-P.0542 | M17 | SEALS, GASKETS, PACKING AND O-RING | Q | Safety Related | 3 | Spare Parts
210204515 | GASKET |  |  | E12-P207-P.0543 | M17 | SEALS, GASKETS, PACKING AND O-RING | Q | Safety Related | 3 | Spare Parts
210204516 | PACKING |  |  | E12-P207-P.0544 | M17 | SEALS, GASKETS, PACKING AND O-RING | Q | Safety Related | 3 | Spare Parts
210204517 | GASKET |  |  | E12-P207-P.0545 | M17 | SEALS, GASKETS, PACKING AND O-RING | Q | Safety Related | 3 | Spare Parts
210204680 | DIAPHRAGM, VALVE |  |  | E12-P208-P.0057 | M20 | VALVES, ACTUATORS, REGULATORS AND COMPONENTS | T | Safety Impact | 3 | Spare Parts
210204873 | GASKET |  |  | E12-P209-P.0228 | M17 | SEALS, GASKETS, PACKING AND O-RING | T | Safety Impact | 3 | Spare Parts
210204999 | GASKET |  |  | E12-P209-P.0388 | M17 | SEALS, GASKETS, PACKING AND O-RING | T | Safety Impact | 3 | Spare Parts
210205298 | GASKET, SPWD, 4.5t OD 111 X ID 97 |  |  | E12-P216-6.01.F | M17 | SEALS, GASKETS, PACKING AND O-RING | S | Industrial Standard | 3 | Spare Parts
210205317 | O-RING: |  |  | E12-P216-6.02.A | M17 | SEALS, GASKETS, PACKING AND O-RING | T | Safety Impact | 3 | Spare Parts
210205319 | O-RING: |  |  | E12-P216-6.02.C | M17 | SEALS, GASKETS, PACKING AND O-RING | T | Safety Impact | 3 | Spare Parts
210205320 | O-RING: |  |  | E12-P216-6.02.D | M17 | SEALS, GASKETS, PACKING AND O-RING | T | Safety Impact | 3 | Spare Parts
210205321 | O-RING: |  |  | E12-P216-6.02.E | M17 | SEALS, GASKETS, PACKING AND O-RING | T | Safety Impact | 3 | Spare Parts
210205322 | GASKET |  |  | E12-P216-6.01.AA | M17 | SEALS, GASKETS, PACKING AND O-RING | T | Safety Impact | 3 | Spare Parts
210205325 | GASKET |  |  | E12-P217-6.02 | M17 | SEALS, GASKETS, PACKING AND O-RING | T | Safety Impact | 3 | Spare Parts
210205326 | GASKET |  |  | E12-P217-6.03 | M17 | SEALS, GASKETS, PACKING AND O-RING | T | Safety Impact | 3 | Spare Parts
210205619 | CAP,VENT:CLASS 1E,(PS2200) |  |  |  | M09 | FITTINGS | Q | Safety Related | 3 | Spare Parts
210205895 | V-BELT:5V-850 | 20000295 | Drb Industrial Co., Ltd | 5V-850 | M12 | MECHANICAL HARDWARE | S | Industrial Standard | 1 | Spare Parts
210205904 | V-BELT:A-32 | 20000295 | Drb Industrial Co., Ltd | A-32 | M12 | MECHANICAL HARDWARE | T | Safety Impact | 1 | Spare Parts
210206125 | FEED BUSHING, RCP | 20000310 | Westinghouse Electric Company LLC | 8130-300-050 | M16 | PUMPS AND APPURTENANCE | Q | Safety Related | 1 | Spare Parts
210206712 | KEY, SLEEVE, VERTICAL PUMP |  |  | 1260E | M16 | PUMPS AND APPURTENANCE | S | Industrial Standard | 1 | Spare Parts
210206734 | GASKET:CENTRIFUGAL PUMP |  |  | 117-7 | M17 | SEALS, GASKETS, PACKING AND O-RING | S | Industrial Standard | 1 | Spare Parts
210206790 | KIT,REPAIR:VALVE,(4"BALL VALVE W/SEAT) |  |  |  | M20 | VALVES, ACTUATORS, REGULATORS AND COMPONENTS | T | Safety Impact | 4 | Spare Parts
210206791 | KIT,REPAIR:VALVE,(1/2" CHK VLV BNT+PLUG) |  |  |  | M20 | VALVES, ACTUATORS, REGULATORS AND COMPONENTS | T | Safety Impact | 4 | Spare Parts
210206792 | KIT,REPAIR:VALVE,(1" CHK VLV BNT + PLUG) |  |  |  | M20 | VALVES, ACTUATORS, REGULATORS AND COMPONENTS | T | Safety Impact | 4 | Spare Parts
210206992 | RING, WEARING, CASING COVER, PUMP | 600115 | Dukji Industrial Co. | 215 | M12 | MECHANICAL HARDWARE | S | Industrial Standard | 1 | Spare Parts
210209068 | WASHER:INS. WASHER |  |  |  | M08 | FASTENERS | S | Industrial Standard | 4 | Spare Parts
210209069 | WASHER:INS. WASHER |  |  |  | M08 | FASTENERS | S | Industrial Standard | 4 | Spare Parts
210210349 | BRAKE:NON MAINTAINED,MANUAL RELEASE |  |  |  | M12 | MECHANICAL HARDWARE | T | Safety Impact | 3 | Spare Parts
210210366 | SEAL KIT:CF 16/10 ROX SYSTEM CABLE ENTRY |  |  |  | M17 | SEALS, GASKETS, PACKING AND O-RING | T | Safety Impact | 3 | Spare Parts
210210587 | SPRING: |  |  |  | M16 | PUMPS AND APPURTENANCE | Q | Safety Related | 3 | Spare Parts
210210600 | GASKET:F/GUIDE |  |  | 113373 | M17 | SEALS, GASKETS, PACKING AND O-RING | S | Industrial Standard | 1 | Spare Parts
210210701 | PIN,DOWEL: |  |  |  | M08 | FASTENERS | S | Industrial Standard | 3 | Spare Parts
210210702 | O-RING: |  |  |  | M17 | SEALS, GASKETS, PACKING AND O-RING | T | Safety Impact | 3 | Spare Parts
210210838 | STUD:THRUST BEARING COVER |  |  |  | M08 | FASTENERS | S | Industrial Standard | 3 | Spare Parts
210211017 | CLIP:RELAY,KUEP |  |  |  | M09 | FITTINGS | T | Safety Impact | 3 | Spare Parts
210211267 | ADAPTER:2 1/2" FEMALE NH X MALE BSP | 600093 | Red Head Brass, Llc | 370002500125006 | M12 | MECHANICAL HARDWARE | S | Industrial Standard | 1 | Operating Supplies 2
210211337 | CAP,PIPE:END,1",6000#,SS,F304,FTH,ASME |  |  | BY DESCRIPTION | M09 | FITTINGS | Q | Safety Related | 1 | Operating Supplies 2
210211473 | PUMP,OIL:3MK-50KVB | 20000218 | Century Corporation | 3MK-50KVB | M12 | MECHANICAL HARDWARE | T | Safety Impact | 1 | Spare Parts
210211515 | HOUSING, BEARING, Φ260 x 132, SM45C, | 20000218 | Century Corporation | CEN-BNPP-M226-A-BH | M12 | MECHANICAL HARDWARE | T | Safety Impact | 1 | Spare Parts
210211618 | LOCK, POWER, DR400-110*155 | 20000218 | Century Corporation | CEN-BNPP-M226-T-PL | M12 | MECHANICAL HARDWARE | S | Industrial Standard | 1 | Spare Parts
210211689 | GASKET:GYLON,3501-E,.8T,PTFE,750X750MM | 600344 | Garlock Gmbh | BY DESCRIPTION | M17 | SEALS, GASKETS, PACKING AND O-RING | Q | Safety Related | 1 | Operating Supplies 2
210211697 | GASKET:PTFE,2T,1500X2280MM,+/-0.15MM | 600344 | Garlock Gmbh | BY DESCRIPTION | M17 | SEALS, GASKETS, PACKING AND O-RING | Q | Safety Related | 1 | Operating Supplies 2
210211700 | GASKET:PTFE,3.2T,1500X2280MM,+/-0.25MM | 600344 | Garlock Gmbh | BY DESCRIPTION | M17 | SEALS, GASKETS, PACKING AND O-RING | Q | Safety Related | 1 | Operating Supplies 2
210211736 | BASKET:PTFE,2T,1780X1780MM,+/-0.15MM | 600344 | Garlock Gmbh | BY DESCRIPTION | M17 | SEALS, GASKETS, PACKING AND O-RING | Q | Safety Related | 1 | Consumable Items
210211823 | GASKET,RING CUT:24",24"X28.25"X0.125"T | 600344 | Garlock Gmbh | 1000123485 | M17 | SEALS, GASKETS, PACKING AND O-RING | Q | Safety Related | 1 | Operating Supplies 2
210211994 | GASKET,SPL WD:8",900#,304SS,CGI,B16.20 | 600170 | Flexitallic | BY DESCRIPTION | M17 | SEALS, GASKETS, PACKING AND O-RING | Q | Safety Related | 1 | Operating Supplies 2
210212000 | GASKET,SPL WD:12",300#,304SS,CGI,B16.20 | 600170 | Flexitallic | BY DESCRIPTION | M17 | SEALS, GASKETS, PACKING AND O-RING | Q | Safety Related | 1 | Operating Supplies 2
210212001 | GASKET,SPL WD:12",600#,304SS,CGI,B16.20 | 600170 | Flexitallic | BY DESCRIPTION | M17 | SEALS, GASKETS, PACKING AND O-RING | Q | Safety Related | 1 | Operating Supplies 2
210212002 | GASKET,SPL WD:12",900#,304SS,CGI,B16.20 | 600170 | Flexitallic | BY DESCRIPTION | M17 | SEALS, GASKETS, PACKING AND O-RING | Q | Safety Related | 1 | Operating Supplies 2
210212003 | GASKET,SPL WD:14",150#,304SS,CGI,B16.20 | 600170 | Flexitallic | BY DESCRIPTION | M17 | SEALS, GASKETS, PACKING AND O-RING | Q | Safety Related | 1 | Operating Supplies 2
210212004 | GASKET,SPL WD:14",300#,304SS,CGI,B16.20 | 600170 | Flexitallic | BY DESCRIPTION | M17 | SEALS, GASKETS, PACKING AND O-RING | Q | Safety Related | 1 | Operating Supplies 2
210212005 | GASKET,SPL WD:14",600#,304SS,CGI,B16.20 | 600170 | Flexitallic | BY DESCRIPTION | M17 | SEALS, GASKETS, PACKING AND O-RING | Q | Safety Related | 1 | Operating Supplies 2
210212233 | O-RING:1ST/2ND/3RD STAGE,CYLINDER | 600187 | Bumhan Industries Co. | 3803-6740-00 | M05 | EDG & SPARES | T | Safety Impact | 1 | Spare Parts
210212497 | VALVE,CHECK:3",CL 300,BW,SWING,HARDFACED | 600087 | Samshin Limited Co. | M263-DG-A03-35 SHT 13 (3”) | M20 | VALVES, ACTUATORS, REGULATORS AND COMPONENTS | Q | Safety Related | 1 | Component
210212650 | ROD,FILLER:SMAW,E316/E316L-16,2.4MM D | 600233 | Lincoln Electric |  | M21 | WELDING EQUIPMENTS & CONSUMABLES | Q | Safety Related | 1 | Operating Supplies 2
210212739 | KIT:REFURBISH,TURBO CHARGER,NAPIER 397 | 600354 | Hyundai Heavy Industries | BY DESCRIPTION | M05 | EDG & SPARES | Q | Safety Related | 1 | Spare Parts
210213019 | BEARING,BALL:PILLOW BLOCK,2”,PEU332 | 600148 | Rexnord | PEU332 | M01 | BEARINGS | Q | Safety Related | 1 | Spare Parts
210213023 | COUPLING:FAN,CLOSE,1020T20,28MM/13MM | 600148 | Rexnord | 1020T20 | M12 | MECHANICAL HARDWARE | Q | Safety Related | 1 | Spare Parts
210213082 | FAN:CENTRIFUGAL,F/RM CUB.COOLER,TF#2.5DS | 600045 | Lg Electronics | TF #2.5 DS | M14 | FANS, MOTORS & COMPONENTS | T | Safety Impact | 1 | Component
210213107 | MANIFOLD:10", BS 10,F/LP MOBILE PUMP | 10000050 | Zahra Korea General Maintenance L.L | BY DESCRIPTION | M17 | SEALS, GASKETS, PACKING AND O-RING | S | Industrial Standard | 1 | Consumable Items
210213252 | KIT,REBUILD:MANUAL ISOLATION VALVE | 600383 | Parker Hannifin | MVI-400SV | M20 | VALVES, ACTUATORS, REGULATORS AND COMPONENTS | Q | Safety Related | 4 | Spare Parts
210213260 | VENT: | 600342 | Schrader | EM50 | M20 | VALVES, ACTUATORS, REGULATORS AND COMPONENTS | Q | Safety Related | 4 | Spare Parts
210213669 | CORD,EXTENSION:230VAC,20m,10mm2 |  |  | BY DESCRIPTION | M07 | ELECTRICAL HARDWARE | S | Industrial Standard | 2 | Tools and Instruments
210213737 | STUD,5/8" DIAMETER X 110mm LONG |  |  | BY DESCRIPTION | M12 | MECHANICAL HARDWARE | S | Industrial Standard | 1 | Spare Parts
210213762 | O-RING:AN340,∮85.09/5.34,VITON |  |  | AN340 | M17 | SEALS, GASKETS, PACKING AND O-RING | S | Industrial Standard | 1 | Spare Parts
210213942 | GASKET:2",CLASS 150,ACID RESISTANT | 20000308 | Moojin Keeyeon Co.,Ltd. | BY DESCRIPTION | M17 | SEALS, GASKETS, PACKING AND O-RING | S | Industrial Standard | 1 | Spare Parts
210214116 | CHAIN:F/HOIST DRIVE ASSEMBLY | 20000310 | Westinghouse Electric Company LLC | 56104987 | M12 | MECHANICAL HARDWARE | T | Safety Impact | 1 | Spare Parts
210214164 | PIN,PARALLEL:AISI1045,Φ3×12L | 20000215 | DOOSAN Enerbility Co Ltd | BY DESCRIPTION | M20 | VALVES, ACTUATORS, REGULATORS AND COMPONENTS | R | Reliability Critical | 1 | Spare Parts
210214904 | FLANGE,PIPE:4",RF,WN,150#,B426 |  |  | BY DESCRIPTION | M09 | FITTINGS | T | Safety Impact | 1 | Operating Supplies 2
210215346 | JOINT,STEM:F/ 1-1/2" X 2" RELIEF VALVE |  |  | A0000-M11A02 | M20 | VALVES, ACTUATORS, REGULATORS AND COMPONENTS | R | Reliability Critical | 1 | Spare Parts
210215448 | PIN:HINGE,SS,F/12" CHECK VALVE | 600087 | Samshin Limited Co. | 12 OF 9-807-Z-N-171-010 | M20 | VALVES, ACTUATORS, REGULATORS AND COMPONENTS | Q | Safety Related | 1 | Spare Parts
210215478 | PIN:BOLT,GLAND,F/2" CL 1500 Y-GLOBE V/V | 20000148 | Samshin Limited | ITEM 25 OF DWG P207-DG-A12-53 | M20 | VALVES, ACTUATORS, REGULATORS AND COMPONENTS | Q | Safety Related | 1 | Spare Parts
210215911 | GASKET:1.5T,F/TURNING GEAR HOUSING | 20000215 | DOOSAN Enerbility Co Ltd | 0KS129057P0012 | M17 | SEALS, GASKETS, PACKING AND O-RING | R | Reliability Critical | 1 | Spare Parts
210216027 | GASKET:TEFLON,SHAFT GROUND DEV, PART 11 | 20000236 | Toshiba Energy Systems & Solutions | 11 TOSHIBA DWG#2KS001012 | M08 | FASTENERS | R | Reliability Critical | 1 | Spare Parts
210216239 | COLLAR,INSULATION:VIBLATION DETECTOR CE | 20000236 | Toshiba Energy Systems & Solutions | F0RVNG-TB-E26F | M08 | FASTENERS | R | Reliability Critical | 1 | Spare Parts
210216270 | SHIM:GENERATOR FOOT PLATE | 20000236 | Toshiba Energy Systems & Solutions | 3KC123240#21 | M08 | FASTENERS | R | Reliability Critical | 1 | Spare Parts
210216460 | SEAL,MECHANICAL:F/PUMP,LUBE WATER BOOSTE | 20000306 | Hyosung Goodsprings, Inc | ITEM 111 PER DWG M220-DG-A02-02 | M16 | PUMPS AND APPURTENANCE | R | Reliability Critical | 1 | Spare Parts
210216937 | TEE,FEMALE:1/4" NPT,F/531-V-0306 | 20000330 | Dk-Lok Corporation | 110450606001505 | M09 | FITTINGS | R | Reliability Critical | 1 | Spare Parts
210217015 | RETURN-CHNNEL 3,F/ESW INTAKE STRUCTURE | 600045 | Lg Electronics | MKY32590401 | M12 | MECHANICAL HARDWARE | Q | Safety Related | 1 | Spare Parts
210217251 | VALVE,GLOBE:4",CL 150,SA351 GR CF8M,BW | 10000058 | WEIR VALVES & CONTROLS | BV 500 | M20 | VALVES, ACTUATORS, REGULATORS AND COMPONENTS | Q | Safety Related | 1 | Component
210217483 | FITTING:CONNECTOR,1/4"- 1/2",MNPT,316SS | 600858 | Swagelok Corporation | SS-400-1-8 | M09 | FITTINGS | S | Industrial Standard | 1 | Operating Supplies 2
210217654 | BALLOON:MULTI COLOR, 12" |  |  |  | M19 | TOOLS | S | Industrial Standard | 1 | Consumable Items
210217725 | CONNECTOR,ROW:PS-2200/01D BATTERY | 20000405 | SEBANG GLOBAL BATTERY CO., LTD. | 1-841-E-BT01D-22 | M09 | FITTINGS | Q | Safety Related | 2 | Spare Parts
210217742 | CONNECTOR 1,CELL:0-BT02N BATTERY | 20000405 | SEBANG GLOBAL BATTERY CO., LTD. | 0-841-E-BT01N-19 | M09 | FITTINGS | S | Industrial Standard | 2 | Spare Parts
210217743 | CONNECTOR,COMMON:0-BT02N BATTERY | 20000405 | SEBANG GLOBAL BATTERY CO., LTD. | 0-841-E-BT01N-20 | M09 | FITTINGS | S | Industrial Standard | 2 | Spare Parts
210217814 | FLANGE:MECHANICAL SEAL,F/SCP | 20000529 | FLOWSERVE US INC | ITEM 15 OF DWG 9-906-Z-N-171-011 | M17 | SEALS, GASKETS, PACKING AND O-RING | Q | Safety Related | 1 | Spare Parts
210217929 | PIPE,SEAL FLUSH:1" SCH 80S,F/SIP | 20000215 | DOOSAN Enerbility Co Ltd | 1 | M16 | PUMPS AND APPURTENANCE | Q | Safety Related | 2 | Spare Parts
210218017 | WEDGE:F/6" CARBON STEEL GATE VV,150# | 20000275 | Pk Valve Co.,Ltd | ITEM 3 OF DRAW# P209-DG-A01-01 | M20 | VALVES, ACTUATORS, REGULATORS AND COMPONENTS | T | Safety Impact | 1 | Spare Parts
210218111 | RING,BACK-UP:SLOW CLOSE VALVE 2-50,3-50 | 20000529 | FLOWSERVE US INC | BY DESCRIPTION | M20 | VALVES, ACTUATORS, REGULATORS AND COMPONENTS | Q | Safety Related | 1 | Spare Parts
210218204 | INSULATION:ARMAFLEX,1M X 10M,20MM THK |  |  | BY DESCRIPTION | M34 | INSULATION | S | Industrial Standard | 1 | Operating Supplies 2
210218293 | NOZZLE,VALVE:A351 GR. CF8M,ITEM 3 | 600442 | Svc Inc. | A0000-M003DC | M20 | VALVES, ACTUATORS, REGULATORS AND COMPONENTS | R | Reliability Critical | 1 | Spare Parts
210218298 | STEM,VALVE:UPPER,A276 TYPE 316,ITEM 11 | 600442 | Svc Inc. | A0000-M01103 | M20 | VALVES, ACTUATORS, REGULATORS AND COMPONENTS | R | Reliability Critical | 1 | Spare Parts
210218447 | KEY:MANUAL HANDWHEEL,F/MOV(SMB-3) | 600852 | Nippon Gear Co | BY DESCRIPTION | M20 | VALVES, ACTUATORS, REGULATORS AND COMPONENTS | Q | Safety Related | 1 | Spare Parts
210218552 | HOSE:90DEG. BEND F/ PUMP RB416 |  |  | BY DESCRIPTION | M16 | PUMPS AND APPURTENANCE | S | Industrial Standard | 1 | Spare Parts
210218680 | COUPLING:QUICK CONNECTOR,1/4" F,5000 PSI |  |  | BY DESCRIPTION | M09 | FITTINGS | S | Industrial Standard | 1 | Operating Supplies 2
210218685 | FILTER:F/3" DUPLEX OIL STRAINER,ITEM 10 | 20000700 | Woosung Flowtec Co., Ltd | ITEM 10 OF DWG# WS-DOC-B1-080-YRF | M37 | FILTERS & FILTER ELEMENTS | R | Reliability Critical | 1 | Spare Parts
210218762 | PIN:DISC,F/1" X 2" V/V SSR-S8000 | 20000221 | SVC INCORPORATED | BY DESCRIPTION | M20 | VALVES, ACTUATORS, REGULATORS AND COMPONENTS | T | Safety Impact | 1 | Spare Parts
210218769 | GASKET:BODY,F/1" X 2" V/V SSR-S8000 | 20000221 | SVC INCORPORATED | ITEM 35 OF DWG. NO J237B-DG-A01-27 | M20 | VALVES, ACTUATORS, REGULATORS AND COMPONENTS | T | Safety Impact | 1 | Spare Parts
210218829 | VALVE,CIV:FULL ASSEMBLY #1,#3,#5,LEFT | 20001299 | Toshiba Corporation | 1KT110678 G-2 | M20 | VALVES, ACTUATORS, REGULATORS AND COMPONENTS | R | Reliability Critical | 1 | Spare Parts
210218881 | NEEDLE BEARING:F/AIR COMPRESSOR | 600593 | Kobelco | P-DA11-012##012 | M01 | BEARINGS | R | Reliability Critical | 1 | Spare Parts
210219152 | SEAL KIT:F/DIRECTIONAL VALVE,MD24640-20B | 600831 | Curtiss Wright | MD24640-20B | M20 | VALVES, ACTUATORS, REGULATORS AND COMPONENTS | Q | Safety Related | 1 | Spare Parts
210219242 | VALVE,PRESSURE RELIEF:DBDS 10 K1X/315 | 20000183 | Bosch Rexroth AG | BY DESCRIPTION | M20 | VALVES, ACTUATORS, REGULATORS AND COMPONENTS | T | Safety Impact | 1 | Spare Parts
210219288 | DAMPER:MANUAL,SIZE 16"X14" |  |  | BY DESCRIPTION | M24 | HEATING, VENTILATION AND AIR CONDITION | S | Industrial Standard | 1 | Spare Parts
210219349 | VOLUME BOOSTER,CLOSE,F/TBCV,ITEM 207-1 | 600616 | Rotork Ytc Limited | YT-320N1 | M20 | VALVES, ACTUATORS, REGULATORS AND COMPONENTS | R | Reliability Critical | 1 | Spare Parts
210219921 | BAR,STOCK:ROUND,ALUMINIUM,75MM |  |  |  | M12 | MECHANICAL HARDWARE | R | Reliability Critical | 1 | Operating Supplies 2
210219965 | SCREW:LEVELING PLATE RET,M10X1.5X50mm | 20000215 | DOOSAN Enerbility Co Ltd | ITEM 3-10 OF DRW# 9-051-L-T-172-052 | M47 | TURBINE PARTS | R | Reliability Critical | 1 | Spare Parts
210219984 | MOTOR:2450HP,2P,13200V,F/START-UP FWP | 20000216 | Cw Hydro Inc. | BY DESCRIPTION | M16 | PUMPS AND APPURTENANCE | S | Industrial Standard | 1 | Spare Parts
210220090 | STRAP:3/4" PIPE,BAR 3/8" X 2",CARBON STL | 10000908 | LISEGA SE | 2-40-03 64 GH | M15 | PIPE AND TUBING | S | Industrial Standard | 1 | Operating Supplies 2
210220146 | NUT:COVER TO CASE,SA-564 GR.630,ITEM 32 | 20000306 | Hyosung Goodsprings, Inc | ITEM 32 OF DRAWING 9-906-Z-N-171-011 | M16 | PUMPS AND APPURTENANCE | Q | Safety Related | 1 | Spare Parts
210220159 | SCREW,CAP:HEX,BRACKET-CVR,ITEM 64,F/SIP | 20000306 | Hyosung Goodsprings, Inc | ITEM 64 OF DRAWING 9-901-Z-N-171-011 | M16 | PUMPS AND APPURTENANCE | Q | Safety Related | 1 | Spare Parts
210220249 | NUT:VALVE BONNET:F/32" NPS 600# GATE VLV | 600144 | Pk Valve Co. | ITEM 15 DWG P209-DG-A01-38 | M20 | VALVES, ACTUATORS, REGULATORS AND COMPONENTS | R | Reliability Critical | 1 | Spare Parts
210220323 | NUT:SEAL FLANGE,ITEM 33 | 20000306 | Hyosung Goodsprings, Inc | ITEM 33 OF DWG N203-DG-B01-01 | M08 | FASTENERS | Q | Safety Related | 1 | Spare Parts
210220518 | HOSE,HYDRAULIC:ASSY,15FT |  |  | HH15-QD | M15 | PIPE AND TUBING | S | Industrial Standard | 1 | 0
210220636 | GASKET:A21X26,SS,F/CCP,ITEM 411.10 | 600467 | Doosan Heavy Industries | ITEM 411.10 OF 9-903-Z-N-499-002 | M16 | PUMPS AND APPURTENANCE | S | Industrial Standard | 1 | 0
210220681 | NUT:M12,F/CCP,ITEM 920.10 | 600467 | Doosan Heavy Industries | ITEM 920.10 OF 9-903-Z-N-170-001 | M16 | PUMPS AND APPURTENANCE | Q | Safety Related | 1 | 0
210220761 | ANODE:74 X 74 X 500L-B,F/CWP,ITEM 90-2 | 20000306 | Hyosung Goodsprings, Inc | ITEM 90-2 OF M220-DG-A02-01 | M16 | PUMPS AND APPURTENANCE | R | Reliability Critical | 1 | 0
210220780 | ANEMOMETER:HOTWIRE,W/PROBE,TMA-21HW |  |  | TMA-21HW | M36 | MEASURING & TESTING EQUIPMENT (M&TE) | S | Industrial Standard | 1 | 0
210220797 | NIPPLE,PIPE:1",MNPT TO HOSE SLIP ON,SS |  |  |  | M09 | FITTINGS | S | Industrial Standard | 1 | 0
210220806 | NIPPLE,PIPE:1-1/2",MNPT TO HOSE SLIP ON |  |  |  | M09 | FITTINGS | S | Industrial Standard | 1 | 0
210220823 | COUPLING:FLEXIBLE,88.9/3"-75,METAL |  |  | 88.9/3"-75 | M12 | MECHANICAL HARDWARE | S | Industrial Standard | 1 | 0
210220836 | BOLT:B1,M12X30L,ASTM A193 GR. B7,F/CCW | 20000216 | Cw Hydro Inc. | ITEM B1 OF DRAW N202-DG-B01-01 | M16 | PUMPS AND APPURTENANCE | Q | Safety Related | 1 | 0
210220931 | VALVE:SOLENOID,3/4",CLASS 2129,12Q-010 | 20000507 | Curtiss-Wright- Target Rock Divisio | 12Q-010 | M20 | VALVES, ACTUATORS, REGULATORS AND COMPONENTS | Q | Safety Related | 1 | 0
210221123 | WASHER:CENTERING,F/SOLENOID VALVE,ITEM06 | 20000264 | NAGANO KEIKI CO.,LTD. | 40021817 | M20 | VALVES, ACTUATORS, REGULATORS AND COMPONENTS | R | Reliability Critical | 1 | 0
210221160 | GASKET,BONNET:316SS/GRAPHITE,F/BV500 VLV | 600624 | Weir Valves & Controls | ITEM 20 OF DWG WI-BV500-150A-06 | M20 | VALVES, ACTUATORS, REGULATORS AND COMPONENTS | S | Industrial Standard | 1 | 0
210221189 | HANDWHEEL:F/1" CL 600 CS GATE VALVE | 20000148 | Samshin Limited | NO. 35 OF DWG P207-DG-A31-31 (SHT 1/3) | M20 | VALVES, ACTUATORS, REGULATORS AND COMPONENTS | T | Safety Impact | 1 | 0
210221294 | BEARING:F/FWP TURBINE,ITEM 226 | 20000215 | DOOSAN Enerbility Co Ltd | 101A771AYP0006 | M47 | TURBINE PARTS | R | Reliability Critical | 1 | 0
210221552 | INSULATION,PIPE:CALCIUM SILICA,20"xT3" |  |  | BY DESCRIPTION | M34 | INSULATION | Q | Safety Related | 1 | Spare Parts
210222198 | CLAMP:HEAVY DUTY,C-RAIL MOUNT,1” |  |  | HRS 2 S1TM 25.4 PP UNC | M12 | MECHANICAL HARDWARE | S | Industrial Standard | 1 | Spare Parts
210222427 | BLADE:TRAIL2,F/HP TE 4TH STG BUCKET | 600221 | Toshiba Energy | OKS130401P0005 | M47 | TURBINE PARTS | R | Reliability Critical | 1 | Spare Parts
210222442 | BLADE:F/LP GE 7TH STG BUCKET,NORMAL |  |  | 0KS132918P0001 | M47 | TURBINE PARTS | R | Reliability Critical | 1 | Spare Parts
210222590 | PACKING SET:F/#800 1/2" MANUAL VALVE | 600830 | S&S Valve | ITEM 15 DWG 01_1K-1118-2RP-022 | M17 | SEALS, GASKETS, PACKING AND O-RING | S | Industrial Standard | 1 | Spare Parts
210222694 | WELDMENT:PALLET,LRWS | 10000130 | Ws Atkins And Partners Overseas | DWG-LRWS-22001-ME-0110-01 | M18 | TANKS AND VESSELS | T | Safety Impact | 1 | Spare Parts
210222722 | KIT, METRIC 12.9 ALLOY SOCKET CAP SCREWS |  |  | ASSORTMENT KIT #256 | M08 | FASTENERS | S | Industrial Standard | 1 | Operating Supplies 2
210222758 | WASHER,SPRING:F/PRESS REDUCING VV,IT 20 | 600830 | S&S Valve | BY DESCRIPTION | M20 | VALVES, ACTUATORS, REGULATORS AND COMPONENTS | S | Industrial Standard | 1 | Spare Parts
210223020 | HOSE:1/2",6’,W/1/2" FCL |  |  | BY DESCRIPTION | M09 | FITTINGS | T | Safety Impact | 1 | Operating Supplies 2
210223056 | TEE:1-1/2"X1",C/S,A105,3000#,THREADED |  |  | BY DESCRIPTION | M09 | FITTINGS | S | Industrial Standard | 1 | Operating Supplies 2
210223068 | HOSE:1/2",8',W/1/2" FCL |  |  | BY DESCRIPTION | M09 | FITTINGS | T | Safety Impact | 1 | Operating Supplies 2
210223079 | STUDDING:M8,ASTM A240,F/EXTENSION ROD | 600375 | Smith Flow Control | S003940-04 | M12 | MECHANICAL HARDWARE | T | Safety Impact | 1 | Spare Parts
210223551 | SHAFT IMPELLER:40X996.5,A576 GR-1045 | 20000574 | WILO PUMPS LTD | BY DESCRIPTION | M16 | PUMPS AND APPURTENANCE | S | Industrial Standard | 1 | Spare Parts
210223569 | HOSE,FLEXIBLE:LUBE OIL PRESSURE MEASURE |  |  |  | M16 | PUMPS AND APPURTENANCE | T | Safety Impact | 7 | 0
210223570 | BELLOWS:HT/LT WATER PP SUCT,F/U34 AAC DG |  |  |  | M16 | PUMPS AND APPURTENANCE | T | Safety Impact | 7 | 0
220200001 | ELECTRICAL ASSEMBLY KIT MODEL 3154N |  |  |  | M19 | TOOLS | Q | Safety Related | 3 | Spare Parts
220200063 | 6A DC Circuit Breaker (LCC) |  |  |  | M07 | ELECTRICAL HARDWARE | Q | Safety Related | 3 | Spare Parts
220200109 | CABLE ASSY:EXTENSION,COAXIAL,F/PRO.PROBE |  |  | 52746-40676-25 Y | M22 | WIRES, CABLES & ACCESSORIES | Q | Safety Related | 1 | Spare Parts
220200169 | BLOCK,TERMINAL: |  |  |  | M07 | ELECTRICAL HARDWARE | T | Safety Impact | 3 | Spare Parts
220200172 | Recept |  |  |  | M07 | ELECTRICAL HARDWARE | T | Safety Impact | 3 | Spare Parts
220200204 | POWERSUPPLY |  |  |  | M07 | ELECTRICAL HARDWARE | T | Safety Impact | 3 | Spare Parts
220200205 | RELAY: |  |  |  | M35 | RELAYS | T | Safety Impact | 3 | Spare Parts
220200206 | RELAY: |  |  |  | M35 | RELAYS | T | Safety Impact | 3 | Spare Parts
220200207 | PLC Relay Output |  |  |  | M35 | RELAYS | T | Safety Impact | 3 | Spare Parts
220200208 | POWERSUPPLY |  |  |  | M07 | ELECTRICAL HARDWARE | T | Safety Impact | 3 | Spare Parts
220200209 | FUSE |  |  |  | M06 | ELECTRICAL DISCREET | T | Safety Impact | 3 | Spare Parts
220200210 | FUSE |  |  |  | M06 | ELECTRICAL DISCREET | T | Safety Impact | 3 | Spare Parts
220200211 | RELAY: |  |  |  | M35 | RELAYS | T | Safety Impact | 3 | Spare Parts
220200212 | FUSE |  |  |  | M06 | ELECTRICAL DISCREET | T | Safety Impact | 3 | Spare Parts
220200213 | CIRCUIT BREAKER: |  |  |  | M02 | BREAKERS & CONTACTORS | T | Safety Impact | 3 | Spare Parts
220200214 | MOTOR, ELECTRIC |  |  |  | M07 | ELECTRICAL HARDWARE | T | Safety Impact | 3 | Spare Parts
220200215 | MOTOR, ELECTRIC |  |  |  | M07 | ELECTRICAL HARDWARE | T | Safety Impact | 3 | Spare Parts
220200216 | 2C-2 HOLE |  |  |  | M07 | ELECTRICAL HARDWARE | T | Safety Impact | 3 | Spare Parts
220200231 | I/O 2 SFHM |  |  |  | M07 | ELECTRICAL HARDWARE | T | Safety Impact | 3 | Spare Parts
220200232 | I/O 1 SFHM |  |  |  | M07 | ELECTRICAL HARDWARE | T | Safety Impact | 3 | Spare Parts
220200233 | CLASS J 7/18/00 |  |  |  | M02 | BREAKERS & CONTACTORS | T | Safety Impact | 3 | Spare Parts
220200234 | CLASS J 7/18/00 |  |  |  | M02 | BREAKERS & CONTACTORS | T | Safety Impact | 3 | Spare Parts
220200285 | CONNECTOR,ELECTRICAL: |  |  |  | M07 | ELECTRICAL HARDWARE | R | Reliability Critical | 3 | Spare Parts
220200314 | CABLE ASSY: |  |  |  | M22 | WIRES, CABLES & ACCESSORIES | T | Safety Impact | 3 | Spare Parts
220200315 | CABLE ASSY: |  |  |  | M22 | WIRES, CABLES & ACCESSORIES | T | Safety Impact | 3 | Spare Parts
220200316 | CABLE ASSY: |  |  |  | M22 | WIRES, CABLES & ACCESSORIES | T | Safety Impact | 3 | Spare Parts
220200317 | CABLE ASSY: |  |  |  | M22 | WIRES, CABLES & ACCESSORIES | T | Safety Impact | 3 | Spare Parts
220200318 | CABLE ASSY: |  |  |  | M22 | WIRES, CABLES & ACCESSORIES | T | Safety Impact | 3 | Spare Parts
220200319 | CABLE ASSY: |  |  |  | M22 | WIRES, CABLES & ACCESSORIES | T | Safety Impact | 3 | Spare Parts
220200320 | CABLE ASSY: |  |  |  | M22 | WIRES, CABLES & ACCESSORIES | T | Safety Impact | 3 | Spare Parts
220200321 | CABLE ASSY: |  |  |  | M22 | WIRES, CABLES & ACCESSORIES | T | Safety Impact | 3 | Spare Parts
220200463 | RELAY, 24VDC |  |  |  | M35 | RELAYS | S | Industrial Standard | 3 | Spare Parts
220200689 | TRANSFORMER |  |  |  | M06 | ELECTRICAL DISCREET | Q | Safety Related | 3 | Spare Parts
220200723 | TRANSFORMER,CONTROL:250 VA |  |  |  | M07 | ELECTRICAL HARDWARE | T | Safety Impact | 3 | Spare Parts
220200907 | FUSE |  |  |  | M02 | BREAKERS & CONTACTORS | T | Safety Impact | 3 | Spare Parts
220200908 | FUSE BLOCK |  |  |  | M02 | BREAKERS & CONTACTORS | T | Safety Impact | 3 | Spare Parts
220200909 | FUSE |  |  |  | M02 | BREAKERS & CONTACTORS | T | Safety Impact | 3 | Spare Parts
220200910 | FUSE |  |  |  | M02 | BREAKERS & CONTACTORS | T | Safety Impact | 3 | Spare Parts
220200911 | TRANSFORMER,CURRENT: |  |  |  | M06 | ELECTRICAL DISCREET | T | Safety Impact | 3 | Spare Parts
220200913 | LAMP, LED |  |  |  | M07 | ELECTRICAL HARDWARE | T | Safety Impact | 3 | Spare Parts
220200915 | BLOCK,TERMINAL: |  |  |  | M07 | ELECTRICAL HARDWARE | T | Safety Impact | 3 | Spare Parts
220200916 | CIRCUIT BREAKER:MCCB |  |  |  | M02 | BREAKERS & CONTACTORS | T | Safety Impact | 3 | Spare Parts
220200917 | CIRCUIT BREAKER:MCCB |  |  |  | M02 | BREAKERS & CONTACTORS | T | Safety Impact | 3 | Spare Parts
220201176 | POSITIONER,PNEUMATIC,P/P,F/AOV,3",CL300 | 600616 | Rotork Ytc Limited | WVC-1200LS332S | M07 | ELECTRICAL HARDWARE | T | Safety Impact | 1 | Spare Parts
220201256 | SWITCH, PUSH BUTTON | 600413 | Hyosung C&P Co., Ltd | KG-H06ECAA | M02 | BREAKERS & CONTACTORS | S | Industrial Standard | 1 | Spare Parts
220201288 | MFG Standard, VLC100-4, Heater |  |  | VLC100-4 | M06 | ELECTRICAL DISCREET | T | Safety Impact | 3 | Spare Parts
220202631 | SWITCH: |  |  |  | M02 | BREAKERS & CONTACTORS | R | Reliability Critical | 3 | Spare Parts
220203052 | CABLE:TRIAXIAL,OIL LVL SPRVSN,DE/NDE,50M |  |  |  | M22 | WIRES, CABLES & ACCESSORIES | T | Safety Impact | 3 | Spare Parts
220203075 | CABLE,EXTENSION:23 FT,F/LPMS SENSOR |  |  |  | M22 | WIRES, CABLES & ACCESSORIES | T | Safety Impact | 3 | Spare Parts
220203076 | CABLE,EXTENSION:30 FT,F/LPMS SENSOR |  |  |  | M22 | WIRES, CABLES & ACCESSORIES | T | Safety Impact | 3 | Spare Parts
220203077 | CABLE,EXTENSION:LPMS 50 FT,W/MALE CONTRS |  |  |  | M22 | WIRES, CABLES & ACCESSORIES | T | Safety Impact | 3 | Spare Parts
220203078 | CABLE,EXTENSION:LPMS 105 FT,W/MALE CONTR |  |  |  | M22 | WIRES, CABLES & ACCESSORIES | T | Safety Impact | 3 | Spare Parts
220203079 | CABLE,EXTENSION:LPMS 50 FT |  |  |  | M22 | WIRES, CABLES & ACCESSORIES | T | Safety Impact | 3 | Spare Parts
220203080 | CABLE,EXTENSION:LPMS 60 FT |  |  |  | M22 | WIRES, CABLES & ACCESSORIES | T | Safety Impact | 3 | Spare Parts
220203081 | CABLE,EXTENSION:LPMS/RCPVMS,105 FT |  |  |  | M22 | WIRES, CABLES & ACCESSORIES | T | Safety Impact | 3 | Spare Parts
220203082 | CABLE,EXTENSION:RCPVMS 120 FT |  |  |  | M22 | WIRES, CABLES & ACCESSORIES | T | Safety Impact | 3 | Spare Parts
220203085 | CONVERTER:MEDIA,SM SC, 40KM |  |  |  | M07 | ELECTRICAL HARDWARE | T | Safety Impact | 3 | Spare Parts
220203086 | CABLE:FIBER OPTIC PATCH,SM, SC-SC, 3M |  |  |  | M22 | WIRES, CABLES & ACCESSORIES | T | Safety Impact | 3 | Spare Parts
220203088 | CABLE:I/O BUS,15' (4.6M) |  |  |  | M22 | WIRES, CABLES & ACCESSORIES | T | Safety Impact | 3 | Spare Parts
220203089 | CABLE:POWER SUPPLY ALARM STATUS,15'(4.6M |  |  |  | M22 | WIRES, CABLES & ACCESSORIES | T | Safety Impact | 3 | Spare Parts
220204132 | TIMER:AC24-240V,50/60HZ | 600526 | Autonics | LE4S | M06 | ELECTRICAL DISCREET | S | Industrial Standard | 1 | Spare Parts
220204378 | TUBE,INSULATION:PHASE CONN C SIDE | 20000236 | Toshiba Energy Systems & Solutions | 1KC119360#44 | M34 | INSULATION | R | Reliability Critical | 1 | Spare Parts
220204411 | TUBE,TEFLON:TFR-TUB-A-NTR,CONNECT THE PG | 20000236 | Toshiba Energy Systems & Solutions | 1KC119821 P20 | M34 | INSULATION | R | Reliability Critical | 1 | Spare Parts
220204532 | MOTOR:460VAC,30.7A,3PH,20HP,1390RPM,50HZ | 600238 | Chunin | BY DESCRIPTION | M14 | FANS, MOTORS & COMPONENTS | R | Reliability Critical | 1 | Component
220204560 | MOTOR,PUMP:3 PHASE,25HP |  |  |  | M14 | FANS, MOTORS & COMPONENTS | Q | Safety Related | 1 | Component
220204709 | TAPE:ELECTRICAL VINYL INSULATION,YELLOW | 600333 | 3M | SCOTCH SUPER 33+ | M34 | INSULATION | S | Industrial Standard | 1 | Operating Supplies 2
220204752 | LUG,CABLE:16-14AWG,STUD 10,W 7.92MM | 600806 | Tyco Electronics Raychem Gmbh | 53418-1 | M22 | WIRES, CABLES & ACCESSORIES | Q | Safety Related | 1 | Spare Parts
220204787 | POWER SUPPLY CARD:F/LEVEL TRANSMITTER | 20000344 | Hitrol Co., Ltd. | HTMD-P2C | M07 | ELECTRICAL HARDWARE | Q | Safety Related | 1 | Spare Parts
220204844 | SPLICE,WIRE:BUTT TYPE,16-14AWG |  |  | 53549-1 | M07 | ELECTRICAL HARDWARE | S | Industrial Standard | 1 | Operating Supplies 2
220204849 | SPLICE,WIRE:BUTT TYPE,2-1AWG |  |  | 2G21 | M07 | ELECTRICAL HARDWARE | S | Industrial Standard | 1 | Operating Supplies 2
220204923 | CABLE BREAKOUT BOOT:HEAT-SHRINK,32-43MM |  |  | CBR-2-2-A | M22 | WIRES, CABLES & ACCESSORIES | T | Safety Impact | 1 | Operating Supplies 2
220205030 | CODUIT:INNER HELIX CABLE,FDC01800 |  |  | FDC01800 | M22 | WIRES, CABLES & ACCESSORIES | Q | Safety Related | 1 | Spare Parts
220205164 | FUSE:0.5 A, 250Vac/125Vdc | 600161 | Mersen Fuses | ABC-1/2-R | M51 | FUSES & FUSE HOLDERS | T | Safety Impact | 1 | Spare Parts
220205227 | SWITCH:PUSH LOCK&TURN RESET,GREEN | 20000226 | Yongsung Electric Co., Ltd | YSASEP334-22GA | M05 | EDG & SPARES | T | Safety Impact | 2 | Spare Parts
220205238 | PLATE:INSULATION,OUTER LOWER BEARING#10 | 20000236 | Toshiba Energy Systems & Solutions | 3KC121413P002 | M34 | INSULATION | R | Reliability Critical | 1 | Spare Parts
220205738 | ARRESTER:SURGE,30KV,10KA | 20001267 | Siemens Ag, Si Dg Gc | 3EK7300-3AH4 | M07 | ELECTRICAL HARDWARE | R | Reliability Critical | 1 | 0
220205895 | RELAY,OVERCURRENT:EOCR,GMP60T,6A,1SPDT | 20000281 | Ls Electric Co., Ltd | GMP60T 6A | M35 | RELAYS | S | Industrial Standard | 1 | Spare Parts
220205988 | MOTOR:TEFC,182T,3HP,2.2KW,4P,1450RPM | 600238 | Chunin | BY DESCRIPTION | M14 | FANS, MOTORS & COMPONENTS | Q | Safety Related | 2 | Component
220205989 | MOTOR:TEFC,213T,3HP,2.2KW,6P,460V,960RPM | 600238 | Chunin | BY DESCRIPTION | M14 | FANS, MOTORS & COMPONENTS | Q | Safety Related | 2 | Component
220206107 | SWITCH:PUSH BUTTON,ENGR TYPE 42 | 20000310 | Westinghouse Electric Company LLC | 2A10778H54 | M58 | SWITCHES | Q | Safety Related | 1 | Spare Parts
220206155 | IGNITER,HYDROGEN:ASS,120V,50HZ,KIGN-120A | 20000372 | Korea Nuclear Technology Co., LTD. | KIGN-120A | M06 | ELECTRICAL DISCREET | T | Safety Impact | 1 | Spare Parts
220206308 | BATTERY,PACK:F/ALTAIR MULTI-GAS DETECTOR |  |  | 10114835 | M50 | BATTERIES & BATTERY CHARGERS | S | Industrial Standard | 1 | Tools and Instruments
230200001 | INDICATOR, DIFFERENTIAL PRESSURE |  |  |  | M10 | INSTRUMENTATION | T | Safety Impact | 3 | Spare Parts
230200004 | INDICATOR, DIFFERENTIAL PRESSURE |  |  |  | M10 | INSTRUMENTATION | T | Safety Impact | 3 | Spare Parts
230200061 | PRINTED CIRCUIT BOAD |  |  |  | M10 | INSTRUMENTATION | T | Safety Impact | 4 | Spare Parts
230200105 | ROUTER:F/ T/G INTERFACE |  |  | 1X00474G10 N | M10 | INSTRUMENTATION | T | Safety Impact | 3 | Spare Parts
230200361 | PLC Input Module |  |  |  | M10 | INSTRUMENTATION | T | Safety Impact | 3 | Spare Parts
230200367 | Display, 6 digit LED | 600626 | Weschler Instrument | RD1497 | M10 | INSTRUMENTATION | T | Safety Impact | 1 | Spare Parts
230200568 | CONTROLLER: |  |  |  | M10 | INSTRUMENTATION | S | Industrial Standard | 3 | Spare Parts
230200665 | TRANSDUCER, CURRENT | 600706 | Daiichi Electronic Co. | ARC-11A | M10 | INSTRUMENTATION | R | Reliability Critical | 1 | Spare Parts
230200746 | DETECTOR, VOLTAGE |  |  |  | M10 | INSTRUMENTATION | R | Reliability Critical | 3 | Spare Parts
230201046 | VOLTMETER: |  |  |  | M10 | INSTRUMENTATION | S | Industrial Standard | 3 | Spare Parts
230201227 | PBA:INV SYNC,6L MK2-U A13A9 |  |  | 101 072 375C | M10 | INSTRUMENTATION | Q | Safety Related | 1 | Spare Parts
230202675 | SWITCH,PRESSURE:288A | 600619 | Cameron | 288A | M10 | INSTRUMENTATION | T | Safety Impact | 1 | Component
230203168 | ADAPTER:TUBE,316SS,1/4",3/8"FEMALE NPT | 600858 | Swagelok Corporation | SS-4-TA-7-6 | M09 | FITTINGS | Q | Safety Related | 1 | Operating Supplies 2
230203182 | VALVE:BALL TYPE,3/8",316SS,TUBE FITTING | 600858 | Swagelok Corporation | SS-83PS6 | M09 | FITTINGS | Q | Safety Related | 1 | Operating Supplies 2
230203192 | NUT-FERRULE KIT,316SS, 3/8" TUBE | 600858 | Swagelok Corporation | SS-600-NFSET | M09 | FITTINGS | Q | Safety Related | 1 | Operating Supplies 2
230203397 | ADAPTER,TUBE:BRASS,1/2"ODX1/4" MALE NPT | 600858 | Swagelok Corporation | B-8-TA-1-4 | M09 | FITTINGS | S | Industrial Standard | 1 | Operating Supplies 2
230203580 | GAUGE,PRESSURE:15KG/CM2,30FT,CAP ASSY | 20000256 | Wise Control Inc. | PN712+PN359 | M53 | GAUGES, TRANSMITTERS & FLOWMETERS | T | Safety Impact | 1 | Component
230203604 | GAUGE,PRESSURE:10KG/CM2,20FT,CAP ASSY | 20000256 | Wise Control Inc. | PN712+PN359 | M53 | GAUGES, TRANSMITTERS & FLOWMETERS | S | Industrial Standard | 1 | Component
230203622 | THERMOCOUPLE:HEAD MOUNT TYPE,1/8" NPT | 20000215 | DOOSAN Enerbility Co Ltd | R122F47E94PNCD0 | M10 | INSTRUMENTATION | S | Industrial Standard | 1 | Spare Parts
230203856 | REGULATOR,PRESSURE:GAS,ACETYLENE | 10001030 | Thermo Fisher Scientific Middle Eas | 9423 352 43881 | M25 | LABORATORY EQUIPMENT AND SUPPLIES | S | Industrial Standard | 1 | Consumable Items
230203915 | BACKPLANE:F/AIR COMPRESSOR |  |  | GM4-B08M | M10 | INSTRUMENTATION | R | Reliability Critical | 1 | Spare Parts
230204069 | REGULATOR,GAS:NITROGEN,3000 PSIG,W/GAUGE |  |  | 0781-5122 | M20 | VALVES, ACTUATORS, REGULATORS AND COMPONENTS | S | Industrial Standard | 1 | 0
230204344 | FAN,COOLING:12VDC,5800RPM,F/EMC1600-RPSA |  |  | PS20311H03 N | M14 | FANS, MOTORS & COMPONENTS | T | Safety Impact | 1 | Spare Parts
240200096 | FILTER:PRE,HEPA,505 CFM,12.25 X 12.25X2" | 600169 | Radiation Protection Systems | AK37 | M37 | FILTERS & FILTER ELEMENTS | S | Industrial Standard | 1 | Consumable Items
240200104 | RACK,WHEELED:FOR LEAD WOOL BLANKET |  |  | LI-261 | M19 | TOOLS | S | Industrial Standard | 1 | Tools and Instruments
240200195 | POWER SUPPLY,F/PORTAL MONITOR | 600164 | Canberra | 400588 | M07 | ELECTRICAL HARDWARE | S | Industrial Standard | 1 | Spare Parts
240200371 | KIT,BIOASSAY:F/URINE AND FECAL SAMPLE | 20000556 | Gel Laboratories, Llc | BY DESCRIPTION | M25 | LABORATORY EQUIPMENT AND SUPPLIES | S | Industrial Standard | 1 | Consumable Items
310200051 | STOPCOCK,PTFE DISK |  |  | 51107537 | M25 | LABORATORY EQUIPMENT AND SUPPLIES | S | Industrial Standard | 1 | Consumable Items
310200335 | CABLE TIE:4.5MM,280MM,BLACK,NYLON | 600179 | Sapiselco | 5610-0025 | M22 | WIRES, CABLES & ACCESSORIES | S | Industrial Standard | 1 | Operating Supplies 2
310200462 | SLEEVE,RUBBER:F/LOW RANGE SURVEY METER | 600163 | Thermo Fisher Scientific | 42506850011 | M19 | TOOLS | S | Industrial Standard | 1 | Consumable Items
310200587 | RUG:SORBENT,UNIVERSAL,26"X30"X150' |  |  |  | M19 | TOOLS | S | Industrial Standard | 1 | Consumable Items
310200932 | LOOP:PEEK SAMPLE,25 UL,DFS | 600163 | Thermo Fisher Scientific | NC9303671 | M25 | LABORATORY EQUIPMENT AND SUPPLIES | S | Industrial Standard | 1 | Tools and Instruments
310201055 | CLOTH:EMERY,SAND PAPER,#800,100 SHT/PAC |  |  |  | M19 | TOOLS | S | Industrial Standard | 1 | Consumable Items
310201341 | SEALANT,GASKET:ULTRA COPPER,85 TUBE | 600809 | Permatex | 81878 | M38 | ADHESIVES, COMPOUNDS AND SEALANTS | S | Industrial Standard | 1 | Consumable Items
310201652 | LABEL:MATTE,76MM X 43M | 600855 | Epson | 1516052 | M25 | LABORATORY EQUIPMENT AND SUPPLIES | S | Industrial Standard | 1 | Consumable Items
310201864 | INSULATION,PIPE:FIBERGLASS,6.0",1.5"T |  |  | BY DESCRIPTION | M34 | INSULATION | Q | Safety Related | 1 | Operating Supplies 2
310201865 | INSULATION,PIPE:FIBERGLASS,8.0",1.0"T |  |  | BY DESCRIPTION | M34 | INSULATION | Q | Safety Related | 1 | Operating Supplies 2
310201975 | COVER,PIPE:CALCIUM SILICATE,2.5"T,18.0" |  |  | BY DESCRIPTION | M34 | INSULATION | Q | Safety Related | 1 | Operating Supplies 2
310201976 | COVER,PIPE:CALCIUM SILICATE,3.0"T,18.0" |  |  | BY DESCRIPTION | M34 | INSULATION | Q | Safety Related | 1 | Operating Supplies 2
310202019 | BOTTOM:TRITRATION VESSEL,20ML | 10003227 | Metrohm Middle East FZC | 61415220 | M25 | LABORATORY EQUIPMENT AND SUPPLIES | S | Industrial Standard | 1 | Consumable Items
310202025 | INSERT:PTFE,3XSGJ14/4X6.4MM | 10003227 | Metrohm Middle East FZC | 61458040 | M25 | LABORATORY EQUIPMENT AND SUPPLIES | S | Industrial Standard | 1 | Consumable Items
320200048 | NOTEBOOK:A5,COVER 352 GSM,NAWAH |  |  |  | M31 | OFFICE SUPPLIES | S | Industrial Standard | 1 | Office Supplies
410200006 | Cabinet, FME, Electrical |  |  |  | M19 | TOOLS | S | Industrial Standard | 1 | Tools and Instruments
410200016 | TOOL HOLDER |  |  |  | M19 | TOOLS | S | Industrial Standard | 3 | Spare Parts
410200134 | HOSE, HIGH TEMP, FME, 3FT LENGTH |  |  | F-IPHSCVR-REG | M19 | TOOLS | S | Industrial Standard | 1 | Operating Supplies 2
410200391 | HANDLE, MANUAL CHARGING,F/HAND CRANK |  |  | 10166666 | M07 | ELECTRICAL HARDWARE | S | Industrial Standard | 1 | Tools and Instruments
410200419 | SLING:ROUNG,ENDLESS,2T,3M LG,BS EN1492-2 |  |  |  | M43 | LIFTING AND RIGGING MATERIAL | T | Safety Impact | 1 | Operating Supplies 2
410200420 | SLING:ROUNG,ENDLESS,2T,4M LG,BS EN1492-2 |  |  |  | M43 | LIFTING AND RIGGING MATERIAL | T | Safety Impact | 1 | Operating Supplies 2
410200421 | SLING:ROUNG,ENDLESS,2T,6M LG,BS EN1492-2 |  |  |  | M43 | LIFTING AND RIGGING MATERIAL | T | Safety Impact | 1 | Operating Supplies 2
410200790 | SIGN:7POCKET,YL,MAGENTA CAUTION |  |  |  | M19 | TOOLS | S | Industrial Standard | 1 | Consumable Items
410200816 | SIGN,INSERT:VINYL,YELLOW/MAGENTA,1.5"X8" |  |  |  | M19 | TOOLS | S | Industrial Standard | 1 | Consumable Items
410200846 | COVER,FME:111L X 45W X 78H,SS,F/TRAINER | 20000121 | Alphasource Inc | F-BC-DAC-PCT-HL/DP | M19 | TOOLS | S | Industrial Standard | 1 | Consumable Items
410201132 | PUNCH SET:2-60MM,F/GASKET HOLE,WAD PUNCH | 600508 | Hoffmann Group | 832100_2-60 (605.42) | M19 | TOOLS | S | Industrial Standard | 1 | Tools and Instruments
410201377 | LEAD,TEST:BANANA PLUG,48.0",DOUBLE | 600673 | Pomona Electronics | 1368-A-48 | M10 | INSTRUMENTATION | S | Industrial Standard | 1 | Operating Supplies 2
410201396 | ADAPTER:CONNECTOR,COAXIAL,BNC PLUG,50OHM | 600673 | Pomona Electronics | 4896 | M10 | INSTRUMENTATION | S | Industrial Standard | 1 | Operating Supplies 2
410201397 | ADAPTER:CONNECTOR,COAXIAL,BNC JACK,50OHM | 600673 | Pomona Electronics | 3283 | M10 | INSTRUMENTATION | S | Industrial Standard | 1 | Operating Supplies 2
410201941 | CASE,CUSTOM:F/SOCKETS,IBS FLIGHT CASES | 600730 | Hytorc | IBS FLIGHT CASES | M19 | TOOLS | S | Industrial Standard | 1 | Tools and Instruments
410202044 | SLING:SYNTHETIC ROUND ENDLESS,10 TON,8M | 10000511 | Carl Stahl Lifting Equipment | 4503.02.50 | M43 | LIFTING AND RIGGING MATERIAL | T | Safety Impact | 1 | Operating Supplies 2
410202045 | SLING:SYNTHETIC ROUND ENDLESS,15 TON,10M | 10000511 | Carl Stahl Lifting Equipment | BY DESCRIPTION | M43 | LIFTING AND RIGGING MATERIAL | T | Safety Impact | 1 | Operating Supplies 2
410202046 | SLING:SYNTHETIC ROUND ENDLESS,20 TON,10M | 10000511 | Carl Stahl Lifting Equipment | BY DESCRIPTION | M43 | LIFTING AND RIGGING MATERIAL | T | Safety Impact | 1 | Operating Supplies 2
410202047 | SLING:SYNTHETIC ROUND ENDLESS,30 TON,3M | 10000511 | Carl Stahl Lifting Equipment | BY DESCRIPTION | M43 | LIFTING AND RIGGING MATERIAL | T | Safety Impact | 1 | Operating Supplies 2
410202197 | BLOCK,CALIBRATION:COMPONENT UT,RV-06 | 20000215 | DOOSAN Enerbility Co Ltd | RV-06 | M36 | MEASURING & TESTING EQUIPMENT (M&TE) | S | Industrial Standard | 1 | Consumable Items
410202407 | GUN,GREASE:LEVER ACTION,ORANGE |  |  | 330306 | M19 | TOOLS | S | Industrial Standard | 1 | Tools and Instruments
410202500 | PLIERS:SNAP RING,16",INT-EXT SET |  |  |  | M19 | TOOLS | S | Industrial Standard | 1 | Tools and Instruments
410202665 | STAIR,FOLDING:CROSSOVER,1.4-2.0M H,600MM |  |  |  | M19 | TOOLS | S | Industrial Standard | 1 | Tools and Instruments
410202762 | BAR:COPPER,ROUND,25 DIA X 1000MM |  |  |  | M19 | TOOLS | S | Industrial Standard | 1 | Operating Supplies 2
410202844 | SANDPAPER,ABRASIVE:SHEET,9" X 11",400 GR |  |  |  | M19 | TOOLS | S | Industrial Standard | 1 | Consumable Items
410202898 | LOCK:USB PORT,12.3x10x4.6mm,1g,CSK-ULI0 |  |  | CSK-ULI0 | M19 | TOOLS | S | Industrial Standard | 1 | Computer Hardware
410202917 | PISTON:F/ICS-1100 | 10001030 | Thermo Fisher Scientific Middle Eas | 52840 | M19 | TOOLS | S | Industrial Standard | 1 | Spare Parts
410203274 | WRENCH,CROWFOOT:3/8 SQ DR,OPEN,12MM,12PT |  |  |  | M19 | TOOLS | S | Industrial Standard | 1 | 0
410203281 | WRENCH,CROWFOOT:3/8 SQ DR,OPEN,19MM,12PT |  |  |  | M19 | TOOLS | S | Industrial Standard | 1 | 0
410203322 | WRENCH,CROWFOOT:1/2 SQ DR,OPEN,29MM,12PT |  |  |  | M19 | TOOLS | S | Industrial Standard | 1 | 0
410203442 | BASE JACK,SCAFFOLDING:76CM H-E15X15,Ø38 |  |  | BY DESCRIPTION | M19 | TOOLS | S | Industrial Standard | 1 | Tools and Instruments
410203759 | ADAPTER:1X3/4",F/TORQUE WRENCH |  |  | BY DESCRIPTION | M19 | TOOLS | S | Industrial Standard | 1 | Tools and Instruments
410203781 | FLASHLIGHT:550LUX,90K LUMEN,CHARGEABLE |  |  | BY DESCRIPTION | M19 | TOOLS | S | Industrial Standard | 1 | Tools and Instruments
410203824 | SOCKET,SET:HEX,1/2",44 PIECE,954N |  |  | 954N | M19 | TOOLS | S | Industrial Standard | 1 | Tools and Instruments
410203866 | COLUMN:IC GUARD,F/LI ANALYSIS |  |  | 61051500 | M25 | LABORATORY EQUIPMENT AND SUPPLIES | S | Industrial Standard | 1 | Tools and Instruments
410204012 | INTERCOM,SYS:WIRELESS,4WAY,900M,10HRS |  |  | EXPAND-10 | M29 | COMMUNICATIONS & MARKETING | S | Industrial Standard | 1 | Tools and Instruments
410204201 | WRENCH,RATCHET:3/8" |  |  | 109XPA OR EQUIVALENT | M19 | TOOLS | S | Industrial Standard | 1 | Tools and Instruments
720200024 | OIL, REFRIGERANT, POE 68 (ICECOLD SW-68) |  |  | POE 68 (ICECOLD SW-68) | M11 | LUBRICANTS, OILS & GREASES | T | Safety Impact | 1 | Consumable Items
720200170 | STANDARD,CALIBRATION:TURBIDITY 1 NTU |  |  |  | M03 | CHEMICALS, AGENTS AND SOLUTIONS | S | Industrial Standard | 1 | Consumable Items
720200453 | CHEM:SOLUTION,SODIUM HYDROXIDE,LIQUID |  |  | PER DESCRIPTION | M03 | CHEMICALS, AGENTS AND SOLUTIONS | S | Industrial Standard | 1 | Consumable Items
720200638 | INK:MAGNETIC,7HF,BLACK,F/NDT INSPECTION | 600800 | Magnaflux | 7HF | M55 | PAINTS | S | Industrial Standard | 1 | Consumable Items
720200940 | COATING:EH6270(S),MUNSELL # 2.5 Y 8.5/2 | 20000334 | KCC Corporation | EH 6270(S) | M03 | CHEMICALS, AGENTS AND SOLUTIONS | S | Industrial Standard | 1 | Consumable Items
730200436 | WRENCH,TORQUE:12.7MM DR,20-200NM,DIAL | 600262 | Tohnichi America Corporation | DB200N-S | M36 | MEASURING & TESTING EQUIPMENT (M&TE) | T | Safety Impact | 1 | Tools and Instruments
730200443 | WRENCH,TORQUE:3/8" SQ.DR,23.7-105.1 NM | 600266 | Mountz | 280035 | M36 | MEASURING & TESTING EQUIPMENT (M&TE) | T | Safety Impact | 1 | Tools and Instruments
730200444 | WRENCH,TORQUE:1/2" SQ.DR,47.4-345.7 NM | 600266 | Mountz | 280037 | M36 | MEASURING & TESTING EQUIPMENT (M&TE) | T | Safety Impact | 1 | Tools and Instruments
730200524 | TACHOMETER:LASER,14 FT,- 6 TO 99,999 RPM |  |  | DT-207LR | M36 | MEASURING & TESTING EQUIPMENT (M&TE) | S | Industrial Standard | 1 | Tools and Instruments
730200912 | CLAMPMETER:W/FLEXIBLE CURRENT PROBE |  |  |  | M36 | MEASURING & TESTING EQUIPMENT (M&TE) | S | Industrial Standard | 1 | Tools and Instruments
730201117 | RATCHET LINK:85MM,8 | 600730 | Hytorc | ST8-85MM | M36 | MEASURING & TESTING EQUIPMENT (M&TE) | S | Industrial Standard | 1 | Tools and Instruments
730201129 | WRENCH,TORQUE:1/2" DRIVE,60-300NM |  |  | 62380120 | M36 | MEASURING & TESTING EQUIPMENT (M&TE) | S | Industrial Standard | 1 | Tools and Instruments
730201608 | CALIBRATION:POT,2" FLANGED,SS,AFLAS,LBV |  |  | 15867-SS-A-LBV | M36 | MEASURING & TESTING EQUIPMENT (M&TE) | S | Industrial Standard | 1 | Tools and Instruments
740200295 | FALL LIMITER:PERSONAL,400LB LOAD,6FT LG |  |  | MFL-2-Z7/6FT | M23 | CLOTHING, FOOTWEAR & PERSONAL PROTECTIVE EQUIPMENT | S | Industrial Standard | 1 | Consumable Items
740200403 | HIP WADERS:NYLON,SMALL |  |  |  | M23 | CLOTHING, FOOTWEAR & PERSONAL PROTECTIVE EQUIPMENT | S | Industrial Standard | 1 | Consumable Items
740200562 | GLASSES,SAFETY:POLYCARBONATE,GOLD LENS | 600109 | Jsp Safety | ASA770-16R-100 | M60 | GENERAL PPE | S | Industrial Standard | 1 | Consumable Items
740200582 | GLOVES:EXAMINATION,NITRILE,SIZE L | 600017 | Microflex | EC USE-880-L | M60 | GENERAL PPE | S | Industrial Standard | 1 | Consumable Items
740200597 | KIT,ARC FLASH:W/HOOD &HARD HAT,40CAL,XL | 600182 | Enespro | EN40KTNDNB01XL | M23 | CLOTHING, FOOTWEAR & PERSONAL PROTECTIVE EQUIPMENT | S | Industrial Standard | 1 | Consumable Items
740200899 | PANTS,RAINWEAR:EVA FLEX,YL,SZ 3X |  |  |  | M23 | CLOTHING, FOOTWEAR & PERSONAL PROTECTIVE EQUIPMENT | S | Industrial Standard | 1 | Consumable Items
750200143 | BOARD:CONTROL,ASSY,CONTROL BOARD, | 600665 | Smith Detection | 4824488T-03 | M32 | SECURITY SUPPLIERS | S | Industrial Standard | 4 | Spare Parts
750200248 | ASSY:V2ISU |  |  | 1000-11991-00 | M32 | SECURITY SUPPLIERS | S | Industrial Standard | 4 | Spare Parts
750200323 | CHAIN,ROLLER:SINGLE 10B-1 | 600750 | Gunnebo | 203008 | M32 | SECURITY SUPPLIERS | S | Industrial Standard | 4 | Consumable Items
750200617 | KEY SET:HEX,INCH SIZE |  |  | E117816 | M32 | SECURITY SUPPLIERS | S | Industrial Standard | 4 | Spare Parts
750200619 | CIRCLIPS,PLIER,4PCS |  |  | E194943 | M32 | SECURITY SUPPLIERS | S | Industrial Standard | 4 | Spare Parts
750200793 | SPRING:RESTORING |  |  | 9030000315 | M32 | SECURITY SUPPLIERS | S | Industrial Standard | 4 | Spare Parts
750200834 | STORAGE ASSY:R-SPR KIT-DENSE DPE |  |  |  | M32 | SECURITY SUPPLIERS | S | Industrial Standard | 4 | Spare Parts
750201039 | PUSH BAR GUIDE PKG:600319-00: 24/25 |  |  | 600319 | M32 | SECURITY SUPPLIERS | S | Industrial Standard | 4 | Spare Parts

## PO Text
Material | PO TEXT
210200013 | Mounting Kit - Other Display 6.5"
210200013
210200013 | Vendor : Westinghouse
210200013 | Part No : 3D91741G02 Y
210200013 | Description : Mounting Kit - Other Display 6.5"
210200013 | Contract No : A281
210200013 | Drawing No : 2B10493
210200013 | Specification No : WNA-DS-02685-BRAKA1
210200013 | Technical Manual No : WNA-IM-00128-BRAKA1
210200013
210200212 | THRUST BEARING ROTOR, RCP
210200212
210200212 | ROTOR, THRUST BEARING, ITEM 40 OF DRAWING 8130-102-4000, PART NUMBER
210200212 | 8000-400-040 (PER PAGE 292 & 298 OF MANUAL #9-181-Z-W-431-N01)
210200212
210200212 | FOR USE WITH RCP PUMP TYPE 102<(>,<)>
210200212 | WESTINGHOUSE MANUAL# 8130-102-500
210200212 | (KEPCO DOC 9-181-Z-W-431-N01)<(>,<)>
210200212 | DESIGN SPECIFICATION# 3A9M8-FS-DS480
210200212 | DESIGN SPEC: (KEPCO DOC 9-431-Z-S-404-91)
210200212
210200212 | MANUFACTURER: WESTINGHOUSE
210200212 | PART NUMBER: 8000-400-040
210200212
210200212 | QUALITY REQUIREMENTS
210200212 | INCLUDE 'Z_NPE_GENERAL PACKAGING' OBJECT TEXT ID ST
210200212 | INCLUDE 'Z_NPE_WESTINGHOUSE QC 3' OBJECT TEXT ID ST
210200212
210200212
210200212
210200242 | COVER - SEAL II
210200242
210200242 | COVER, SEAL 2, RCP
210200242 | ITEM 8 OF FIGURE 3-21 (SEAL 2)<(>,<)>
210200242 | QUALITY CLASS C<(>,<)>
210200242
210200242 | FOR USE WITH RCP PUMP TYPE 102, WESTINGHOUSE MANUAL# 8130-102-500 (KEPCO
210200242 | DOC 9-181-Z-W-431-N01), DESIGN SPECIFICATION# 3A9M8-FS-DS480 (KEPCO DOC
210200242 | 9-431-Z-S-404-91)
210200242
210200242 | Vendor: Westinghouse
210200242 | Part No: 8128-306-001
210200242
210200242 | QUALITY CONTROL REQUIREMENTS
210200242 | INCLUDE 'Z_NPE_GENERAL PACKAGING' OBJECT TEXT ID ST
210200242 | INCLUDE 'Z_NPE_WESTINGHOUSE QC 3' OBJECT TEXT ID ST
210200242
210200242
210200242
210200370 | BRAKE:
210200370
210200370 | Vendor : Doosan
210200370 | Part No : 26
210200370 | Description : Brake
210200370 | Contract No : K.2.j
210200370 | Drawing No : N10010-223CD-0002
210200370 | Specification No : 9-422-Z-S-404-20
210200370 | Technical Manual No : 9-223-Z-N-431-001
210200370
210200371 | COUPLING:
210200371
210200371 | Vendor : Doosan
210200371 | Part No : 23
210200371 | Description : Coupling
210200371 | Contract No : K.2.j
210200371 | Drawing No : N10010-223CD-0002
210200371 | Specification No : 9-422-Z-S-404-20
210200371 | Technical Manual No : 9-223-Z-N-431-001
210200371
210200372 | COUPLING:
210200372
210200372 | Vendor : Doosan
210200372 | Part No : 21
210200372 | Description : Coupling
210200372 | Contract No : K.2.j
210200372 | Drawing No : N10010-223CD-0002
210200372 | Specification No : 9-422-Z-S-404-20
210200372 | Technical Manual No : 9-223-Z-N-431-001
210200372
210200373 | COUPLING:
210200373
210200373 | Vendor : Doosan
210200373 | Part No : 20
210200373 | Description : Coupling
210200373 | Contract No : K.2.j
210200373 | Drawing No : N10010-223CD-0002
210200373 | Specification No : 9-422-Z-S-404-20
210200373 | Technical Manual No : 9-223-Z-N-431-001
210200373
210200374 | BEARING:ITEM.14
210200374
210200374 | Vendor : Doosan
210200374 | Part No : 14
210200374 | Description : Bearing
210200374 | Contract No : K.2.j
210200374 | Drawing No : N10010-223CD-0002
210200374 | Specification No : 9-422-Z-S-404-20
210200374 | Technical Manual No : 9-223-Z-N-431-001
210200374
210200375 | BEARING:ITEM.13
210200375
210200375 | Vendor : Doosan
210200375 | Part No : 13
210200375 | Description : Bearing
210200375 | Contract No : K.2.j
210200375 | Drawing No : N10010-223CD-0002
210200375 | Specification No : 9-422-Z-S-404-20
210200375 | Technical Manual No : 9-223-Z-N-431-001
210200375
210200376 | REDUCER, GEAR
210200376
210200376 | Vendor : Doosan
210200376 | Part No : 6
210200376 | Description : Gear reducer
210200376 | Contract No : K.2.j
210200376 | Drawing No : N10010-223CD-0002 p715-717 / 735
210200376 | Specification No : 9-422-Z-S-404-20
210200376 | Technical Manual No : 9-223-Z-N-431-001 p 48 oil, 73 Spares, p86-87
210200376 | Literature, / 735
210200376
210200376 | ITEM 6,
210200376 | Westinghouse P/N 56488568
210200376 | HUB CITY P/N 150 GG 2:1 0220-00844-150
210200376 | Mobil Oil 630 or equivalent/ AGMA Lubricant EP5 - p 48
210200376
210200376
210200376
210200377 | BUSHING:
210200377
210200377 | Vendor : Doosan
210200377 | Part No : 11
210200377 | Description : Bushing
210200377 | Contract No : K.2.j
210200377 | Drawing No : N10010-223MD-0007
210200377 | Specification No : 9-422-Z-S-404-20
210200377 | Technical Manual No : 9-223-Z-N-431-001
210200377
210200378 | Wear strip
210200378
210200378 | Vendor : Doosan
210200378 | Part No : 4
210200378 | Description : Wear strip
210200378 | Contract No : K.2.j
210200378 | Drawing No : N10010-223CD-0005
210200378 | Specification No : 9-422-Z-S-404-20
210200378 | Technical Manual No : 9-223-Z-N-431-001
210200378
210200379 | ROPE, WIRE, ASSEMBLY
210200379
210200379 | Vendor : Doosan
210200379 | Part No : 6
210200379 | Description : Wire rope assy.
210200379 | Contract No : K.2.j
210200379 | Drawing No : N10010-223CD-0001
210200379 | Specification No : 9-422-Z-S-404-20
210200379 | Technical Manual No : 9-223-Z-N-431-001
210200379
210200380 | STUD RING:1/4 6M STUD RING
210200380
210200380 | Vendor : Doosan
210200380 | Part No : 36
210200380 | Description : 1/4 6M STUD RING
210200380 | Contract No : K.2.a
210200380 | Drawing No : N10010-220CD-0107
210200380 | Specification No : 9-422-Z-S-404-20
210200380 | Technical Manual No : 9-220-Z-N-431-001
210200380
210200496 | CYLINDER:
210200496
210200496 | Vendor : Doosan
210200496 | Part No : 57
210200496 | Description : Cylinder
210200496 | Contract No : K.1.a
210200496 | Drawing No : N10010-210CD-0006
210200496 | Specification No : 9-422-Z-S-404-20
210200496 | Technical Manual No : 9-210-Z-N-431-001
210200496
210200508 | Tubing
210200508
210200508 | Vendor : Doosan
210200508 | Part No : 17
210200508 | Description : Tubing
210200508 | Contract No : K.1.a
210200508 | Drawing No : (PaR Drawing) A-06655005-D
210200508 | Specification No : 9-422-Z-S-404-20
210200508 | Technical Manual No : 9-210-Z-N-431-001
210200508
210200508 | NOTE: TUBING LENTH IS 10 FEET PER ROLL.
210200508
210200509 | FILTER:PART NO.10
210200509
210200509 | Vendor : Doosan
210200509 | Part No : 10
210200509 | Description : Filter
210200509 | Contract No : K.1.a
210200509 | Drawing No : (PaR Drawing) A-06655005-D
210200509 | Specification No : 9-422-Z-S-404-20
210200509 | Technical Manual No : 9-210-Z-N-431-001
210200509
210200630 | GASKET
210200630
210200630 | Vendor : Doosan
210200630 | Part No : 8
210200630 | Description : Gasket(1 1/2¡± 150# RF)
210200630 | Contract No : M.6
210200630 | Drawing No : N10010-350MD-PI14
210200630 | Specification No : 9-451-Z-S-404-20
210200630 | Technical Manual No : 9-350-Z-N-431-001
210200630
210200755 | RING,WEAR:PUMP
210200755
210200755 | RING, WEAR PUMP FOR CASING, MATERIAL: A276 TY. 316, ITEM NO. 107-1 OF
210200755 | DRAWING 9-902-Z-N-171-001 (SH 1/1) REV. 1.
210200755
210200755 | FOR USE WITH:
210200755 | CHEMICAL & VOLUME CONTROL SYSTEM HOLDUP PUMP
210200755 | MODEL 3x1 1/2 HCN-4/5, SERIAL NO. 1102818-003, RPM 2950, HEAD 44.2M,
210200755 | CAPACITY 11.4 M2/HR, DESIGN PRESSURE 100 PSIG, DESIGN TEMPERATURE 200F,
210200755 | HYDROSTATIC PRESSURE 150 PSIG
210200755 | APPLICABLE CODE: KEPIC 2000 ED.
210200755 | PUMP SECTIONAL DRAWING NO.: 9-902-Z-N-171-001(SH 1/1) REV. 1
210200755 | DESIGN SPEC. NO.: 9-451-Z-S-404-33 REV. 3
210200755 | INSTRUCTION MANUAL: 9-902-Z-N-431-002 REV. 0
210200755
210200755 | HOST EQUIPMENT SUPPLIER: HYOSUNG GOODSPRINGS
210200755 | PART NO.: BY DESCRIPTION
210200755
210200755
210200755 | QUALITY REQUIREMENTS:
210200755
210200755 | INCLUDE 'Z_NPE_COMMERCIAL QA' OBJECT TEXT ID ST
210200755 | INCLUDE 'Z_NPE_PC3 MATERIAL' OBJECT TEXT ID ST
210200755 | INCLUDE 'Z_NPE_CERT OF COMPLIANCE' OBJECT TEXT ID ST
210200755 | INCLUDE 'Z_NPE_GENERAL PACKAGING' OBJECT TEXT ID ST
210200755 | INCLUDE Z_NPE_CMTR OBJECT TEXT ID ST
210200755
210200762 | GASKET
210200762
210200762 | GASKET, BEARING COVER-E, MATERIAL: OIL SHEET, NON-CODED, ITEM 117-8 OF
210200762 | DRAWING NO. 9-907-Z-N-171-001 (UB1-RDP-SEC1D SH 1/1) REV 1
210200762
210200762 | FOR USE WITH
210200762 | REACTOR DRAIN PUMP, PUMP TYPE: 3X1 1/2 HCN -4/5<(>,<)>
210200762 | PER DRAWING NO. 9-907-Z-N-174-001 (UB1-RDP-OUT1D SH 1/1) REV 2
210200762 | INSTRUCTION MANUAL NO. 9-907-Z-N-431-002 (UB1-RDP-MAN1M) REV 0
210200762 | DESIGN SPEC. NO. 9-451-Z-S-404-33 (3A9M8-FS-DS407) REV 1
210200762 | CONSTRUCTED IN ACCORDANCE WITH KEPIC 200 ED.
210200762
210200762 | QVD NO. X-907-Z-N-413-001 REV 0 (PG 7,9)
210200762
210200762 | SUPPLIER: DOOSAN
210200762 | PUMP MANUFACTURER: HYOSUNG GOODSPRINGS
210200762 | PART NUMBER: IT 117-8 OF DWG 9-907-Z-N-171-001
210200762
210200762 | QUALITY REQUIREMENTS
210200762 | INCLUDE 'Z_NPE_GENERAL PACKAGING' OBJECT TEXT ID ST
210200762
210200762
210200763 | GASKET
210200763
210200763 | GASKET, BEARING COVER, MATERIAL: OIL SHEET, NON-CODED, ITEM 117-7 OF
210200763 | DRAWING NO. 9-907-Z-N-171-001 (UB1-RDP-SEC1D SH 1/1) REV 1
210200763
210200763 | FOR USE WITH
210200763 | REACTOR DRAIN PUMP, PUMP TYPE: 3X1 1/2 HCN -4/5<(>,<)>
210200763 | PER DRAWING NO. 9-907-Z-N-174-001 (UB1-RDP-OUT1D SH 1/1) REV 2
210200763 | INSTRUCTION MANUAL NO. 9-907-Z-N-431-002 (UB1-RDP-MAN1M) REV 0
210200763 | DESIGN SPEC. NO. 9-451-Z-S-404-33 (3A9M8-FS-DS407) REV 1
210200763 | CONSTRUCTED IN ACCORDANCE WITH KEPIC 200 ED.
210200763
210200763 | QVD NO. X-907-Z-N-413-001 REV 0 (PG 7,9)
210200763
210200763 | SUPPLIER: DOOSAN
210200763 | PUMP MANUFACTURER: HYOSUNG GOODSPRINGS
210200763 | PART NUMBER: IT 117-7 OF DWG 9-907-Z-N-171-001
210200763
210200763 | QUALITY REQUIREMENTS
210200763 | INCLUDE 'Z_NPE_GENERAL PACKAGING' OBJECT TEXT ID ST
210200763
210200763
210200764 | GASKET
210200764
210200764 | GASKET, CASING, MATERIAL: 316L S/S W/GRAFOIL, NONCODED, WETTED, ITEM
210200764 | 117-1 OF DRAWING NO. 9-907-Z-N-171-001 (UB1-RDP-SEC1D SH 1/1) REV 1
210200764
210200764 | FOR USE WITH
210200764 | REACTOR DRAIN PUMP, PUMP TYPE: 3X1 1/2 HCN -4/5<(>,<)>
210200764 | PER DRAWING NO. 9-907-Z-N-174-001 (UB1-RDP-OUT1D SH 1/1) REV 2
210200764 | INSTRUCTION MANUAL NO. 9-907-Z-N-431-002 (UB1-RDP-MAN1M) REV 0
210200764 | DESIGN SPEC. NO. 9-451-Z-S-404-33 (3A9M8-FS-DS407) REV 1
210200764 | CONSTRUCTED IN ACCORDANCE WITH KEPIC 200 ED.
210200764
210200764 | QVD NO. X-907-Z-N-413-001 REV 0 (PG 7,9)
210200764
210200764 | SUPPLIER: DOOSAN
210200764 | PUMP MANUFACTURER: HYOSUNG GOODSPRINGS
210200764 | PART NUMBER: IT 117-1 OF DWG 9-907-Z-N-171-001
210200764
210200764 | QUALITY REQUIREMENTS
210200764 | INCLUDE 'Z_NPE_GENERAL PACKAGING' OBJECT TEXT ID ST
210200764
210200764
210200931 | O-RING:SILICONE RUBBER, ITEM 35
210200931
210200931 | O-RING, SILICONE RUBBER, DRAWING ITEM #35
210200931
210200931 | SUPPLIER: CURTIS WRIGHT (TARGET ROCK VALVE)
210200931 | SUPPLER P/N: 300-5237
210200931
210200931 | FOR USE WITH PRESSURE REGULATING VALVES (PRV)
210200931 | SPECIFICATION NO. 9-450-Z-S-404-15
210200931 | TARGET ROCK DRAWING NO. 12K-008, ITEM 35
210200931 | TARGET ROCK DRAWING NO. 12K-007, ITEM 35
210200931 | TARGET ROCK DRAWING NO. 12K-005, ITEM 35
210200931 | TARGET ROCK DRAWING NO. 12K-004, ITEM 35
210200931
210200931
210200931 | INCLUDE 'Z_NPE_GENERAL PACKAGING' OBJECT TEXT ID ST
210200931
210200931
210200931
210200931
210200931
210200931
210200931
210200932 | O-RING:SILICONE RUBBER, ITEM 33
210200932
210200932 | O-RING, SILICONE RUBBER, DRAWING ITEM #33
210200932
210200932 | SUPPLIER: CURTIS WRIGHT (TARGET ROCK VALVE)
210200932 | SUPPLER P/N: 300-5031
210200932
210200932 | FOR USE WITH BACKPRESSURE REGULATING VALVES (PRV)
210200932 | SPECIFICATION NO. 9-450-Z-S-404-15
210200932 | TARGET ROCK DRAWING NO. 12K-005, ITEM 33
210200932 | TARGET ROCK DRAWING NO. 12K-004, ITEM 33
210200932
210200932
210200932 | INCLUDE 'Z_NPE_GENERAL PACKAGING' OBJECT TEXT ID ST
210200932
210200932
210200932
210200932
210200932
210200932
210200960 | O-RING:
210200960
210200960 | Vendor : Doosan
210200960 | Part No : 117
210200960 | Description : O-RING
210200960 | Contract No : M.9
210200960 | Drawing No : 9-803-Z-N-171-013
210200960 | Specification No : 9-450-Z-S-404-17
210200960 | Technical Manual No : 9-803-Z-N-431-001
210200960
210201083 | GASKET, SPIRAL WOUND, ITEM 17
210201083
210201083 | GASKET, SPIRAL WOUND W/INNER RING<(>,<)>
210201083 | MATL SS316+GRAPHITE, ITEM 17
210201083
210201083 | FOR USE WITH:
210201083 | VALVE TYPE: MOTOR OPERATED GATE VALVE
210201083 | SIZE: 12" (DN 300)
210201083 | PRESSURE CLASS: 1680
210201083 | CODE CLASS: 1
210201083 | BODY: MDF A351 - CF8M
210201083 | DESIGN CONDITION: 2485 PSIG AT 650°F (17.13 MPa AT 343.33°C)
210201083 | HYDROSTATIC TEST PRESSURE:
210201083 | - SHELL: 6050 PSIG (41.71 MPa)
210201083 | - SEAT & BACKSEAT: 690 PSIG (4.75 MPa)
210201083 | APPLICABLE CODE: KEPIC MNB, 2000 EDITION
210201083 | CV AT 100% OPEN: 9296
210201083 | PURCHASE SPEC. NO.: 9-450-Z-S-404-14
210201083 | KEPCO DWG NO.: 9-805-Z-N-171-003 REV.6 (SAMSHIN# NA-BNPP705-003)
210201083
210201083 | ORIGINAL EQUIPMENT SUPPLIER: DOOSAN HEAVY INDUSTRIES
210201083 | MANUFACTURER: SAMSHIN LIMITED
210201083 | PART NUMBER: ITEM 17 DWG 9-805-Z-N-171-003
210201083
210201083 | ========================================================================
210201083 | ====
210201083 | PACKING SLIP IS REQUIRED. IT MUST SPECIFY THE ITEM DESCRIPTION AND PART
210201083 | NUMBER (IF AVAILABLE) IN ORDER TO CONFORM THAT THE ITEM MEETS THE
210201083 | REQUIREMENTS OF THE PO.
210201083 | ========================================================================
210201083 | =====
210201083 | QUALITY REQUIREMENTS:
210201083 | INCLUDE 'Z_NPE_GENERAL PACKAGING' OBJECT TEXT ID ST
210201083
210201083 | INCLUDE 'Z_NPE_CONTAMINANTS CERT' OBJECT TEXT ID ST
210201083
210201083 | CHLORIDE CONTENTS OF PACKING SHALL BE LESS THAN 200 PPM.
210201083
210201083
210201083
210201421 | PACKING, GLAND
210201421
210201421 | Vendor : Doosan
210201421 | Part No : 103
210201421 | Description : GLAND PACKING
210201421 | Contract No : N.5
210201421 | Drawing No : 9-809-Z-N-171-006
210201421 | Specification No : 9-450-Z-S-404-16
210201421 | Technical Manual No : 9-809-Z-N-431-001
210201421
210201513 | GASKET, SS, SLPV, PART 50.6
210201513
210201513 | GASKET, STAINLESS STEEL, PART 50.6<(>,<)>
210201513 | MATL AUSTENITIC SS X6CrNiTi18-10<(>,<)>
210201513 | SPRING LOADED PILOT VALVE (SLPV)<(>,<)>
210201513 | SLPV-VS66 DWG 9-810-Z-N-171-002 (SEMPELL#80222619)
210201513
210201513 | FOR USE WITH
210201513 | SPRING LOADED PILOT VALVE (SLPV)-VS66
210201513 | ID/TAG NUMBER *-V-431-0300 THRU 0307
210201513 | INCLUDES
210201513 | 1-MOTOR OPERATED ISOL VALVE (MOV) - AT INLET
210201513 | ID/TAG NUMBER *-V-431-0120 THRU 0127
210201513 | 1-MANUAL ISOLATION VALVE – AT OUTLET
210201513 | ID/TAG NUMBER *-V-431-0310 THRU 0317
210201513
210201513 | FOR USE WITH MAIN
210201513 | PILOT OPERATED SAFETY RELIEF VALVE (POSRV)-VS99
210201513 | ID/TAG NUMBER *-431-V-0200, 201, 202, 203
210201513
210201513 | ITEM/HOST APPLICABLE DOCUMENTS
210201513 | SPECIFICATION 9-450-Z-S-404-11 (3A9M8-FS-DS701)
210201513 | SLPV-VS66 DWG 9-810-Z-N-171-002 (SEMPELL#80222619)
210201513 | SAFETY RELIEF VLV MNL 9-810-Z-N-431-00 (S-E#80-2382-71)
210201513
210201513 | S-E: SEMPELL-EMERSON
210201513
210201513 | OEM SUPPLIER: DOOSAN HEAVY INDUSTRIES
210201513 | MANUFACTURER: SEMPELL
210201513 | PART NUMBER: 50.6 DWG 9-810-Z-N-171-002
210201513
210201513 | Packaging Slip/Invoice/Certificate or Other Vendor Document is required.
210201513 | It must demonstrate that the Item description and part number are in
210201513 | accordance with the requirements of the PO.
210201513
210201513 | INCLUDE 'Z_NPE_GENERAL PACKAGING' OBJECT TEXT ID ST
210201513
210201513
210201513
210201536 | GASKET, SPIRAL WOUND, POSRV, PART 6
210201536
210201536 | GASKET, SPIRAL WOUND, POSRV, PART 6<(>,<)>
210201536 | MATL GRAPHITE/STAINLESS STEEL<(>,<)>
210201536 | MAX CHLORIDE CONTENT OF 200 PPM (DWG NOTE 4)
210201536
210201536 | FOR USE WITH POSRV, PART 6<(>,<)>
210201536 | VALVE DWG# 9-810-Z-N-171-001 (SEMPELL 80222609-E)
210201536 | MANUAL# 9-810-Z-N-431-001 (EMERSON 80-2382-71-D (EN))
210201536 | SPEC# 9-450-Z-S-404-11
210201536
210201536 | OEM PURCHASER: DOOSAN HEAVY INDUSTRIES & CONSTRUCTION
210201536 | OEM SUPPLIER: SEMPELL GMBH
210201536 | MANUFACTURER: VARIOUS
210201536 | P/N: BY DESCRIPTION
210201536
210201536
210201536 | INCLUDE 'Z_NPE_GENERAL PACKAGING' OBJECT TEXT ID ST
210201536
210201536
210201536
210201536
210201591 | STUD:CLOSURE (UNIT 2/3/4 RX VESSEL)
210201591
210201591 | CLOSURE STUD, FOR BNPP UNIT 2/3/4 RX VESSEL
210201591
210201591 | SIZE: O.D. 182.8 X 1965.5 L (MM)
210201591 | DIMENSION TOLERANCES PER DOOSAN DRAWING NO. N10010-110CD-1001 REV 4 (PNS
210201591 | 9-111-Z-N-175-007), CLOSURE STUDS
210201591
210201591 | DETAIL "C" PITCH = 0.125" (3.175 MM) FOR UNIT #2,3,4
210201591
210201591 | MATERIAL: KEPIC MDF A540 GRADE B24 CLASS 3
210201591 | MATERIAL SPEC: N10010-110PS-1016 REV 2
210201591 | CODE: KEPIC MNB, CLASS 1, 2000 EDITION NO ADDENDA
210201591 | HARDNESS SPEC: 311-375 HB
210201591
210201591 | ITEM COMPLIES WITH:
210201591 | DOOSAN DRAWING NO. N10010-110CD-1001 REV 4 (PNS 9-111-Z-N-175-007),
210201591 | CLOSURE STUDS
210201591 | EQUIPMENT SPECIFICATION FOR RX VESSEL, 9-111-Z-N-201-001
210201591 | RX VESSEL DESIGN REPORT: 9-111-Z-N-467-001
210201591 | MANUAL FOR RX VESSEL NO: 9-111-Z-N-431-001
210201591
210201591 | NDE:
210201591 | IN ACCORDANCE WITH KEPIC MNB 2581 (ASME NB-2581) AND MATERIAL PURCHASE
210201591 | SPEC N10010-110PS-1016
210201591
210201591 | COATING:
210201591 | CLOSURE STUDS ARE TO BE COATED WITH PHOSPHATE COATING
210201591
210201591 | VENDOR: DOOSAN
210201591 | PART NO: 13-101 (PITCH 0.125)
210201591
210201591 | QUALITY REQUIREMENTS:
210201591
210201591 | INCLUDE 'Z_NPE_QA SR MATERIAL' OBJECT TEXT ID ST
210201591
210201591 | INCLUDE 'Z_NPE_CERT OF CONFORMANCE' OBJECT TEXT ID ST
210201591
210201591 | INCLUDE 'Z_NPE_LEVEL B PACKAGING' OBJECT TEXT ID ST
210201591
210201591
210201591 | MATERIAL REQUIREMENTS:
210201591
210201591 | INCLUDE 'Z_NPE_CODE CMTR' OBJECT TEXT ID ST
210201591
210201591 | INCLUDE 'Z_NPE_CODE RECONCILIATION' OBJECT TEXT ID ST
210201591
210201591 | INCLUDE 'Z_NPE_HEAT TREAT' OBJECT TEXT ID ST
210201591
210201591 | IMPACT TEST PER A/SA540 TABLE 2 (3 SPECIMEN, 10 DEG F)
210201591 | INCLUDE Z_NPE_CHARPY OBJECT TEXT ID ST
210201591
210201591 | NDE:
210201591
210201591 | INCLUDE Z_NPE_VT OBJECT TEXT ID ST
210201591
210201591 | INCLUDE Z_NPE_MTPT OBJECT TEXT ID ST
210201591
210201591 | INCLUDE Z_NPE_UT OBJECT TEXT ID ST
210201591
210201591
210201591
210201591 | INCLUDE 'Z_NPE_DIMENSION REPORT' OBJECT TEXT ID ST
210201591
210201591 | ADDITIONAL TEST REQUIREMENT:
210201591
210201591 | HARDNESS TEST REPORT
210201591 | TEST FOR FRACTURE APPEARANCE TRANSITION TEMPERATURE
210201591
210201591
210201591
210201591
210201591
210201591
210201595 | BEARING,JOURNAL:ASSY. 2,MAIN TURBINE
210201595
210201595 | Bearing, Journal, Elliptical, Main turbine, assy. #2, size 24” x 20”,
210201595 | DRW 9-051-L-T-172-045 Rev. A. Manufacturer DOOSAN HEAVY INDUSTRIES &
210201595 | CONSTRUCTION.
210201595
210201595 | Includes items:
210201595 | 2-2 Bearing Ring Upper & 2-3 Bearing Ring Lower
210201595 | 3-2 Bearing Casing Upper & 3-3 Bearing Casing Lower
210201595 | 2-25 Hexagon Bolt 2.75-8UN
210201595 | 2-26 Locking Plate
210201595 | 2-5 Shim 0.05
210201595 | 2-6 Shim 0.08
210201595 | 2-7 Shim 0.1
210201595 | 2-8 Shim 0.2
210201595 | 2-9 Shim 0.3
210201595 | 2-10 Shim 0.4
210201595 | 2-12 Shim 0.05
210201595 | 2-13 Shim 0.08
210201595 | 2-14 Shim 0.1
210201595 | 2-15 Shim 0.2
210201595 | 2-16 Shim 0.3
210201595 | 2-17 Shim 0.4
210201595 | 3-5 2 Tongued Washer
210201595
210201595
210201595 | ---------------------------------------------------------------
210201595 | QUALITY REQUIREMENTS
210201595
210201595 | THE ITEM IS CLASSIFIED AS AUGMENTED QUALITY, PURCHASE CLASS PC-3.
210201595
210201595
210201595 | INCLUDE 'Z_NPE_COMMERCIAL QA' OBJECT TEXT ID ST
210201595
210201595
210201595 | INCLUDE 'Z_NPE_PC3 MATERIAL' OBJECT TEXT ID ST
210201595
210201595
210201595 | INCLUDE 'Z_NPE_GENERAL PACKAGING' OBJECT TEXT ID ST
210201595
210201595
210201595 | INCLUDE 'Z_NPE_CERT OF COMPLIANCE' OBJECT TEXT ID ST
210201595
210201595
210201595
210201595
210201595
210201812 | NOZZLE PACKING RING SPRING LP12TC
210201812
210201812 | SPRING, RING PACKING, NOZZLE, LP12TC: LP TURBINE A/B/C
210201812 | DIMENSION: 4T X 39W X 235L
210201812 | PER DRAWING 3KS137856
210201812
210201812 | --------------------------------------
210201812 | MANUFACTURER: DOOSAN HEAVY INDUSTRIES
210201812 | PART NO: 3KS137856P0001
210201812 | KEPCO PART NO: E12/E34-TG-0-1.9.1-Z01
210201812 | --------------------------------------
210201812
210201812 | Applicable technical and quality requirements
210201812 | ----------------------------------------------------------------
210201812
210201812 | INCLUDE 'Z_NPE_COMMERCIAL QA' OBJECT TEXT ID ST
210201812 | INCLUDE 'Z_NPE_PC3 MATERIAL' OBJECT TEXT ID ST
210201812 | INCLUDE 'Z_NPE_GENERAL PACKAGING' OBJECT TEXT ID ST
210201812 | INCLUDE 'Z_NPE_CERT OF COMPLIANCE' OBJECT TEXT ID ST
210201812
210201812 | ----------------------------------------------------------------
210201812
210201812 | OSP DATA:
210201812 | ----------------------------------------------------------------
210201812 | Vendor : DOOSAN
210201812 | Part No : 2
210201812 | Description : NOZZLE PACKING RING SPRING LP12TC
210201812 | Contract No : I.02.3
210201812 | Drawing No : 3KS137856
210201812 | Specification No :
210201812 | Technical Manual No :
210201812 | ----------------------------------------------------------------
210201812
210201812
210201998 | GASKET, HV BUSHING MOUNTING PART
210201998
210201998 | GASKET,
210201998 | MATERIAL F7660-CONNO
210201998 | ITEM 6 DWG 1C117952
210201998
210201998 | FOR HIGH VOLTAGE BUSHING MOUNTING PART
210201998
210201998 | ----------------------------
210201998 | PART NUMBER: 4KC100539#4
210201998 | MANUFACTURER: TOSHIBA
210201998 | ----------------------------
210201998
210201999 | GASKET:RUB-51B,COOLER TUBE PLATE,GENERAT
210201999
210201999 | GASKET: FOR COOLER TUBE PLATE, H2 COOLERS
210201999 | MATERIAL: RUB-51B
210201999 | PART NO. 2 OF TOSHIBA DWG. 2KC116588,2KC116589,2KC116590, 2KC116591
210201999
210201999 | FOR USE WITH:
210201999 | H2 COOLERS, GENERATOR COVER DOME & COOLERS, MAIN GENERATOR
210201999
210201999 | ITEM/HOST APPLICABLE DOCUMENTS:
210201999 | TOSHIBA DRAWING: 2KC116588
210201999 | TURBINE/GENERATOR MANUAL: 9-001-L-T-431-001
210201999
210201999 | ------------------------------------
210201999 | MANUFACTURER: TOSHIBA CORPORATION
210201999 | PART NO: 4KC133618#1
210201999
210201999 | OES: DOOSAN HEAVY INDUSTRIES
210201999 | PART NO: BY DESCRIPTION
210201999 | -------------------------------------
210201999 | QUALITY REQUIREMENTS:
210201999
210201999 | Packing Slip or Equivalent Commercial Certification is required. It
210201999 | must specify the Item description and part number (if available) in
210201999 | order to confirm that the item meets the requirements of the PO.
210201999
210201999 | INCLUDE 'Z_NPE_GENERAL PACKAGING' OBJECT TEXT ID ST
210201999
210201999 | INCLUDE 'Z_NPE_SHELF LIFE' OBJECT TEXT ID ST
210201999
210201999
210201999
210201999
210201999
210201999
210202000 | FILTER,AIR:
210202000
210202000 | AIR MAT, AIR FILTER OF COLLECTOR HOUSING
210202000 | MATERIAL: KONYU
210202000 | DWG 2KC116588, ITEM 63
210202000
210202000 | VENDOR: TOSHIBA
210202000 | PART NUMBER: 4KC131556#1
210202000
210202062 | GASKET:COLLECTOR TERMINAL STUD,ITEM 13
210202062
210202062 | GASKET, DRW#4KC100219#1, COLLECTOR TERMINAL STUD, MATERIAL RUB-B8B, ITEM
210202062 | 13 OF GENERATOR SPARE PARTS#2KC116588 (SHEET 1 OF 2).
210202062
210202062 | REFERENCE DOCUMENTS:
210202062 | -GEN. SPARE PARTS#2KC116588 Rev. D
210202062
210202062 | ----------------------------------------------------------------
210202062 | Vendor: TOSHIBA
210202062 | Part No: 4KC100219#1
210202062 | ----------------------------------------------------------------
210202062
210202062 | QUALITY REQUIREMENTS
210202062 | ----------------------------------------------------------------
210202062 | INCLUDE 'Z_NPE_GENERAL PACKAGING' OBJECT TEXT ID ST
210202062
210202062 | OSP DATA
210202062 | ----------------------------------------------------------------
210202062 | Vendor : TOSHIBA
210202062 | Part No :
210202062 | Description : Gasket
210202062 | Contract No : II.01.1
210202062 | Drawing No : 4KC100219
210202062 | Specification No :
210202062 | Technical Manual No :
210202062 | ----------------------------------------------------------------
210202062
210202062
210202147 | O-RING SEAL,#264,EPDM E603,60 DUROMETER
210202147
210202147 | O-RING SEAL,#264, 7.484” ID X 0.139” C.S
210202147 | MATERIAL: EPDM E603 RUBBER, 60 DUROMETER.
210202147
210202147 | FOR USE WITH CONTAINMENT LINER PLATE UPPER AND LOWER PERSONNEL AIRLOCK
210202147 | OUTER DOOR ASSEMBLY QUALTECH NP GENERAL ASSEMBLY DRAWING: BNP1-AL-DG-104
210202147 | ((KEPCO C208-DG-A71-41 &42) AND BNP1-AL-DG-105 ((KEPCO C208-DG-A71-51
210202147 | &52),
210202147 | ITEM 34
210202147
210202147 | CURTISS WRIGHT ENVIRONMENT QUALIFICATION REPORT BNP1-EQR1 REV 4 (NAWAH
210202147 | DOC NUMBER C208-ER-B01-01)
210202147
210202147 | MANUFACTURER: CURTISS WRIGHT
210202147 | P/N: PR15652-6
210202147
210202147 | QUALITY CONTROL PROGRAM
210202147 | INCLUDE 'Z_NPE_QA SR MATERIAL' OBJECT TEXT ID ST
210202147
210202147 | QUALITY CONTROL DOCUMENTATION
210202147 | INCLUDE 'Z_NPE_CERT OF CONFORMANCE' OBJECT TEXT ID ST
210202147 | INCLUDE 'Z_NPE_LEVEL B PACKAGING' OBJECT TEXT ID ST
210202147 | INCLUDE 'Z_NPE_EQ CERT' OBJECT TEXT ID ST
210202147
210202147
210202147 | SHELF LIFE REQUIREMENT
210202147 | INCLUDE 'Z_NPE_SHELF LIFE' OBJECT TEXT ID ST
210202147
210202147
210202147 | VENDOR IS TO INCLUDE ALL INSPECTIONS AND TESTING ASSOCIATED WITH ITEM.
210202147
210202147
210202147 | NAWAH MAINTENANCE NOTE (INTERNAL USE ONLY):
210202147 | THE ITEMS ARE FOR REFUELING OUTAGE IMMEDIATE USE SINCE THIS MATERIAL HAS
210202147 | A LIMITED SHELF LIFE OF 2 YEARS IN SUPPORT OF ENVIRONMENTAL
210202147 | QUALIFICATION REQUIREMENTS.
210202147
210202147
210202147
210202147
210202147
210202147
210202210 | FAN
210202210
210202210 | Vendor : Hyundai Heavy Industries Co.,Ltd.
210202210 | Part No : E12-E208-6.42.B
210202210 | Description : OSP-N-1E Cooling Fan Set for Transformer
210202210 | Contract No : E208
210202210 | Drawing No : E208-DE-A01-01~50
210202210 | Specification No : 9-824-E208
210202210 | Technical Manual No : E208-IM-A01-01
210202210
210202232 | Connector Bolt Assy(PS2200)
210202232
210202232 | CONNECTOR BOLT ASSY, MATERIAL: SUS304, SIZE: M10, ITEM NO. #10, 11, 12
210202232 | E212-DG-B01-03 (SEI-1007-448) REV 7
210202232
210202232 | FOR USE WITH:
210202232 | 125VDC 1E BATTERIES WITH RACKS
210202232 | STANDARDS: CLASS 1E BATTERY ROOM
210202232 | BLDG. ELEVATION: 78'-0"
210202232 | PER DRAWING E212-DE-A01-03 (SEI-1007-515) REV 2
210202232
210202232 | REFERENCE DOCUMENTS:
210202232 | PURCHASE SPEC 9-841-E212 REV 1 (PG 24)
210202232 | INSTRUCTION MANUAL E212-IM-A01-01 REV 8 (PG 44)
210202232 | REFERENCE DRAWING E212-DG-B01-03 (SEI-1007-448) REV 7
210202232 | QVD E212-VR-A01-39 REV 0 (PG 13, 68, 69, 70)
210202232
210202232 | MANUFACTURER: GLOBAL BATTERY CO. LTD.
210202232 | SUPPLIER: GLOBAL BATTERY CO. LTD.
210202232 | PART NUMBER: BY DESCRIPTION
210202232
210202232 | QUALITY REQUIREMENTS:
210202232 | INCLUDE 'Z_NPE_QA SR MATERIAL' OBJECT TEXT ID ST
210202232 | INCLUDE 'Z_NPE_CERT OF CONFORMANCE' OBJECT TEXT ID ST
210202232 | INCLUDE 'Z_NPE_SEISMIC CERT' OBJECT TEXT ID ST
210202232 | INCLUDE 'Z_NPE_LEVEL B PACKAGING' OBJECT TEXT ID ST
210202232
210202232
210202242 | Pilot Lamp
210202242
210202242 | Vendor : Pentair Thermal Management
210202242 | Part No : E12-E239-6.13.A
210202242 | Description : OSP - Pilot Lamp
210202242 | Contract No : E239
210202242 | Drawing No : -
210202242 | Specification No : -
210202242 | Technical Manual No : -
210202242
210202404 | VALVE,SOLENOID:3/4",125VDC,NC
210202404
210202404 | Solenoid Valve, TPL24001, N.C.,125 VDC, 3/4"
210202404
210202404 | FOR USE WITH BNPP RADIATION DETECTOR 1/2/3/4-761-J-RE/RT-0037N01 FOR
210202404 | MONITORS TYPE PIG100B1
210202404
210202404 | MANUFACTURER: ASCO
210202404 | P/N: HCX8210G088V
210202404 | HOST EQUIPMENT SUPPLIER: REALGAIN CO., LTD
210202404
210202404 | Host Equipment Supplier Reference Documents
210202404 | - UAE-HOL-01Rev.0- Item or Part List of each Equipment for Operation &
210202404 | Maintenance (Page 123 Item 26)
210202404 | ITEM WAS ORIGINALLY EMI/RFI QUALIFIED UNDER KOLON EN-SOLUTION REPORT
210202404 | UAE-EVR-08 Rev.0- EMI/RFI Test Report. SUPPLIER TO CERTIFY TO THIS
210202404 | REPORT.
210202404
210202404
210202404 | INCLUDE 'Z_NPE_PC3 MATERIAL' OBJECT TEXT ID ST
210202404 | INCLUDE 'Z_NPE_COMMERCIAL QA' OBJECT TEXT ID ST
210202404 | INCLUDE 'Z_NPE_CERT OF COMPLIANCE' OBJECT TEXT ID ST
210202404 | INCLUDE 'Z_NPE_GENERAL PACKAGING' OBJECT TEXT ID ST
210202404 | INCLUDE Z_NPE_EMI-RFI OBJECT TEXT ID ST
210202404
210202404
210202404
210202404
210202429 | GASKET
210202429
210202429 | OSP-GASKET, 1-1/2" 150#, 316SS, IN-OUT RING TYPE, ITEM NO. 10 OF DWG
210202429 | J224B-DG-A01-01~06, 09~12, 14~18 AND E12-J224B-6.02.A PER
210202429 | 9-183-J224B-01, REV. 1 (PAGE 25)
210202429
210202429 | FOR USE WITH:
210202429 | AVERAGING PITOT TUBES FOR GENERAL SERVICE - ASSEMBLY/ OUTLINE DRAWING (4
210202429 | INCH, 6 INCH, 10 INCH, 12 INCH, 22 INCH, & 24 INCH)
210202429 | MODEL NO. SAP-810, PIPE MAT'L: A-106 GR B
210202429 | APPLICABLE CODE: KEPIC MGE 2000 EDITION
210202429
210202429 | REFERENCES DOCS:
210202429 | - J224B-DG-A01-01, REV. 9, AVERAGING PITOT TUBES FOR GENERAL SERVICE -
210202429 | ASSEMBLY/ OUTLINE DRAWING (12 INCH)
210202429 | - J224B-DG-A01-02, REV. 7, AVERAGING PITOT TUBES FOR GENERAL SERVICE -
210202429 | ASSEMBLY/ OUTLINE DRAWING (6 INCH)
210202429 | - J224B-DG-A01-03, REV. 6, AVERAGING PITOT TUBES FOR GENERAL SERVICE -
210202429 | ASSEMBLY/ OUTLINE DRAWING (32 INCH)
210202429 | - J224B-DG-A01-04, REV. 7, AVERAGING PITOT TUBES FOR GENERAL SERVICE -
210202429 | ASSEMBLY/ OUTLINE DRAWING (22 INCH)
210202429 | - J224B-DG-A01-05, REV. 7, AVERAGING PITOT TUBES FOR GENERAL SERVICE -
210202429 | ASSEMBLY/ OUTLINE DRAWING (4 INCH)
210202429 | - J224B-DG-A01-06, REV. 8, AVERAGING PITOT TUBES FOR GENERAL SERVICE -
210202429 | ASSEMBLY/ OUTLINE DRAWING (6 INCH)
210202429 | - J224B-DG-A01-09, REV. 6, AVERAGING PITOT TUBES FOR GENERAL SERVICE -
210202429 | ASSEMBLY/ OUTLINE DRAWING (24 INCH)
210202429 | - J224B-DG-A01-10, REV. 7, AVERAGING PITOT TUBES FOR GENERAL SERVICE -
210202429 | ASSEMBLY/ OUTLINE DRAWING (10 INCH)
210202429 | - J224B-DG-A01-14, REV. 8, AVERAGING PITOT TUBES FOR GENERAL SERVICE -
210202429 | ASSEMBLY/ OUTLINE DRAWING (6 INCH)
210202429 | - J224B-DG-A01-15, REV. 8, AVERAGING PITOT TUBES FOR GENERAL SERVICE -
210202429 | ASSEMBLY/ OUTLINE DRAWING (4 INCH)
210202429 | - J224B-DG-A01-16, REV. 7, AVERAGING PITOT TUBES FOR GENERAL SERVICE -
210202429 | ASSEMBLY/ OUTLINE DRAWING (10 INCH)
210202429 | - J224B-DG-A01-17, REV. 9, AVERAGING PITOT TUBES FOR GENERAL SERVICE -
210202429 | ASSEMBLY/ OUTLINE DRAWING (12 INCH)
210202429 | - J224B-DG-A01-18, REV. 7, AVERAGING PITOT TUBES FOR GENERAL SERVICE -
210202429 | ASSEMBLY/ OUTLINE DRAWING (10 INCH)
210202429 | - 9-183-J224B-01, REV. 1, AVERAGING PITOT TUBES FOR GENERAL SERVICE
210202429 | - J224B-IM-A01-01, (BNPP123&4-J224B-MANU-001) REV. 3, INSTRUCTION MANUAL
210202429 | ------------------------------------------------------------------------
210202429 | --------------------------------------------------------
210202429
210202429 | SEOJIN INSTECH CO., LTD
210202429 | PART NO: BY DESCRIPTION
210202429
210202429 | QUALITY REQUIREMENTS:
210202429
210202429 | INCLUDE 'Z_NPE_GENERAL PACKAGING' OBJECT TEXT ID ST
210202429
210202429
210202440 | GASKET
210202440
210202440 | Vendor : Hitrol Co., Ltd
210202440 | Part No : E12-J225-6.01.H
210202440 | Description : OSP-1-1/2" Gasket, Sight Flow Glass
210202440 | Contract No : J225
210202440 | Drawing No : J225-DG-A01-01~17, 19~22
210202440 | Specification No : 9-183-J225
210202440 | Technical Manual No : J225-IM-A01-01
210202440
210202441 | GASKET
210202441
210202441 | 2" SHEET GASKET, C#4430, NON-ASBESTOS<(>,<)>
210202441 | SIZE: 90 OD X 75 ID X 1.5 T
210202441
210202441 | FOR USE WITH:
210202441 | MODEL HHG-1FB FLAPPER-TYPE SIGHT FLOW GLASSES FOR SOLID RADWASTE SYSTEM
210202441 | DIMENSIONS: 220 L X 150 H X 75 E
210202441 | COVER MOUNTING TYPE: BOLT
210202441 | APPLICATION: INLINE
210202441 | PRESSURE RATING: ANSI 150#
210202441 | FLUID: WATER/RESIN & AIR/WATER
210202441 | PRESSURE (MAX/NORM. [PSIG]): 230/210
210202441 | TEMP. (MAX/NORM. [DEGREES F]): 150/120
210202441 | FLOW (MAX/NORM. [GPM]): 100/75
210202441 | SP. GR. @ OPERATING TEMP.: 1.0
210202441 | PROCESS CONNECTION TYPE/SIZE/RATING: R.F., 2", 150#
210202441 | FLOW DIRECTION: HORIZONTAL
210202441
210202441 | PER DRAWINGS:
210202441 | J225-DG-A01-08 REV. 2
210202441 | J225-DG-A01-09 REV. 2
210202441 | J225-DG-A01-10 REV. 2
210202441 | J225-DG-A01-11 REV. 2
210202441 | J225-DG-A01-12 REV. 2
210202441 | MANUAL J225-IM-A01-01 REV. 1
210202441 | PURCHASE SPEC. 9-183-J225 REV. 1 ADDENDUM 7
210202441 | QVD J225-VR-A20-01 REV. 0
210202441
210202441 | MANUFACTURER: HITROL CO. LTD.
210202441 | MODEL NUMBER: BY DESCRIPTION
210202441 | ----------------------------------------------------------------
210202441 | QUALITY REQUIREMENTS
210202441 | INCLUDE 'Z_NPE_GENERAL PACKAGING' OBJECT TEXT ID ST
210202441
210202441
210202441
210202441
210202717 | KIT, REPAIR, VALVE, SOFT GOODS
210202717
210202717 | Vendor : Weir International
210202717 | Part No : E12-J232A-6.01.BE
210202717 | Description : Valve Soft Goods for 2-526-V-0036
210202717 | Contract No : J232A
210202717 | Drawing No : J232A-DG-A90-18
210202717 | Specification No : E15-J232A-001
210202717 | Technical Manual No : J232A-IM-A90-01
210202717
210202828 | OSP-LLP Set 24"
210202828
210202828 | Vendor : Weir Valves & Controls USA Inc.
210202828 | Part No : E12-J236-6.04.A
210202828 | Description : OSP-LLP Set 24"
210202828 | Contract No : J236
210202828 | Drawing No : -
210202828 | Specification No : -
210202828 | Technical Manual No : -
210202828
210203053 | RING,WEAR:PUMP
210203053
210203053 | Vendor : CW-Hydro, Inc.
210203053 | Part No : E12-M212-6.17.B
210203053 | Description : OSP-Wear Ring (A743 CA15)
210203053 | Contract No : M212
210203053 | Drawing No : M212-DG-D01-17
210203053 | Specification No : M212 Section 4.06
210203053 | Technical Manual No : M212-IM-A01-03
210203053
210203075 | BEARING:METAL,(WILO)
210203075
210203075 | Vendor : WILO Pumps Ltd.
210203075 | Part No : E12-M217A-6.05.A
210203075 | Description : OSP-Metal Bearing (Wilo)
210203075 | Contract No : M217A
210203075 | Drawing No : -
210203075 | Specification No : -
210203075 | Technical Manual No : -
210203075
210203076 | BEARING:METAL,(WILO)
210203076
210203076 | Vendor : WILO Pumps Ltd.
210203076 | Part No : E12-M217A-6.06.A
210203076 | Description : OSP-Metal Bearing (Wilo)
210203076 | Contract No : M217A
210203076 | Drawing No : -
210203076 | Specification No : -
210203076 | Technical Manual No : -
210203076
210203077 | BEARING:METAL,(WILO)
210203077
210203077 | Vendor : WILO Pumps Ltd.
210203077 | Part No : E12-M217A-6.07.A
210203077 | Description : OSP-Metal Bearing (Wilo)
210203077 | Contract No : M217A
210203077 | Drawing No : -
210203077 | Specification No : -
210203077 | Technical Manual No : -
210203077
210203078 | BEARING:METAL,(WILO)
210203078
210203078 | Vendor : WILO Pumps Ltd.
210203078 | Part No : E12-M217A-6.08.A
210203078 | Description : OSP-Metal Bearing (Wilo)
210203078 | Contract No : M217A
210203078 | Drawing No : -
210203078 | Specification No : -
210203078 | Technical Manual No : -
210203078
210203079 | BEARING:METAL,(WILO)
210203079
210203079 | Vendor : WILO Pumps Ltd.
210203079 | Part No : E12-M217A-6.09.A
210203079 | Description : OSP-Metal Bearing (Wilo)
210203079 | Contract No : M217A
210203079 | Drawing No : -
210203079 | Specification No : -
210203079 | Technical Manual No : -
210203079
210203081 | BEARING:METAL,(WILO)
210203081
210203081 | Vendor : WILO Pumps Ltd.
210203081 | Part No : E12-M217A-6.11.A
210203081 | Description : OSP-Metal Bearing (Wilo)
210203081 | Contract No : M217A
210203081 | Drawing No : -
210203081 | Specification No : -
210203081 | Technical Manual No : -
210203081
210203349 | GASKET
210203349
210203349 | RCFC GASKET KIT, MATERIAL: SILICONE
210203349 | KIT CONTENTS PER OSDD NO. OSP-2020-0028 REV. 1:
210203349 | - 15 EA, RCFC-GASKET (38W X 1,346L X 9T MM)
210203349 | - 15 EA, RCFC-GASKET (38W X 556L X 9T MM)
210203349
210203349 | PER OSDD NO. OSP-2020-0028 REV. 1 ACCEPTED DISPOSITION, EACH DOOR WILL
210203349 | REQUIRE A 4 PIECE GASKET FOR ALL 4 SIDES (2 SHORT AND 2 LONG PIECES) AND
210203349 | HENCE WILL FORM A KIT OF:
210203349
210203349 | - GASKET, 38W X 1,346L X 9T MM, QTY. OF 2
210203349 | - GASKET, 38W X 556L X 9T MM, QTY. OF 2
210203349
210203349 | FOR USE WITH:
210203349 | REACTOR CONTAINMENT FAN COOLER (ACCESS DOOR)
210203349 | AIR FLOW RATE OF RCFC: 100,000 CFM, TOTAL PRESSURE: 2.13 IN W.G, COOLING
210203349 | CAPACITY: 6,954,400 BTU/H
210203349
210203349 | SPECIFICATION NO.: 9-152-M251 REV. 1 (PAGE 39 OF 1315)
210203349 | INSTRUCTION MANUAL: M251-IM-A01-01 REV. 6 (PAGES 1195-1197 OF 1314)
210203349 | QVD: M251-VR-A01-94 REV. 0, (PAGES 4, 5, 14, 17 & 43 OF 90)
210203349
210203349 | SUPPLIER: CENTURY CORPORATION
210203349 | MANUFACTURER: SEYONG
210203349 | PART NO.: BY DESCRIPTION
210203349
210203349
210203349 | QUALITY REQUIREMENTS:
210203349 | INCLUDE 'Z_NPE_GENERAL PACKAGING' OBJECT TEXT ID ST
210203349 | INCLUDE 'Z_NPE_CONTAMINANTS CERT' OBJECT TEXT ID ST
210203349
210203349
210203661 | GASKET
210203661
210203661 | GASKET, NON-ASBESTOS, t3X18" ASME 150# R.F., ITEM #5 FROM MANUAL
210203661 | N210-IM-A01-20 REV. 2, PG. 18 ((DRAWING N210-DG-A01-20-02, REV. 2).
210203661
210203661 | FOR USE WITH:
210203661 | NEW RESN TANK
210203661 | FLUID: DEMIN. WATER/SERVICE AIR
210203661 | DESIGN PRESSURE (IN/OUT) KG/CM2(PSI): 16.17 (230)
210203661 | OPERATING PRESSURE KG/CM2(PSI): 14.41 (205)
210203661 | DESIGN TEMPERATURE DEGREES C (DEGREES F): 65.56 (150)
210203661 | OPERATING TEMPERATURE (IN/OUT) DEGREES C (DEGREES F): 40.56 (105)
210203661 | WEIGHT LBS./KG.: 7826.4/3550 (EMPTY), 22465.1/10190 (OPERATING),
210203661 | 22509/10210 (FULL WATER)
210203661 | JOINT EFFICIENCY (S/H)(%): 85/100
210203661 | RADIOGRAPHY (S/H): SPOT/FULL
210203661 | VOLUME (GAL.) ACTUAL/REQUIRED: 1751/1500
210203661 | HYDRO TEST PRESSURE KG/CM2(PSI): 24.92 (354.4)
210203661 | RELIEF VALVE SET PRESSURE (PSIG): 230
210203661
210203661 | PER DRAWING: N210-DG-A01-20 REV. 3
210203661 | MANUAL N210-IM-A01-20 REV. 2
210203661 | PURCHASE SPEC. 9-134-N210 REV. 3 ADDENDUM 9
210203661 | QVD N210-VR-A20-01 & -02 REV. 0
210203661
210203661 | MANUFACTURER: MOO JIN KEE YEON CO. LTD.
210203661 | MODEL NUMBER: BY DESCRIPTION
210203661 | ------------------------------------------------------------
210203661
210203661 | QUALITY REQUIREMENTS
210203661
210203661 | INCLUDE 'Z_NPE_GENERAL PACKAGING' OBJECT TEXT ID ST
210203661
210203661
210203661
210203685 | GASKET
210203685
210203685 | GASKET, MATERIAL: TEFLON, T3X4" ASME 150. ITEM 4 AND 11 OF THE KEPCO DWG
210203685 | N210-DG-A01-41-02 (BNPP12-N210-DG-A01-41-02)
210203685
210203685 | USED WITH
210203685 | ESSENTIAL CENTRAL CHILLED CHEMICAL ADDITIVE TANK, KEPCO DWG
210203685 | N210-DG-A01-41 REV.3 ((BNPP12-N210-DG-A01-41)
210203685
210203685 | REFERENCES
210203685 | N210-DG-A01-41-02 REV.3 SHEET 1/1- DETAIL OF NOZZLES DRAWING FOR
210203685 | ESSENTIAL CENTRAL CHILLED CHEMICAL ADDITIVE TANK
210203685 | (BNPP12-N210-DG-A01-41-02)
210203685 | 9-134-N210 REV.3 PAGES: 35, 161,189,288 OF 823
210203685 | N210-IM-A01-41 REV. 2 PAGE 18 OF 18. INSTRUCTION MANUAL
210203685 | N21-VR-A60-01 REV.0 PAGES: 15, 21 (ITEM 66),22 OF 68 - QVD
210203685
210203685 | VENDOR: MOOJIN KEEYEON
210203685 | PART NUMBER: BY DESCRIPTION
210203685
210203685 | QUALITY REQUIREMENTS
210203685 | INCLUDE 'Z_NPE_SHELF LIFE' OBJECT TEXT ID ST
210203685 | INCLUDE 'Z_NPE_GENERAL PACKAGING' OBJECT TEXT ID ST
210203685
210203685
210203685
210203685
210203685
210203685
210203685
210203686 | GASKET
210203686
210203686 | GASKET, T3 X 4", ASME 150# RF, NOZZLE MARK N-5, MATERIAL: TEFLON
210203686 | PART NO. 4 OF DRAWING N210-DG-A01-42-02 REV 5, NO. 14 OF PARTS LIST (PG
210203686 | 12 OF N210-IM-A01-42 REV 2)
210203686
210203686 | FOR USE WITH
210203686 | ESSENTIAL ESW INTAKE STRUCTURE / CCW HX
210203686 | PER DRAWING N210-DG-A01-42 (BNPP-N210-DG-A01-42 SH 1&2) REV 5
210203686 | INSTRUCTION MANUAL: N210-IM-A01-42 (BNPP-N210-IM-A01-42) REV 2
210203686 | PURCHASE SPEC. 9-134-N210 REV 3
210203686 | CONSTRUCTED IN ACCORDANCE WITH KEPIC MGB (2000 EDITION)
210203686
210203686 | VENDOR: MOOJIN KEEYEON
210203686 | PART NUMBER: IT 4 OF N210-DG-A01-42-02
210203686
210203686 | QUALITY REQUIREMENTS:
210203686 | INCLUDE 'Z_NPE_GENERAL PACKAGING' OBJECT TEXT ID ST
210203686 | INCLUDE 'Z_NPE_SHELF LIFE' OBJECT TEXT ID ST
210203686
210203686
210203849 | RING,SEAL:BONNET,10",600# GATE VLV
210203849
210203849 | RING, SEAL, GASKET, VALVE, PART #81, MATL GRAPHITE
210203849
210203849 | FOR USE WITH SAMSHIN 10" GATE VALVE, CLASS 600, BW, STAINLESS STEEL,
210203849 | MOTOR OPERATED, PRESSURE SEAL BONNET
210203849
210203849 | ITEM/HOST APPLICABLE DOCUMENTS:
210203849 | CONTRACT NO: P206A
210203849 | VLV DWG: P206A-DG-A01-20 REV 04 (SAMSHIN NA-BNPP206A-020)
210203849 | VLV MANUAL: P206A-IM-A01-01 REV 01 (SAMSHIN IM-BNPP206A-001)
210203849 | SPECIFICATION NO.: 9-145-P206A REV 01
210203849 | DYNAMIC QUALIFICATION REPORT NO.: P206A-ER-A02-20 REV 02(SAMSHIN
210203849 | DQR-BNPP206A-020)
210203849 | ENVRONMENTAL QUALIFICATION REPORT NO.: P206A-ER-B01-01 REV 05 (SAMSHIN
210203849 | L2U-A00-0429)
210203849
210203849 | OEM SUPPLIER: SAMSHIN
210203849 | P/N: ITEM 81 OF NAWAH DRAWING (SAMSHIN DWG NA-BNPP206A-020)
210203849
210203849 | QUALITY REQUIREMENTS:
210203849 | INCLUDE 'Z_NPE_GENERAL PACKAGING' OBJECT TEXT ID ST
210203849 | INCLUDE 'Z_NPE_CONTAMINANTS CERT' OBJECT TEXT ID ST
210203849
210203849
210203891 | GASKET
210203891
210203891 | GASKET, SIZE: (X) I.D.276 X O.D.310 X 1.6MM (Y) I.D.136 X O.D.170 X
210203891 | 1.6MM, MATERIAL: PILLAR 6630 GRAPHITE PER P206B-VR-A21-01 REV. 0 (PGS.
210203891 | 13, 17, 31) AND ITEM 7 OF DWG P206B-DG-A02-01 (BN12-P206B-A02-01) SH 1/1
210203891 | REV. 3
210203891
210203891 | FOR USE WITH:
210203891 | 8” GATE VALVE, 150LB, CARBON STEEL, BOLTED BONNET, BW END, MARK NO.
210203891 | 105-D-GTB-E, P206B-DG-A02-01 REV. 3 (BN12-P206B-A02-01), DRAWING
210203891 | 1.02/2.02
210203891
210203891 | REFERENCE DOCUMENTS:
210203891 | PURCHASE SPEC: 9-145-P206B REV. 1
210203891 | INSTRUCTION MANUAL: P206B-IM-A01-01 (BN12-P206B-ITM-01) REV. 2 (PGS.
210203891 | 9-28, 140)
210203891 | DRAWING NO.: P206B-DG-A02-01 (BN12-P206B-A02-01) SH 1/1 REV. 3 (ITEM #
210203891 | 7)
210203891 | QVD: P206B-VR-A21-01 REV. 0 (PGS. 13, 17, 31)
210203891
210203891 | HOST EQUIPMENT SUPPLIER: PK VALVE CO., LTD.
210203891 | HOST SUPPLIER PART NUMBER: 3GKFCT20-BP
210203891 | MANUFACTURER: KOREA PILLAR PACKING CO., LTD.
210203891
210203891 | QUALITY REQUIREMENTS:
210203891 | INCLUDE 'Z_NPE_GENERAL PACKAGING' OBJECT TEXT ID ST
210203891
210203891
210203893 | GASKET
210203893
210203893 | Vendor : PK VALVE CO., LTD.
210203893 | Part No : E12-P206B-6.03.B
210203893 | Description : OSP-Gasket for Item No. 1/2.03
210203893 | Contract No : P206B
210203893 | Drawing No : P206B-DG-A01~A35-01
210203893 | Specification No : E11-P206-B00
210203893 | Technical Manual No : P206B-IM-A01-01
210203893
210203903 | GASKET
210203903
210203903 | GASKET
210203903 | ITEM 17 ON DRAWING P206B-DG-A33-02 (NA-BNPPP206-033) (SH 1/1) REV 1,
210203903 | PART LIST P206B-IL-A01-01 (BN12-P206B-PL-01) REV 0 (PAGE 68), MATERIAL:
210203903 | SS304 + GRAPHITE, SPIRAL WOUND, DIMENSIONS: 565 X 525 X 4.5 mm
210203903
210203903 | FOR USE WITH:
210203903 | 3” 1500# ALLOY STEEL GLOBE VALVE, MOV, PRESSURE SEAL BONNET, BUTT
210203903 | WELDED, MARK NO.: R1525-D-GBB-E, BODY: SA217-WC9, SEATRING: HF, PLUG:
210203903 | HF, STEM: 13CR, 3750 PSIG AT 100°F
210203903 | APPLICABLE CODE: ASME B31.3 1999 EDITION
210203903
210203903 | REFERENCES:
210203903 | DRAWING NO.: P206B-DG-A33-02 (NA-BNPPP206-033) REV 1 SH 1/1
210203903 | MANUAL: P206B-IM-A01-02 (IM-BNPPP206B-001) REV 0 (PAGES 13 & 47)
210203903 | SPEC: 9-145-P206B REV 1 (PAGES 33 & 335)
210203903 | QVD: P206B-VR-A21-01 REV 0 (PAGES 5, 13, 17, 25, & 26)
210203903
210203903 | HOST EQUIPMENT SUPPLIER: PK VALVE CO., LTD.
210203903 | MANUFACTURER: KOREA PILLAR PACKING CO., LTD.
210203903 | PART NO.: 3GKWVW31-BP
210203903
210203903 | QUALITY REQUIREMENTS:
210203903 | INCLUDE 'Z_NPE_GENERAL PACKAGING' OBJECT TEXT ID ST
210203903 | INCLUDE 'Z_NPE_CONTAMINANTS CERT' OBJECT TEXT ID ST
210203903
210203903
210203933 | GASKET
210203933
210203933 | GASKET
210203933 | ITEM 7 ON DRAWING P206B-DG-A31-01(BN12-P206B-A31-01) REV 3 (SH 1/1),
210203933 | PART LIST P206B-IL-A01-01 (BN12-P206B-PL-01) REV 0 (PAGE 62),PILLAR
210203933 | 2601-EEO, MATERIAL: SPIRAL WOUND, DIMENSIONS: 278.4 X 310 X 33 mm
210203933
210203933 | FOR USE WITH:
210203933 | 8” 300# CARBON STEEL GATE VALVE, MOV, BOLTED BONNET, BUTT WELDED, MARK
210203933 | NO.: 305-D-GTB-E, SCH: 40, BODY: WCB, SEAT: HF, WEDGE: HF, STEM: 13CR,
210203933 | 740 PSIG AT 100°F
210203933 | APPLICABLE CODE: KEPIC CODE MGE 2000 EDITION
210203933
210203933 | REFERENCES:
210203933 | DRAWING NO.: P206B-DG-A31-01 (BN12-P206B-A31-01) REV 3 SH 1/1
210203933 | MANUAL: P206B-IM-A01-01 (BN12-P206B-ITM-01) REV 3 (PAGES 24 & 169)
210203933 | SPEC: 9-145-P206B REV 1 (PAGES 35 & 337)
210203933 | QVD: P206B-VR-A21-01 REV 0 (PAGES 5, 14, 18, & 29)
210203933
210203933 | HOST EQUIPMENT SUPPLIER: PK VALVE CO., LTD.
210203933 | MANUFACTURER: KOREA PILLAR PACKING CO., LTD.
210203933 | PART NO.: 3GKPAN29
210203933
210203933 | QUALITY REQUIREMENTS:
210203933 | INCLUDE 'Z_NPE_GENERAL PACKAGING' OBJECT TEXT ID ST
210203933 | INCLUDE 'Z_NPE_CONTAMINANTS CERT' OBJECT TEXT ID ST
210203933
210203933
210203947 | GASKET
210203947
210203947 | GASKET, ASTM A576 GR 1010, SIZE: 521*570*59 MM
210203947
210203947 | ITEM 7 OF DRAWING P206B-DG-A30-01, REV 3 (SH 1/1), (SUPPLIER DOC #
210203947 | BN12-P206B-A30-01).
210203947
210203947 | FOR USE WITH
210203947 | CARBON STEEL GLOBE VALVE, 22", 600#, MOV, PRESSURE SEAL BONNET, BUTT
210203947 | WELD, MARK NO.: 605-D-GBB-E, CWP: 1480 PSIG AT 100 DEG. F, MAX PRESSURE:
210203947 | 620 PSID.
210203947 | PER DRAWING P206B-DG-A30-01, REV 3 (SH 1/1), (SUPPLIER DOC #
210203947 | BN12-P206B-A30-01) INSTRUCTION MANUAL NO. P206B-IM-A01-01
210203947 | (BN12-P206B-ITM-01), REV 3 (PAGE 77 & 90)
210203947 | PURCHASE SPEC NO. 9-145-P206B, REV 1 (PAGE 35 & 337)
210203947 | CONSTRUCTED IN ACCORDANCE WITH KEPIC MGE 2000 EDITION
210203947 | QVD: P206B-VR-A21-01, REV 0 (PAGE 18 & 24)
210203947
210203947
210203947 | MANUFACTURER IS KOREA PILLAR PACKING CO., LTD
210203947 | VENDOR: PK VALVE CO. LTD.
210203947 | PART NUMBER: 3GKPAN53
210203947
210203947 | QUALITY REQUIREMENTS:
210203947
210203947 | INCLUDE 'Z_NPE_GENERAL PACKAGING' OBJECT TEXT ID ST
210203947 | INCLUDE 'Z_NPE_CONTAMINANTS CERT' OBJECT TEXT ID ST
210203947
210203947
210203947
210203994 | PACKING
210203994
210203994 | Vendor : SAMSHIN CO., LTD.
210203994 | Part No : E12-P207-P.0005
210203994 | Description : OSP-Packing for B.0008
210203994 | Contract No : P207
210203994 | Drawing No : P207-DG-A32-33
210203994 | Specification No : 9-145-P207
210203994 | Technical Manual No : P207-IM-A01-01
210203994
210204237 | PACKING
210204237
210204237 | Vendor : SAMSHIN CO., LTD.
210204237 | Part No : E12-P207-P.0259
210204237 | Description : OSP-Packing for B.0196
210204237 | Contract No : P207
210204237 | Drawing No : P207-DG-A42-33
210204237 | Specification No : 9-145-P207
210204237 | Technical Manual No : P207-IM-A01-01
210204237
210204384 | PACKING
210204384
210204384 | Vendor : SAMSHIN CO., LTD.
210204384 | Part No : E12-P207-P.0409
210204384 | Description : OSP-Packing for B.0273
210204384 | Contract No : P207
210204384 | Drawing No : P207-DG-A46-34
210204384 | Specification No : 9-145-P207
210204384 | Technical Manual No : P207-IM-A01-01
210204384
210204509 | GASKET
210204509
210204509 | Vendor : SAMSHIN CO., LTD.
210204509 | Part No : E12-P207-P.0537
210204509 | Description : OSP-Gasket for B.0386
210204509 | Contract No : P207
210204509 | Drawing No : P207-DG-A32-33
210204509 | Specification No : 9-145-P207
210204509 | Technical Manual No : P207-IM-A01-01
210204509
210204510 | PACKING
210204510
210204510 | Vendor : SAMSHIN CO., LTD.
210204510 | Part No : E12-P207-P.0538
210204510 | Description : OSP-Packing for B.0387
210204510 | Contract No : P207
210204510 | Drawing No : P207-DG-A32-31
210204510 | Specification No : 9-145-P207
210204510 | Technical Manual No : P207-IM-A01-01
210204510
210204511 | GASKET
210204511
210204511 | Vendor : SAMSHIN CO., LTD.
210204511 | Part No : E12-P207-P.0539
210204511 | Description : OSP-Gasket for B.0387
210204511 | Contract No : P207
210204511 | Drawing No : P207-DG-A32-33
210204511 | Specification No : 9-145-P207
210204511 | Technical Manual No : P207-IM-A01-01
210204511
210204512 | PACKING
210204512
210204512 | Vendor : SAMSHIN CO., LTD.
210204512 | Part No : E12-P207-P.0540
210204512 | Description : OSP-Packing for B.0388
210204512 | Contract No : P207
210204512 | Drawing No : P207-DG-A32-32
210204512 | Specification No : 9-145-P207
210204512 | Technical Manual No : P207-IM-A01-01
210204512
210204513 | GASKET
210204513
210204513 | Vendor : SAMSHIN CO., LTD.
210204513 | Part No : E12-P207-P.0541
210204513 | Description : OSP-Gasket for B.0388
210204513 | Contract No : P207
210204513 | Drawing No : P207-DG-A32-33
210204513 | Specification No : 9-145-P207
210204513 | Technical Manual No : P207-IM-A01-01
210204513
210204514 | PACKING
210204514
210204514 | Vendor : SAMSHIN CO., LTD.
210204514 | Part No : E12-P207-P.0542
210204514 | Description : OSP-Packing for B.0389
210204514 | Contract No : P207
210204514 | Drawing No : P207-DG-A32-33
210204514 | Specification No : 9-145-P207
210204514 | Technical Manual No : P207-IM-A01-01
210204514
210204515 | GASKET
210204515
210204515 | Vendor : SAMSHIN CO., LTD.
210204515 | Part No : E12-P207-P.0543
210204515 | Description : OSP-Gasket for B.0389
210204515 | Contract No : P207
210204515 | Drawing No : P207-DG-A32-33
210204515 | Specification No : 9-145-P207
210204515 | Technical Manual No : P207-IM-A01-01
210204515
210204516 | PACKING
210204516
210204516 | Vendor : SAMSHIN CO., LTD.
210204516 | Part No : E12-P207-P.0544
210204516 | Description : OSP-Packing for B.0390
210204516 | Contract No : P207
210204516 | Drawing No : P207-DG-A32-33
210204516 | Specification No : 9-145-P207
210204516 | Technical Manual No : P207-IM-A01-01
210204516
210204517 | GASKET
210204517
210204517 | Vendor : SAMSHIN CO., LTD.
210204517 | Part No : E12-P207-P.0545
210204517 | Description : OSP-Gasket for B.0390
210204517 | Contract No : P207
210204517 | Drawing No : P207-DG-A32-33
210204517 | Specification No : 9-145-P207
210204517 | Technical Manual No : P207-IM-A01-01
210204517
210204680 | DIAPHRAGM, VALVE
210204680
210204680 | Vendor : SVC, INC.
210204680 | Part No : E12-P208-P.0057
210204680 | Description : OSP-Diaphragm
210204680 | Contract No : P208
210204680 | Drawing No : 57
210204680 | Specification No : E11-P208-000
210204680 | Technical Manual No : P208-IM-A01-01
210204680
210204873 | GASKET
210204873
210204873 | Vendor : PK VALVE CO., LTD.
210204873 | Part No : E12-P209-P.0228
210204873 | Description : OSP-Gasket for Item No. B.0120
210204873 | Contract No : P209
210204873 | Drawing No : BN12-P209-A04-03
210204873 | Specification No : E11-P209-000
210204873 | Technical Manual No : P209-IM-A01-01
210204873
210204999 | GASKET
210204999
210204999 | Vendor : PK VALVE CO., LTD.
210204999 | Part No : E12-P209-P.0388
210204999 | Description : OSP-Gasket for Item No. B.0203
210204999 | Contract No : P209
210204999 | Drawing No : BN12-P209-A04-03
210204999 | Specification No : E11-P209-000
210204999 | Technical Manual No : P209-IM-A01-01
210204999
210205298 | GASKET, SPWD, 4.5t OD 111 X ID 97
210205298
210205298 | Gasket Type: Spiral Wound
210205298 | Dimension: 4.5t OD 111 X ID 97
210205298 | Material: 304 SS + GRAPHITE
210205298
210205298 | Vendor : Jeongwoo Industrial Machine Co., Ltd.
210205298 | Part No : E12-P216-6.01.F
210205298 | Description : OSP-Gasket 3.03.G
210205298 | Contract No : P216
210205298 | Drawing No : -
210205298 | Specification No : -
210205298 | Technical Manual No : -
210205298
210205317 | O-RING:
210205317
210205317 | Vendor : Jeongwoo Industrial Machine Co., Ltd.
210205317 | Part No : E12-P216-6.02.A
210205317 | Description : OSP-O-Ring 1.14.C, 2.14.C, 3.07.B
210205317 | Contract No : P216
210205317 | Drawing No : -
210205317 | Specification No : -
210205317 | Technical Manual No : -
210205317
210205319 | O-RING:
210205319
210205319 | Vendor : Jeongwoo Industrial Machine Co., Ltd.
210205319 | Part No : E12-P216-6.02.C
210205319 | Description : OSP-O-Ring 3.08.A, 3.08.B
210205319 | Contract No : P216
210205319 | Drawing No : -
210205319 | Specification No : -
210205319 | Technical Manual No : -
210205319
210205320 | O-RING:
210205320
210205320 | Vendor : Jeongwoo Industrial Machine Co., Ltd.
210205320 | Part No : E12-P216-6.02.D
210205320 | Description : OSP-O-Ring 3.07.A
210205320 | Contract No : P216
210205320 | Drawing No : -
210205320 | Specification No : -
210205320 | Technical Manual No : -
210205320
210205321 | O-RING:
210205321
210205321 | Vendor : Jeongwoo Industrial Machine Co., Ltd.
210205321 | Part No : E12-P216-6.02.E
210205321 | Description : OSP-O-Ring 3.06.A
210205321 | Contract No : P216
210205321 | Drawing No : -
210205321 | Specification No : -
210205321 | Technical Manual No : -
210205321
210205322 | GASKET
210205322
210205322 | Vendor : Jeongwoo Industrial Machine Co., Ltd.
210205322 | Part No : E12-P216-6.01.AA
210205322 | Description : OSP-Gasket 1.01.C, 2.01.C
210205322 | Contract No : P216
210205322 | Drawing No : -
210205322 | Specification No : -
210205322 | Technical Manual No : -
210205322
210205325 | GASKET
210205325
210205325 | Vendor : SVC, INC.
210205325 | Part No : E12-P217-6.02
210205325 | Description : OSP-1" Seat Gasket-1 of Disc Trap
210205325 | Contract No : P217
210205325 | Drawing No : P217-DG-A01-02/07~09
210205325 | Specification No : E11-P217-001
210205325 | Technical Manual No : P217-IM-A01-01
210205325
210205326 | GASKET
210205326
210205326 | Vendor : SVC, INC.
210205326 | Part No : E12-P217-6.03
210205326 | Description : OSP-1" Seat Gasket-2 of Disc Trap
210205326 | Contract No : P217
210205326 | Drawing No : P217-DG-A01-02/07~09
210205326 | Specification No : E11-P217-002
210205326 | Technical Manual No : P217-IM-A01-01
210205326
210205619 | CAP,VENT:CLASS 1E,(PS2200)
210205619
210205619 | Vendor : Global Battery Co., Ltd.
210205619 | Part No : E34-E212-6.13.A
210205619 | Description : OSP-Class 1E Vent Cap (PS2200)
210205619 | Contract No : E212
210205619 | Drawing No : E212-DG-C01-03
210205619 | Specification No : 9-841-E212 Rev. 1
210205619 | Technical Manual No : E212-IM-A01-01
210205619
210205895 | V-BELT:5V-850
210205895
210205895 | V-BELT, MODEL 5V-850, MANUFACTURER DRB
210205895
210205895 | FOR USE WITH:
210205895 | -1/2/3/4-614-M-HV56, DRW# M253A-DG-A01-45 R7 TURBINE GENERATOR BUILDING
210205895 | DEAERATOR FLO.
210205895 | -1/2/3/4-621-M-HV01, DRW# M253A-DG-A02-06 R0 CW PUMP AND ELECTRIC ROOM
210205895 | SUPPLY AHU.
210205895 | -1/2/3/4-621-M-HV03, DRW# M253A-DG-A02-07 R0 CW PUMP ROOM SUPPLY AHU.
210205895
210205895 | SUPPLIER: LG Electronics Inc.
210205895 | PART NUMBER: 5V-85"
210205895
210205895 | MANUFACTURER: DRB
210205895 | PART NUMBER: 5V-850
210205895
210205895 | ===============================================================
210205895 | ITEM IS CLASSIFIED AS NON-SAFETY RELATED, PC4.
210205895 | NOTE TO VENDOR
210205895 | Packing Slip or Equivalent Commercial Certification is required. It
210205895 | must specify the Item description and part number in order to confirm
210205895 | that the item meets the requirements of the PO.
210205895
210205895 | ===============================================================
210205895 | INCLUDE 'Z_NPE_GENERAL PACKAGING' OBJECT TEXT ID ST
210205895
210205895
210205895
210205904 | V-BELT:A-32
210205904
210205904 | V-BELT, MODEL A-32, MANUFACTURER DRB
210205904
210205904 | FOR USE WITH:
210205904 | -1/2/3/4-603-M-HV47, DRW# M253A-DG-A07-04 R5 ELECTRICAL EQUIPMENT ROOM
210205904 | CUBICLE COOLER.
210205904 | -1/2/3/4-603-M-HV48, DRW# M253A-DG-A07-05 R6 ELECTRICAL EQUIPMENT ROOM
210205904 | CUBICLE COOLER.
210205904 | -1/2/3/4-606-M-HV30, DRW# M253A-DG-A01-53 R5 CONDENSATE RETURN PUMP
210205904 | CUBICLE COOLER.
210205904 | -1/2/3/4-606-M-HV34, DRW# M253A-DG-A07-20 R5 BORIC ACID MAKEUP PUMP RM
210205904 | CUBICLE COOLER.
210205904 | -1/2/3/4-606-M-HV35, DRW# M253A-DG-A07-21 R6 GENERAL ACCESS AREA CUBICLE
210205904 | COOLER.
210205904 | -1/2/3/4-606-M-HV46, DRW# M253A-DG-A07-50 R5 GENERAL ACCESS AREA CUBICLE
210205904 | COOLER.
210205904
210205904
210205904 | SUPPLIER: LG Electronics Inc.
210205904 | PART NUMBER: A-32
210205904
210205904 | MANUFACTURER: DRB
210205904 | PART NUMBER: A-32
210205904 | ===============================================================
210205904 | QUALITY REQUIREMENTS:
210205904 | INCLUDE 'Z_NPE_COMMERCIAL QA' OBJECT TEXT ID ST
210205904 | INCLUDE 'Z_NPE_PC3 MATERIAL' OBJECT TEXT ID ST
210205904 | INCLUDE 'Z_NPE_GENERAL PACKAGING' OBJECT TEXT ID ST
210205904 | INCLUDE 'Z_NPE_CERT OF COMPLIANCE' OBJECT TEXT ID ST
210205904 | INCLUDE 'Z_NPE_SHELF LIFE' OBJECT TEXT ID ST
210205904
210205904
210205904
210205904
210205904
210205904
210206125 | FEED BUSHING, RCP
210206125
210206125 | FEED BUSHING, RCP<(>,<)>
210206125 | ITEM 37 OF MANUAL DWG 8130-102-3000<(>,<)>
210206125 | QUALITY CLASS C<(>,<)>
210206125
210206125 | FOR USE WITH RCP PUMP TYPE 102, WESTINGHOUSE MANUAL# 8130-102-500 (KEPCO
210206125 | DOC 9-181-Z-W-431-N01), DESIGN SPECIFICATION# 3A9M8-FS-DS480 (KEPCO DOC
210206125 | 9-431-Z-S-404-91)
210206125
210206125 | Vendor: Westinghouse
210206125 | Part No: 8130-300-050
210206125
210206125 | QUALITY CONTROL REQUIREMENTS
210206125 | INCLUDE 'Z_NPE_GENERAL PACKAGING' OBJECT TEXT ID ST
210206125 | INCLUDE 'Z_NPE_WESTINGHOUSE QC 3' OBJECT TEXT ID ST
210206125
210206125
210206125
210206712 | KEY, SLEEVE, VERTICAL PUMP
210206712
210206712 | KEY, Sleeve, ASTM A240 Typ. 316L, ITEM 1260E, FOR USE WITH VERTICAL
210206712 | PUMP, HYUNDAI HEAVY INDUSTRIES CO., LTD, DWG M220S-DG-A01-03 R5, RATED
210206712 | FLOW 360,000 GPM, MODEL 2700VKNM, S/N KA1453-SBP-1/6 to 6/6 <(>&<)>
210206712 | KA1454-
210206712 | SBP-1/6 to 6/6.
210206712
210206712 | MANUFACTURER: Hyundai Heavy Industries
210206712 | MANUFACTURER DRAWING: M220S-DG-A01-03 R5
210206712 | FLOC:
210206712 | 1-554-M-PP01, 1-554-M-PP02, 1-554-M-PP03
210206712 | 2-554-M-PP01, 2-554-M-PP02, 2-554-M-PP03
210206712 | 3-554-M-PP01, 3-554-M-PP02, 3-554-M-PP03
210206712 | 4-554-M-PP01, 4-554-M-PP02, 4-554-M-PP03
210206712
210206712
210206734 | GASKET:CENTRIFUGAL PUMP
210206734
210206734 | Gasket, Oil Sheet, ITEM 117-7, FOR USE WITH CENTRIFUGAL PUMP, HYOSUNG
210206734 | GOODSPRINGS, INC., DWG M220S-DG-A01-05 R3, RATED FLOW 39.5 GPM, MODEL
210206734 | CFPS40-160.
210206734
210206734 | MANUFACTURER: Hyosung Goodsprings INC.
210206734 | MANUFACTURER DRAWING: M220S-DG-A01-05 R3
210206734 | FLOC:
210206734 | 1-554-M-PP04, 1-554-M-PP05, 1-554-M-PP06
210206734 | 2-554-M-PP04, 2-554-M-PP05, 2-554-M-PP06
210206734 | 3-554-M-PP04, 3-554-M-PP05, 3-554-M-PP06
210206734 | 4-554-M-PP04, 4-554-M-PP05, 4-554-M-PP06
210206734
210206734
210206790 | KIT,REPAIR:VALVE,(4"BALL VALVE W/SEAT)
210206790
210206790 | DNR – DO NOT REORDER
210206790 | THIS IS A DUPLICATE MM - ONCE MM HAS BEEN DEPLETED, USE MM 210203593
210206790 | DOROTHY JOHNSON 27-SEPT-2023
210206790 | -----------------------------------------
210206790
210206790 | Vendor : EnergySolutions, LLC
210206790 | Part No : E34-N208-6.01.E
210206790 | Description : Valve Repair Kits (4" 316L 3 piece ball valve w/UMWPHE
210206790 | Seat)
210206790 | Contract No : N208
210206790 | Drawing No :
210206790 | Specification No :
210206790 | Technical Manual No :
210206790
210206791 | KIT,REPAIR:VALVE,(1/2" CHK VLV BNT+PLUG)
210206791
210206791 | DNR – DO NOT REORDER
210206791 | THIS IS A DUPLICATE MM - ONCE MM HAS BEEN DEPLETED, USE MM 210203594
210206791 | DOROTHY JOHNSON 27-SEPT-2023
210206791 | -----------------------------------------------
210206791
210206791
210206791 | Vendor : EnergySolutions, LLC
210206791 | Part No : E34-N208-6.01.F
210206791 | Description : Valve Repair Kits (1/2" 316L Lift Check Valve Bonnot +
210206791 | Plug)
210206791 | Contract No : N208
210206791 | Drawing No :
210206791 | Specification No :
210206791 | Technical Manual No :
210206791
210206792 | KIT,REPAIR:VALVE,(1" CHK VLV BNT + PLUG)
210206792
210206792 | DNR – DO NOT REORDER
210206792 | THIS IS A DUPLICATE MM - ONCE MM HAS BEEN DEPLETED, USE MM 210203595
210206792 | DOROTHY JOHNSON 27-SEPT-2023
210206792 | ------------------------------------------
210206792
210206792 | Vendor : EnergySolutions, LLC
210206792 | Part No : E34-N208-6.01.G
210206792 | Description : Valve Repair Kits (1" 316L Lift Check Valve Bonnot + Plug)
210206792 | Contract No : N208
210206792 | Drawing No :
210206792 | Specification No :
210206792 | Technical Manual No :
210206792
210206992 | RING, WEARING, CASING COVER, PUMP
210206992
210206992 | RING, WEARING, CASING COVER, STAINLESS STEEL, KS D4103 SSC13, ITEM 215,
210206992 | FOR USE WITH CENTRIFUGAL PUMP, DUKJI INDUSTRIAL CO. LTD., MODEL DGP
210206992 | 5425, SERIAL No.: 13071768 / 13071769, KEPCO DWG H285-DG-J32-02 REV.0.
210206992 | Specification No : 0-655-H285
210206992 | Technical Manual No : H285-IM-A01-06 Rev.1
210206992
210206992
210209068 | WASHER:INS. WASHER
210209068
210209068 | Vendor : TOSHIBA
210209068 | Part No : -
210209068 | Description : Ins. Washer
210209068 | Contract No : II.01.1
210209068 | Drawing No : K6PWM20 4D
210209068 | Specification No :
210209068 | Technical Manual No :
210209068
210209069 | WASHER:INS. WASHER
210209069
210209069 | Vendor : TOSHIBA
210209069 | Part No : P1
210209069 | Description : Ins. Washer
210209069 | Contract No : II.01.1
210209069 | Drawing No : 4KC100658
210209069 | Specification No :
210209069 | Technical Manual No :
210209069
210210349 | BRAKE:NON MAINTAINED,MANUAL RELEASE
210210349
210210349 | Vendor : Doosan
210210349 | Part No : 3
210210349 | Description : Brake, Non-Maintained Manual Release
210210349 | Contract No : K.2.a
210210349 | Drawing No : 9-220-Z-N-175-008
210210349 | Specification No :
210210349 | Technical Manual No : 9-220-Z-N-431-001
210210349
210210366 | SEAL KIT:CF 16/10 ROX SYSTEM CABLE ENTRY
210210366
210210366 | Vendor : Doosan
210210366 | Part No : 14
210210366 | Description : CF 16/10 ROX SYSTEM CABLE ENTRY SEAL KIT
210210366 | Contract No : K.2.a
210210366 | Drawing No : 9-220-Z-N-175-105
210210366 | Specification No :
210210366 | Technical Manual No : 9-220-Z-N-431-001
210210366
210210587 | SPRING:
210210587
210210587 | Vendor : Doosan
210210587 | Part No : 14
210210587 | Description : Spring
210210587 | Contract No : M.9
210210587 | Drawing No : 9-802-Z-N-174-019
210210587 | Specification No :
210210587 | Technical Manual No : 9-802-Z-N-431-002
210210587
210210600 | GASKET:F/GUIDE
210210600
210210600 | GASKET, GUIDE, SS<(>,<)>
210210600 | PART 28 DWG 9-802-Z-N-174-001
210210600
210210600 | FOR VALVE, RELIEF<(>,<)>
210210600 | SIZE 8" X 10", STAINLESS STEEL (SS)
210210600 | FLANGED ENDS ASME 600 RF X ASME 300 RF
210210600 | SET 530 PSIG
210210600
210210600 | ITEM/HOST VALVE COMPLIES WITH
210210600 | ASME III SUB NC, CLASS 2, 95 ED THRU 97 ADD
210210600 | PURCHASE SPEC# 9-450-Z-S-404-19 (# 3A9M8-FS-DS715)
210210600 | VLV DWG# 9-802-Z-N-174-001 (CROSBY# DS-B900281)
210210600 | VLV MANUAL# 9-802-Z-N-431-002 (CROSBY# I-11580)
210210600 | VLV SEISMIC REPORT# 9-802-Z-N-467-001 (CROSBY# EC-2987)
210210600
210210600 | --------------------------------------------------
210210600 | OEM SUPPLIER: DOOSAN
210210600 | MANUFACTURER: ANDERSON-GREENWOOD CROSBY
210210600 | (Emerson Automation Solutions Final Control)
210210600 | P/N: 113373
210210600 | ---------------------------------------------------
210210600 | INCLUDE 'Z_NPE_GENERAL PACKAGING' OBJECT TEXT ID ST
210210600
210210600
210210701 | PIN,DOWEL:
210210701
210210701 | Vendor : Westinghouse
210210701 | Part No : 8000-400-021
210210701 | Description : DOWEL PIN
210210701 | Contract No : N025
210210701 | Drawing No :
210210701 | Specification No :
210210701 | Technical Manual No :
210210701
210210702 | O-RING:
210210702
210210702 | Vendor : Westinghouse
210210702 | Part No : 8000-400-022
210210702 | Description : O-RING
210210702 | Contract No : N026
210210702 | Drawing No :
210210702 | Specification No :
210210702 | Technical Manual No :
210210702
210210838 | STUD:THRUST BEARING COVER
210210838
210210838 | Vendor : Westinghouse
210210838 | Part No : 8000-400-049
210210838 | Description : STUD - THRUST BEARING COVER
210210838 | Contract No : N201
210210838 | Drawing No :
210210838 | Specification No :
210210838 | Technical Manual No :
210210838
210211017 | CLIP:RELAY,KUEP
210211017
210211017 | Vendor : Westinghouse
210211017 | Part No : 5A26465H01
210211017 | Description : RELAY CLIP, KUEP
210211017 | Contract No : A436
210211017 | Drawing No :
210211017 | Specification No :
210211017 | Technical Manual No :
210211017
210211267 | ADAPTER:2 1/2" FEMALE NH X MALE BSP
210211267
210211267 | ADAPTER, 2 1/2" FEMALE NH TO 2 1/2" MALE BSP, ALUMINUM, RED HEAD
210211267 | F/ AMP, FIRE MONITOR TO SPRAF SFP
210211267
210211267 | FEMALE SIDE: 2 1/2" NH, WILL ONLY CONNECT TO A MALE 2 1/2" NH
210211267 | MALE SIDE: 2 1/2" BSP, WILL ONLY CONNECT TO THE FEMALE BSP FITTING
210211267 | MATERIAL: ALUMINUM
210211267
210211267 | PART NUMBER: 370002500125006
210211267 | MANUFACTURER: RED HEAD BRASS LLC
210211267
210211337 | CAP,PIPE:END,1",6000#,SS,F304,FTH,ASME
210211337
210211337 | CAP, END: 1 IN, 6000#, S/S, Threaded, FNPT, SA182 Grade F304
210211337
210211337 | ASME Section III, Subsection NC, Class 2, 1995 Edition thru 1997 Addenda
210211337
210211337 | ----------------------------------------------------------------
210211337 | QUALITY REQUIREMENTS
210211337
210211337 | INCLUDE 'Z_NPE_QA SR MATERIAL' OBJECT TEXT ID ST
210211337
210211337 | INCLUDE 'Z_NPE_LEVEL C PACKAGING' OBJECT TEXT ID ST
210211337
210211337 | INCLUDE 'Z_NPE_CERT OF CONFORMANCE' OBJECT TEXT ID ST
210211337
210211337 | INCLUDE 'Z_NPE_CODE CMTR' OBJECT TEXT ID ST
210211337
210211337 | INCLUDE 'Z_NPE_CODE RECONCILIATION' OBJECT TEXT ID ST
210211337
210211337
210211337 | The item dimensions shall conform to ASME B16.11 - Forged Fittings,
210211337 | Socket-Welding, and Threaded.
210211337
210211337
210211473 | PUMP,OIL:3MK-50KVB
210211473
210211473 | OIL, PUMP, 3MK-50KVB, ITEM OR PART LIST EACH EQUIPMENT FOR OPERATING &
210211473 | MAINTENANCE:
210211473
210211473 | M226-DL-F01-01 (CENTURY DOC# BN126DLF01), ITEM 1028. CENTRAL CHILLERS.
210211473
210211473 | REF M226-DL-F03-01 (CENTURY DOC# BN126DLF03), ITEM 1028. TURBINE
210211473 | GENERATOR BUILDING CHILLER.
210211473
210211473 | FOR USE WITH:
210211473 | ITEM# 1 COMPRESSOR, MODEL NO.: GC-T952S22
210211473 | DWG M226-DG-A01-01 ASSEMBLY AND OUTLINE DRAWING FOR CENTRAL CHILLERS
210211473 | TR-S952H1 (CENTURY DRW#TRN200215), SERIAL NUMBERS: 215001, 212003.
210211473
210211473 | ITEM# 1 COMPRESSOR, MODEL NO.: GC-T1230S22
210211473 | DWG M226-DG-A01-03 ASSEMBLY AND OUTLINE DRAWING FOR TURBINE GENERATOR
210211473 | BUILDING CHILLERS TR-S1230H1 (CENTURY DRW#TRN200221)
210211473
210211473 | ===============================================================
210211473 | QUALITY REQUIREMENTS:
210211473 | INCLUDE 'Z_NPE_COMMERCIAL QA' OBJECT TEXT ID ST
210211473 | INCLUDE 'Z_NPE_PC3 MATERIAL' OBJECT TEXT ID ST
210211473 | INCLUDE 'Z_NPE_GENERAL PACKAGING' OBJECT TEXT ID ST
210211473 | INCLUDE 'Z_NPE_CERT OF COMPLIANCE' OBJECT TEXT ID ST
210211473 | INCLUDE 'Z_NPE_SHELF LIFE' OBJECT TEXT ID ST
210211473
210211473
210211473
210211473
210211473
210211473
210211473
210211515 | HOUSING, BEARING, #260 x 132, SM45C,
210211515
210211515 | HOUSING, BEARING, #260 x 132, SM45C, CENTURY DWG: TCH300359
210211515
210211515 | FOR USE WITH ITEM# 1 COMPRESSOR, MODEL NO.: GC-T952S22
210211515 | DWG M226-DG-A01-01 ASSEMBLY AND OUTLINE DRAWING FOR CENTRAL CHILLERS
210211515 | TR-S952H1 (CENTURY DRW#TRN200215), SERIAL NUMBERS: 215001, 212003.
210211515
210211515 | MANUFACTURER: CENTURY
210211515 | PART NUMBER: CEN-BNPP-M226-A-BH
210211515
210211515 | ----------------------------------------------------------------
210211515
210211515 | QUALITY REQUIREMENTS:
210211515
210211515 | INCLUDE 'Z_NPE_COMMERCIAL QA' OBJECT TEXT ID ST
210211515
210211515 | INCLUDE 'Z_NPE_PC3 MATERIAL' OBJECT TEXT ID ST
210211515
210211515
210211515 | INCLUDE 'Z_NPE_GENERAL PACKAGING' OBJECT TEXT ID ST
210211515
210211515
210211515 | INCLUDE 'Z_NPE_CERT OF COMPLIANCE' OBJECT TEXT ID ST
210211515
210211515
210211515
210211618 | LOCK, POWER, DR400-110*155
210211618
210211618 | ITEM DESCRIPTION:
210211618 | LOCK, POWER, DR400-110*155, MANUFACTURER PART# CEN-BNPP-M226-T-PL, PER
210211618 | DRAWING M226-DG-A01-03<(>,<)> (TRN200221) REV. 8 (SEE ATTACHMENT 1)
210211618 | FOR USE WITH TURBINE GENERATOR BUILDING CHILLERS PER DRAWING
210211618 | M226-DG-A01-03<(>,<)> (TRN200221) REV. 8, SH 1/1
210211618 | CAPACITY: 1,230 usRT
210211618 | DESIGN PRESSURE (kg/cm2G): EVAP.: 12.7 / COND.: 15.8
210211618 | FLOW RATE (LPM): EVAP.:10,164 / COND.: 7,412
210211618
210211618 | ITEM/HOST DOCUMENTS:
210211618 | M226-IM-A01-01, REV.8, INSTRUCTION MANUAL (VENDOR DOC#: BN126IMA01)
210211618 | 9-132-M226, REV.11 PURCHASE SPECIFICATION, ADDENDUM 11
210211618
210211618 | MANUFACTURER: CENTURY
210211618 | MANUFACTURER PART NUMBER: CEN-BNPP-M226-T-PL
210211618 | EQUIPMENT SUPPLIER: KEPCO
210211618
210211618 | QUALITY REQUIREMENTS:
210211618
210211618 | INCLUDE 'Z_NPE_GENERAL PACKAGING' OBJECT TEXT ID ST
210211618
210211618
210211618
210211689 | GASKET:GYLON,3501-E,.8T,PTFE,750X750MM
210211689
210211689 | GASKET, SHEET, GYLON STYLE 3501-E
210211689 | MATERIAL: PTFE
210211689 | SIZE: 0.8mm(T),750X750MM, +/-0.13 MM
210211689
210211689 | MANUFACTURER: GARLOCK
210211689 | PART NUMBER: BY DESCRIPTION
210211689
210211689 | NAWAH INTERNAL NOTE: THE GASKET HEREIN MAY NOT BE USED WITHOUT
210211689 | ENGINEERING/ MAINTENANCE APPROVAL FOR THE INTENDED USE AS AN EQUIVALENT
210211689 | REPLACEMENT
210211689
210211689 | INCLUDE 'Z_NPE_GENERAL PACKAGING' OBJECT TEXT ID ST
210211689
210211689
210211697 | GASKET:PTFE,2T,1500X2280MM,+/-0.15MM
210211697
210211697 | GASKET, SHEET<(>,<)> GYLON STYLE 3501-E
210211697 | MATERIAL:PTFE
210211697 | SIZE : 2MM(T),1500X2280MM,+/-0.15MM
210211697
210211697 | MANUFACTURER : GARLOCK
210211697 | P/N: BY DESCRIPTION
210211697
210211697 | NAWAH INTERNAL NOTE: THE GASKET HEREIN MAY NOT BE USED WITHOUT
210211697 | ENGINEERING/ MAINTENANCE APPROVAL FOR THE INTENDED USE AS AN EQUIVALENT
210211697 | REPLACEMENT
210211697
210211697 | INCLUDE 'Z_NPE_GENERAL PACKAGING' OBJECT TEXT ID ST
210211697
210211697
210211700 | GASKET:PTFE,3.2T,1500X2280MM,+/-0.25MM
210211700
210211700 | GASKET, SHEET<(>,<)> GYLON STYLE 3501-E
210211700 | MATERIAL:PTFE
210211700 | SIZE : 3.2MM(T),1500X2280MM,+/-0.25MM
210211700
210211700 | MANUFACTURER : GARLOCK
210211700 | P/N: BY DESCRIPTION
210211700
210211700 | NAWAH INTERNAL NOTE: THE GASKET HEREIN MAY NOT BE USED WITHOUT
210211700 | ENGINEERING/ MAINTENANCE APPROVAL FOR THE INTENDED USE AS AN EQUIVALENT
210211700 | REPLACEMENT
210211700
210211700 | INCLUDE 'Z_NPE_GENERAL PACKAGING' OBJECT TEXT ID ST
210211700 | INCLUDE 'Z_NPE_CONTAMINANTS CERT' OBJECT TEXT ID ST
210211700
210211700
210211736 | BASKET:PTFE,2T,1780X1780MM,+/-0.15MM
210211736
210211736 | GASKET, SHEET<(>,<)> GYLON STYLE 3510
210211736 | MATERIAL:PTFE
210211736 | SIZE : 2MM(T),1780X1780MM,+/-0.15MM
210211736
210211736 | MANUFACTURER : GARLOCK
210211736 | P/N: BY DESCRIPTION
210211736
210211736 | NAWAH INTERNAL NOTE: THE GASKET HEREIN MAY NOT BE USED WITHOUT
210211736 | ENGINEERING/ MAINTENANCE APPROVAL FOR THE INTENDED USE AS AN EQUIVALENT
210211736 | REPLACEMENT
210211736
210211736 | INCLUDE 'Z_NPE_GENERAL PACKAGING' OBJECT TEXT ID ST
210211736
210211736
210211736
210211736
210211823 | GASKET,RING CUT:24",24"X28.25"X0.125"T
210211823
210211823 | FLAT RING CUT GASKET, GARLOCK#3000<(>,<)>
210211823 | MATL ARAMIC FIBER WITH NBR BINDER<(>,<)>
210211823 | SIZE : 24" ID X28.25" OD X0.125"T PER ASME B16.21<(>,<)>
210211823 | FOR USE WITH PIPE FLANGE SIZE 24", CLASS 150#, PER ANSI B16.5
210211823
210211823
210211823 | MANUFACTURER : GARLOCK
210211823 | PART NUMBER: 1000123485
210211823
210211823
210211823 | INCLUDE 'Z_NPE_GENERAL PACKAGING' OBJECT TEXT ID ST
210211823 | INCLUDE 'Z_NPE_CONTAMINANTS CERT' OBJECT TEXT ID ST
210211823
210211823
210211994 | GASKET,SPL WD:8",900#,304SS,CGI,B16.20
210211994
210211994 | FLEXITALLIC STYLE CGI SPIRAL WOUND GASKET
210211994 | PIPE SIZE: 8"
210211994 | PRESSURE RATING: 900#
210211994 | THICKNESS: 0.175"
210211994 | WINDING MATERIAL: 304 SS
210211994 | FILLER MATERIAL: FLEXICARB FLEXIBLE GRAPHITE
210211994 | STYLE: CGI
210211994 | INNER RING MATERIAL: 304 SS
210211994 | OUTER RING MATERIAL: 304 SS
210211994 | STANDARD: ASME B16.20
210211994 | FLANGE STANDARD: B16.5
210211994
210211994 | FOR USE WITH SOCKET WELDING (SW), LAPPED, WELDING NECK, AND INTEGRAL
210211994 | STYLE FLANGES PER ASME B16.20- ONLY
210211994
210211994 | INCLUDE 'Z_NPE_GENERAL PACKAGING' OBJECT TEXT ID ST
210211994
210211994 | NAWAH INTERNAL NOTE for MAINTENANCE:
210211994 | **CAUTION: Ensure CGI Inner Ring is not in the flow path – this can
210211994 | easily be done by checking against Table 15 of ASME B16.20 (2012) or by
210211994 | verifying that CGI Inner Ring ID is greater than Pipe ID (wall thk
210211994 | dependent)**
210211994
210211994 | When replacing style CG gasket with CGI gasket after installation.
210211994 | Maintenance is to initiate an AR to update plant documents (e.g. Pipe
210211994 | Isometric) to reflect as-left condition.
210211994
210211994
210211994
210211994
210212000 | GASKET,SPL WD:12",300#,304SS,CGI,B16.20
210212000
210212000 | FLEXITALLIC STYLE CGI SPIRAL WOUND GASKET
210212000 | PIPE SIZE: 12"
210212000 | PRESSURE RATING: 300#
210212000 | THICKNESS: 0.175"
210212000 | WINDING MATERIAL: 304 SS
210212000 | FILLER MATERIAL: FLEXICARB FLEXIBLE GRAPHITE
210212000 | STYLE: CGI
210212000 | INNER RING MATERIAL: 304 SS
210212000 | OUTER RING MATERIAL: 304 SS
210212000 | STANDARD: ASME B16.20
210212000 | FLANGE STANDARD: B16.5
210212000
210212000 | FOR USE WITH SOCKET WELDING (SW), LAPPED, WELDING NECK, AND INTEGRAL
210212000 | STYLE FLANGES PER ASME B16.20- ONLY
210212000
210212000 | INCLUDE 'Z_NPE_GENERAL PACKAGING' OBJECT TEXT ID ST
210212000
210212000 | NAWAH INTERNAL NOTE for MAINTENANCE:
210212000 | **CAUTION: Ensure CGI Inner Ring is not in the flow path – this can
210212000 | easily be done by checking against Table 15 of ASME B16.20 (2012) or by
210212000 | verifying that CGI Inner Ring ID is greater than Pipe ID (wall thk
210212000 | dependent)**
210212000
210212000 | When replacing style CG gasket with CGI gasket after installation.
210212000 | Maintenance is to initiate an AR to update plant documents (e.g. Pipe
210212000 | Isometric) to reflect as-left condition.
210212000
210212000
210212001 | GASKET,SPL WD:12",600#,304SS,CGI,B16.20
210212001
210212001 | FLEXITALLIC STYLE CGI SPIRAL WOUND GASKET
210212001 | PIPE SIZE: 12"
210212001 | PRESSURE RATING: 600#
210212001 | THICKNESS: 0.175"
210212001 | WINDING MATERIAL: 304 SS
210212001 | FILLER MATERIAL: FLEXICARB FLEXIBLE GRAPHITE
210212001 | STYLE: CGI
210212001 | INNER RING MATERIAL: 304 SS
210212001 | OUTER RING MATERIAL: 304 SS
210212001 | STANDARD: ASME B16.20
210212001 | FLANGE STANDARD: B16.5
210212001
210212001 | FOR USE WITH SOCKET WELDING (SW), LAPPED, WELDING NECK, AND INTEGRAL
210212001 | STYLE FLANGES PER ASME B16.20- ONLY
210212001
210212001 | INCLUDE 'Z_NPE_GENERAL PACKAGING' OBJECT TEXT ID ST
210212001
210212001 | NAWAH INTERNAL NOTE for MAINTENANCE:
210212001 | **CAUTION: Ensure CGI Inner Ring is not in the flow path – this can
210212001 | easily be done by checking against Table 15 of ASME B16.20 (2012) or by
210212001 | verifying that CGI Inner Ring ID is greater than Pipe ID (wall thk
210212001 | dependent)**
210212001
210212001 | When replacing style CG gasket with CGI gasket after installation.
210212001 | Maintenance is to initiate an AR to update plant documents (e.g. Pipe
210212001 | Isometric) to reflect as-left condition.
210212001
210212001
210212002 | GASKET,SPL WD:12",900#,304SS,CGI,B16.20
210212002
210212002 | FLEXITALLIC STYLE CGI SPIRAL WOUND GASKET
210212002 | PIPE SIZE: 12"
210212002 | PRESSURE RATING: 900#
210212002 | THICKNESS: 0.175"
210212002 | WINDING MATERIAL: 304 SS
210212002 | FILLER MATERIAL: FLEXICARB FLEXIBLE GRAPHITE
210212002 | STYLE: CGI
210212002 | INNER RING MATERIAL: 304 SS
210212002 | OUTER RING MATERIAL: 304 SS
210212002 | STANDARD: ASME B16.20
210212002 | FLANGE STANDARD: B16.5
210212002
210212002 | FOR USE WITH SOCKET WELDING (SW), LAPPED, WELDING NECK, AND INTEGRAL
210212002 | STYLE FLANGES PER ASME B16.20- ONLY
210212002
210212002 | INCLUDE 'Z_NPE_GENERAL PACKAGING' OBJECT TEXT ID ST
210212002
210212002 | NAWAH INTERNAL NOTE for MAINTENANCE:
210212002 | **CAUTION: Ensure CGI Inner Ring is not in the flow path – this can
210212002 | easily be done by checking against Table 15 of ASME B16.20 (2012) or by
210212002 | verifying that CGI Inner Ring ID is greater than Pipe ID (wall thk
210212002 | dependent)**
210212002
210212002 | When replacing style CG gasket with CGI gasket after installation.
210212002 | Maintenance is to initiate an AR to update plant documents (e.g. Pipe
210212002 | Isometric) to reflect as-left condition.
210212002
210212002
210212003 | GASKET,SPL WD:14",150#,304SS,CGI,B16.20
210212003
210212003 | FLEXITALLIC STYLE CGI SPIRAL WOUND GASKET
210212003 | PIPE SIZE: 14"
210212003 | PRESSURE RATING: 150#
210212003 | THICKNESS: 0.175"
210212003 | WINDING MATERIAL: 304 SS
210212003 | FILLER MATERIAL: FLEXICARB FLEXIBLE GRAPHITE
210212003 | STYLE: CGI
210212003 | INNER RING MATERIAL: 304 SS
210212003 | OUTER RING MATERIAL: 304 SS
210212003 | STANDARD: ASME B16.20
210212003 | FLANGE STANDARD: B16.5
210212003
210212003 | FOR USE WITH SOCKET WELDING (SW), LAPPED, WELDING NECK, AND INTEGRAL
210212003 | STYLE FLANGES PER ASME B16.20- ONLY
210212003
210212003 | INCLUDE 'Z_NPE_GENERAL PACKAGING' OBJECT TEXT ID ST
210212003
210212003 | NAWAH INTERNAL NOTE for MAINTENANCE:
210212003 | **CAUTION: Ensure CGI Inner Ring is not in the flow path – this can
210212003 | easily be done by checking against Table 15 of ASME B16.20 (2012) or by
210212003 | verifying that CGI Inner Ring ID is greater than Pipe ID (wall thk
210212003 | dependent)**
210212003
210212003 | When replacing style CG gasket with CGI gasket after installation.
210212003 | Maintenance is to initiate an AR to update plant documents (e.g. Pipe
210212003 | Isometric) to reflect as-left condition.
210212003
210212003
210212004 | GASKET,SPL WD:14",300#,304SS,CGI,B16.20
210212004
210212004 | FLEXITALLIC STYLE CGI SPIRAL WOUND GASKET
210212004 | PIPE SIZE: 14"
210212004 | PRESSURE RATING: 300#
210212004 | THICKNESS: 0.175"
210212004 | WINDING MATERIAL: 304 SS
210212004 | FILLER MATERIAL: FLEXICARB FLEXIBLE GRAPHITE
210212004 | STYLE: CGI
210212004 | INNER RING MATERIAL: 304 SS
210212004 | OUTER RING MATERIAL: 304 SS
210212004 | STANDARD: ASME B16.20
210212004 | FLANGE STANDARD: B16.5
210212004
210212004 | FOR USE WITH SOCKET WELDING (SW), LAPPED, WELDING NECK, AND INTEGRAL
210212004 | STYLE FLANGES PER ASME B16.20- ONLY
210212004
210212004 | INCLUDE 'Z_NPE_GENERAL PACKAGING' OBJECT TEXT ID ST
210212004
210212004 | NAWAH INTERNAL NOTE for MAINTENANCE:
210212004 | **CAUTION: Ensure CGI Inner Ring is not in the flow path – this can
210212004 | easily be done by checking against Table 15 of ASME B16.20 (2012) or by
210212004 | verifying that CGI Inner Ring ID is greater than Pipe ID (wall thk
210212004 | dependent)**
210212004
210212004 | When replacing style CG gasket with CGI gasket after installation.
210212004 | Maintenance is to initiate an AR to update plant documents (e.g. Pipe
210212004 | Isometric) to reflect as-left condition.
210212004
210212004
210212005 | GASKET,SPL WD:14",600#,304SS,CGI,B16.20
210212005
210212005 | FLEXITALLIC STYLE CGI SPIRAL WOUND GASKET
210212005 | PIPE SIZE: 14"
210212005 | PRESSURE RATING: 600#
210212005 | THICKNESS: 0.175"
210212005 | WINDING MATERIAL: 304 SS
210212005 | FILLER MATERIAL: FLEXICARB FLEXIBLE GRAPHITE
210212005 | STYLE: CGI
210212005 | INNER RING MATERIAL: 304 SS
210212005 | OUTER RING MATERIAL: 304 SS
210212005 | STANDARD: ASME B16.20
210212005 | FLANGE STANDARD: B16.5
210212005
210212005 | FOR USE WITH SOCKET WELDING (SW), LAPPED, WELDING NECK, AND INTEGRAL
210212005 | STYLE FLANGES PER ASME B16.20- ONLY
210212005
210212005 | INCLUDE 'Z_NPE_GENERAL PACKAGING' OBJECT TEXT ID ST
210212005
210212005 | NAWAH INTERNAL NOTE for MAINTENANCE:
210212005 | **CAUTION: Ensure CGI Inner Ring is not in the flow path – this can
210212005 | easily be done by checking against Table 15 of ASME B16.20 (2012) or by
210212005 | verifying that CGI Inner Ring ID is greater than Pipe ID (wall thk
210212005 | dependent)**
210212005
210212005 | When replacing style CG gasket with CGI gasket after installation.
210212005 | Maintenance is to initiate an AR to update plant documents (e.g. Pipe
210212005 | Isometric) to reflect as-left condition.
210212005
210212005
210212233 | O-RING:1ST/2ND/3RD STAGE,CYLINDER
210212233
210212233 | O-RING: FOR 1ST/2ND/3RD STAGE CYLINDER ASSEMBLY, STARTING AIR
210212233 | COMPRESSOR, EDG
210212233
210212233 | ITEM 15 OF 1ST STAGE CYLINDER GROUP ASSEMBLY
210212233 | ITEM 13 OF 2ND STAGE CYLINDER GROUP ASSEMBLY
210212233 | ITEM 15 OF 3RD STAGE CYLINDER GROUP ASSEMBLY
210212233 | PER PART LIST OF VENDOR MANUAL M263-IM-A03-25 (PAGE 59/61/63 OF 358).
210212233
210212233 | TO BE USED IN STARTING AIR COMPRESSORS OF EMERGENCY DIESEL GENERATOR
210212233 | (EDG) AND THE ALTERNATE ALTERNATING CURRENT DIESEL GENERATOR (AAC DG)
210212233 | INSTALLED AT BNPP UNITS 1,2,3&4 PER DRAWING M263-DG-B03-25, DRAWING
210212233 | M263-DG-A03-25
210212233
210212233 | AIR COMPRESSOR MODEL BL-200N OIL-LUBRICATED, 3-STAGE, AIR COOLED,
210212233 | CAPACITY 190 m3/min.
210212233
210212233 | EDG AIR COMPRESSOR SERIAL NUMBERS:
210212233 | BL200027, BL200028, BL200029, BL200030, BL200031, BL200032, BL200033,
210212233 | BL200034, BL200037, BL200038, BL200039, BL200040, BL200041, BL200042,
210212233 | BL200043, BL200044.
210212233
210212233 | AAC AIR COMPRESSOR SERIAL NUMBERS:
210212233 | BL200035, BL200036
210212233 | -----------------------------------------
210212233 | MANUFACTURER: BUMHAN INDUSTRIES CO., LTD
210212233 | PART NUMBER: 3803-6740-00
210212233 | -----------------------------------------
210212233
210212233 | VENDOR IS REQUIRED TO TAKE EXCEPTION AND NOTIFY NAWAH IF THE ITEM WILL
210212233 | NOT FIT WITH ANY OF THE COMPRESSORS SERIAL NUMBERS.
210212233
210212233 | Packing Slip or Equivalent Commercial Certification is required. It
210212233 | must specify the Item description and part number (if available) in
210212233 | order to confirm that the item meets the requirements of the PO.
210212233
210212233 | INCLUDE 'Z_NPE_GENERAL PACKAGING' OBJECT TEXT ID ST
210212233
210212233
210212233
210212233
210212233
210212497 | VALVE,CHECK:3",CL 300,BW,SWING,HARDFACED
210212497
210212497 | VALVE, CHECK, SWING, BOLTED COVER<(>,<)>
210212497 | SIZE 3”, CLASS 300, BW, HARDFACED, Cv 177<(>,<)>
210212497 | CODE KEPIC MND 2000 EDIT, NO ADDENDA
210212497
210212497 | BODY CS MDF A216 GR WCB<(>,<)>
210212497 | COVER CS MDF A 105<(>,<)>
210212497 | DISK CS MDF A 105 (HARDFACED)<(>,<)>
210212497 | COVER BOLT/NUT MDF A193 B7/ MDF A194 2H
210212497
210212497 | VALVE COMPLIES WITH FOLLOWING DOCUMENTS
210212497 | PURCHASE SPEC# 9-591-M263<(>,<)>
210212497 | VALVE DWG# M263-DG-A03-35 SHT 13<(>,<)>
210212497 | VALVE MANUAL# M263-IM-A03-35<(>,<)>
210212497
210212497 | MANUFACTURER: SAMSHIN LIMITED
210212497 | P/N: M263-DG-A03-35 SHT 13 (3”)
210212497
210212497 | THE ITEM IS CLASSIFIED SAFETY RELATED, PURCHASE CLASS PC1
210212497
210212497 | SUPPLIER IS REQUIRED TO BE LISTED IN THE NAWAH'S APPROVED SUPPLIER LIST
210212497 | (NASL) HAVING AN AUDITED QUALITY CLASS Q CONTROL PROGRAM AS DEFINED BY
210212497 | NAWAH QA.
210212497
210212497
210212497 | INCLUDE 'Z_NPE_QA SR MATERIAL' OBJECT TEXT ID ST
210212497
210212497 | INCLUDE 'Z_NPE_LEVEL C PACKAGING' OBJECT TEXT ID ST
210212497
210212497 | INCLUDE 'Z_NPE_CERT OF CONFORMANCE' OBJECT TEXT ID ST
210212497
210212497 | MINIMUM WALL
210212497 | THE SUPPLIER IS TO FURNISH A MINIMUM WALL TEST REPORT/RESULTS.
210212497
210212497 | ASME
210212497 | Z_NPE_CODE DATA REPORT
210212497 | INCLUDE 'Z_NPE_CODE DATA REPORT' OBJECT TEXT ID ST
210212497
210212497 | Z_NPE_CODE RECONCILIATION
210212497 | INCLUDE 'Z_NPE_CODE RECONCILIATION' OBJECT TEXT ID ST
210212497
210212497 | MATERIAL
210212497 | Z_NPE_CODE CMTR
210212497 | INCLUDE 'Z_NPE_CODE CMTR' OBJECT TEXT ID ST
210212497
210212497 | Z_NPE_MATERIAL CERT
210212497 | INCLUDE 'Z_NPE_MATERIAL CERT' OBJECT TEXT ID ST
210212497
210212497 | A Material Certificate of Compliance in lieu of CMTR is acceptable for
210212497 | bolting 1” and less in accordance with ASME NCA- 3800
210212497
210212497 | Z_NPE_HEAT TREAT
210212497 | INCLUDE 'Z_NPE_HEAT TREAT' OBJECT TEXT ID ST
210212497
210212497
210212497 | NDE – HARDFACING
210212497 | Z_NPE_PT
210212497 | INCLUDE Z_NPE_PT OBJECT TEXT ID ST
210212497
210212497 | NDE- VISUAL – BOLTING
210212497 | Z_NPE_VT
210212497 | INCLUDE Z_NPE_VT OBJECT TEXT ID ST
210212497
210212497 | FUNCTIONAL TESTING
210212497 | Z_NPE_HYDRO TEST REPORT
210212497 | INCLUDE 'Z_NPE_HYDRO TEST REPORT' OBJECT TEXT ID ST
210212497
210212497 | Z_NPE_SEAT LEAK
210212497 | INCLUDE 'Z_NPE_SEAT LEAK' OBJECT TEXT ID ST
210212497
210212497 | WELDING – HARDFACING
210212497 | Z_NPE_WELD
210212497 | INCLUDE Z_NPE_WELD OBJECT TEXT ID ST
210212497
210212497 | Z_NPE_CONTAMINANTS
210212497 | INCLUDE Z_NPE_CONTAMINANTS OBJECT TEXT ID ST
210212497
210212497
210212497
210212497
210212650 | ROD,FILLER:SMAW,E316/E316L-16,2.4MM D
210212650
210212650 | ROD, WELD, SMAW<(>,<)>
210212650 | SIZE: 3/32" D X 9" L
210212650 | AWS: E316/E316L-16
210212650 | ASME II PART C, MATL SFA-5.4, SS ELECTRODE FOR SMAW<(>,<)>
210212650 | ASME III CLASS 1, 1995 EDIT THRU 97 ADDENDA
210212650 | Per ATTACHMENT 2 of Nawah Procedure# MNT-PRC-0303
210212650
210212650
210212650 | MANUFACTURER: VARIOUS
210212650 | PART NUMBER: BY DESCRIPTION
210212650
210212650 | MODEL NUMBER: ED033104
210212650 | MANUFACTURER: LINCOLN ELECTRIC
210212650
210212650
210212650 | THE ITEM IS CLASSIFIED SAFETY RELATED, PURCHASE CLASS PC1
210212650
210212650 | SUPPLIER IS REQUIRED TO BE LISTED IN THE NAWAH'S APPROVED SUPPLIER LIST
210212650 | (NASL) HAVING AN AUDITED QUALITY CLASS Q CONTROL PROGRAM MEETING THE
210212650 | REQUIREMENTS OF NQA-1.
210212650
210212650 | INCLUDE 'Z_NPE_QA SR MATERIAL' OBJECT TEXT ID ST
210212650
210212650 | INCLUDE 'Z_NPE_LEVEL B PACKAGING' OBJECT TEXT ID ST
210212650
210212650 | INCLUDE 'Z_NPE_CERT OF CONFORMANCE' OBJECT TEXT ID ST
210212650
210212650 | INCLUDE 'Z_NPE_CODE CMTR' OBJECT TEXT ID ST
210212650
210212650 | INCLUDE 'Z_NPE_CODE RECONCILIATION' OBJECT TEXT ID ST
210212650
210212650 | INCLUDE 'Z_NPE_WELD ROD ID-PACKAGING' OBJECT TEXT ID ST
210212650
210212650
210212650 | Vendor shall perform the testing specified in Attachment 2 of Nawah
210212650 | Procedure# MNT-PRC-0303 for each batch/lot of material and provide test
210212650 | reports traceable to each batch/lot.
210212650
210212650
210212739 | KIT:REFURBISH,TURBO CHARGER,NAPIER 397
210212739
210212739 | KIT, REFURBISHMENT, FOR NAPIER 397 TURBO CHARGER, FOR EDG/AAC DG ENGINE,
210212739 | TURBOCHARGER OPERATOR'S MANUAL NAPIER EDITION 2 (TB 3101 SEPTEMBER 2011
210212739 | ISSUE 3a) INCLUDED ON M263-IM-A02-01 Rev.5, INSTRUCTION MANUAL FOR MAIN
210212739 | ENGINE (HYUNDAI HEAVY INDUSTRIES DOCUMENT# B94-089753-0), ENGINE TYPE
210212739 | H32/40V).
210212739
210212739 | FOR USE WITH:
210212739 | DIESEL ENGINE FOR BARAKAH EMERGENCY DIESEL GENERATOR TYPE
210212739 | 20H32/40VX750RPM ENGINE NUMBERS BF1652, BF1653, BF1654, BF1655, BF1657,
210212739 | BF1658, BF1659, BF1660; DRW M263-DG-A02-01 R7 (HYUNDAI #B90-075465-8),
210212739 | DRW M263-MR-A02-01 R1 (HYUNDAI # B93-106183-5).
210212739
210212739 | DIESEL ENGINE FOR BARAKAH DIESEL GENERATOR TYPE 20H32/40VX750RPM ENGINE
210212739 | NUMBER BF1777; DRW M263-DG-A52-01 R4 (HYUNDAI # B90-075466-0), DRW
210212739 | M263-MR-A52-01 R1 (HYUNDAI # B93-108184-7).
210212739
210212739 | IN COMPLIANCE WITH:
210212739 | M263-ER-A02-01 R3 DYNAMIC QUALIFICATION REPORT FOR MAIN ENGINE (HYUNDAI
210212739 | # MPR-3871 FROM MRP ASSOCIATES INC. ENGINEERS).
210212739
210212739 | VENDOR IS REQUESTED TO TAKE EXCEPTION AND NOTIFY NAWAH IF ITEM WILL NOT
210212739 | FIT ANY OF THE DIESEL ENGINE MODELS (ENGINE NUMBERS).
210212739
210212739 | MANUFACTURER: HYUNDAI HEAVY INDUSTRIES
210212739 | PART NUMBER: BY DESCRIPTION
210212739
210212739 | QUALITY REQUIREMENTS
210212739 | ----------------------------------------------------------------
210212739 | THE ITEM IS CLASSIFIED SAFETY RELATED, PURCHASE CLASS PC1.
210212739
210212739 | Quality Requirements:
210212739
210212739 | INCLUDE 'Z_NPE_QA SR MATERIAL' OBJECT TEXT ID ST
210212739
210212739 | INCLUDE 'Z_NPE_CERT OF CONFORMANCE' OBJECT TEXT ID ST
210212739
210212739 | INCLUDE 'Z_NPE_LEVEL B PACKAGING' OBJECT TEXT ID ST
210212739
210212739 | INCLUDE 'Z_NPE_EDG ENGINE PARTS' OBJECT TEXT ID ST
210212739
210212739 | INCLUDE 'Z_NPE_SHELF LIFE' OBJECT TEXT ID ST
210212739
210212739
210212739
210212739
210213019 | BEARING,BALL:PILLOW BLOCK,2”,PEU332
210213019
210213019 | BEARING, BALL, PILLOW BLOCK, SIZE 2”, HEAVY DUTY, EXPANSION UNIT, CAST
210213019 | IRON, 2-BOLT MOUNTING, SETSCREW LOCKING, CLEARANCE SEAL
210213019
210213019 | PURCH SPEC 9-152-M251
210213019 | Century MANUAL M251-IM-A01-01, ATT#5-H: FAN BEARING & COUPLING
210213019 | Century OUTLINE DWGS: M251-DG-A30/A40-01, -02
210213019
210213019 | SUPPLIER: CENTURY CORPORATION
210213019 | MANUFACTURER: REXNORD
210213019 | PART NUMBER: PEU332
210213019 | DRAWING NUMBER: M251-DG-A30-01 & -02
210213019
210213019 | THE ITEM IS CLASSIFIED SAFETY RELATED, PURCHASE CLASS PC1
210213019
210213019 | SUPPLIER IS REQUIRED TO BE LISTED IN THE NAWAH'S APPROVED SUPPLIER LIST
210213019 | (NASL) HAVING AN AUDITED QUALITY CLASS Q CONTROL PROGRAM MEETING THE
210213019 | REQUIREMENTS OF NQA-1.
210213019
210213019 | INCLUDE 'Z_NPE_QA SR MATERIAL' OBJECT TEXT ID ST
210213019
210213019 | INCLUDE 'Z_NPE_LEVEL B,, PACKAGING' OBJECT TEXT ID ST
210213019
210213019 | INCLUDE 'Z_NPE_CERT OF CONFORMANCE' OBJECT TEXT ID ST
210213019
210213019
210213019
210213019
210213023 | COUPLING:FAN,CLOSE,1020T20,28MM/13MM
210213023
210213023 | COUPLING, CLOSE, GRID, STEELFLEX, FALK TYPE T20, SIZE 1020, MAX/MIN BORE
210213023 | 28MM/13MM, ALUMINUM ALLOY COVER
210213023
210213023 | PURCH SPEC 9-152-M251
210213023 | Century MANUAL M251-IM-A01-01, ATT#5-H: FAN BEARING & COUPLING
210213023 | Century OUTLINE DWGS: VARIOUS – SEE BELOW
210213023
210213023 | SUPPLIER: CENTURY CORPORATION
210213023 | MANUFACTURER: REXNORD
210213023 | PART NUMBER: 1020T20
210213023
210213023 | Coupling Supplied ready for installation and compatible with:
210213023 | Century Air Handling Unit Dwgs and Equipment Tag Numbers:
210213023 | M251-DG-A30/A40-03, 1/2/3/4-603-M-AH01A/B<(>,<)>
210213023 | M251-DG-A30/A40-07, 1/2/3/4-603-M-AH06A/B<(>,<)>
210213023 | M251-DG-A30/A40-09, 1/2/3/4-603-M-AH09A/B<(>,<)>
210213023 | M251-DG-A30/A40-10, 1/2/3/4-603-M-AH10A/B<(>,<)>
210213023 | M251-DG-A30/A40-11, 1/2/3/4-603-M-AH11A/B<(>,<)>
210213023 | M251-DG-A30/A40-13, 1/2/3/4-603-M-AH13A/B<(>,<)>
210213023 | M251-DG-A30/A40-14, 1/2/3/4-603-M-AH14A/B<(>,<)>
210213023 | M251-DG-A30/A40-15, 1/2/3/4-603-M-AH15A/B<(>,<)>
210213023 | M251-DG-A30-19, 1/2/3/4-603-M-AH19A<(>,<)>
210213023
210213023 | M251-DG-A30-18, 1/2/3/4-606-M-HV17A<(>,<)>
210213023 | M251-DG-A30/A40-30, 1/2/3/4-606-M-HV19A/B<(>,<)>
210213023 | M251-DG-A30/A40-31, 1/2/3/4-606-M-HV20A/B<(>,<)>
210213023 | 1/2/3/4-606-M-HV21B<(>,<)>
210213023 | M251-DG-A30/A40-35, 1/2/3/4-606-M-HV23A/B<(>,<)>
210213023 | M251-DG-A30/A40-36, 1/2/3/4-606-M-HV24A/B<(>,<)>
210213023 | M251-DG-A30/A40-37, 1/2/3/4-606-M-HV25A/B<(>,<)>
210213023 | M251-DG-A30-41, 1/2/3/4-606-M-HV45A<(>,<)>
210213023 | 1/2/3/4-607-M-HV31A/B<(>,<)>
210213023 | 1/2/3/4-607-M-HV32A/B
210213023
210213023 | ----------------------------------------------
210213023
210213023 | THE ITEM IS CLASSIFIED SAFETY RELATED, PURCHASE CLASS PC1
210213023
210213023 | SUPPLIER IS REQUIRED TO BE LISTED IN THE NAWAH'S APPROVED SUPPLIER LIST
210213023 | (NASL) HAVING AN AUDITED QUALITY CLASS Q CONTROL PROGRAM MEETING THE
210213023 | REQUIREMENTS OF NQA-1.
210213023
210213023 | INCLUDE 'Z_NPE_QA SR MATERIAL' OBJECT TEXT ID ST
210213023
210213023 | INCLUDE 'Z_NPE_LEVEL B PACKAGING' OBJECT TEXT ID ST
210213023
210213023 | INCLUDE 'Z_NPE_CERT OF CONFORMANCE' OBJECT TEXT ID ST
210213023
210213023 | INCLUDE 'Z_NPE_SHELF LIFE' OBJECT TEXT ID ST
210213023
210213023
210213023
210213023
210213082 | FAN:CENTRIFUGAL,F/RM CUB.COOLER,TF#2.5DS
210213082
210213082 | ---------------------------------
210213082 | FAN: CENTRIFUGAL, ONLY<(>,<)>
210213082 | POWERED BY 1 HP MOTOR<(>,<)>
210213082 | BLADE MATL KSD3503 (SS400)<(>,<)>
210213082 | BLADE TYPE BACKWARD
210213082
210213082 | FOR USE WITH ELECTRICAL EQUIPMENT; RM CUBICLE COOLER
210213082
210213082 | FAN S/N:
210213082 | 1500211271
210213082 | 1500210906
210213082 | F1232812
210213082
210213082 | CONTRACT# R1U6118024
210213082
210213082 | PURCH SPEC 9-152-M253A
210213082 | LG ELECTRONICS MANUAL M253A-IM-A02-01
210213082 | LG ELECTRONICS OUTLINE DWGS & EQUIPMENT TAGS:
210213082 | 1/2/3/4-603-M-AH41, M253A-DG-A07-01
210213082 | 1/2/3/4-603-M-AH42, M253A-DG-A07-02
210213082 | 1/2/3/4-603-M-AH46, M253A-DG-A07-03
210213082
210213082 | LG ELECTRONICS SUPPLIER DATA SHEET:
210213082 | M253A-DT-A07-05
210213082 | M253A-DT-A07-04
210213082 | M253A-DT-A07-13
210213082
210213082 | MANUFACTURER: LG ELECTRONICS
210213082 | MODEL NUMBER: TF #2.5 DS
210213082 | --------------------------------
210213082
210213082 | QUALITY PROGRAM
210213082
210213082 | INCLUDE 'Z_NPE_COMMERCIAL QA' OBJECT TEXT ID ST
210213082 | INCLUDE 'Z_NPE_PC3 MATERIAL' OBJECT TEXT ID ST
210213082
210213082 | INCLUDE 'Z_NPE_GENERAL PACKAGING' OBJECT TEXT ID ST
210213082
210213082
210213082 | INCLUDE 'Z_NPE_CERT OF COMPLIANCE' OBJECT TEXT ID ST
210213082
210213082 | INCLUDE Z_NPE_CMTR OBJECT TEXT ID ST
210213082
210213082
210213082 | ADDITIONAL REQUIREMENTS
210213082
210213082 | VENDOR MANUAL
210213082 | VENDOR SHALL PROVIDE 3 COPIES OF FAN VENDOR MANUAL THAT INCLUDES A FAN
210213082 | CROSS-SECTIONAL VIEW WITH A LIST OF ITEMIZED PARTS (I.E. BOM).
210213082 | ADDITIONALLY, MANUAL SHOULD INCLUDE RECOMMENDED SPARES WITH PART
210213082 | NUMBERS (IF AVAILABLE).
210213082
210213082 | SHELF LIFE
210213082 | VENDOR IS REQUIRED TO PROVIDE THEIR RECOMMENDED SHELF LIFE FOR THE FAN
210213082 | INCLUDING THE MOST LIMITING MATERIALS (IF ANY) AS VENDOR DID NOT SUPPLY
210213082 | A FAN MANUAL OR FAN OUTLINE DRAWING WITH THE ORIGINAL ORDER THAT
210213082 | INCLUDED A LIST OF ITEMIZED PARTS.
210213082
210213082
210213082 | IN-STORAGE PREVENTATIVE MAINTENANCE (ISPM)
210213082 | VENDOR IS REQUIRED TO PROVIDE THEIR RECOMMENDED IN-STORAGE PREVENTATIVE
210213082 | MAINTENANCE FOR THE FAN (IF ANY)
210213082
210213082
210213107 | MANIFOLD:10", BS 10,F/LP MOBILE PUMP
210213107
210213107 | MANIFOLD: SUCTION, PUMP, MOBILE, LOW PRESSURE
210213107 | SIZE AND TYPE OF FLANGE: 10 INCH BS 10 TABLE D
210213107 | TYPE OF JOINT: FLANGED, BUTT AND WRAP JOINTS
210213107 | MATERIAL: GRP (GLASS REINFORCED PLASTIC)
210213107
210213107 | APPLICATION: ACCIDENT MANAGEMENT PROGRAM
210213107
210213107 | TO BE FABRICATED AS PER DRAWING NO. JOSV-20-012268-REV.01 SHEET 1 of 3
210213107 | (GRP MANIFOLD FOR LOW PRESSURE MOBILE PUMP).
210213107
210213107 | THE ITEM SHALL BE SUPPLIED TO PROVIDE LEAK TIGHT MANIFOLD TO GUARANTEE
210213107 | NO LEAKAGE AT THE STATED PRESSURE OF WATER (7.2 BAR).
210213107
210213107 | PRESSURE TEST AT 105 psig = 7.2 bar
210213107 | VACUUM TEST AT 20 kPa abs or 3 psia
210213107
210213107 | THIS LP MOBILE PUMP MANIFOLD IS TO BE FABRICATED FROM GRP AND BE
210213107 | SUITABLE FOR LOW PRESSURE (LESS THAN 7.2 BAR) AND LOW TEMPERATURE
210213107 | (AMBIENT TEMPERATURE). IT WILL BE TESTED AT SITE ALONG WITH THE LP
210213107 | MOBILE PUMP BY DRAWING WATER FROM THE RWR (RAW WATER RESERVOIR) AND
210213107 | RETURNING WATER TO THE RWR. IT MAY BE USED TO TAKE WATER FROM THE
210213107 | ARABIAN GULF IN CASES WHERE ALL PLANT TANKS HAVE COLLAPSED.
210213107
210213107 | -------------------------------------------------------------
210213107 | MANUFACTURER: ZAHRA KOREA GENERAL MAINTENANCE LLC (ZKGM)
210213107 | PART NO: BY DESCRIPTION
210213107 | -------------------------------------------------------------
210213107
210213107 | Packing Slip or Equivalent Commercial Certification is required. It
210213107 | must specify the Item description and part number (if available) in
210213107 | order to confirm that the item meets the requirements of the PO.
210213107
210213107 | INCLUDE 'Z_NPE_GENERAL PACKAGING' OBJECT TEXT ID ST
210213107
210213107
210213252 | KIT,REBUILD:MANUAL ISOLATION VALVE
210213252
210213252
210213252 | MANUFACTURER: PARKER
210213252 | PART NUMBER: MVI-400SV
210213252 | DRAWING NUMBER: M243-DG-E 04-12/15, ITEM: (2-151)
210213252
210213252
210213260 | VENT:
210213260
210213260
210213260 | MANUFACTURER: SCHARDER
210213260 | PART NUMBER: EM50
210213260 | DRAWING NUMBER: M243-DG-E 04-10/11/14, ITEM: 187
210213260
210213260
210213669 | CORD,EXTENSION:230VAC,20m,10mm2
210213669
210213669 | FABRICATE ACCIDENT MANAGEMENT 230 VAC EXTENSION CORDS - 20 METERS
210213669
210213669 | [TECHNICAL REQUIREMENT]
210213669 | -WIRE SIZE : 10mm2
210213669 | -OUTER JACKET : TPE
210213669 | -NUMBER OF CONDUCTORS : 3
210213669 | -LENGTH : 20m
210213669 | -SINGLE PHASE
210213669 | -VOLTAGE AC : 230
210213669 | -CONNECTOR : BALS Art No. 3126
210213669 | -PLUG : BALS Art. No. 210740
210213669
210213737 | STUD,5/8" DIAMETER X 110mm LONG
210213737
210213737 | STUD, FULL THREADED, SIZE 5/8"-11UNC X 110 mm LONG<(>,<)>
210213737 | MATL ASTM A193 GRADE B5, STAINLESS, AISI 501<(>,<)>
210213737 | YIELD STRENGTH MINIMUM = 80,000 PSI
210213737 | TENSILE STRENGTH MINIMUM = 100,000 PSI
210213737
210213737 | FOR NON-SAFETY RELATED APPLICATIONS
210213737
210213737 | INCLUDE 'Z_NPE_GENERAL PACKAGING' OBJECT TEXT ID ST
210213737
210213737
210213737
210213762 | O-RING:AN340,#85.09/5.34,VITON
210213762
210213762 | O-RING USED
210213762 | F/RADIATION MONITORING SYSTEM PIG200 SKID
210213762
210213762 | MODEL NUMBER: AN340
210213762 | MATERIAL: VITON
210213762 | HOST EQUIPMENT SUPPLIER: REALGAIN CO. LTD., KOREA
210213762
210213762 | SUPPLIER DOCUMENT REFERENCE:
210213762 | - SEE ATTACHED KHNP SPARE PARTS LIST.
210213762
210213762 | INCLUDE 'Z_NPE_GENERAL PACKAGING' OBJECT TEXT ID ST
210213762
210213762
210213762
210213762
210213762
210213942 | GASKET:2",CLASS 150,ACID RESISTANT
210213942
210213942 | GASKET, 2", CLASS 150, ACID RESISTANT, PTFE OR EQUAL<(>,<)>
210213942 | FOR KEMP DRI-BREATHER DB-20
210213942
210213942 | PART NUMBER: BY DESCRIPTION
210213942 | MANUFACTURER: MOO JIN KEE YEON CO., LTD. / KEMP
210213942
210213942
210213942
210213942 | QUALITY REQUIREMENTS
210213942
210213942 | INCLUDE 'Z_NPE_GENERAL PACKAGING' OBJECT TEXT ID ST
210213942
210213942
210213942
210214116 | CHAIN:F/HOIST DRIVE ASSEMBLY
210214116
210214116 | CHAIN; 250 PITCH, DELP25-S-109P, 109 PITCHES, SST, FOR HOIST DRIVE
210214116 | ASSEMBLY, SPENT FUEL HANDLING MACHINE (SFHM), ITEM 28 OF DWG
210214116 | 9-220-Z-N-175-006 (PAR A- 07457674-D)
210214116
210214116 | ITEM/HOST SUPPORTING DOCUMENTS<(>,<)>
210214116 | SFHM MANUAL # 9-220-Z-N-431-001 (WESTINGHOUSE# 70580136), SEC 13.1
210214116
210214116 | OEM SUPPLIER: WESTINGHOUSE (PAR)
210214116 | P/N 56104987
210214116 | *******************************************************
210214116
210214116 | QUALITY REQUIREMENTS:
210214116
210214116 | INCLUDE 'Z_NPE_COMMERCIAL QA' OBJECT TEXT ID ST
210214116
210214116 | INCLUDE 'Z_NPE_PC3 MATERIAL' OBJECT TEXT ID ST
210214116
210214116 | INCLUDE 'Z_NPE_GENERAL PACKAGING' OBJECT TEXT ID ST
210214116
210214116 | INCLUDE 'Z_NPE_CERT OF COMPLIANCE' OBJECT TEXT ID ST
210214116
210214164 | PIN,PARALLEL:AISI1045,#3×12L
210214164
210214164 | PARALLEL PIN, AISI1045 OR EQUIVALENT, #3×12L, FOR CONTROL PACK ASSEMBLY
210214164 | OF STOP VALVE 1,3,4, ITEM NO. 30 OF DRAWING NO. 9-092-L-T-172-027
210214164 | (0KT108110) AND FOR CONTROL PACK ASSEMBLY OF CONTROL VALVE, ITEM NO. 30
210214164 | OF DRAWING NO. 9-092-L-T-172-029 (0KT108109), MANUFACTURER DOOSAN HEAVY
210214164 | INDUSTRIES & CONSTRUCTION.
210214164
210214164 | VENDOR: TOSHIBA
210214164 | PART NUMBER: BY DESCRIPTION
210214164
210214164 | REFERENCES
210214164 | - MAINTENANCE PROCEDURE: 1N2-MNT-MM-TA-0015.
210214164 | - MAINTENANCE PROCEDURE: 1N2-MNT-MM-TA-0017.
210214164 | - DRAWING NO. 9-092-L-T-172-027 (0KT108110).
210214164 | - DRAWING NO. 9-092-L-T-172-029 (0KT108109).
210214164 | - TECH. MANUAL: 9-001-L-T-431-001, PAGES 1007 TO 1012 & 1019 TO 1022
210214164
210214164
210214164 | QUALITY REQUIREMENTS:
210214164
210214164 | INCLUDE 'Z_NPE_COMMERCIAL QA' OBJECT TEXT ID ST
210214164
210214164 | INCLUDE 'Z_NPE_PC3 MATERIAL' OBJECT TEXT ID ST
210214164
210214164 | INCLUDE 'Z_NPE_GENERAL PACKAGING' OBJECT TEXT ID ST
210214164
210214164 | INCLUDE 'Z_NPE_CERT OF COMPLIANCE' OBJECT TEXT ID ST
210214164
210214164 | INCLUDE Z_NPE_CMTR OBJECT TEXT ID ST
210214164
210214164
210214164
210214164
210214164
210214164
210214904 | FLANGE,PIPE:4",RF,WN,150#,B426
210214904
210214904 | FLANGE
210214904 | SIZE: 4 INCH
210214904 | DIMENSIONS IN ACCORDANCE WITH ASME B16.5
210214904 | TYPE: RAISED FACE
210214904 | CONNECTION: WELDNECK
210214904 | PRESSURE CLASS: 150#
210214904 | MATERIAL: ASTM B462 UNS N08020
210214904 | CODE: ASME B31.1
210214904
210214904 | ----------------------------------------------------------------
210214904 | MANUFACTURER: VARIOUS
210214904 | PART NUMBER: BY DESCRIPTION
210214904 | ----------------------------------------------------------------
210214904
210214904 | APPLICABLE TECHNICAL AND QUALITY REQUIREMENTS
210214904 | ----------------------------------------------------------------
210214904 | INCLUDE 'Z_NPE_COMMERCIAL QA' OBJECT TEXT ID ST
210214904
210214904 | INCLUDE 'Z_NPE_PC3 MATERIAL' OBJECT TEXT ID ST
210214904
210214904 | INCLUDE 'Z_NPE_GENERAL PACKAGING' OBJECT TEXT ID ST
210214904
210214904 | INCLUDE 'Z_NPE_CERT OF COMPLIANCE' OBJECT TEXT ID ST
210214904
210214904 | INCLUDE Z_NPE_CMTR OBJECT TEXT ID ST
210214904
210214904 | INCLUDE Z_NPE_CONTAMINANTS OBJECT TEXT ID ST
210214904
210214904
210214904
210215346 | JOINT,STEM:F/ 1-1/2" X 2" RELIEF VALVE
210215346
210215346 | STEM JOINT, A276 TYPE 316<(>,<)>
210215346 | PART NO. 11A OF DRAWING NO. J237B-DG-A01-63
210215346
210215346 | FOR USE WITH:
210215346 | RELIEF VALVE, MODEL SSRW-S8000, SIZE 1-1/2" X 2"
210215346 | CARBON STEEL WCB BODY, ASME 150 X 150
210215346 | SET PRESSURE 75 PSIG
210215346
210215346 | MANUFACTURER: SVC
210215346 | PART NUMBER: A0000-M11A02
210215346
210215346 | REFERENCES:
210215346 | VALVE ASSY DRAWING NO.: J237B-DG-A01-63
210215346 | PARTS LIST NO. PL-BN12R-063
210215346 | SPEC. NO.: 9-184-J237B
210215346 | TECHNICAL MANUAL: J237B-IM-A01-01
210215346
210215346 | QUALITY REQUIREMENTS:
210215346
210215346 | INCLUDE 'Z_NPE_COMMERCIAL QA' OBJECT TEXT ID ST
210215346
210215346 | INCLUDE 'Z_NPE_PC3 MATERIAL' OBJECT TEXT ID ST
210215346
210215346 | INCLUDE 'Z_NPE_CERT OF COMPLIANCE' OBJECT TEXT ID ST
210215346
210215346 | INCLUDE 'Z_NPE_GENERAL PACKAGING' OBJECT TEXT ID ST
210215346
210215346
210215346
210215346
210215346
210215448 | PIN:HINGE,SS,F/12" CHECK VALVE
210215448
210215448 | PIN, HINGE, VALVE, SS, ASTM A564-630-H1100<(>,<)>
210215448 | AGE HARDENED CONDITION<(>,<)>
210215448 | PART 12, VLV DWG 9-807-Z-N-171-010
210215448
210215448 | FOR USE WITH
210215448 | VALVE, CHECK, SWING, 12"<(>,<)>
210215448 | PRESSURE SEAL COVER<(>,<)>
210215448 | CLASS 1680, SS, BW ENDS
210215448
210215448 | ITEM/HOST APPLICABLE REFERENCES<(>,<)>
210215448 | PURCHASE SPEC 9-450-Z-S-404-00 (3A9M8-FS-DS710)
210215448 | CODE KEPIC MNC 2000 ED
210215448 | VLV DWG 9-807-Z-N-171-010 (SAMSHIN# NA-BNPP710-010)
210215448 | VLV MANUAL 9-807-Z-N-431-001 (SAMSHIN# IM-BNPP710-001)
210215448 | VLV SEISMIC RPT # 9-807-Z-N-467-009 R1
210215448 | VLV EQ RPT – N/A
210215448
210215448 | OEM SUPPLIER: DOOSAN HEAVY INDUSTRIES
210215448 | MANUFACTURER: SAMSHIN LIMITED
210215448 | PART NUMBER: 12 OF 9-807-Z-N-171-010
210215448
210215448 | ----------------------------------------
210215448 | QUALITY CONTROL REQUIREMENTS
210215448 | INCLUDE 'Z_NPE_QA SR MATERIAL' OBJECT TEXT ID ST
210215448 | INCLUDE 'Z_NPE_LEVEL C PACKAGING' OBJECT TEXT ID ST
210215448 | INCLUDE 'Z_NPE_CERT OF CONFORMANCE' OBJECT TEXT ID ST
210215448
210215448 | INCLUDE Z_NPE_CMTR OBJECT TEXT ID ST
210215448
210215448 | INCLUDE 'Z_NPE_HEAT TREAT' OBJECT TEXT ID ST
210215448 | INCLUDE Z_NPE_CHARPY OBJECT TEXT ID ST
210215448 | (ROOM TEMP- TABLE 4 OF A564)
210215448
210215448 | INCLUDE Z_NPE_CONTAMINANTS OBJECT TEXT ID ST
210215448 | (SS MTL)
210215448
210215448
210215478 | PIN:BOLT,GLAND,F/2" CL 1500 Y-GLOBE V/V
210215478
210215478 | PIN, BOLT, GLAND, ASTM A276 TYPE 304
210215478 | ITEM 25 PER DRAWING P207-DG-A12-53 SHEET 4/4
210215478
210215478
210215478 | FOR USE WITH:
210215478 | VALVE, Y-GLOBE, 2 INCH, SCH 80S, CLASS 1500, STAINLESS STEEL
210215478 | MANUAL VALVE, SEAL WELDED BONNET, BW ENDS, HARD FACED, Cv 32.9
210215478 | MARK NO: 1540-B-GBB-DL
210215478 | VALVE NO: B.0066
210215478
210215478 | ---------------------------------------
210215478 | MANUFACTURER: SAMSHIN LIMITED
210215478 | PART NO: ITEM 25 OF DWG P207-DG-A12-53
210215478 | ---------------------------------------
210215478
210215478 | QUALITY REQUIREMENTS:
210215478
210215478 | Packing Slip or Equivalent Commercial Certification is required. It
210215478 | must specify the Item description and part number (if available) in
210215478 | order to confirm that the item meets the requirements of the PO.
210215478
210215478
210215478 | INCLUDE 'Z_NPE_GENERAL PACKAGING' OBJECT TEXT ID ST
210215478
210215478
210215478
210215478
210215478
210215911 | GASKET:1.5T,F/TURNING GEAR HOUSING
210215911
210215911 | GASKET, JOINT STUD COVER<(>,<)>
210215911 | PART DRAWING 0KS129057P0012<(>,<)>
210215911 | SIZE 1.5T X 330.2W X 330.2L<(>,<)>
210215911 | FOR COUPLING "D" (TURNING GEAR) HOUSING<(>,<)>
210215911 | HOLE NO. 1CB - 12CB OF
210215911 | JOINT STUD ARRANGEMENT FOR TURNING GEAR HOUSING
210215911 | DRAWING NO. 9-051-L-T-172-065 SHT 1/1 by DOOSAN
210215911
210215911 | -----------------------------------------------------
210215911 | MANUFACTURER: DOOSAN
210215911 | PART NUMBER: 0KS129057P0012
210215911 | -----------------------------------------------------
210215911
210215911 | Packaging Slip/Invoice/Certificate or Other Vendor Document is required.
210215911 | It must demonstrate that the Item description and part number are in
210215911 | accordance with the requirements of the PO.
210215911
210215911 | INCLUDE 'Z_NPE_GENERAL PACKAGING' OBJECT TEXT ID ST
210215911
210215911
210215911
210216027 | GASKET:TEFLON,SHAFT GROUND DEV, PART 11
210216027
210216027 | GASKET, TEFLON, BRACKET/OIL DEFLECTOR<(>,<)>
210216027 | FOR TURBINE SHAFT GROUNDING DEVICE ASSEMBLY<(>,<)>
210216027 | PART 11 OF DWG 9-051-L-T-172-016 SHT 1&2 (TOSHIBA#2KS001012)
210216027
210216027 | ----------------------------------------------------
210216027 | OEM SUPPLIER: DOOSAN HEAVY INDUSTRIES
210216027 | MANUFACTURER: TOSHIBA
210216027 | PART NO.: 11 TOSHIBA DWG#2KS001012
210216027 | ----------------------------------------------------
210216027
210216027 | Packaging Slip/Invoice/Certificate or Other Vendor Document is required.
210216027 | It must demonstrate that the Item description and part number are in
210216027 | accordance with the requirements of the PO.
210216027
210216027 | INCLUDE 'Z_NPE_GENERAL PACKAGING' OBJECT TEXT ID ST
210216027
210216027
210216027
210216239 | COLLAR,INSULATION:VIBLATION DETECTOR CE
210216239
210216239 | INSULATION COLLAR, #12.5MM X #14.5MM X 21.5MM<(>,<)>
210216239 | FOR VIBRATION DETECTOR CE<(>,<)>
210216239
210216239 | MANUFACTURER: TOSHIBA
210216239 | PART NUMBER: F0RVNG-TB-E26F
210216239 | DRAWING: 1KC119703 P29, 1KC119723 P13
210216239
210216239 | ---------------------------------------------------------------
210216239
210216239 | Quality requirements:
210216239
210216239 | INCLUDE 'Z_NPE_COMMERCIAL QA' OBJECT TEXT ID ST
210216239 | INCLUDE 'Z_NPE_PC3 MATERIAL' OBJECT TEXT ID ST
210216239 | INCLUDE 'Z_NPE_GENERAL PACKAGING' OBJECT TEXT ID ST
210216239 | INCLUDE 'Z_NPE_CERT OF COMPLIANCE' OBJECT TEXT ID ST
210216239
210216239
210216270 | SHIM:GENERATOR FOOT PLATE
210216270
210216270 | SHIM<(>,<)>
210216270 | GENERATOR FOOT PLATE<(>,<)>
210216270 | MATERIAL: SUS304
210216270 | DIMENSION: t1.5 × 816 × 455
210216270
210216270 | MANUFACTURER: TOSHIBA
210216270 | PART NUMBER: 3KC123240#21
210216270 | DRAWING: 1KC119729 P18, 3KC122741 P3
210216270
210216270 | ---------------------------------------------------------------
210216270
210216270 | QUALITY REQUIREMENTS:
210216270
210216270 | INCLUDE 'Z_NPE_PC3 MATERIAL' OBJECT TEXT ID ST
210216270 | INCLUDE 'Z_NPE_COMMERCIAL QA' OBJECT TEXT ID ST
210216270 | INCLUDE 'Z_NPE_CERT OF COMPLIANCE' OBJECT TEXT ID ST
210216270 | INCLUDE 'Z_NPE_GENERAL PACKAGING' OBJECT TEXT ID ST
210216270
210216270
210216460 | SEAL,MECHANICAL:F/PUMP,LUBE WATER BOOSTE
210216460
210216460 | SET, SEAL, MECHANICAL, SILICON CARBIDE: F/LUBE WATER BOOSTER PUMP
210216460
210216460 | ITEM 111 PER DWG M220-DG-A02-02 (HYOSUG DWG# HGS-DG-A02-02)
210216460
210216460 | TO USE WITH:
210216460 | #CENTRIFUGAL PUMP, MODEL: CFPS40-200, TYPE: CFP
210216460 | HORIZONTAL, SINGLE STAGE, SINGLE SUCTION, CENTER SUPPORTED, PROCESS PUMP
210216460 | CAPACITY 60 GPM, TDH 174.5 FT (53.2m), SPEED 2910 RPM
210216460 | #REFERENCE PREVIOUSLY SUPPLIED HGS SERIAL NO: 1101989-2,4,6,8
210216460 | #DWG:M220-DG-A01-02(HGS-DG-A01-02),M220-DG-A02-02(HGS-DG-A02-02)
210216460
210216460 | --------------------------------------------------------
210216460 | MANUFACTURER: HYOSUNG GOODSPRINGS (HGS), INC.
210216460 | PART NO: ITEM 111 PER DWG M220-DG-A02-02
210216460 | --------------------------------------------------------
210216460
210216460 | QUALITY REQUIREMENTS:
210216460
210216460 | INCLUDE 'Z_NPE_PC3 MATERIAL' OBJECT TEXT ID ST
210216460
210216460 | INCLUDE 'Z_NPE_CERT OF COMPLIANCE' OBJECT TEXT ID ST
210216460
210216460 | INCLUDE 'Z_NPE_COMMERCIAL QA' OBJECT TEXT ID ST
210216460
210216460 | INCLUDE 'Z_NPE_GENERAL PACKAGING' OBJECT TEXT ID ST
210216460
210216460 | ---------------------------------------------------------------
210216460
210216460
210216460
210216937 | TEE,FEMALE:1/4" NPT,F/531-V-0306
210216937
210216937 | TEE, FEMALE, 1/4" NPT, MATERIAL STAINLESS STEEL 316<(>,<)>
210216937
210216937 | FOR CERTIFIED VALVE ASSEMBLY DRAWINGS ITEM 906 OF DWG J232A-DG-A01-22
210216937
210216937 | CONTROL VALVES FOR STANDARD SEVERE SERVICS MANUAL # J232A-IM-A01-01 (SDD
210216937 | # SDD14-VM-06 REV 0)
210216937
210216937 | SUPPLIER: VIV CO., LTD
210216937 | P/N: 110450606001505
210216937
210216937 | MANUFACTURER: DK LOK
210216937 | P/N: BY DESCRIPTION
210216937
210216937 | ****************************************************************
210216937
210216937 | QUALITY REQUIREMENT:
210216937
210216937 | INCLUDE 'Z_NPE_COMMERCIAL QA' OBJECT TEXT ID ST
210216937
210216937 | INCLUDE 'Z_NPE_PC3 MATERIAL' OBJECT TEXT ID ST
210216937
210216937 | INCLUDE 'Z_NPE_GENERAL PACKAGING' OBJECT TEXT ID ST
210216937
210216937 | INCLUDE 'Z_NPE_CERT OF COMPLIANCE' OBJECT TEXT ID ST
210216937
210216937 | INCLUDE Z_NPE_CMTR OBJECT TEXT ID ST
210216937
210216937
210217015 | RETURN-CHNNEL 3,F/ESW INTAKE STRUCTURE
210217015
210217015 | RETURN-CH3, MATERIAL: SS275(SS400)
210217015
210217015 | FOR USE WITH
210217015 | ESSENTIAL ESW INTAKE STRUCTURE / CCW HXR
210217015 | CHILLER MODEL RCWF030N
210217015 | CAPACITY 255 USRT
210217015 | KEPCO CONTRACT R1U4118016 & R1U4119016
210217015 | EQUIPMENT 1/2/3/4-633-M-CH03A/B AND CH04A/B
210217015
210217015 | ITEM/HOST APPLICABLE REFERENCES
210217015 | PURCH SPEC 9-132-M227
210217015 | CODE KEPIC MGB 00 EDIT (ASME VIII, 1995 EDIT/97 ADD)
210217015 | GENERAL DWG M227-DG-A02-01 & A02-02 (LG F8860194 & 5)
210217015 | MANUAL# M227-IM-A01-01
210217015 | SEISMIC REPORT# M227-ER-A03-01
210217015 | NAMEPLATE# M227-MR-A02-01
210217015
210217015 | ------------------------------------------------------------
210217015 | OEM SUPPLIER: KEPCO
210217015 | MANUFACTURER: LG ELECTRONICS (LG)
210217015 | PART NUMBER: MKY32590401
210217015 | ------------------------------------------------------------
210217015 | QUALITY REQUIREMENTS:
210217015
210217015 | INCLUDE 'Z_NPE_QA SR MATERIAL' OBJECT TEXT ID ST
210217015
210217015 | INCLUDE 'Z_NPE_LEVEL C PACKAGING' OBJECT TEXT ID ST
210217015
210217015
210217015 | INCLUDE 'Z_NPE_CERT OF CONFORMANCE' OBJECT TEXT ID ST
210217015
210217015 | CMTR OR MATERIAL CERT AS APPLICABLE
210217015 | INCLUDE Z_NPE_CMTR OBJECT TEXT ID ST
210217015
210217015 | INCLUDE 'Z_NPE_MATERIAL CERT' OBJECT TEXT ID ST
210217015
210217015
210217015
210217015
210217015
210217251 | VALVE,GLOBE:4",CL 150,SA351 GR CF8M,BW
210217251
210217251 | VALVE, CONTROL, GLOBE
210217251 | 4 INCH, CLASS 150 LB, BW END
210217251 | DRAWING NO.: J232B-DG-A01-03, REV. L (WEIR DOC NO. 42900027-0030)
210217251
210217251 | MODEL: BV500
210217251 | VALVE BODY MATERIAL: ASME SA-351 GRADE CF8M
210217251 | WORKING PRESSURE: 203 PSIG AT 360#F
210217251 | CV VALUE: 160
210217251 | TRIM CHARACTERISTIC: QUICK OPENING
210217251 | CODE: ASME SECTION III, CLASS 2
210217251
210217251 | ASME SECTION III PARTS:
210217251 | BODY/BONNET: ASME SA351 GR. CF8M
210217251 | VALVE PLUG ASSY: ASME SA479-316L
210217251 | BODY STUD/BODY NUT: ASME SA453 660B
210217251 | PLUG SHROUD/PLUG RETAINING PLATE: ASTM A479-316L
210217251 | PEEK INSERT: VICTREX PEEK GR. 450CA30
210217251 | PLUG CAPSCREWS: ASTM A193 GR. B7
210217251
210217251 | CONTROL VALVE COMPLIES WITH:
210217251 | DESIGN REPORT: WEIR CAR-505 (PNS: J232B-DR-A01-03 REV. D)
210217251 | SEISMIC REPORT: WEIR CAR-513 (PNS: J232B-ER-A01-13 REV. C)
210217251 | PURCHASE SPECIFICATION: 9-184-J232B
210217251
210217251 | REF WEIR CONTRACT 42900027
210217251 | TYPICAL VALVE SERIAL NO.: 42900027-0030/1
210217251 | ----------------------------------------------------------------
210217251 | MANUFACTURER: WEIR VALVES & CONTROL (TRILLIUM FLOW)
210217251 | PART NUMBER: BV500
210217251 | ----------------------------------------------------------------
210217251 | NOTE TO VENDOR:
210217251 | VENDOR TO CERTIFY TO SEISMIC REPORT J232B-ER-A01-13 REV. C (WEIR DESIGN
210217251 | REPORT CAR-513)
210217251
210217251 | VENDOR TO CERTIFY TO ENIVRONMENTAL REPORTS J232B-ER-A01-39 REV. B (EQR
210217251 | 65) AND J232B-ER-A01-40 REV. D (EQR 66)
210217251 | ----------------------------------------------------------------
210217251 | QUALITY REQUIREMENTS
210217251
210217251 | INCLUDE 'Z_NPE_QA SR MATERIAL' OBJECT TEXT ID ST
210217251 | INCLUDE 'Z_NPE_CERT OF CONFORMANCE' OBJECT TEXT ID ST
210217251 | INCLUDE 'Z_NPE_LEVEL B PACKAGING' OBJECT TEXT ID ST
210217251
210217251 | ASME:
210217251 | INCLUDE 'Z_NPE_CODE DATA REPORT' OBJECT TEXT ID ST
210217251 | INCLUDE 'Z_NPE_CODE RECONCILIATION' OBJECT TEXT ID ST
210217251
210217251 | MATERIAL:
210217251 | INCLUDE 'Z_NPE_CODE CMTR' OBJECT TEXT ID ST
210217251 | INCLUDE 'Z_NPE_MATERIAL CERT' OBJECT TEXT ID ST
210217251 | INCLUDE Z_NPE_CHARPY OBJECT TEXT ID ST
210217251 | A MATERIAL CERTIFICATE OF COMPLIANCE IN LIEU OF CMTR IS ACCEPTABLE FOR
210217251 | BOLTING 1" AND LESS IN ACCORDANCE WITH ASME NCA-3800.
210217251
210217251 | INCLUDE 'Z_NPE_HEAT TREAT' OBJECT TEXT ID ST
210217251 | INCLUDE 'Z_NPE_HEAT TREAT CHART' OBJECT TEXT ID ST
210217251
210217251 | NDE-VALVE ASSY (BODY/BONNET/PLUG)
210217251 | INCLUDE Z_NPE_PT OBJECT TEXT ID ST
210217251 | INCLUDE Z_NPE_RT OBJECT TEXT ID ST
210217251 | INCLUDE 'Z_NPE_RT REPORT' OBJECT TEXT ID ST
210217251
210217251 | NDE-VISUAL-BOLTING
210217251 | INCLUDE Z_NPE_VT OBJECT TEXT ID ST
210217251
210217251 | INCLUDE 'Z_NPE_HYDRO TEST REPORT' OBJECT TEXT ID ST
210217251 | SHELL TEST PRESSURE: 425 PSIG AT MAX 100#F
210217251 | SEAT TEST PRESSURE: 305 PSIG AT MAX 100#F
210217251
210217251 | INCLUDE 'Z_NPE_SEAT LEAK' OBJECT TEXT ID ST
210217251 | ALLOWABLE SEAT LEAKAGE: 8 CC/HR
210217251
210217251 | INCLUDE 'Z_NPE_MECH PERF TEST' OBJECT TEXT ID ST
210217251 | MINIMUM WALL
210217251 | THE SUPPLIER IS TO FURNISH A MINIMUM WALL TEST REPORT/RESULTS.
210217251
210217251 | QUALIFICATION REQUIREMENTS
210217251 | INCLUDE 'Z_NPE_SEISMIC CERT' OBJECT TEXT ID ST
210217251 | INCLUDE 'Z_NPE_EQ CERT' OBJECT TEXT ID ST
210217251 | INCLUDE 'Z_NPE_DIMENSION REPORT' OBJECT TEXT ID ST
210217251 | INCLUDE Z_NPE_WELD OBJECT TEXT ID ST
210217251 | INCLUDE Z_NPE_CONTAMINANTS OBJECT TEXT ID ST
210217251 | INCLUDE 'Z_NPE_COATING NON SAFETY' OBJECT TEXT ID ST
210217251
210217251
210217251
210217483 | FITTING:CONNECTOR,1/4"- 1/2",MNPT,316SS
210217483
210217483 | CONNECTOR, MALE, SS, 316SS
210217483 | 1/4 IN TUBE OD x 1/2 IN MALE NPT
210217483
210217483 | CATEGORY: TUBE FITTINGS PER SWAGELOK CATALOG
210217483
210217483 | -------------------------
210217483 | MANUFACTURER: SWAGELOK
210217483 | PART NUMBER: SS-400-1-8
210217483 | -------------------------
210217483
210217483 | Packing Slip is required. It must specify the Item description and part
210217483 | number (if available) in order to confirm that the item meets the
210217483 | requirements of the PO.
210217483
210217483 | INCLUDE 'Z_NPE_GENERAL PACKAGING' OBJECT TEXT ID ST
210217483
210217483 | ---------------------------------------------------------------
210217483
210217483
210217654 | BALLOON:MULTI COLOR, 12"
210217654
210217654 | MULTI COLOR BALLOON
210217654 | - SIZE : 12"
210217654
210217654
210217654
210217654
210217725 | CONNECTOR,ROW:PS-2200/01D BATTERY
210217725
210217725 | PART OF EQUIPMENT: 1/2-841-E-BT01D
210217725 | PART NAME: BATTERY ROW CONNECTOR
210217725 | MATERIAL: LEAD PLATED COPPER
210217725
210217725 | MANUFACTURER: SEBANG GLOBAL BATTERY
210217725 | PART NUMBER 1-841-E-BT01D-22
210217725
210217742 | CONNECTOR 1,CELL:0-BT02N BATTERY
210217742
210217742 | PART OF EQUIPMENT: 0-841-E-BT02N
210217742 | PART NAME: BATTERY CELL CONNECTOR 1
210217742 | MATERIAL: LEAD PLATED COPPER
210217742
210217742 | MANUFACTURER: SEBANG GLOBAL BATTERY
210217742 | PART NUMBER: 0-841-E-BT01N-19
210217742
210217743 | CONNECTOR,COMMON:0-BT02N BATTERY
210217743
210217743 | PART OF EQUIPMENT: 0-841-E-BT02N
210217743 | PART NAME: BATTERY COMMON CONNECTOR
210217743 | MATERIAL: LEAD PLATED COPPER
210217743
210217743 | MANUFACTURER: SEBANG GLOBAL BATTERY
210217743 | PART NUMBER: 0-841-E-BT01N-20
210217743
210217814 | FLANGE:MECHANICAL SEAL,F/SCP
210217814
210217814 | FLANGE, SEAL, MATERIAL STAINLESS STEEL, KEPIC MDF A182 GRADE F316,
210217814 | PRESSURE BOUNDARY-WETTED PART, ITEM 15
210217814 | REF DRAWING 9-906-Z-N-174-011
210217814 | CODE: KEPIC MNC (CLASS 2), 2000 EDITION, NO ADDENDA
210217814
210217814 | FOR USE WITH SHUTDOWN COOLING PUMP
210217814 | SINGLE STAGE, SPEED 1482RPM, FLOW RATE 5,000GPM<(>,<)>
210217814 | HEAD 460FT, NPSHR 17FT<(>,<)>
210217814 | SUCTION NOZZLE 16", SCH 80 BW PREP.
210217814 | DISCHARGE NOZZLE 12", SCH 80S BW PREP.
210217814 | PUMP MODEL: 12X16X29 VCN
210217814 | PUMP SERIAL NO. 1002637-010 / 012 / 014 / 016
210217814 | CODE KEPIC MNC 2000 EDITION
210217814
210217814 | ITEM TO BE SUPPLIED IN ACCORDANCE WITH:
210217814 | SPEC NO: 9-441-Z-S-404-12
210217814 | PUMP DWG: 9-906-Z-N-171-011 (HGS# UB1-SCP-SEC1D)
210217814 | MANUAL: 9-906-Z-N-431-020 (HGS# UB1-SCP-MAN1M)
210217814 | SEISMIC & EQ RPT: 9-906-Z-N-466-011 (HGS# UB1-SCP-FQR1R)
210217814 | CODE KEPIC MNC 2000 EDITION, NO ADDENDA
210217814
210217814 | MANUFACTURER: HYOSUNG GOODSPRINGS INC.
210217814 | PART NUMBER: ITEM 15 OF DWG 9-906-Z-N-171-011
210217814
210217814 | -------------------------------------------------
210217814
210217814 | QUALITY REQUIREMENT:
210217814
210217814 | INCLUDE 'Z_NPE_QA SR MATERIAL' OBJECT TEXT ID ST
210217814
210217814 | INCLUDE 'Z_NPE_CERT OF CONFORMANCE' OBJECT TEXT ID ST
210217814
210217814 | INCLUDE 'Z_NPE_LEVEL C PACKAGING' OBJECT TEXT ID ST
210217814
210217814
210217814
210217814 | MATERIAL REQUIREMENT:
210217814
210217814 | INCLUDE 'Z_NPE_CODE RECONCILIATION' OBJECT TEXT ID ST
210217814
210217814 | INCLUDE 'Z_NPE_CODE CMTR' OBJECT TEXT ID ST
210217814
210217814 | INCLUDE 'Z_NPE_HEAT TREAT' OBJECT TEXT ID ST
210217814
210217814 | INCLUDE Z_NPE_CONTAMINANTS OBJECT TEXT ID ST
210217814
210217814
210217929 | PIPE,SEAL FLUSH:1" SCH 80S,F/SIP
210217929
210217929 | SEAL FLUSH PIPE, 1" SCH 80S
210217929 | KEPIC MDF A312 TP 304
210217929 | FOR SAFETY INJECTION PUMP
210217929
210217929 | FOR USE WITH,
210217929 | - 1/2/3/4-441-M-PP02A/02B/02C/02D
210217929
210217929 | PART NUMBER : ITEM 1 OF DRAWING No. 9-901-Z-N-191-011
210217929 | MANUFACTURER : DOOSAN HEAVY INDUSTRIES
210217929
210218017 | WEDGE:F/6" CARBON STEEL GATE VV,150#
210218017
210218017 | WEDGE, ASTM A217 GR CA15, HB 275±20, ITEM 3 OF DRAW# P209-DG-A01-01 REV.
210218017 | 4 (PK VALVE DRW#BN11-P209-A01-01).
210218017
210218017 | FOR USE WITH:
210218017 | CARBON STEEL GATE VALVE 6", 150#, BOLTED BONNET, BUTT WELDED
210218017 | FOR 6" CLASS 150 CARBON STEEL GATE VALVE, BOLTED BONNET, BUTT WELDED
210218017 | VALVE MODEL : 105-D-GTB, ITEM #B.0075.
210218017
210218017 | PART NUMBER : ITEM 3 OF DRAW# P209-DG-A01-01 1 OF 1
210218017 | MANUFACTURER : PK VALVE CO.,LTD.
210218017
210218017 | ----------------------------------------------------------------
210218017 | TECHNICAL AND QUALITY REQUIREMENTS:
210218017
210218017 | The following technical and quality requirements apply:
210218017 | INCLUDE 'Z_NPE_COMMERCIAL QA' OBJECT TEXT ID ST
210218017
210218017 | INCLUDE 'Z_NPE_PC3 MATERIAL' OBJECT TEXT ID ST
210218017
210218017 | INCLUDE 'Z_NPE_GENERAL PACKAGING' OBJECT TEXT ID ST
210218017
210218017 | INCLUDE 'Z_NPE_CERT OF COMPLIANCE' OBJECT TEXT ID ST
210218017
210218017 | INCLUDE Z_NPE_CMTR OBJECT TEXT ID ST
210218017
210218017
210218017
210218111 | RING,BACK-UP:SLOW CLOSE VALVE 2-50,3-50
210218111
210218111 | RING, BACK-UP: F/ SLOW CLOSING VALVE 2-50/3-50, MSIV ACTUATOR
210218111 | MATERIAL: NYLON 6/10 RESIN PER ASTM D-789 TYPE III GRADE 1
210218111 | SIZE: 328
210218111 | EDWARD RMC NO. 10610
210218111
210218111 | ITEM 285 PER DWG 12-91375-01 SH.18/24 (M243-DG-E01-18 1/1) <(>&<)>
210218111 | DWG 12-91375-01 SH.19/24 (M243-DG-E01-19 1/1)
210218111
210218111 | FOR USE WITH:
210218111 | a) SLOW CLOSE VALVE 2-50, SUB-PART OF PUMP SIDE MANIFOLD
210218111 | b) SLOW CLOSE VALVE 3-50<(>,<)> SUB-PART OF NON-PUMP SIDE MANIFOLD
210218111 | OF ACTUATOR, MSIV (MAIN STEAM ISOLATION VALVE), TYPE A-300,
210218111 | HYDRAULIC/PNEUMATIC/ELECTRICAL ACTUATED
210218111
210218111 | FOR MAIN STEAM ISOLATION VALVE: GATE VLV, EQUIWEDGE, SIZE 32x26x32,
210218111 | FIGURE NO: B14311(LCC)BJMMNPQTY
210218111
210218111 | PER ACTUATOR DRAWING: 12-91375-01 (M243-DG-E01-06)
210218111 | LAYOUT NO: L-4531 (ACTUATOR)
210218111 | BOM NO: 735349-91375-01, 735349-91376-01
210218111 | PURCHASE SPECIFICATION: 9-521-M243
210218111 | MANUAL: M243-IM-A25-00 (RAL-5705)
210218111
210218111 | APPLICABLE EQ REPORT:
210218111 | THE HOST VALVE IS EQ QUALIFIED.
210218111 | DYNAMIC AND EQ REPORT: RAL-7913 Rev.2 (M243-EP-A00-01)
210218111 | ACTUATOR QUALIFICATION BINDER: RAL-7923 Rev.2 (M243-ER-B01-01)
210218111
210218111 | --------------------------
210218111 | MANUFACTURER: FLOWSERVE
210218111 | PART NUMBER: BY DESCRIPTION
210218111 | --------------------------
210218111 | Quality Control:
210218111
210218111 | INCLUDE 'Z_NPE_PC3 MATERIAL' OBJECT TEXT ID ST
210218111
210218111 | INCLUDE 'Z_NPE_COMMERCIAL QA' OBJECT TEXT ID ST
210218111
210218111 | INCLUDE 'Z_NPE_CERT OF COMPLIANCE' OBJECT TEXT ID ST
210218111
210218111 | INCLUDE 'Z_NPE_GENERAL PACKAGING' OBJECT TEXT ID ST
210218111
210218111
210218111 | INCLUDE 'Z_NPE_SHELF LIFE' OBJECT TEXT ID ST
210218111
210218111 | INCLUDE 'Z_NPE_EQ CERT' OBJECT TEXT ID ST
210218111
210218111
210218111
210218204 | INSULATION:ARMAFLEX,1M X 10M,20MM THK
210218204
210218204 | ARMAFLEX INSULATION ROLLS<(>,<)>
210218204 | SIZE: 1M X 10M LENGTH,THICKNESS 20MM (3/4").
210218204 | DENSITY: 70-80 KG/M3
210218204
210218204 | MANUFACTURER: ARMACELL LLC
210218204 | PART NUMBER: BY DESCRIPTION
210218204 | -------------------------------------------------------
210218204 | Packaging Slip/Invoice/Certificate or Other Vendor Document is required.
210218204 | It must demonstrate that the Item description and part number are in
210218204 | accordance with the requirements of the PO
210218204
210218204
210218204 | INCLUDE 'Z_NPE_GENERAL PACKAGING' OBJECT TEXT ID ST
210218204
210218204
210218293 | NOZZLE,VALVE:A351 GR. CF8M,ITEM 3
210218293
210218293 | NOZZLE, MATERIAL: A351 GR. CF8M, DRAWING NUMBER: J237B-DG-A01-64 R4,
210218293 | ITEM 3
210218293
210218293 | FOR USE WITH:
210218293 | VALVE, SAFETY, DRW# J237B-DG-A01-64 R4 (SHEET 1-2), SIZE: 1-1/2" X 3",
210218293 | WCB, R, MODEL SSRW-S8000.
210218293
210218293 | SET PRESSURE: 120 PSIG
210218293 | ACCUMULATION: 10% OF SET PRESSURE
210218293 | CLACULED ORIFICE AREA: 0.638 SQ.IN
210218293 | SELECTED ORIFICE AREA: 0.785 SQ.IN
210218293 | REQUIRED CAPACITY: 9300 LB/HR (186GPM)
210218293 | ASME RATED CAPACITY: 114465 LB/HR
210218293 | PRIMARY DESIGN PRESSURE: 215 PSIG
210218293 | SECONDARY DESING PRESSURE: 215 PSIG
210218293 | DESIGN TEMPERATURE: 350F
210218293 | BLOWDOWN: 10% OF SET PRESSURE
210218293 | FLANGE ENDS CONFORMS TO ANSI/ASME B16.5 (1996)
210218293 | OUTLET: FLANGE, RF, 3" (80A) - 150 LB
210218293 | INLET: FLANGE, RF, 1 1/2" (40A) - 150 LB
210218293 | MINIMUM ALLOWABLE WALL THICKNESS: 0.30 IN
210218293 | HARDFACED NOZZLE PER PROCEDURE J237B-MP-A01-01 (WPS-0800-03)
210218293
210218293 | --------------------------------------------------------------
210218293 | MANUFACTURER: SVC
210218293 | PART NUMBER: A0000-M003DC
210218293 | --------------------------------------------------------------
210218293
210218293
210218293 | TECHNICAL AND QUALITY REQUIREMENTS:
210218293 | ----------------------------------------------------------------
210218293 | INCLUDE 'Z_NPE_COMMERCIAL QA' OBJECT TEXT ID ST
210218293 | INCLUDE 'Z_NPE_PC3 MATERIAL' OBJECT TEXT ID ST
210218293 | INCLUDE 'Z_NPE_GENERAL PACKAGING' OBJECT TEXT ID ST
210218293 | INCLUDE 'Z_NPE_CERT OF COMPLIANCE' OBJECT TEXT ID ST
210218293 | INCLUDE Z_NPE_CMTR OBJECT TEXT ID ST
210218293
210218293
210218293
210218293
210218293
210218293
210218298 | STEM,VALVE:UPPER,A276 TYPE 316,ITEM 11
210218298
210218298 | STEM, UPPER, MATERIAL: A276 TYPE 316, DRAWING NUMBER: J237B-DG-A01-64
210218298 | R4, ITEM 11
210218298
210218298 | FOR USE WITH:
210218298 | VALVE, SAFETY, DRW# J237B-DG-A01-64 R4 (SHEET 1-2), SIZE: 1-1/2" X 3",
210218298 | WCB, R, MODEL SSRW-S8000.
210218298
210218298 | SET PRESSURE: 120 PSIG
210218298 | ACCUMULATION: 10% OF SET PRESSURE
210218298 | CLACULED ORIFICE AREA: 0.638 SQ.IN
210218298 | SELECTED ORIFICE AREA: 0.785 SQ.IN
210218298 | REQUIRED CAPACITY: 9300 LB/HR (186GPM)
210218298 | ASME RATED CAPACITY: 114465 LB/HR
210218298 | PRIMARY DESIGN PRESSURE: 215 PSIG
210218298 | SECONDARY DESING PRESSURE: 215 PSIG
210218298 | DESIGN TEMPERATURE: 350F
210218298 | BLOWDOWN: 10% OF SET PRESSURE
210218298 | FLANGE ENDS CONFORMS TO ANSI/ASME B16.5 (1996)
210218298 | OUTLET: FLANGE, RF, 3" (80A) - 150 LB
210218298 | INLET: FLANGE, RF, 1 1/2" (40A) - 150 LB
210218298 | MINIMUM ALLOWABLE WALL THICKNESS: 0.30 IN
210218298 | HARDFACED NOZZLE PER PROCEDURE J237B-MP-A01-01 (WPS-0800-03)
210218298
210218298 | --------------------------------------------------------------
210218298 | MANUFACTURER: SVC
210218298 | PART NUMBER: A0000-M01103
210218298 | --------------------------------------------------------------
210218298
210218298
210218298 | TECHNICAL AND QUALITY REQUIREMENTS:
210218298 | ----------------------------------------------------------------
210218298 | INCLUDE 'Z_NPE_COMMERCIAL QA' OBJECT TEXT ID ST
210218298 | INCLUDE 'Z_NPE_PC3 MATERIAL' OBJECT TEXT ID ST
210218298 | INCLUDE 'Z_NPE_GENERAL PACKAGING' OBJECT TEXT ID ST
210218298 | INCLUDE 'Z_NPE_CERT OF COMPLIANCE' OBJECT TEXT ID ST
210218298 | INCLUDE Z_NPE_CMTR OBJECT TEXT ID ST
210218298
210218298
210218298
210218298
210218298
210218298
210218447 | KEY:MANUAL HANDWHEEL,F/MOV(SMB-3)
210218447
210218447 | MANUAL HANDWHEEL KEY<(>,<)>
210218447 | FOR MOTOR OPERATED VALVE FOR SMB-3 MOTOR OPERATOR
210218447
210218447 | MANUFACTURER: NIPPON GEAR CO., LTD.
210218447 | ELECTRIC ACTUATOR MODEL NUMBER: SMB-3#150 (4P)
210218447 | PART NUMBER: PER DESCRIPTION
210218447 | DRAWING NUMBER: 9-805-Z-N-174-009 (NIPPON GEAR DWR # G-29086)
210218447
210218447 | QUALITY REQUIREMENTS
210218447 | INCLUDE 'Z_NPE_GENERAL PACKAGING' OBJECT TEXT ID ST
210218447
210218552 | HOSE:90DEG. BEND F/ PUMP RB416
210218552
210218552 | HOSE, 90DEG. BEND
210218552 | - FOR PUMP MODEL : RB416
210218552
210218552
210218552 | GENERAL PLANT USE, QC 'S', NON-SAFETY
210218552 | --------------------------------------------------
210218552 | MANUFACTURER : VARIOUS
210218552 | PART NUMBER : BY DESCRIPTION
210218552 | --------------------------------------------------
210218552
210218552
210218552 | INCLUDE 'Z_NPE_GENERAL PACKAGING' OBJECT TEXT ID ST
210218552
210218552
210218680 | COUPLING:QUICK CONNECTOR,1/4" F,5000 PSI
210218680
210218680 | BOTH END 1/4" FEMALE NPT [ STEM + BODY] WITHOUT ANY VALVES.
210218680 | 5000 PSI, SS316
210218680
210218680 | MANUFACTURER: VARIOUS
210218680
210218680 | INCLUDE 'Z_NPE_GENERAL PACKAGING' OBJECT TEXT ID ST
210218680
210218680
210218685 | FILTER:F/3" DUPLEX OIL STRAINER,ITEM 10
210218685
210218685 | FILTER, MATERIAL: A240 304, ø8x10P, ITEM 10
210218685
210218685 | FOR USE WITH<(>,<)>
210218685 | LUBE OIL SYSTEM DUPLEX STRAINEER, 3"
210218685 | YOKE-TYPE, ANSI 150LB, RF
210218685
210218685 | REFERENCE VENDOR DRAW# : WS-DOC-B1-080-YRF
210218685
210218685 | PART NUMBER : ITEM 10 OF DRAW# WS-DOC-B1-080-YRF
210218685 | MANUFACTURER : WOOSUNG FLOWTEC CO., LTD
210218685 | HOST EQUIPMENT SUPPLIER : DOOSAN HEAVY INDUSTRIES
210218685
210218685 | ----------------------------------------------------
210218685
210218685 | Packaging Slip/Invoice/Certificate or Other Vendor Document is required.
210218685 | It must demonstrate that the Item description and part number are in
210218685 | accordance with the requirements of the PO.
210218685
210218685 | INCLUDE 'Z_NPE_GENERAL PACKAGING' OBJECT TEXT ID ST
210218685
210218685
210218685
210218762 | PIN:DISC,F/1" X 2" V/V SSR-S8000
210218762
210218762 | PIN, DISC, VALVE, RELIEF, ITEM 51 OF DRW# J237B-DG-A01-27 SHT 1&2,
210218762 | MATERIAL: 304 SS, FOR 1" X 2" RELIEF VALVE MODEL: SSR-S8000.
210218762
210218762 | FOR USE WITH:
210218762 | VALVE, RELIEF, SIZE 1" X 2", ORIFICE AREA 0.196 SQ IN, ENDS ASME CLASS
210218762 | 600 RF X ASME 150 RF, BODY MTL CARBON STEEL SA-216 WCB, SET 700 PSIG,
210218762 | CODE KEPIC MGE, MGB 2000 EDIT<(>,<)>
210218762 | ACCUMULATION 10%, BLOWDOWN 7%, MODEL SSR-S8000, ALL METAL INCLUDING
210218762 | SEALS, FLUID NITROGEN.
210218762
210218762 | VALVE COMPLIES WITH FOLLOWING DOCUMENTS
210218762 | -PURCHASE SPEC# 9-184-J237B<(>,<)>
210218762 | -CODE KEPIC MGE /MGB 2000 EDIT
210218762 | ASME B31.1/ ASME SEC VIII 95 ED, 95-97 ADD)
210218762 | -VALVE DWG# J237B-DG-A01-27 SHT 1&2<(>,<)>
210218762 | -VALVE MANUAL# J237B-IM-A01-01<(>,<)>
210218762 | -SEISMIC REPORT# J237B-EC-A01-10<(>,<)>
210218762 | -APPENDIX 4G2 FOR COATING SERVICE LEVEL II
210218762
210218762 | ----------------------------------------------------------------
210218762 | MANUFACTURER: SVC
210218762 | P/N: ACCFA-M001BA
210218762 | ----------------------------------------------------------------
210218762
210218762 | APPLICABLE TECHNICAL AND QUALITY REQUIREMENTS:
210218762 | ----------------------------------------------------------------
210218762
210218762 | INCLUDE 'Z_NPE_COMMERCIAL QA' OBJECT TEXT ID ST
210218762
210218762 | INCLUDE 'Z_NPE_PC3 MATERIAL' OBJECT TEXT ID ST
210218762
210218762 | INCLUDE 'Z_NPE_GENERAL PACKAGING' OBJECT TEXT ID ST
210218762
210218762 | INCLUDE 'Z_NPE_CERT OF COMPLIANCE' OBJECT TEXT ID ST
210218762
210218762 | INCLUDE Z_NPE_CMTR OBJECT TEXT ID ST
210218762
210218762
210218762
210218769 | GASKET:BODY,F/1" X 2" V/V SSR-S8000
210218769
210218769 | BODY GASKET, SOFT IRON, ITEM 35
210218769 | REFERENCE DRW# J237B-DG-A01-27
210218769
210218769 | FOR USE WITH 1"X2"X700PSIG RELIEF VALVE
210218769 | MODEL: SSR-S8000
210218769
210218769 | ITEM/HOST APPLICABLE DOCUMENTS:
210218769 | SPEC NO: 9-184-J237B
210218769 | VLV DRAWING: J237B-DG-A01-27
210218769 | VLV MANUAL: J237B-IM-A01-01
210218769 | CODE KEPIC MGE /MGB 2000 EDIT
210218769
210218769 | MANUFACTURER: SVC
210218769 | PART NUMBER: ITEM 35 OF DWG. NO J237B-DG-A01-27
210218769 | ------------------------------------------------
210218769
210218769 | Packaging Slip/Invoice/Certificate or Other Vendor Document is required.
210218769 | It must demonstrate that the Item description and part number are in
210218769 | accordance with the requirements of the PO.
210218769
210218769
210218769 | INCLUDE 'Z_NPE_GENERAL PACKAGING' OBJECT TEXT ID ST
210218769
210218769
210218829 | VALVE,CIV:FULL ASSEMBLY #1,#3,#5,LEFT
210218829
210218829 | CIV (COMBINED INTERMEDIATE VALVE) FULL ASSEMBLY<(>,<)>
210218829 | LEFT, ASM: CIV #1, #3, #5<(>,<)>
210218829 | POS 2 IN DWG 9-093-L-T-172-002
210218829
210218829 | CIV SPECIFICATION:
210218829 | DESIGN PRESSURE: 1.77 MPag
210218829 | DESIGN TEMPERATURE: 298.9 degC
210218829 | VALVE DIAMETER: 1016mm (40")
210218829 | INLET DIAMETER: 1066.8mm (42")
210218829 | OUTLET DIAMTER: 1066.8mm (42")
210218829 | VALVE DRIVE SYSTEM: HYDRAULIC
210218829 | HYDRAULIC CYLINDER SIZE: 203.2 mm (8")
210218829 | WEIGHT: 18.4 TONNE (40<(>,<)>565 LB)
210218829 | CASING BODY MATERIAL: ASTM A356/A356M GR. 1 OR EQUIVALENT
210218829
210218829 | CIV ASSEMBLY COMPLIES WITH THE FOLLOWING:
210218829 | DRAWING NO 1KT110654, C.I.V OUTLINE
210218829 | DRAWING NO 1KT110678, UAE BNPP C.I.V ASSEMBLY
210218829
210218829 | MANUFACTURER: TOSHIBA
210218829 | PART NUMBER: 1KT110678 G-2
210218829
210218829 | --------------------------------------------------
210218829 | QUALITY REQUIREMENTS
210218829
210218829 | INCLUDE 'Z_NPE_COMMERCIAL QA' OBJECT TEXT ID ST
210218829
210218829 | INCLUDE 'Z_NPE_PC3 MATERIAL' OBJECT TEXT ID ST
210218829
210218829 | INCLUDE 'Z_NPE_GENERAL PACKAGING' OBJECT TEXT ID ST
210218829
210218829 | INCLUDE 'Z_NPE_CERT OF COMPLIANCE' OBJECT TEXT ID ST
210218829
210218829
210218829 | MTR: BODY CASING MATERIAL
210218829
210218829 | INCLUDE Z_NPE_CMTR OBJECT TEXT ID ST
210218829
210218829
210218829
210218829
210218829
210218829
210218881 | NEEDLE BEARING:F/AIR COMPRESSOR
210218881
210218881 | NEEDLE BEARING, OIL PUMP
210218881
210218881 | FOR USE WITH<(>,<)>
210218881 | - AIR COMPRESSOR(MODEL : AL-150H)
210218881 | (1/2/3/4-596-M-CM01/02/03/04)
210218881
210218881 | REFERENCE DOCUMENTS<(>,<)>
210218881 | - INSTRUCTION MANUAL : M224-IM-A01-01
210218881
210218881 | PART NUMBER : P-DA11-012##012
210218881 | MANUFACTURER : KOBELCO
210218881 | HOST EQUIPMENT SUPPLIER : HANSHIN MACHINERY CO., LTD.
210218881
210218881
210218881 | Quality requirements:
210218881 | INCLUDE 'Z_NPE_COMMERCIAL QA' OBJECT TEXT ID ST
210218881 | INCLUDE 'Z_NPE_PC3 MATERIAL' OBJECT TEXT ID ST
210218881 | INCLUDE 'Z_NPE_GENERAL PACKAGING' OBJECT TEXT ID ST
210218881 | INCLUDE 'Z_NPE_CERT OF COMPLIANCE' OBJECT TEXT ID ST
210218881 | INCLUDE 'Z_NPE_SHELF LIFE' OBJECT TEXT ID ST
210218881
210218881
210219152 | SEAL KIT:F/DIRECTIONAL VALVE,MD24640-20B
210219152
210219152 | SEAL KIT, DIRECTIONAL VALVE, 4W, 3P (MOD), VITON/FLUOROCARBON
210219152
210219152 | FOR USE WITH:
210219152 | VALVE, DIRECTIONAL VALVE, 4W, 3P (MOD), CARBON STEEL W/ VITON SEALS,
210219152 | ITEM 20 OF DRW#J232B-DG-B01-04 REV.I (WEIR DRW#42900027-ACT-04) SHEET
210219152 | 1/18, ACTUATOR OUTLINE DRW ELECTRO-HYDRAULIC ACTUATOR ASSEMBLY.
210219152
210219152 | REFERENCE DOCUMENTS:
210219152 | - CURTISS WRIGHT, WEIR, SPARE PART LIST MA25797 REV. 0, REF
210219152 | DRW#MD24640-20B, SEAL KIT, DIRECTIONAL VALVE, 4W, 3P (MOD),
210219152 | VITON/FLUOROCARBON, SPARE PART ORDER CODE MD24640-20B.
210219152 | (J232B-IM-A01-06 Rev. B SHEET 85/256).
210219152 | - CURTISS WRIGHT, WEIR, COMPLETE PART LIST MA24655 R0, ITEM 20, REF.
210219152 | DRW#MD24640-20, FACTORY PART CODE MD24640-20, VALVE, DIRECTIONAL VALVE,
210219152 | 4W, 3P (MOD), CARBON STEEL W/VITON SEALS, SPARE PART ORDER CODE
210219152 | MD24640-20.
210219152 | (J232B-IM-A01-06 Rev. B SHEET 85/256).
210219152 | - CURTISS WRIGHT, WEIR, INSTALLATION, OPERATION, MAINTENANCE MANUAL Rev.
210219152 | A, MA24654 (PAGE 49/50), ITEM VALVE, DIRECTIONAL VALVE, 4W, 3P (MOD),
210219152 | BOM#20, PART NUMBER MA25839.
210219152 | - CURTISS WRIGHT, SPECIFICATION CONTROL DRAWING VALVE, SCD,
210219152 | 4WAY/3POSITION MANUAL VALVE, MA2539 Rev. 0.
210219152 | (J232B-IM-A01-06 Rev. B SHEET 219/256).
210219152
210219152 | ---------------------------------------------------------------
210219152 | MANUFACTURER: CURTISS WRIGHT FLOW CONTROL COMPANY- ENERTECH
210219152 | OEM SUPPLIER: TRILLIUM FLOW
210219152 | WEIR PART NUMBER: MD24640-20B
210219152 | CURTISS WRIGHT FLOW CONTROL PART NUMBER: MD24640-20B
210219152 | ----------------------------------------------------------------
210219152
210219152 | QUALITY REQUIREMENTS
210219152 | ----------------------------------------------------------------
210219152 | INCLUDE 'Z_NPE_PC3 MATERIAL' OBJECT TEXT ID ST
210219152
210219152 | INCLUDE 'Z_NPE_COMMERCIAL QA' OBJECT TEXT ID ST
210219152
210219152 | INCLUDE 'Z_NPE_CERT OF COMPLIANCE' OBJECT TEXT ID ST
210219152
210219152 | INCLUDE 'Z_NPE_GENERAL PACKAGING' OBJECT TEXT ID ST
210219152
210219152 | INCLUDE 'Z_NPE_SHELF LIFE' OBJECT TEXT ID ST
210219152 | ----------------------------------------------------------------
210219152
210219152
210219242 | VALVE,PRESSURE RELIEF:DBDS 10 K1X/315
210219242
210219242 | VALVE, PRESSURE RELIEF, TYPE/MODEL#DBDS 10 K1X/315, NBR SEALS, REXROTH
210219242 | (BOSH GROUP) CATALOG RE 25402/10.10, SET@2650PSI FULL FLOW, ITEM 50 OF
210219242 | HYDRAULIC SCHEMATIC 350 GALLON HYDRAULIC POWER UNIT DRW#HS43-A48-0028-C.
210219242
210219242 | NOTE: ITEM 20 OF BILL OF MATERIALS (SALES ORDER 1269713) SHEET 1014/1489
210219242 | OF RCP INSTRUCTION MANUAL: 9-181-Z-W-431-N01 (WESTINGHOUSE
210219242 | DOCUMENT#8130-102-500)
210219242
210219242 | FOR USE WITH:
210219242 | MANIFOLD ASSEMBLY, MANNESMANN REXROTH DRW#AGA-7896-0-C, ITEM: 20 (50)
210219242
210219242 | REFERENCE DOCUMENTS:
210219242 | -WESTINGHOUSE 8130-102-500, O<(>&<)>M MANUAL LUBE HYDRAULIC POWER UNITS.
210219242 | -RCP INSTRUCTION MANUAL: 9-181-Z-W-431-N01, PAGE: 1012/1489,
210219242 | (WESTINGHOUSE DOCUMENT#8130-102-500).
210219242 | - HYDRAULIC SCHEMATIC 350 GALLON HYDRAULIC POWER UNIT
210219242 | DRW#HS43-A48-0028-C, ITEM 50.
210219242 | - HYDRAULIC POWER UNIT ASSEMBLY 350 GALLON DRW#43AHAG-15784-0-E.
210219242 | - RELIEF VALVE CATALOG ON SHEETS 1296 TO 1327 OF RCP INSTRUCTION MANUAL:
210219242 | 9-181-Z-W-431-N01<(>,<)> PAGE: 1012/1489, (WESTINGHOUSE
210219242 | DOCUMENT#8130-102-500).
210219242
210219242 | ----------------------------------------------------------------
210219242 | MANUFACTURER: REXROTH
210219242 | SUPPLIER: WESTINGHOUSE
210219242 | REXROTH PART NUMBER: R900424150
210219242 | WESTINGHOUSE PART NUMBER: 8116-911-008 N
210219242 | ----------------------------------------------------------------
210219242
210219242 | QUALITY REQUIREMENTS
210219242 | ----------------------------------------------------------------
210219242 | INCLUDE 'Z_NPE_COMMERCIAL QA' OBJECT TEXT ID ST
210219242
210219242 | INCLUDE 'Z_NPE_PC3 MATERIAL' OBJECT TEXT ID ST
210219242
210219242 | INCLUDE 'Z_NPE_GENERAL PACKAGING' OBJECT TEXT ID ST
210219242
210219242 | INCLUDE 'Z_NPE_CERT OF COMPLIANCE' OBJECT TEXT ID ST
210219242
210219242 | INCLUDE 'Z_NPE_SHELF LIFE' OBJECT TEXT ID ST
210219242
210219242
210219242
210219242
210219288 | DAMPER:MANUAL,SIZE 16"X14"
210219288
210219288 | MANUAL DAMPER, SIZE: 16" (410) X 14" (360), BLADE TYPE BDD (BLACK
210219288 | DRAFT), TOD 16,430, 2480 CFM, MANUFACTURER SAMKWANG POWER SYSTEM CORP.
210219288 | COLOR FINISH COAT SHALL BE GREY (MUNSELL NO. N7.0).
210219288 | COATING SPEC CP-M4, D.7.A10.T.5.C.3.c (INDOOR)
210219288
210219288 | Purchase Order#9-072-D-450-341-M
210219288 | MANUFACTURING#N25013-31-02 & N205013-31-03
210219288
210219288 | FOR USE WITH:
210219288 | LOW<(>&<)>MEDIUM RADIACTIVE WASTE INTERM BLDG. HVAC
210219288 | A/B-625-Y-VN-1101, DAMPER
210219288 | A/B-625-Y-VN-1102, DAMPER
210219288
210219288 | REFERENCE DOCUMENTS:
210219288 | - DWG#: 9-300-D-172-M4-VEN-010, ASSEMBLY & OUTLINE DRAWING FOR BACKDRAFT
210219288 | DAMPER
210219288 | - APPLICABLE DWG´S#: 9-300-D-172-M4-VEN-002 TO 010
210219288 | - DWG#: M253A-DG-A09-13 STS 2/3, REV. 5 BLEED FAN OUTLINE DRAWING
210219288 | (0-624-M-AH11/12)
210219288 | - 0-294-M172-310 Rev. 11 HVAC LAYOUT & ERECTION DWG LOW <(>&<)>MEDIUM
210219288 | RADIOACTIVE WASTE INTERIM BUILDING ROOF.
210219288 | - PURCHASE SPEC. 9-154-M284A
210219288
210219288
210219288 | ----------------------------------------------------------------
210219288 | PART NUMBER: BY DESCRIPTION
210219288 | MANUFACTURER: SAMKWANG POWER SYSTEM CORP.
210219288 | HOST EQUIPMENT SUPPLIER: LG ELECTRONICS
210219288 | ----------------------------------------------------------------
210219288
210219288 | QUALITY REQUIREMENTS
210219288 | ----------------------------------------------------------------
210219288
210219288 | INCLUDE 'Z_NPE_GENERAL PACKAGING' OBJECT TEXT ID ST
210219288
210219288
210219288
210219349 | VOLUME BOOSTER,CLOSE,F/TBCV,ITEM 207-1
210219349
210219349 | RELAY, BOOSTER, , AIR CONNECTION: 1/2" FEMALE NPT, ALUMINUM, ITEM 207-1
210219349 | & 207-2, REF TRILLIUM DRAWING # 44301477-0250 R0 (PNS.NO
210219349 | J232B-DG-A01-25)
210219349
210219349 | FOR USE WITH:
210219349 | 16" X 24" GLOBE CONTROL VALVE, MODEL BV990, TURBINE BYPASS CONDENSER
210219349 | VALVE, ASME CL.900, BW, A216-WCB, W/ A36-D550-S183 ACTUATOR<(>,<)>
210219349
210219349 | ITEM/HOST APPLICABLE DOCUMENTS:
210219349 | APPLICABLE CODE: ASME B31.1 & ASME B16.34
210219349 | SPEC NO: 9-184-J232B
210219349 | TRILLIUM DRAWING: 44301477-0250 R0 (PNS.NO. J232B-IM-A01-04
210219349 | TRILLIUM MANUAL: 42900027-IOM-04 REV.C (PNS.NO. PNS.NO J232B-DG-A01-25)
210219349
210219349 | MANUFACTURER: YOUNG TECH CO., LTD (ROTORK YTC)
210219349 | OEM SUPPLER: TRILLIUM FLOW (WIER)
210219349 | PART NUMBER: YT-320N1
210219349 | "N" DENOTES NPT , "1" NORMAL TEMP -20~70 DEG C
210219349 | --------------------------------------------------------------
210219349 | QUALITY REQUIREMENTS
210219349
210219349 | INCLUDE 'Z_NPE_COMMERCIAL QA' OBJECT TEXT ID ST
210219349
210219349 | INCLUDE 'Z_NPE_PC3 MATERIAL' OBJECT TEXT ID ST
210219349
210219349 | INCLUDE 'Z_NPE_GENERAL PACKAGING' OBJECT TEXT ID ST
210219349
210219349 | INCLUDE 'Z_NPE_CERT OF COMPLIANCE' OBJECT TEXT ID ST
210219349
210219349 | INCLUDE 'Z_NPE_SHELF LIFE' OBJECT TEXT ID ST
210219349
210219349
210219921 | BAR,STOCK:ROUND,ALUMINIUM,75MM
210219921
210219921 | ROUND BAR STOCK, 75MM ALUMINIUM,
210219921 | ASTM B209 GRADE 6061 - T6
210219921
210219921 | MANUFACTURER: (VARIOUS)
210219921 | PART NUMBER: BY DESCRIPTION
210219921
210219965 | SCREW:LEVELING PLATE RET,M10X1.5X50mm
210219965
210219965 | LEVELING PLATE RETAINING SCREW,BOTTOM HEAD, THRUST BEARING, M10 X 1.5 X
210219965 | 50mm<(>,<)>
210219965 | ITEM 3-10 OF DRAWING 9-051-L-T-172-052, REV.B
210219965
210219965 | FOR USE WITH:,,
210219965 | KINGSBURY LEADING EDGE GROOVE HORIZONTAL EQUALIZING THRUST BEARING
210219965 | ASSEMBLY (TECHNICAL MANUAL 9-001-L-T-431-001 REV F, PAGE 87/10711),,
210219965 | 9-511-M442-001 REV 4, MAIN TURBINE AND AUXILIARY SYSTEM (TA) PLANT
210219965 | MANUAL
210219965
210219965 | PART NUMBER: BY DESCRIPTION,,
210219965 | MANUFACTURER: DOOSAN HEAVY INDUSTRIES,,
210219965 | ,,
210219965 | QUALITY CONTROL REQUIREMENTS:,,
210219965 | INCLUDE 'Z_NPE_COMMERCIAL QA' OBJECT TEXT ID ST
210219965 | INCLUDE 'Z_NPE_GENERAL PACKAGING' OBJECT TEXT ID ST
210219965 | INCLUDE 'Z_NPE_CERT OF COMPLIANCE' OBJECT TEXT ID ST
210219965 | INCLUDE 'Z_NPE_PC3 MATERIAL' OBJECT TEXT ID ST
210219965
210219965
210219984 | MOTOR:2450HP,2P,13200V,F/START-UP FWP
210219984
210219984 | MOTOR, 2450 HP, 2 POLE, 13200V, 50Hz, 3 PHASE, 1828kW, ENCLOSURE: WPII,
210219984 | PROT.: IP 24, MOUNT: B3, INSUL. CLASS: F, BEARING D.E. SIDE: SLEEVE,
210219984 | BEARING N-D.E. SIDE: SLEEVE
210219984
210219984 | FOR USE WITH<(>,<)>
210219984 | START-UP FEEDWATER PUMP
210219984
210219984 | REFERENCE DOCUMENTS<(>,<)>
210219984 | DWG#: M204B-DE-C01-01, REV.6
210219984 | PURCHASE SPEC.: 9-541-M204B, REV. 1
210219984
210219984 | PART NUMBER: BY DESCRIPTION
210219984 | MANUFACTURER: CW-HYDRO, INC.
210219984 | HOST EQUIPMENT SUPPLIER: CW-HYDRO, INC.
210219984
210219984 | APPLICABLE TECHNICAL AND QUALITY REQUIREMENTS
210219984 | --------------------------------------------------
210219984 | INCLUDE 'Z_NPE_GENERAL PACKAGING' OBJECT TEXT ID ST
210219984
210219984
210220090 | STRAP:3/4" PIPE,BAR 3/8" X 2",CARBON STL
210220090
210220090 | PIPE STRAP, 3/4" PIPE, BAR 3/8" X 2" 1'-1/16" <(>,<)>
210220090 | CARBON STEEL A36
210220090
210220090 | PART NUMBER: 2-40-03 64 GH
210220090 | MANUFACTURER: LISEGA SE
210220090
210220090 | FOR GENERAL USE NON-SAFETY APPLICATIONS
210220090
210220090 | INCLUDE 'Z_NPE_GENERAL PACKAGING' OBJECT TEXT ID ST
210220090
210220090
210220090
210220090
210220090
210220146 | NUT:COVER TO CASE,SA-564 GR.630,ITEM 32
210220146
210220146 | NUT, COVER TO CASE, ASME SA-564 GR.630 COND.H1100, PB<(>,<)>
210220146 | ITEM 32 OF DRAWING 9-906-Z-N-171-011 (UB1-SCP-SEC1D SH 1 OF 1) REV 1
210220146
210220146 | FOR USE WITH:
210220146 | SHUTDOWN COOLING PUMP, SIZE 12X16X29 VCN
210220146 | DESIGN SPEC 9-441-Z-S-404-12 (DOOSAN 3A9M8-FS-DS412) REV 6
210220146 | PUMP DWG: 9-906-Z-N-171-011 (HGI UB1-SCP-SEC1D SH 1 OF 1) REV 1
210220146 | PUMP MANUAL: 9-906-Z-N-431-020 (HGI UB1-SCP-MAN1M) REV 4
210220146 | CONSTRUCTED IN ACCORDANCE WITH KEPIC MNC 2000 ED
210220146 | PUMP SERIAL NO.: 1002637-010 / 012 / 014 / 016
210220146 | PUMP MOTOR ENVIRONMENTAL QUALIFICATION REPORT #9-906-Z-N-466-010 (HGI
210220146 | UB1-SCP-DSR4R) REV 1
210220146 | FUNCTIONAL QUALIFICATION REPORT #9-906-Z-N-466-011 (HGI UB1-SCP-FQR1R)
210220146 | REV 0
210220146
210220146 | OEM SUPPLIER: DOOSAN HEAVY INDUSTRIES
210220146 | MANUFACTURER: HYOSUNG GOODSPRINGS INC. (HGI)
210220146 | PART NUMBER: BY DESCRIPTION
210220146
210220146 | QUALITY CONTROL REQUIREMENTS:
210220146
210220146 | INCLUDE 'Z_NPE_QA SR MATERIAL' OBJECT TEXT ID ST
210220146 | INCLUDE 'Z_NPE_LEVEL C PACKAGING' OBJECT TEXT ID ST
210220146 | INCLUDE 'Z_NPE_CERT OF CONFORMANCE' OBJECT TEXT ID ST
210220146 | INCLUDE Z_NPE_VT OBJECT TEXT ID ST
210220146 | INCLUDE 'Z_NPE_CODE CMTR' OBJECT TEXT ID ST
210220146 | INCLUDE 'Z_NPE_CODE RECONCILIATION' OBJECT TEXT ID ST
210220146 | A Material Certificate of Compliance in lieu of CMTR is acceptable for
210220146 | bolting 1” and less in accordance with ASME NCA- 3800
210220146 | INCLUDE 'Z_NPE_MATERIAL CERT' OBJECT TEXT ID ST
210220146
210220146
210220159 | SCREW,CAP:HEX,BRACKET-CVR,ITEM 64,F/SIP
210220159
210220159 | HEX CAP SCREW, BEARING BRACKET TO COVER/BARREL<(>,<)>
210220159 | MATERIAL: ASTM A193 GR.B7
210220159 | ITEM 64 OF DRAWING 9-901-Z-N-171-011 (HGI UB1-SIP-SEC1D) REV 2
210220159
210220159 | FOR USE WITH:
210220159 | SAFETY INJECTION PUMP, MODEL SBVN 150/9
210220159 | PUMP SERIAL NO.: 1002637-9 / 011 / 013 / 015
210220159 | CONSTRUCTED IN ACCORDANCE WITH KEPIC MNC 2000 EDITION
210220159 | FUNCTIONAL QUALIFICATION REPORT NO. 9-901-Z-N-466-011 REV 0, IN
210220159 | ACCORDANCE WITH ASME QME-1-1997
210220159
210220159 | DESIGN SPEC: 9-441-Z-S-404-11 (DOOSAN 3A9M8-FS-DS411) REV 6
210220159 | PUMP MANUAL: 9-901-Z-N-431-020 (HGI UB1-SIP-MAN1M) REV 3
210220159
210220159 | OEM SUPPLIER: DOOSAN HEAVY INDUSTRIES
210220159 | PUMP MANUFACTURER: HYOSUNG GOODSPRINGS, INC. (HGI)
210220159 | PART NUMBER: BY DESCRIPTION
210220159
210220159 | QUALITY CONTROL REQUIREMENTS:
210220159
210220159 | INCLUDE 'Z_NPE_COMMERCIAL QA' OBJECT TEXT ID ST
210220159 | INCLUDE 'Z_NPE_PC3 MATERIAL' OBJECT TEXT ID ST
210220159 | INCLUDE 'Z_NPE_CERT OF COMPLIANCE' OBJECT TEXT ID ST
210220159 | INCLUDE 'Z_NPE_GENERAL PACKAGING' OBJECT TEXT ID ST
210220159
210220159
210220249 | NUT:VALVE BONNET:F/32" NPS 600# GATE VLV
210220249
210220249 | VALVE BONNET NUT, HEX NUT, 1-1/4"
210220249 | MATERIAL: ASTM A194 GR 2H
210220249 | DRAWING NUMBER: P209-DG-A01-38, ITEM: 15
210220249
210220249 | FOR USE WITH 32" NPS GATE VALVE, CLASS 600, CARBON STEEL
210220249 | PRESSURE SEAL BONNET, MARK NO. 605-D-GTB-A, BUTT WELD
210220249 | ITEM NO. B.0210
210220249
210220249 | SUPPLIER: PK VALVE CO., LTD
210220249 | PART NUMBER: ITEM 15 DWG P209-DG-A01-38
210220249
210220249 | QUALITY REQUIREMENTS:
210220249
210220249 | INCLUDE 'Z_NPE_PC3 MATERIAL' OBJECT TEXT ID ST
210220249
210220249 | INCLUDE 'Z_NPE_COMMERCIAL QA' OBJECT TEXT ID ST
210220249
210220249 | INCLUDE 'Z_NPE_CERT OF COMPLIANCE' OBJECT TEXT ID ST
210220249
210220249 | INCLUDE 'Z_NPE_GENERAL PACKAGING' OBJECT TEXT ID ST
210220249
210220249 | INCLUDE Z_NPE_CMTR OBJECT TEXT ID ST
210220249
210220249
210220323 | NUT:SEAL FLANGE,ITEM 33
210220323
210220323 | NUT, SEAL FLANGE, MATERIAL: ASME SA-564 GR. 630 COND. H1100, PRESSURE
210220323 | BOUNDARY ITEM (PB), ITEM NO. 33 OF DWG N203-DG-B01-01 (HYOSUNG
210220323 | GOODSPRINGS INC. DOC# UB1-CSP-SEC1D) REV. 6
210220323
210220323 | FOR USE WITH:
210220323 | CONTAINMENT SPRAY PUMP, SIZE 12X16X29VCN, VERTICAL, SINGLE STAGE
210220323 | PUMP DRAWING N203-DG-A01-01 REV. 7, SH 1 & 2 (HYOSUNG DOC#
210220323 | UB1-CSP-OUT1D), PUMP CONSTRUCTED IN ACCORDANCE WITH KEPIC MNC (2000
210220323 | EDITION) CODE CLASS 2
210220323
210220323 | ITEM/HOST APPLICABLE DOCUMENTS
210220323 | DESIGN SPEC #: 9-442-N203 REV. 1
210220323 | INSTRUCTION MANUAL: N203-IM-A01-01 (HYOSUNG DOC# UB1-CSP-MAN1M) REV. 2
210220323 | PUMP DYNAMIC QUALIFICATION REPORT: N203-ER-A01-01 (HYOSUNG DOC#
210220323 | UB1-CSP-DQR1R) REV. 2
210220323 | EQ REPORT: N203-ER-B01-01 (HYOSUNG DOC# UB1-CSP-EQR1R) REV. 2
210220323
210220323 | MANUFACTURER: HYOSUNG GOODSPRINGS INC.
210220323 | PART NO.: ITEM 33 OF DWG N203-DG-B01-01
210220323
210220323 | ----------------------------------------------------------------
210220323 | QUALITY REQUIREMENTS:
210220323
210220323
210220323 | INCLUDE 'Z_NPE_QA SR MATERIAL' OBJECT TEXT ID ST
210220323 | INCLUDE 'Z_NPE_CERT OF CONFORMANCE' OBJECT TEXT ID ST
210220323 | INCLUDE 'Z_NPE_LEVEL C PACKAGING' OBJECT TEXT ID ST
210220323 | INCLUDE 'Z_NPE_CODE CMTR' OBJECT TEXT ID ST
210220323 | INCLUDE 'Z_NPE_CODE RECONCILIATION' OBJECT TEXT ID ST
210220323 | INCLUDE 'Z_NPE_MATERIAL CERT' OBJECT TEXT ID ST
210220323 | NOTE: A MATERIAL CERTIFICATE OF COMPLIANCE IN LIEU OF CMTR IS ACCEPTABLE
210220323 | FOR BOLTING 1" AND LESS IN ACCORDANCE WITH ASME NCA-3800.
210220323 | INCLUDE 'Z_NPE_HEAT TREAT' OBJECT TEXT ID ST
210220323 | INCLUDE Z_NPE_VT OBJECT TEXT ID ST
210220323
210220323
210220518 | HOSE,HYDRAULIC:ASSY,15FT
210220518
210220518 | HYDRAULIC HOSE ASSEMBLY, 15FT WITH
210220518 | F/ALL LOKRING FITTING SIZES, PUMPS AND TOOL HEADS
210220518
210220518 | PART NUMBER: PUMPHOSEKIT-P392
210220518 | MANUFACTURER: LOKRING
210220518
210220636 | GASKET:A21X26,SS,F/CCP,ITEM 411.10
210220636
210220636 | GASKET, A21x26, 1.4571 STAINLESS STEEL, ITEM 411.10 OF 9-903-Z-N-499-002
210220636 | (US4 43916) REV 4
210220636
210220636 | SPECIFICATION NO.: 9-451-Z-S-404-31 (3A9M8-FS-DS403) REV 03
210220636 | DRAWING NO.: 9-903-Z-N-170-001 (UG13842678001 ZDK D01) REV 07,
210220636 | 9-903-Z-N-170-002 (DLMK13044-1) REV 05, 9-903-Z-N-174-002 (DLMK13044-2)
210220636 | REV 07
210220636 | BILL OF MATERIAL/DRAWING LIST NO.: 9-903-Z-N-499-002 (US4 43916) REV 04
210220636 | TECHNICAL MANUAL NO.: 9-903-Z-N-431-001 (US4 43958) REV 01
210220636 | VENDOR DWG NO. (PER US4 43916 04E REV 5, 9-903-Z-N-431-001 PAGE 136):
210220636 | #DIN7603
210220636
210220636 | FOR USE WITH:
210220636 | CENTRIFUGAL CHARGING PUMP, PUMP TYPE RHM 80-310.14, PUMP BEARING
210220636 | OPERATING LOAD FOR ALL OPERATING FLOW AND DESIGN LOAD, DESIGN LIFE FOR
210220636 | ALL OPERATING FLOW, MAX. ACCEPTABLE PARTICLE SIZE 0.004in, SPEED 2980
210220636 | RPM, PUMP WATER VOLUME 22.5 GALLONS, PUMP WEIGHT 5500 KG
210220636
210220636 | MOTOR SEISMIC QUALIFICATION: 9-903-Z-N-466-002 REV 01 (DOOSAN
210220636 | DLMK13044-14)
210220636 | MOTOR ENVIRONMENTAL QUALIFICATION REPORT: 9-903-Z-N-466-003 REV 04
210220636 | (BNPP1234_CCP_EQR)
210220636
210220636 | PART NO.: ITEM 411.10 OF 9-903-Z-N-499-002 (US4 43916) REV 4
210220636 | MANUFACTURER: KSB AG
210220636 | HOST EQUIPMENT SUPPLIER: DOOSAN HEAVY INDUSTRIES & CONSTRUCTION
210220636
210220636 | QUALITY REQUIREMENTS:
210220636 | INCLUDE 'Z_NPE_GENERAL PACKAGING' OBJECT TEXT ID ST
210220636 | INCLUDE 'Z_NPE_CONTAMINANTS CERT' OBJECT TEXT ID ST
210220636
210220636
210220681 | NUT:M12,F/CCP,ITEM 920.10
210220681
210220681 | NUT, M12, A2 / A4 STAINLESS STEEL, ITEM 920.10 OF DRAWING
210220681 | 9-903-Z-N-170-001 SH 1 OF 2 (UG13842678001 ZDK D01) REV 07
210220681
210220681 | VENDOR DWG NO. (PER US4 43916 09E REV 5, 9-903-Z-N-431-001 PAGE 141):
210220681 | #ISO4032
210220681
210220681 | FOR USE WITH:
210220681 | CENTRIFUGAL CHARGING PUMP, PUMP TYPE: RHM 80-310.14, CONSTRUCTED IN
210220681 | ACCORDANCE WITH ASME SEC III CL.3
210220681
210220681 | DRAWING NO.: 9-903-Z-N-170-001 (UG13842678001 ZDK D01) REV 07
210220681 | SPECIFICATION NO.: 9-451-Z-S-404-31 (3A9M8-FS-DS403) REV 03
210220681 | TECHNICAL MANUAL NO.: 9-903-Z-N-431-001 (US4 43958) REV 01
210220681
210220681 | MOTOR SEISMIC QUALIFICATION: 9-903-Z-N-466-002 REV 01 (DOOSAN
210220681 | DLMK13044-14)
210220681 | MOTOR ENVIRONMENTAL QUALIFICATION REPORT: 9-903-Z-N-466-003 REV 04
210220681 | (BNPP1234_CCP_EQR)
210220681
210220681 | PART NO.: ITEM 920.10 OF 9-903-Z-N-170-001
210220681 | MANUFACTURER: KSB AG
210220681 | HOST EQUIPMENT SUPPLIER: DOOSAN HEAVY INDUSTRIES & CONSTRUCTION
210220681
210220681 | QUALITY REQUIREMENTS:
210220681 | INCLUDE 'Z_NPE_QA SR MATERIAL' OBJECT TEXT ID ST
210220681 | INCLUDE 'Z_NPE_LEVEL C PACKAGING' OBJECT TEXT ID ST
210220681 | INCLUDE 'Z_NPE_CERT OF CONFORMANCE' OBJECT TEXT ID ST
210220681 | INCLUDE 'Z_NPE_CODE CMTR' OBJECT TEXT ID ST
210220681 | INCLUDE 'Z_NPE_CODE RECONCILIATION' OBJECT TEXT ID ST
210220681 | INCLUDE Z_NPE_VT OBJECT TEXT ID ST
210220681
210220681
210220761 | ANODE:74 X 74 X 500L-B,F/CWP,ITEM 90-2
210220761
210220761 | ANODE, 74x74x500L - B, AL<(>,<)> ELBOW VANE IN/OUTSIDE, DBLZ130045TP2<(>
210220761 | ,<)> ITEM 90-2 OF M220-DG-A02-01 SH 1 OF 1 (HGS-DG-A02-01) REV 01
210220761
210220761 | FOR USE WITH:
210220761 | CIRCULATING CHARGING PUMP, PUMP MODEL VMF2400-2120, 270,000 GPM, 40.0 FT
210220761 | NPSH, 247 RPM, 2155 HP, 50 HZ, 24 POLES, 13200 V
210220761
210220761 | PART NO.: ITEM 90-2 OF M220-DG-A02-01
210220761 | MANUFACTURER: HYOSUNG GOODSPRINGS
210220761 | HOST EQUIPMENT SUPPLIER: HYOSUNG GOODSPRINGS
210220761
210220761 | REFERENCE DOCUMENTS:
210220761 | SPECIFICATION NO.: 9-551-M220 REV 01
210220761 | DRAWING NO.: M220-DG-A02-01 (HGS-M220-DG-A02-01) REV 01
210220761 | INSTRUCTION MANUAL: M220-IM-A01-01 (HGS-IM-A01-01) REV 00
210220761
210220761 | QUALITY REQUIREMENTS:
210220761 | INCLUDE 'Z_NPE_COMMERCIAL QA' OBJECT TEXT ID ST
210220761 | INCLUDE 'Z_NPE_PC3 MATERIAL' OBJECT TEXT ID ST
210220761 | INCLUDE 'Z_NPE_GENERAL PACKAGING' OBJECT TEXT ID ST
210220761 | INCLUDE 'Z_NPE_CERT OF COMPLIANCE' OBJECT TEXT ID ST
210220761 | INCLUDE Z_NPE_CMTR OBJECT TEXT ID ST
210220761
210220780 | ANEMOMETER:HOTWIRE,W/PROBE,TMA-21HW
210220780
210220780 | HOTWIRE ANEMOMETER, W/TELESCOPIC PROBE<(>,<)>
210220780 | RELATIVE HUMIDITY AND TEMPERATURE MEASUREMENT
210220780
210220780 | PART NUMBER: TMA-21HW
210220780 | MANUFACTURER: AMPROBE
210220780
210220780
210220780 | INCLUDE Z_NPE_17025 OBJECT TEXT ID ST
210220780 | INCLUDE Z_NPE_CALIBRATION OBJECT TEXT ID ST
210220780
210220780
210220797 | NIPPLE,PIPE:1",MNPT TO HOSE SLIP ON,SS
210220797
210220797 | SIZE: 1"
210220797 | CONNECTION: 1" MALE NPT X 1" HOSE SLIP ON
210220797 | MATERIAL: STAINLESS STEEL 316
210220797 | PRESSURE RATING: 150 Lb
210220797
210220797 | ----------------------------------------------------------------
210220797 | MANUFACTURER: VARIOUS
210220797 | PART NUMBER: BY DESCRIPTION
210220797 | ----------------------------------------------------------------
210220797
210220806 | NIPPLE,PIPE:1-1/2",MNPT TO HOSE SLIP ON
210220806
210220806 | SIZE: 1-1/2"
210220806 | CONNECTION: 1-1/2" MALE NPT X 1-1/2" HOSE SLIP ON
210220806 | MATERIAL: STAINLESS STEEL 316
210220806 | PRESSURE RATING: 150 Lb
210220806
210220806 | ----------------------------------------------------------------
210220806 | MANUFACTURER: VARIOUS
210220806 | PART NUMBER: BY DESCRIPTION
210220806 | ----------------------------------------------------------------
210220806
210220823 | COUPLING:FLEXIBLE,88.9/3"-75,METAL
210220823
210220823 | FLEXIBLE COUPLING, STYLE 75, METAL
210220823
210220823 | FOR USE WITH<(>,<)>
210220823 | MAKEUP DEMINERALIZER SYSTEM
210220823
210220823 | REFERENCE DOCUMENTS:
210220823 | - M233A-DG-I31-10, M233A-DG-I31-11, M233A-DG-I31-12 AND M233A-DG-I31-13
210220823 | R0 - PIPING ARRANGEMENT DRAWINGS.
210220823 | - M233A-IM-A31-01 (SHEET 2212 OF 3547) - INSTRUCTION MANUAL
210220823
210220823 | ---------------------------------------------------------------
210220823 | PART NUMBER: 88.9/3"-75
210220823 | MANUFACTURER: VICTAULIC
210220823 | HOST EQUIPMENT SUPPLIER: ECORBIT ENGINEERING
210220823 | (Formerly, HUVIS, TSK ENGINEERING)
210220823 | ----------------------------------------------------------------
210220823
210220823 | QUALITY REQUIREMENTS
210220823 | ----------------------------------------------------------------
210220823
210220823 | INCLUDE 'Z_NPE_GENERAL PACKAGING' OBJECT TEXT ID ST
210220823
210220823
210220823
210220823
210220836 | BOLT:B1,M12X30L,ASTM A193 GR. B7,F/CCW
210220836
210220836 | BOLT, B1, F/CCW PUMP
210220836 | BOLT MATERIAL: ASTM A193 GR. B7
210220836 | SIZE: M12x30L
210220836 | ITEM B1 OF DRAWING N202-DG-B01-01, REV. 4 (CW-HYDRO DOC# DGN-SEC-DS-01)
210220836
210220836 | FOR USE WITH:
210220836 | COMPONENT COOLING WATER PUMP<(>,<)>
210220836 | MODEL: DS 700X600-6F
210220836 | REVOLUTION: 985 RPM
210220836 | CAPACITY: 75,706 M^3/MIN
210220836 | HEAD: 76.5M
210220836
210220836 | REFERENCES:
210220836 | 1. N202-DG-B01-01, REV. 04 - (item B1) ASSEMBLY DRAWING OF COMPONENT
210220836 | COOLING WATER PUMPS (CW-HYDRO DOC# DGN-SEC-DS-01)
210220836 | 2. N202-VR-A01-01, REV. 01 - QUALIFICATION VERIFICATION DOCUMENTS FOR
210220836 | COMPONENT COOLING WATER PUMPS (item B1 - page 99, item# 3 - pages
210220836 | 116-117 of 234)
210220836 | ----------------------------------------------
210220836 | HOST EQUIPMENT SUPPLIER: CW HYDRO, INC.
210220836 | PART NUMBER: ITEM B1 OF DRAW N202-DG-B01-01
210220836 | ----------------------------------------------
210220836 | QUALITY REQUIREMENTS
210220836 | INCLUDE 'Z_NPE_QA SR MATERIAL' OBJECT TEXT ID ST
210220836 | INCLUDE 'Z_NPE_LEVEL C PACKAGING' OBJECT TEXT ID ST
210220836 | INCLUDE 'Z_NPE_CERT OF CONFORMANCE' OBJECT TEXT ID ST
210220836 | INCLUDE Z_NPE_CMTR OBJECT TEXT ID ST
210220836 | INCLUDE 'Z_NPE_HEAT TREAT' OBJECT TEXT ID ST
210220836
210220836
210220931 | VALVE:SOLENOID,3/4",CLASS 2129,12Q-010
210220931
210220931 | ASSEMBLY, VALVE, SOLENOID OPERATED, ENERGIZE TO OPEN (FC) - ON/OFF
210220931 | SIZE: 3/4"
210220931 | PRESSURE CLASS: 2129
210220931 | VOLT: 125 VDC, AMP: 0.6
210220931 | Cv:2
210220931
210220931 | DESIGN PRESSURE: 171.4 BARG
210220931 | MAX. PRESSURE DIFFERENCE: 171.4 BARD
210220931 | DESIGN TEMPERATURE: 343 DEG C
210220931
210220931 | PRESSURE RATING: 299.6 BARG
210220931 | TEMPERATURE RATING: 38 DEG C
210220931
210220931 | MATERIAL: ASME SA-479 316L
210220931
210220931 | STANDARD: ASME B16.34 Ed. 2000 and ASME SEC. III, CODE CLASS 2, EDITION:
210220931 | 1995 THRU 1997 ADDENDA, IEEE 382 (1996), IEEE 323 (1983), ASME QME-1
210220931 | -1997
210220931
210220931 | DRAWING: J239-DG-A01-07 (TARGET ROCK DWG#: 12Q-010)
210220931
210220931 | DESIGN REPORT:
210220931 | J239-DR-A01-07: DESIGN REPORT FOR BARAKAH NUCLEAR POWER PLANTS UNITS 1,2
210220931 | ,3 AND 4 SOLENOID OPERATED GLOBE VALVE MODEL 12Q-010 (CURTISS WRIGHT
210220931 | TARGET ROCK# 9096)
210220931
210220931 | EQ AND DYNAMIC REPORT:
210220931 | J239-ER-A01-01 REV 8: ENVIRONMENTAL QUALIFICATION AND DYNAMIC REPORT FOR
210220931 | THE TARGET ROCK PROJECT 12Q NUCLEAR SERVICE PROCESS SOLENOID OPERATED
210220931 | GLOBE VALVES (CURTISS WRIGHT TARGET ROCK# 9097 R8)
210220931
210220931 | VALVE ALSO COMPLIES WITH:
210220931 | SPECIFICATION: 9-184-J239
210220931 | MANUAL: 9126 (PNS: J239-IM-A01-03)
210220931
210220931 | MODEL NUMBER: 12Q-010
210220931 | MANUFACTURER: TARGET ROCK
210220931 | ----------------------------------------------------------------
210220931
210220931 | QUALITY REQUIRMENTS:
210220931 | INCLUDE 'Z_NPE_QA SR MATERIAL' OBJECT TEXT ID ST
210220931 | INCLUDE 'Z_NPE_LEVEL B PACKAGING' OBJECT TEXT ID ST
210220931 | INCLUDE 'Z_NPE_CERT OF CONFORMANCE' OBJECT TEXT ID ST
210220931
210220931 | MINIMUM WALL:
210220931 | THE SUPPLIER IS TO FURNISH A MINIMUM WALL REPORT/RESULTS.
210220931 | INCLUDE 'Z_NPE_DIMENSION REPORT' OBJECT TEXT ID ST
210220931
210220931 | ASME:
210220931 | INCLUDE 'Z_NPE_CODE DATA REPORT' OBJECT TEXT ID ST
210220931 | INCLUDE 'Z_NPE_CODE RECONCILIATION' OBJECT TEXT ID ST
210220931
210220931 | MATERIAL:
210220931 | INCLUDE Z_NPE_UT OBJECT TEXT ID ST
210220931
210220931
210220931 | INCLUDE 'Z_NPE_HEAT TREAT' OBJECT TEXT ID ST
210220931 | INCLUDE Z_NPE_CONTAMINANTS OBJECT TEXT ID ST
210220931
210220931
210220931 | NDE – HARDFACING (STELLITE 6)
210220931 | INCLUDE Z_NPE_PT OBJECT TEXT ID ST
210220931
210220931
210220931 | FUNCTIONAL TESTING:
210220931 | INCLUDE 'Z_NPE_HYDRO TEST REPORT' OBJECT TEXT ID ST
210220931 | INCLUDE 'Z_NPE_SEAT LEAK' OBJECT TEXT ID ST
210220931 | INCLUDE 'Z_NPE_MECH PERF TEST' OBJECT TEXT ID ST
210220931
210220931 | MAIN DISC CLOSURE TEST TO BE PROVIDED FOR EACH VALVE.
210220931
210220931 | SEISMIC/ENVIRONMENTAL CERTIFICATION:
210220931 | INCLUDE 'Z_NPE_SEISMIC CERT' OBJECT TEXT ID ST
210220931 | INCLUDE 'Z_NPE_EQ CERT' OBJECT TEXT ID ST
210220931
210220931
210220931 | INCLUDE 'Z_NPE_SHELF LIFE' OBJECT TEXT ID ST
210220931
210220931
210220931
210221123 | WASHER:CENTERING,F/SOLENOID VALVE,ITEM06
210221123
210221123 | CENTERING WASHER<(>,<)>
210221123 | ITEM 06 AS PER 9-092-L-T-172-038, REV. A
210221123
210221123 | FOR USE WITH<(>,<)>
210221123 | SOLENOID OPERATED DIRECTIONAL VALVE<(>,<)>
210221123 | WITH INDICATOR LAMP AND SURGE SUPPRESSOR
210221123 | 31.5 MPA MAX WORKING PRESSURE
210221123 | 115VAC/50HZ COIL, 208 MM OVERALL LENGTH
210221123 | SERIES DG4-V – FKM/NBR SEALS
210221123 | VALVE MODEL: F3-DG4V-5-23A-M-P-EX-6-40-JA1602-AM
210221123
210221123 | REFERENCE DOCUMENTS<(>,<)>
210221123 | - SOLENOID OPERATED DIRECTIONAL VALVE KEPCO DRW: 9-092-L-T-172-038,
210221123 | REV.A (TOSHIBA DRW#: 2KT004330, TOKYO KEIKI DWG: 429803824)
210221123 | - INSTRUCTIONAL MANUAL; 9-001-L-T-431-001, REV F, P.913-922, 1089 OF
210221123 | 10743
210221123
210221123 | PART NUMBER: 40021817
210221123 | MANUFACTURER: TOKYO KEIKI INC.
210221123 | HOST EQUIPMENT SUPPLIER: DOOSAN HEAVY INDUSTRIES / TOSHIBA
210221123
210221123 | QUALITY REQUIRMENTS
210221123 | INCLUDE 'Z_NPE_GENERAL PACKAGING' OBJECT TEXT ID ST
210221123
210221123
210221123
210221123
210221160 | GASKET,BONNET:316SS/GRAPHITE,F/BV500 VLV
210221160
210221160 | BONNET GASKET, FOR BV500 VALVE
210221160 | MATERIAL: 316 SS / GRAPHITE
210221160 | ITEM 20 OF DWG WI-BV500-150A-06
210221160
210221160 | FOR USE WITH:
210221160 | VALVE, GLOBE, AIR OPERATED, 6 INCH, CLASS 600, MODEL BV500
210221160
210221160 | -----------------------------------------------------
210221160 | SUPPLIER: WEIR (TRILLIUM)
210221160 | PART NUMBER: ITEM 20 OF DWG WI-BV500-150A-06
210221160 | ------------------------------------------------------
210221160
210221160 | QUALITY REQUIREMENT:
210221160
210221160 | INCLUDE 'Z_NPE_GENERAL PACKAGING' OBJECT TEXT ID ST
210221160
210221160
210221160
210221160
210221160
210221189 | HANDWHEEL:F/1" CL 600 CS GATE VALVE
210221189
210221189 | HANDWHEEL<(>,<)>
210221189 | MATERIAL: ASTM A536
210221189
210221189 | FOR USE WITH:
210221189 | VALVE, GATE, SIZE: 1", CLASS 600, CARBON STEEL, BOLTED BONNET, SW, PO
210221189 | ITEM#600-D-GTA, VALVE MARK#B.0283
210221189
210221189 | REFERENCE DOCUMENTS:
210221189 | - VLV DRW#P207-DG-A31-31 (SAMSHIN LIMITED DRW#NA-BNPP12P207-4GA31S
210221189 | - DYNAMIC REPORT P207-ER-A01-02, (DQR-P207-002)
210221189 | - VENDOR MANUAL: P207-IM-A01-01
210221189 | - SPECIFICATION: 9-145-P207
210221189 | - KEPIC MGE 2000 EDITION WITH NO ADDENDA
210221189
210221189 | ----------------------------------------------------------------
210221189 | MODEL NUMBER: ITEM 35 OF P207-DG-A31-31
210221189 | MANUFACTURER: SAMSHIN LIMITED
210221189 | ----------------------------------------------------------------
210221189
210221189 | APPLICABLE TECHNICAL AND QUALITY REQUIREMENTS:
210221189 | ----------------------------------------------------------------
210221189 | INCLUDE 'Z_NPE_GENERAL PACKAGING' OBJECT TEXT ID ST
210221189
210221189
210221294 | BEARING:F/FWP TURBINE,ITEM 226
210221294
210221294 | BEARING, ITEM NO. 101A771AYP0006, PART NUMBER 226 ON M205-IM-A01-01 REV
210221294 | 04 PARTS LIST (PAGE 107 OF 1192)
210221294
210221294 | FOR USE WITH:
210221294 | FEEDWATER PUMP STEAM TURBINE
210221294 | APPLICABLE CODE: NEMA SM23, RATED SPEED: 5360 RPM, 8 STAGES DUAL INLET,
210221294 | 11023 KW (14783 HP), TYPE: IMPULSE
210221294
210221294 | REFERENCE DOCUMENTS
210221294 | INSTRUCTION MANUAL: M205-IM-A01-01 REV 04
210221294 | PURCHASE SPEC.: 9-526-M205 REV 01
210221294 | DRAWING NO.: M205-DG-B01-01 SH 1 OF 1 REV 02
210221294
210221294 | PART NUMBER: 101A771AYP0006
210221294 | MANUFACTURER: DOOSAN HEAVY INDUSTRIES
210221294 | HOST EQUIPMENT SUPPLIER: DOOSAN HEAVY INDUSTRIES
210221294 | SUPPLIER REFERENCE NUMBER: PART 226 ON M205-IM-A01-01 REV 04 PARTS LIST
210221294 | (PAGE 107 OF 1192)
210221294
210221294 | QUALITY REQUIREMENTS:
210221294 | INCLUDE 'Z_NPE_COMMERCIAL QA' OBJECT TEXT ID ST
210221294 | INCLUDE 'Z_NPE_PC3 MATERIAL' OBJECT TEXT ID ST
210221294 | INCLUDE 'Z_NPE_GENERAL PACKAGING' OBJECT TEXT ID ST
210221294 | INCLUDE 'Z_NPE_CERT OF COMPLIANCE' OBJECT TEXT ID ST
210221294 | INCLUDE 'Z_NPE_MATERIAL CERT' OBJECT TEXT ID ST
210221294
210221294
210221552 | INSULATION,PIPE:CALCIUM SILICA,20"xT3"
210221552
210221552 | COVER, PIPE, CALCIUM SILICATE. FOR THERMAL/ANTI-SWEAT INSULATION
210221552 | NON-ASBESTOS, NON-METALLIC, MADE UP OF INORGANIC FIBER WITH NANOMETER
210221552 | SILICA AEROGEL POWDER
210221552 | - SIZE: 20" x T3"
210221552 | - DENSITY: 220Kg/m³
210221552 | USED FOR TEMPERATURE: 650 deg C MAX
210221552
210221552 | The following characteristics/properties shall be measured and certified
210221552 | in line with ASTM C533 Type I:
210221552
210221552 | 1) Density (per ASTM C302): 240 kg/m3 max.
210221552 | 2) Compressive strength (per ASTM C165-07): 0.688 MPa min.
210221552 | 3) Flexural strength (per ASTM C203-05a): 0.344 MPa min.
210221552 | 4) Soaking heat linear shrinkage at 650 deg C (per ASTM C356-10): 2%
210221552 | max.
210221552 | 5) Moisture content (per ASTM C1616-07): 20% max.
210221552
210221552 | 6) Dimensional tolerances as per ASTM C585-10, as follows:
210221552 | a) ID +2.4/-1.6mm
210221552 | b) OD +/-7.9mm
210221552 | c) Length +/-3.2mm
210221552 | d) Thickness +/-3.2mm
210221552
210221552 | 7) Hot surface performance
210221552 | a) Warpage (per ASTM C411): 6mm max.
210221552 | b) Cracking: Completely through without crack
210221552
210221552 | 8) Surface burning characteristics (per ASTM E84)
210221552 | a) Flame spread index, allowed value: 0
210221552 | b) Smoke density index, allowed value: 0
210221552
210221552 | 9) Thermal conductivity (per ASTM C177-10)
210221552 | a) at 38 deg C (100 deg F): 0.059 W/(m.K) max.
210221552 | b) at 93 deg C (200 deg F): 0.065 W/(m.K) max.
210221552
210221552 | 10) Weight loss by thumbling test (per ASTM C421-08)
210221552 | a) Percent mass loss after first 10 min., allowed value: 20% max.
210221552 | b) Percent mass loss after second 10 min., allowed value: 40% max.
210221552
210221552 | ITEM TO COMPLY WITH THE FOLLOWING:
210221552 | a) MANUFACTURING AND TESTING PER ASTM C533 TYPE I
210221552 | b) REG GUIDE 1.36 FOR (Cl+F) AND (Na+SiO(3)) TO PREVENT STRESS CORROSION
210221552 | OF AUSTENITIC STEEL.
210221552 | c) KEPCO SPECIFICATION 0-193-M293
210221552
210221552 | USE WITH:
210221552 | PLANT PIPES AND EQUIPMENT, CGI - OUTSIDE CONTAINMENT, ANTI-SWEAT
210221552 | INSULATION OF HVAC PIPING
210221552
210221552 | ---------------------------------------------------------------
210221552 | MANUFACTURER: Zhejiang ASKE Building Materials Technology Corp
210221552 | PART NO: ASC CS220
210221552
210221552 | OEM: HSJV (HYUNDAI SAMSUNG JOINT VENTURE)
210221552 | PART NO: BY DESCRIPTION
210221552
210221552 | MANUFACTURER: VARIOUS
210221552 | PART NO: BY DESCRIPTION
210221552
210221552 | ----------------------------------------------------------------
210221552
210221552 | QUALITY REQUIREMENTS:
210221552
210221552 | Packing Slip or Equivalent Commercial Certification is required. It
210221552 | must specify the Item description and part number (if available) in
210221552 | order to confirm that the item meets the requirements of the PO.
210221552
210221552 | INCLUDE 'Z_NPE_GENERAL PACKAGING' OBJECT TEXT ID ST
210221552
210221552 | INCLUDE 'Z_NPE_MATERIAL CERT' OBJECT TEXT ID ST
210221552
210221552
210221552
210221552
210222198 | CLAMP:HEAVY DUTY,C-RAIL MOUNT,1”
210222198
210222198 | CLAMP, HEAVY DUTY, NO CLEARANCE TYPE
210222198 | SINGLE CLAMP FOR C-RAIL MOUNTING
210222198 | SIZE: 1 INCH
210222198 | HRS SERIES - S1TM
210222198
210222198 | -----------------------------------------
210222198 | MANUFACTURER: HYDAC
210222198 | PART NUMBER: HRS 2 S1TM 25.4 PP UNC
210222198 | -----------------------------------------
210222198
210222427 | BLADE:TRAIL2,F/HP TE 4TH STG BUCKET
210222427
210222427 | HIGH PRESSURE TURBINE END 4TH STAGE BUCKET BLADE TRAIL2
210222427 | ROTATING BLADE<(>,<)> DRW#: OKS130401, 9-001-L-T-172-006
210222427
210222427 | ----------------------------------------------------------------
210222427 | SUPPLIER: DOOSAN HEAVY INDUSTRIES
210222427 | MANUFACTURER: TOSHIBA
210222427 | PART NUMBER: OKS130401P0005
210222427 | ----------------------------------------------------------------
210222427
210222427 | APPLICABLE TECHNICAL AND QUALITY REQUIREMENTS:
210222427 | ----------------------------------------------------------------
210222427 | INCLUDE 'Z_NPE_COMMERCIAL QA' OBJECT TEXT ID ST
210222427 | INCLUDE 'Z_NPE_GENERAL PACKAGING' OBJECT TEXT ID ST
210222427 | INCLUDE 'Z_NPE_CERT OF COMPLIANCE' OBJECT TEXT ID ST
210222427 | INCLUDE 'Z_NPE_PC3 MATERIAL' OBJECT TEXT ID ST
210222427 | RAW MATERIAL:
210222427 | INCLUDE Z_NPE_CMTR OBJECT TEXT ID ST
210222427 | FINISHED MATERIAL PER APPLICABLE TOSHIBA MATERIAL SPECIFICATION:
210222427 | INCLUDE 'Z_NPE_MATERIAL CERT' OBJECT TEXT ID ST
210222427 | REQUIRED NDE:
210222427 | INCLUDE Z_NPE_UT OBJECT TEXT ID ST
210222427 | INCLUDE Z_NPE_MT OBJECT TEXT ID ST
210222427 | INCLUDE 'Z_NPE_DIMENSION REPORT' OBJECT TEXT ID ST
210222427 | SIGLE BUCKET VIBRATION REPORT
210222427 | HARDNESS CHECK CONTROL REPORT (AFTER FLAME HARDENING)
210222427
210222427
210222427
210222442 | BLADE:F/LP GE 7TH STG BUCKET,NORMAL
210222442
210222442 | LOW PRESSURE SECTION, GENERATOR END 7th STAGE BUCKET BLADE NORMAL<(>,<)>
210222442 | ROTATING BLADE<(>,<)> DRAWING NUMBER: 0KS132918
210222442
210222442 | ----------------------------------------------------------------
210222442 | SUPPLIER: DOOSAN HEAVY INDUSTRIES
210222442 | MANUFACTURER: TOSHIBA
210222442 | PART NUMBER: 0KS132918P0001
210222442 | ----------------------------------------------------------------
210222442
210222442 | APPLICABLE TECHNICAL AND QUALITY REQUIREMENTS:
210222442 | ----------------------------------------------------------------
210222442 | INCLUDE 'Z_NPE_COMMERCIAL QA' OBJECT TEXT ID ST
210222442 | INCLUDE 'Z_NPE_GENERAL PACKAGING' OBJECT TEXT ID ST
210222442 | INCLUDE 'Z_NPE_CERT OF COMPLIANCE' OBJECT TEXT ID ST
210222442 | INCLUDE 'Z_NPE_PC3 MATERIAL' OBJECT TEXT ID ST
210222442 | RAW MATERIAL:
210222442 | INCLUDE Z_NPE_CMTR OBJECT TEXT ID ST
210222442 | FINISHED MATERIAL PER APPLICABLE TOSHIBA MATERIAL SPECIFICATION:
210222442 | INCLUDE 'Z_NPE_MATERIAL CERT' OBJECT TEXT ID ST
210222442 | REQUIRED NDE:
210222442 | INCLUDE Z_NPE_UT OBJECT TEXT ID ST
210222442 | INCLUDE Z_NPE_MT OBJECT TEXT ID ST
210222442 | INCLUDE 'Z_NPE_DIMENSION REPORT' OBJECT TEXT ID ST
210222442 | SIGLE BUCKET VIBRATION REPORT
210222442 | HARDNESS CHECK CONTROL REPORT (AFTER FLAME HARDENING)
210222442
210222442
210222442
210222590 | PACKING SET:F/#800 1/2" MANUAL VALVE
210222590
210222590 | PACKING SET, ITEM.15
210222590 | FOR STEM/BONNET SEALING<(>,<)>
210222590 | FOR 1/2" 800LB 80SCH MANUAL BELLOWS SEALED GLOBE VALVE, SW
210222590
210222590 | PACKING SET COMPRISES OF 3EA GRAPHITE RINGS
210222590
210222590 | ----------------------------------------
210222590 | PART NUMBER: ITEM 15 DWG 01_1K-1118-2RP-022
210222590 | MANUFACTURER: S<(>&<)>S VALVE
210222590 | ORIGINAL SUPPLIER: DOOSAN
210222590 | -----------------------------------------
210222590
210222590 | INCLUDE 'Z_NPE_GENERAL PACKAGING' OBJECT TEXT ID ST
210222590
210222590
210222694 | WELDMENT:PALLET,LRWS
210222694
210222694 | LRWS PRESSURE VESSEL MODIFIED PALLET WELDMENT
210222694
210222694 | FOR USE WITH:
210222694 | MOBILE LIQUID RADWASTE PROCESSING SKID (LRWS): SIX-VESSEL ION EXCHANGE
210222694 | SYSTEM WITH POST FILTRATION, A CHEMICAL COAGULANT PRE-TREATMENT SYSTEM
210222694 | AND A BOOSTER PUMP CONTROL SKID
210222694
210222694 | REFERENCE DOCUMENTS:
210222694 | -BASE FRAME DRAWING NUMBER: DWG-LRWS-22001-ME-0110-01.
210222694 | -LRWS VESSEL ASSY DRAWING NUMBER: DWG-LRWS-22001-ME-0100-01.
210222694 | -LRWS VESSEL SHIELDING DRAWING NUMBER: DWG-LRWS-22001-ME-0120-01.
210222694 | - VESSEL FABRICATION SPECIFICATION: SP-LRWS-22001-ME-0001.
210222694 | - PALLET/SHIELDING FABRICATION SPECIFICATION: SP-LRWS-22001-ME-0002.
210222694
210222694 | ----------------------------------------------------------------
210222694 | OEM SUPPLIER: WS ATKINS / ATKINS
210222694 | MANUFACTURER: VARIOUS
210222694 | MODEL NUMBER: DWG-LRWS-22001-ME-0110-01
210222694 | ----------------------------------------------------------------
210222694
210222694 | APPLICABLE TECHNICAL AND QUALITY REQUIREMENTS:
210222694 | ----------------------------------------------------------------
210222694 | INCLUDE 'Z_NPE_COMMERCIAL QA' OBJECT TEXT ID ST
210222694 | INCLUDE 'Z_NPE_GENERAL PACKAGING' OBJECT TEXT ID ST
210222694 | INCLUDE 'Z_NPE_CERT OF COMPLIANCE' OBJECT TEXT ID ST
210222694 | INCLUDE 'Z_NPE_PC3 MATERIAL' OBJECT TEXT ID ST
210222694
210222694 | ADDITIONAL QUALITY DOCUMENTS:
210222694 | AS REQUIRED PER APPROVED PROCUREMENT SPECIFICATIONS
210222694
210222694
210222722 | KIT, METRIC 12.9 ALLOY SOCKET CAP SCREWS
210222722
210222722 | KIT, ASSORTMENT OF METRIC 12.9 ALLOY ALLEN SOCKET HEAD CAP SCREWS BOLTS
210222722 | BLACK OXIDE
210222722 | VARIOUS METRIC SIZES
210222722
210222722 | MATERIAL CLASS 12.9 ALLOY, BLACK OXIDE FINISH
210222722
210222722 | 211 PIECES, COARSE THREADS
210222722 | WITH PLASTIC 18 HOLE COMPARTMENT TRAY BOX
210222722 | CONTENTS PER ATTACHED PRODUCT SHEET
210222722
210222722 | ------------------------------------------------
210222722 | PART NUMBER: ASSORTMENT KIT #256
210222722 | MANUFACTURER: BOLTS AND NUTS USA
210222722 | ------------------------------------------------
210222722 | INCLUDE 'Z_NPE_GENERAL PACKAGING' OBJECT TEXT ID ST
210222722
210222722
210222758 | WASHER,SPRING:F/PRESS REDUCING VV,IT 20
210222758
210222758 | WASHER, SPRING, ITEM 20
210222758 | MATERIAL ASTM A276-304
210222758
210222758 | FOR PRESSURE REDUCING VALVE, 1.5” (40A), MODEL SR-3100
210222758 | CLASS 150 LB, ASME 150 LB RF CONNECTIONS
210222758 | BALANCED, SET PRESSURE 105 PSIG TO 80 PSIG
210222758
210222758 | ---------------------------------------------------
210222758 | PART NUMBER: ITEM 20 DWG SR3100-1.5B-CF8M
210222758 | MANUFACTURER: S<(>&<)>S VALVE
210222758 | ---------------------------------------------------
210222758
210222758 | Packaging Slip/Invoice/Certificate or Other Vendor Document is required.
210222758 | It must demonstrate that the Item description and part number are in
210222758 | accordance with the requirements of the PO.
210222758
210222758 | INCLUDE 'Z_NPE_GENERAL PACKAGING' OBJECT TEXT ID ST
210222758
210222758
210223020 | HOSE:1/2",6’,W/1/2" FCL
210223020
210223020 | HOSE, CARTRIDGE FILTER VENT TO FILTER VENT CONNECTOR, MAX. DESING
210223020 | PRESSURE 150PSI, MAX. DESIGN TEMP. 180°F
210223020 | LENGTH: 6FT(1.8m)
210223020 | 1/2" (12.7mm) HOSE WITH 1/2" (12.7mm) FCL(FEMALE CAM LOCK)
210223020 | INCLUDING FOREIGN MATERIAL EXCLUSION(FME) CAPS
210223020 | HOSE, PUMP SKID DRAIN FROM PRV (H-11) & DRAIN HEADER(DH-1) TO PLANT
210223020 | DRAIN (H-41)
210223020 | LENGTH: 7FT(2.1m)
210223020 | 1-1/2" (38.1mm) HOSE WITH 1-1/2" (38.1mm) FCL(FEMALE CAM LOCK)
210223020 | INCLUDING FOREIGN MATERIAL EXCLUSION(FME) CAPS
210223020 | -HOSE: PARKER WILDCATTER UHMWPE CORRUGATED CHEMICAL SUCTION HOSE,
210223020 | #SWC693-1500
210223020 | - FITTING: FEMALE CAM-LOCK FITTING 1 1/2" BOSSLOCK COUPLER X HOSE SHANK
210223020 | WITH NOTCHED COLLAR DIXON RC150EZNO, AND, FERRULE DIXON GAS2333NO
210223020
210223020 | FOR USE WITH:
210223020 | LRWS Mobile Liquid Radwaste Processing Skid
210223020
210223020 | REFERENCE DOCUMENTS:
210223020 | - DS-LRWS-22001-ME-0001 BARAKAH LRWS HOSE AND SPARE PARTS DATA SHEET.
210223020 | - Design Change Package#DCP-M-2022-0002: Interconnections Design for
210223020 | Mobile Liquid Radwaste Processing Skid Project.
210223020
210223020 | ----------------------------------------------------------------
210223020 | SUPPLIER: VARIOUS
210223020 | OEM SUPPLIER: ATKINS
210223020 | OEM SUPPLIER PART NUMBER: 22001 H-22 OF DS-LRWS-22001-ME-0001
210223020 | ----------------------------------------------------------------
210223020
210223020 | TECHNICAL AND QUALITY REQUIREMENTS:
210223020 | ----------------------------------------------------------------
210223020 | INCLUDE 'Z_NPE_COMMERCIAL QA' OBJECT TEXT ID ST
210223020 | INCLUDE 'Z_NPE_PC3 MATERIAL' OBJECT TEXT ID ST
210223020 | INCLUDE 'Z_NPE_GENERAL PACKAGING' OBJECT TEXT ID ST
210223020 | INCLUDE 'Z_NPE_CERT OF COMPLIANCE' OBJECT TEXT ID ST
210223020 | INCLUDE 'Z_NPE_SHELF LIFE' OBJECT TEXT ID ST
210223020
210223020
210223056 | TEE:1-1/2"X1",C/S,A105,3000#,THREADED
210223056
210223056 | TEE, FITTING, SIZE 1-1/2" X 1"
210223056 | ASTM A105 CARBON STEEL, 3000#
210223056 | FNPT THREADED
210223056 | DIMENSIONS CONFORMING TO ASME B16.11
210223056
210223056 | FOR NON-NUCLEAR SAFETY APPLICATIONS
210223056
210223056 | ----------------------------------------------------------------
210223056 | MANUFACTURER: VARIOUS
210223056 | PART NUMBER: BY DESCRIPTION
210223056 | ----------------------------------------------------------------
210223056
210223056
210223056
210223068 | HOSE:1/2",8',W/1/2" FCL
210223068
210223068 | HOSE, MAX. DESING PRESSURE 150PSI, MAX. DESIGN TEMP. 180°F
210223068 | LENGTH: 8FT(2.4m)
210223068 | 1/2" (12.7mm) HOSE WITH 1/2" (12.7mm) FCL(FEMALE CAM LOCK)
210223068 | INCLUDING FOREIGN MATERIAL EXCLUSION(FME) CAPS
210223068 | -HOSE: PARKER PUSH-LOK PLUS MULTIPURPOSE HOSE, PARKER#801-8-BLK
210223068 | - FITTING: FEMALE CAM-LOCK FITTING 1/2" DIXON 50-D-SS, AND PARKER
210223068 | 30182-8-8C
210223068
210223068 | FOR USE WITH:
210223068 | LRWS Mobile Liquid Radwaste Processing Skid
210223068
210223068 | REFERENCE DOCUMENTS:
210223068 | - DS-LRWS-22001-ME-0001 BARAKAH LRWS HOSE AND SPARE PARTS DATA SHEET.
210223068 | - Design Change Package#DCP-M-2022-0002: Interconnections Design for
210223068 | Mobile Liquid Radwaste Processing Skid Project.
210223068
210223068 | ----------------------------------------------------------------
210223068 | SUPPLIER: VARIOUS
210223068 | OEM SUPPLIER: ATKINS
210223068 | OEM SUPPLIER PART NUMBER: 22001 H-36 OF DS-LRWS-22001-ME-0001
210223068 | ----------------------------------------------------------------
210223068
210223068 | TECHNICAL AND QUALITY REQUIREMENTS:
210223068 | ----------------------------------------------------------------
210223068 | INCLUDE 'Z_NPE_COMMERCIAL QA' OBJECT TEXT ID ST
210223068 | INCLUDE 'Z_NPE_PC3 MATERIAL' OBJECT TEXT ID ST
210223068 | INCLUDE 'Z_NPE_GENERAL PACKAGING' OBJECT TEXT ID ST
210223068 | INCLUDE 'Z_NPE_CERT OF COMPLIANCE' OBJECT TEXT ID ST
210223068 | INCLUDE 'Z_NPE_SHELF LIFE' OBJECT TEXT ID ST
210223068
210223068
210223068
210223068
210223079 | STUDDING:M8,ASTM A240,F/EXTENSION ROD
210223079
210223079 | STUDDING FOR EXTENSION ROD
210223079 | SIZE: M8
210223079 | MATERIAL: ASTM A240
210223079
210223079 | REFERENCE DOCUMENTS<(>,<)>
210223079 | DRW#: P218-DG-A01-62
210223079 | INSTRUCTION MANUAL: P218-IM-B01-10
210223079
210223079 | MANUFACTURER: SMITH FLOW CONTROL LTD
210223079 | PART NUMBER: S003940-04
210223079
210223079 | ----------------------------------
210223079
210223079 | QUALITY REQUIREMENTS:
210223079
210223079 | INCLUDE 'Z_NPE_COMMERCIAL QA' OBJECT TEXT ID ST
210223079
210223079 | INCLUDE 'Z_NPE_GENERAL PACKAGING' OBJECT TEXT ID ST
210223079
210223079 | INCLUDE 'Z_NPE_CERT OF COMPLIANCE' OBJECT TEXT ID ST
210223079
210223079 | INCLUDE 'Z_NPE_PC3 MATERIAL' OBJECT TEXT ID ST
210223079
210223079 | INCLUDE 'Z_NPE_MATERIAL CERT' OBJECT TEXT ID ST
210223079
210223079
210223079
210223551 | SHAFT IMPELLER:40X996.5,A576 GR-1045
210223551
210223551 | SHAFT IMPELLER, 40 X 996.5, A576 GR. 1045<(>,<)> ITEM 41
210223551
210223551 | FOR USE WITH<(>,<)>
210223551 | VERTICAL SUMP PUMPS MODEL NUMBER: PVS-6550E
210223551
210223551 | APPLICABLE FLOC´S
210223551 | A/B-673-M-PP35 AAC D/G Bldg. Sump Pumps
210223551 | A/B-673-M-PP36 AAC D/G Bldg. Sump Pumps
210223551
210223551 | ----------------------------------------------------------------
210223551 | MANUFACTURER: WILO PUMPS LIMITED
210223551 | PART NUMBER: BY DESCRIPTION
210223551 | ----------------------------------------------------------------
210223551
210223551 | QUALITY REQUIREMENTS
210223551
210223551 | INCLUDE 'Z_NPE_GENERAL PACKAGING' OBJECT TEXT ID ST
210223551
210223551
210223551
210223551
210223551
210223551
210223551
210223569 | HOSE,FLEXIBLE:LUBE OIL PRESSURE MEASURE
210223569
210223569
210223569
210223569
210223569
210223569
210223569
210223570 | BELLOWS:HT/LT WATER PP SUCT,F/U34 AAC DG
210223570
210223570
210223570
210223570
210223570
210223570
210223570
220200001 | ELECTRICAL ASSEMBLY KIT MODEL 3154N
220200001
220200001 | Vendor : Westinghouse
220200001 | Part No : 03154-5020-0004 Y
220200001 | Description : Electronics Circuit Board<(>,<)> for 3153N and 3154N,
220200001 | Output Code R
220200001 | Contract No : A027
220200001 | Drawing No : N/A
220200001 | Specification No : YS11019-IC-ES870
220200001 | Technical Manual No : 9-640-Z-W-431-R01 (page 75)
220200001
220200001 | Part Number: 03154-5020-0004
220200001 | Manufacturer: Rosemount
220200001
220200063 | 6A DC Circuit Breaker (LCC)
220200063
220200063 | Vendor : Westinghouse
220200063 | Part No : 10074D64G10 Y
220200063 | Description : 6A DC Circuit Breaker (LCC)
220200063 | Contract No : A257
220200063 | Drawing No : 10058E08-10058E44 (LCC)
220200063 | Specification No : WNA-DS-02669-BRAKA1
220200063 | WNA-DS-02668-BRAKA1
220200063 | WNA-DS-02654-BRAKA1
220200063 | WNA-DS-02671-BRAKA1
220200063 | WNA-DS-02672-BRAKA1
220200063 | WNA-DS-02694-BRAKA1
220200063 | WNA-DS-02695-BRAKA1
220200063 | WNA-DS-02705-BRAKA1
220200063 | Technical Manual No : WNA-IM-00135-BRAKA1
220200063 | WNA-IM-00133-BRAKA1
220200063 | WNA-IM-00134-BRAKA1
220200063 | WNA-IM-00136-BRAKA1
220200063 | WNA-IM-00137-BRAKA1
220200063 | WNA-IM-00138-BRAKA1
220200063
220200109 | CABLE ASSY:EXTENSION,COAXIAL,F/PRO.PROBE
220200109
220200109 | ASSEMBLY, EXTENSION, CABLE, COAXIAL
220200109
220200109 | FOR USE WITH<(>,<)> PROXIMITY PROBE LEAD TO THE PROXIMITOR
220200109
220200109 | PART NO : 52746-40676-25 Y
220200109 | HOST EQUIPMENT SUPPLIER : WESTINGHOUSE
220200109 | S/N : 290932-01
220200109 | CONTRACT NO : A405
220200109 | WESTINGHOUSE DRAWING 52746-40676, REVISION 3
220200109 | TEMP :-20 - 302 F
220200109 | PRESSURE CONTINUES : 0 TO 5 PSIG
220200109 | PRESSURE 24 HOURS: 63.4 PSIG
220200109 | HUMIDITY : 5-90% (NON-CONDENSING)
220200109 | RADIATION (40 YEARS TOTAL INTEGRATED DOSE) 4X106 RADS GAMMA
220200109
220200109 | THE EXTENSION CABLE SHALL HAVE INSULATION RATED FOR 600 VOLTS. THIS
220200109 | INSULATION SHALL BE MOISTURE AND OZONE RESISTANT, FLAME RETARDANT AND
220200109 | CAPABLE OF PASSING THE FLAME TEST.
220200109 | THE NOMINAL LENGTH OF THE EXTENSION CABLE SHALL BE 31.7 METERS (104)
220200109 | FEET. THE EXTENSION CABLE SHALL BE TERMINATED BY MEANS OF MATING
220200109 | CONNECTORS AT BOTH ENDS.
220200109
220200109 | SUPPLIER DOCUMENT REFERENCES:
220200109
220200109 | • 52746-40717 REV 1 ITEM 9 REACTOR COOLANT PUMP SHAFT SPEED SENSING
220200109 | SYSTEM SPARE PART LIST
220200109 | • WNA-MWO-16-00430 REV 2, ITEM 16
220200109 | • WNA-DS-02663-BRAKA1 REV 4 PAE 31 ,32
220200109
220200109 | EXTENSION, CABLE IS SEISMICALLY QUALIFIED PER WESTINGHOUSE
220200109 | EQ-QR-235-BRAKA1 REV 4 APPENDIX C (NTS REPORT NO. 29225-92N) OF TS
220200109 | 10726-1 (REFERENCE 14) (INTERNAL NUMBER: 9-720-Z-W-466-E01-004 PAGE 33)
220200109
220200109 | EXTENSION,CABLE IS ENVIRONMENTALLY QUALIFIED PER WESTINGHOUSE
220200109 | EQ-QR-235-BRAKA1 REV 4 APPENDICES B AND C (NTS REPORT NO. 29225-92N) OF
220200109 | TS 10726-1 (REFERENCE 14) (INTERNAL NUMBER: 9-720-Z-W-466-E01-004 PAGE
220200109 | 39)
220200109
220200109 | QUALITY CONTROL PROGRAM:
220200109
220200109 | INCLUDE 'Z_NPE_QA SR MATERIAL' OBJECT TEXT ID ST
220200109
220200109 | QUALITY CONTROL DOCUMENTATION:
220200109 | INCLUDE 'Z_NPE_CERT OF CONFORMANCE' OBJECT TEXT ID ST
220200109
220200109 | INCLUDE 'Z_NPE_LEVEL B PACKAGING' OBJECT TEXT ID ST
220200109
220200109 | INCLUDE 'Z_NPE_SEISMIC CERT' OBJECT TEXT ID ST
220200109
220200109 | INCLUDE 'Z_NPE_EQ CERT' OBJECT TEXT ID ST
220200109
220200109
220200169 | BLOCK,TERMINAL:
220200169
220200169 | Vendor : Doosan
220200169 | Part No : 14
220200169 | Description : Term, Blk, Distr
220200169 | Contract No : K.3
220200169 | Drawing No : (PaR Drawing) A-02472809-D
220200169 | Specification No : 9-422-Z-S-404-20
220200169 | Technical Manual No : 9-230-Z-N-431-001
220200169
220200172 | Recept
220200172
220200172 | Vendor : Doosan
220200172 | Part No : 60
220200172 | Description : Recept
220200172 | Contract No : K.3
220200172 | Drawing No : Later
220200172 | Specification No : 9-422-Z-S-404-20
220200172 | Technical Manual No : 9-230-Z-N-431-001
220200172
220200204 | POWERSUPPLY
220200204
220200204 | Vendor : Doosan
220200204 | Part No : 20
220200204 | Description : Power Supply
220200204 | Contract No : K.3
220200204 | Drawing No : Later
220200204 | Specification No : 9-422-Z-S-404-20
220200204 | Technical Manual No : 9-230-Z-N-431-001
220200204
220200205 | RELAY:
220200205
220200205 | Vendor : Doosan
220200205 | Part No : 15
220200205 | Description : Relay, Safety Monitor
220200205 | Contract No : K.3
220200205 | Drawing No : Later
220200205 | Specification No : 9-422-Z-S-404-20
220200205 | Technical Manual No : 9-230-Z-N-431-001
220200205
220200206 | RELAY:
220200206
220200206 | Vendor : Doosan
220200206 | Part No : 13
220200206 | Description : Relay, 4 DPDT, 10A
220200206 | Contract No : K.3
220200206 | Drawing No : Later
220200206 | Specification No : 9-422-Z-S-404-20
220200206 | Technical Manual No : 9-230-Z-N-431-001
220200206
220200207 | PLC Relay Output
220200207
220200207 | Vendor : Doosan
220200207 | Part No : 8
220200207 | Description : PLC Relay Output
220200207 | Contract No : K.3
220200207 | Drawing No : Later
220200207 | Specification No : 9-422-Z-S-404-20
220200207 | Technical Manual No : 9-230-Z-N-431-001
220200207
220200208 | POWERSUPPLY
220200208
220200208 | Vendor : Doosan
220200208 | Part No : 3
220200208 | Description : PLC Power Supply
220200208 | Contract No : K.3
220200208 | Drawing No : Later
220200208 | Specification No : 9-422-Z-S-404-20
220200208 | Technical Manual No : 9-230-Z-N-431-001
220200208
220200209 | FUSE
220200209
220200209 | Vendor : Doosan
220200209 | Part No : 22
220200209 | Description : Fuse, 2A
220200209 | Contract No : K.3
220200209 | Drawing No : (PaR Drawing) A-02472809-D
220200209 | Specification No : 9-422-Z-S-404-20
220200209 | Technical Manual No : 9-230-Z-N-431-001
220200209
220200210 | FUSE
220200210
220200210 | Vendor : Doosan
220200210 | Part No : 19
220200210 | Description : Fuse, 1A
220200210 | Contract No : K.3
220200210 | Drawing No : (PaR Drawing) A-02472809-D
220200210 | Specification No : 9-422-Z-S-404-20
220200210 | Technical Manual No : 9-230-Z-N-431-001
220200210
220200211 | RELAY:
220200211
220200211 | Vendor : Doosan
220200211 | Part No : 15
220200211 | Description : Relay, Phase Monitor
220200211 | Contract No : K.3
220200211 | Drawing No : (PaR Drawing) A-02472809-D
220200211 | Specification No : 9-422-Z-S-404-20
220200211 | Technical Manual No : 9-230-Z-N-431-001
220200211
220200212 | FUSE
220200212
220200212 | Vendor : Doosan
220200212 | Part No : 13
220200212 | Description : Fuse, 20A
220200212 | Contract No : K.3
220200212 | Drawing No : (PaR Drawing) A-02472809-D
220200212 | Specification No : 9-422-Z-S-404-20
220200212 | Technical Manual No : 9-230-Z-N-431-001
220200212
220200213 | CIRCUIT BREAKER:
220200213
220200213 | Vendor : Doosan
220200213 | Part No : 6
220200213 | Description : Circuit Breaker
220200213 | Contract No : K.3
220200213 | Drawing No : (PaR Drawing) A-02472809-D
220200213 | Specification No : 9-422-Z-S-404-20
220200213 | Technical Manual No : 9-230-Z-N-431-001
220200213
220200214 | MOTOR, ELECTRIC
220200214
220200214 | Vendor : Doosan
220200214 | Part No : 9
220200214 | Description : Motor
220200214 | Contract No : K.3
220200214 | Drawing No : N10010-230CD-0015
220200214 | Specification No : 9-422-Z-S-404-20
220200214 | Technical Manual No : 9-230-Z-N-431-001
220200214
220200215 | MOTOR, ELECTRIC
220200215
220200215 | Vendor : Doosan
220200215 | Part No : 2
220200215 | Description : Motor
220200215 | Contract No : K.2.j
220200215 | Drawing No : N10010-223CD-0002
220200215 | Specification No : 9-422-Z-S-404-20
220200215 | Technical Manual No : 9-223-Z-N-431-001
220200215
220200216 | 2C-2 HOLE
220200216
220200216 | Vendor : Doosan
220200216 | Part No : 31
220200216 | Description : 2C-2 HOLE
220200216 | Contract No : K.2.a
220200216 | Drawing No : N10010-220CD-0107
220200216 | Specification No : 9-422-Z-S-404-20
220200216 | Technical Manual No : 9-220-Z-N-431-001
220200216
220200231 | I/O 2 SFHM
220200231
220200231 | Vendor : Doosan
220200231 | Part No : 10
220200231 | Description : I/O 2 SFHM
220200231 | Contract No : K.2.a
220200231 | Drawing No : N10010-220CD-0110
220200231 | Specification No : 9-422-Z-S-404-20
220200231 | Technical Manual No : 9-220-Z-N-431-001
220200231
220200232 | I/O 1 SFHM
220200232
220200232 | Vendor : Doosan
220200232 | Part No : 9
220200232 | Description : I/O 1 SFHM
220200232 | Contract No : K.2.a
220200232 | Drawing No : N10010-220CD-0110
220200232 | Specification No : 9-422-Z-S-404-20
220200232 | Technical Manual No : 9-220-Z-N-431-001
220200232
220200233 | CLASS J 7/18/00
220200233
220200233 | Vendor : Doosan
220200233 | Part No : 22
220200233 | Description : CLASS J 7/18/00
220200233 | Contract No : K.2.a
220200233 | Drawing No : (PaR Drawing) A-06663411-D
220200233 | Specification No : 9-422-Z-S-404-20
220200233 | Technical Manual No : 9-220-Z-N-431-001
220200233
220200234 | CLASS J 7/18/00
220200234
220200234 | Vendor : Doosan
220200234 | Part No : 13
220200234 | Description : CLASS J 7/18/00
220200234 | Contract No : K.2.a
220200234 | Drawing No : (PaR Drawing) A-06663411-D
220200234 | Specification No : 9-422-Z-S-404-20
220200234 | Technical Manual No : 9-220-Z-N-431-001
220200234
220200285 | CONNECTOR,ELECTRICAL:
220200285
220200285 | Vendor : Doosan
220200285 | Part No : 31
220200285 | Description : CONNECTOR BODY
220200285 | Contract No : K.1.c
220200285 | Drawing No : N10010-215CD-0101
220200285 | Specification No : 9-422-Z-S-404-20
220200285 | Technical Manual No : 9-215-Z-N-431-001
220200285
220200314 | CABLE ASSY:
220200314
220200314 | Vendor : Doosan
220200314 | Part No : 17
220200314 | Description : CABLE ASSY
220200314 | Contract No : K.1.a
220200314 | Drawing No : (PaR Drawing) A-06665907-D
220200314 | Specification No : 9-422-Z-S-404-20
220200314 | Technical Manual No : 9-210-Z-N-431-001
220200314
220200315 | CABLE ASSY:
220200315
220200315 | Vendor : Doosan
220200315 | Part No : 16
220200315 | Description : CABLE ASSY
220200315 | Contract No : K.1.a
220200315 | Drawing No : (PaR Drawing) A-06665907-D
220200315 | Specification No : 9-422-Z-S-404-20
220200315 | Technical Manual No : 9-210-Z-N-431-001
220200315
220200316 | CABLE ASSY:
220200316
220200316 | Vendor : Doosan
220200316 | Part No : 15
220200316 | Description : CABLE ASSY
220200316 | Contract No : K.1.a
220200316 | Drawing No : (PaR Drawing) A-06665907-D
220200316 | Specification No : 9-422-Z-S-404-20
220200316 | Technical Manual No : 9-210-Z-N-431-001
220200316
220200317 | CABLE ASSY:
220200317
220200317 | Vendor : Doosan
220200317 | Part No : 13
220200317 | Description : CABLE ASSY
220200317 | Contract No : K.1.a
220200317 | Drawing No : (PaR Drawing) A-06665907-D
220200317 | Specification No : 9-422-Z-S-404-20
220200317 | Technical Manual No : 9-210-Z-N-431-001
220200317
220200318 | CABLE ASSY:
220200318
220200318 | Vendor : Doosan
220200318 | Part No : 12
220200318 | Description : CABLE ASSY
220200318 | Contract No : K.1.a
220200318 | Drawing No : (PaR Drawing) A-06665907-D
220200318 | Specification No : 9-422-Z-S-404-20
220200318 | Technical Manual No : 9-210-Z-N-431-001
220200318
220200319 | CABLE ASSY:
220200319
220200319 | Vendor : Doosan
220200319 | Part No : 11
220200319 | Description : CABLE ASSY
220200319 | Contract No : K.1.a
220200319 | Drawing No : (PaR Drawing) A-06665907-D
220200319 | Specification No : 9-422-Z-S-404-20
220200319 | Technical Manual No : 9-210-Z-N-431-001
220200319
220200320 | CABLE ASSY:
220200320
220200320 | Vendor : Doosan
220200320 | Part No : 10
220200320 | Description : CABLE ASSY
220200320 | Contract No : K.1.a
220200320 | Drawing No : (PaR Drawing) A-06665907-D
220200320 | Specification No : 9-422-Z-S-404-20
220200320 | Technical Manual No : 9-210-Z-N-431-001
220200320
220200321 | CABLE ASSY:
220200321
220200321 | Vendor : Doosan
220200321 | Part No : 9
220200321 | Description : CABLE ASSY
220200321 | Contract No : K.1.a
220200321 | Drawing No : (PaR Drawing) A-06665907-D
220200321 | Specification No : 9-422-Z-S-404-20
220200321 | Technical Manual No : 9-210-Z-N-431-001
220200321
220200463 | RELAY, 24VDC
220200463
220200463 | RELAY, 24VDC
220200463
220200463 | Description: Control Relay, 24VDC
220200463 | Part: 29
220200463 | Drawing No: 9-360-Z-N-161-701(6/9)
220200463
220200463 | Manufacturer: OMRON
220200463 | Model/Part No: MY4N-D2(DC24V)
220200463 | Vendor: Doosan
220200463
220200463 | Tag/Serial No: 1337Y1
220200463 | Report No: OERQA-170525-008
220200463 | Specification No: 9-451-Z-S-404-10
220200463 | Technical Manual No: 9-360-Z-N-431-001
220200463
220200463
220200689 | TRANSFORMER
220200689
220200689 | Vendor : KwangMyung Electric Co., Ltd.
220200689 | Part No : E12-E209-6.39.A
220200689 | Description : C-1E Aux. Power TR, 30 kVA
220200689 | Contract No : E209
220200689 | Drawing No : E209-DG-B17-01
220200689 | Specification No : 9-826-E209
220200689 | Technical Manual No : E209-IM-A01-01
220200689 | Chap.C-7
220200689
220200723 | TRANSFORMER,CONTROL:250 VA
220200723
220200723 | Vendor : KwangMyung Electric Co., Ltd.
220200723 | Part No : E12-E209-6.25.B
220200723 | Description : N-1E Control TR, 250 VA
220200723 | Contract No : E209
220200723 | Drawing No : E209-DG-B60-01
220200723 | Specification No : 9-826-E209
220200723 | Technical Manual No : E209-IM-A01-01
220200723 | Chap.C-7
220200723
220200907 | FUSE
220200907
220200907 | Vendor : LS Industrial Systems co., Ltd.
220200907 | Part No : E12-E233-6.11.A
220200907 | Description : AC/DC PNL - Fuse (6 A)
220200907 | Contract No : E233
220200907 | Drawing No : E233-DE-B07-01
220200907 | ~ E233-DE-B11-01 , E233-DG-A03-01
220200907 | E233-DG-A03-02
220200907 | Specification No : 9-167-E233
220200907 | Technical Manual No : Section 8. Part List
220200907 | No. 13
220200907
220200908 | FUSE BLOCK
220200908
220200908 | Vendor : LS Industrial Systems co., Ltd.
220200908 | Part No : E12-E233-6.12.A
220200908 | Description : AC/DC PNL - Fuse Block (3P, 30 A)
220200908 | Contract No : E233
220200908 | Drawing No : E233-DE-B01-01
220200908 | ~ E233-DE-B11-01
220200908 | E233-DE-B19-01
220200908 | E233-DE-B28-01
220200908 | E233-DE-B30-01
220200908 | E233-DE-B31-01
220200908 | E233-DE-B35-01
220200908 | E233-DE-B37-01 , E233-DG-A01-01
220200908 | ~ E233-DG-A03-02
220200908 | E233-DG-A10-01
220200908 | E233-DG-A19-01
220200908 | E233-DG-A21-01
220200908 | E233-DG-A22-01
220200908 | E233-DG-A26-01
220200908 | E233-DG-A28-01
220200908 | Specification No : 9-167-E233
220200908 | Technical Manual No : Null
220200908
220200909 | FUSE
220200909
220200909 | Vendor : LS Industrial Systems co., Ltd.
220200909 | Part No : E12-E233-6.13.A
220200909 | Description : AC/DC PNL - Control Fuse (3 A)
220200909 | Contract No : E233
220200909 | Drawing No : E233-DE-B01-01
220200909 | ~ E233-DE-B06-01 , E233-DG-A01-01
220200909 | ~ E233-DG-A02-02
220200909 | Specification No : 9-167-E233
220200909 | Technical Manual No : Section 8. Part List
220200909 | No. 14
220200909
220200910 | FUSE
220200910
220200910 | Vendor : LS Industrial Systems co., Ltd.
220200910 | Part No : E12-E233-6.14.A
220200910 | Description : AC/DC PNL - Control Fuse (2 A)
220200910 | Contract No : E233
220200910 | Drawing No : E233-DE-B07-01
220200910 | ~ E233-DE-B11-01
220200910 | Specification No : 9-167-E233
220200910 | Technical Manual No : Section 8. Part List
220200910 | No. 15 (AC/DC)
220200910 | No. 14 (Lighting)
220200910
220200911 | TRANSFORMER,CURRENT:
220200911
220200911 | Vendor : LS Industrial Systems co., Ltd.
220200911 | Part No : E12-E233-6.19.A
220200911 | Description : AC/DC PNL - CT (50/5 A)
220200911 | Contract No : E233
220200911 | Drawing No : E233-DE-B07-01
220200911 | ~ E233-DE-B11-01 , E233-DG-A03-01
220200911 | E233-DG-A03-02
220200911 | Specification No : 9-167-E233
220200911 | Technical Manual No : Section 8. Part List
220200911 | No. 16
220200911
220200913 | LAMP, LED
220200913
220200913 | Vendor : LS Industrial Systems co., Ltd.
220200913 | Part No : E12-E233-6.21.A
220200913 | Description : AC/DC PNL - LED for AC PNL
220200913 | Contract No : E233
220200913 | Drawing No : E233-DE-B07-01
220200913 | ~ E233-DE-B11-01
220200913 | E233-DE-B16-01
220200913 | ~ E233-DE-B37-01 , E233-DG-A03-01
220200913 | E233-DG-A03-02
220200913 | E233-DG-A07-01
220200913 | ~ E233-DG-A28-01
220200913 | Specification No : 9-167-E233
220200913 | Technical Manual No : Section 8. Part List
220200913 | No. 24 (AC/DC)
220200913 | No. 13 (Lighting)
220200913
220200915 | BLOCK,TERMINAL:
220200915
220200915 | Vendor : LS Industrial Systems co., Ltd.
220200915 | Part No : E12-E233-6.23.A
220200915 | Description : AC/DC PNL - Terminal Block
220200915 | Contract No : E233
220200915 | Drawing No : E233-DE-B01-01
220200915 | ~ E233-DE-B06-01
220200915 | E233-DE-B12-01
220200915 | ~ E233-DE-B14-01
220200915 | E233-DE-B19-01
220200915 | E233-DE-B23-01
220200915 | ~ E233-DE-B28-01
220200915 | E233-DE-B30-01
220200915 | E233-DE-B31-01
220200915 | E233-DE-B35-01 , E233-DG-A01-01
220200915 | ~ E233-DG-A02-02
220200915 | E233-DG-A04-01
220200915 | ~ E233-DG-A06-01
220200915 | E233-DG-A10-01
220200915 | E233-DG-A14-01
220200915 | ~ E
220200915 | Specification No : 9-167-E233
220200915 | Technical Manual No : N/A
220200915
220200916 | CIRCUIT BREAKER:MCCB
220200916
220200916 | Vendor : LS Industrial Systems co., Ltd.
220200916 | Part No : E12-E233-6.24.A
220200916 | Description : Lgt PNL - MCCB (3P, 400&230 Vac, 225 A)
220200916 | Contract No : E233
220200916 | Drawing No : E233-DG-A17-01
220200916 | E233-DG-A18-01
220200916 | Specification No : 9-167-E233
220200916 | Technical Manual No : Section 8. Part List
220200916 | No. 1
220200916
220200917 | CIRCUIT BREAKER:MCCB
220200917
220200917 | Vendor : LS Industrial Systems co., Ltd.
220200917 | Part No : E12-E233-6.25.A
220200917 | Description : Lgt PNL - MCCB (3P, 400&230 Vac, 200 A)
220200917 | Contract No : E233
220200917 | Drawing No : E233-DG-A11-02
220200917 | Specification No : 9-167-E233
220200917 | Technical Manual No : Section 8. Part List
220200917 | No. 2
220200917
220201176 | POSITIONER,PNEUMATIC,P/P,F/AOV,3",CL300
220201176
220201176 | POSITIONER, PNEUMATIC: FOR ACTUATOR, AOV, 3", CL300
220201176
220201176 | P/P POSITIONER
220201176 | MOTION/CAM TYPE: LINEAR
220201176 | TUBING CONNECTION FOR AIR SUPPLY: 1/4" NPT
220201176 | GAUGE CONNECTION: 1/8" NPT
220201176 | PROTECTION: IP66
220201176 | SIGNAL RANGE: 0.2-1.0 (3-15psi)
220201176 | AIR SUPPLY: 1.4-7.0 kgf/cm2 (20-100psi)
220201176 | STROKE: 10-150mm
220201176
220201176
220201176 | FOR USE WITH:
220201176 | CONTROL VALVE, GLOBE, AIR OPERATED, 3", CLASS 300, MODEL BV500, WITH
220201176 | PENUMATIC ACTUATOR MODEL A61, BODY SA216-WCB, DESIGNED TO ASME B31.1
220201176 | (Ed.1999), PER DRAWING J231-DG-A01-03
220201176
220201176 | ---------------------------------------------------------
220201176 | MANUFACTURER: ROTORK YTC LIMITED
220201176 | PART NO: WVC-1200LS332S
220201176 | DESCRIPTION: PER PREVIOUSLY SUPPLIED SERIAL NO: T0415294
220201176
220201176 | OEM: WEIR INTERNATIONAL
220201176 | PART NO: WVC-1200L
220201176 | DESCRIPTION: PER ITEM 18 OF THE DRAWING J231-DG-A01-03
220201176 | ---------------------------------------------------------
220201176
220201176 | TECHNICAL AND QUALITY REQUIREMENTS:
220201176
220201176 | INCLUDE 'Z_NPE_PC3 MATERIAL' OBJECT TEXT ID ST
220201176
220201176
220201176 | INCLUDE 'Z_NPE_COMMERCIAL QA' OBJECT TEXT ID ST
220201176
220201176
220201176 | INCLUDE 'Z_NPE_CERT OF COMPLIANCE' OBJECT TEXT ID ST
220201176
220201176
220201176 | INCLUDE 'Z_NPE_GENERAL PACKAGING' OBJECT TEXT ID ST
220201176
220201176
220201176 | INCLUDE 'Z_NPE_SHELF LIFE 3YR OR LESS' OBJECT TEXT ID ST
220201176
220201176
220201176
220201176
220201256 | SWITCH, PUSH BUTTON
220201256
220201256 | SWITCH, PUSH BUTTON, CURRENT RATING: 6A, VOLTAGE RATING: 250VAC
220201256 | M249-DG-C08-01 SH 5 OF 9 (BNPP-CX08-DG-C01 SH 5 OF 9) REV 0,
220201256 | M249-DG-C90-01 SH 5 OF 7 (BNPP-CX90-DG-C01 SH 5 OF 7) REV 1
220201256
220201256 | FOR USE WITH:
220201256 | COLD MACHINE SHOP CRANE, DOUBLE GIRDER (RAIL) HOIST TYPE
220201256 | WITH CREEP SPEED
220201256 | SPAN(FT-IN): 62’-6"
220201256 | LIFTING CAPACITY: 27.56 U.S. TON
220201256 | PER DRAWING M249-DG-A08-01 (BNPP-CX08-DG-A01) REV 3, M249-DG-A90-01
220201256 | (BNPP-CX90-DG-A01) REV 2
220201256
220201256 | REFERENCE DOCUMENTS:
220201256 | PURCHASE SPEC 9-683-M249 REV 1 (PG 22, 23)
220201256 | INSTRUCTION MANUAL M249-IM-A08-01 REV 1 (PG 37, 47, 49, 119, 121, 125)
220201256 | REFERENCE DRAWING M249-DG-C08-01 SH 5 OF 9 (BNPP-CX08-DG-C01 SH 5 OF 9)
220201256 | REV 0, M249-DG-C90-01 SH 5 OF 7 (BNPP-CX90-DG-C01 SH 5 OF 7) REV 1
220201256 | QVD M249-VR-A27-01 REV 0 (PG 10<(>,<)> 11<(>,<)> 73, 75, 81)
220201256
220201256 | MANUFACTURER: KG AUTO
220201256 | SUPPLIER: HYOSUNG CRANE & PLANT CO.
220201256 | PART NUMBER: KG-H06ECAA
220201256
220201256 | QUALITY REQUIREMENTS:
220201256 | INCLUDE 'Z_NPE_GENERAL PACKAGING' OBJECT TEXT ID ST
220201256
220201288 | MFG Standard, VLC100-4, Heater
220201288
220201288 | Vendor : Century Coporation
220201288 | Part No : E12-M254-6.07.A
220201288 | Description : OSP-MFG Standard, VLC100-4, Heater
220201288 | Contract No : M254
220201288 | Drawing No : M254-DG-A45-01
220201288 | Specification No : 4.06.B.3.i
220201288 | Technical Manual No : M254-IM-A01-01
220201288
220202631 | SWITCH:
220202631
220202631 | Vendor : Doosan
220202631 | Part No : 9
220202631 | Description : Switch
220202631 | Contract No : K.1.c
220202631 | Drawing No : N10010-215MD-0012
220202631 | Specification No :
220202631 | Technical Manual No : 9-215-Z-N-431-001
220202631
220203052 | CABLE:TRIAXIAL,OIL LVL SPRVSN,DE/NDE,50M
220203052
220203052 | Vendor : Westinghouse
220203052 | Part No : 64501142
220203052 | Description : Oil Level supervision Triaxial Cable DE/NDE (50m)
220203052 | Contract No : O089
220203052 | Drawing No :
220203052 | Specification No :
220203052 | Technical Manual No :
220203052
220203075 | CABLE,EXTENSION:23 FT,F/LPMS SENSOR
220203075
220203075 | Vendor : Westinghouse
220203075 | Part No : 49390-15 N
220203075 | Description : LPMS SENSOR EXTENSION CABLE 23 FT
220203075 | Contract No : A484
220203075 | Drawing No :
220203075 | Specification No :
220203075 | Technical Manual No :
220203075
220203076 | CABLE,EXTENSION:30 FT,F/LPMS SENSOR
220203076
220203076 | Vendor : Westinghouse
220203076 | Part No : 49390-2 N
220203076 | Description : LPMS SENSOR EXTENSION CABLE 30 FT
220203076 | Contract No : A485
220203076 | Drawing No :
220203076 | Specification No :
220203076 | Technical Manual No :
220203076
220203077 | CABLE,EXTENSION:LPMS 50 FT,W/MALE CONTRS
220203077
220203077 | Vendor : Westinghouse
220203077 | Part No : 49390-16 N
220203077 | Description : LPMS 50 FT EXTENSION CABLE W/ MALE CONNECTORS
220203077 | Contract No : A486
220203077 | Drawing No :
220203077 | Specification No :
220203077 | Technical Manual No :
220203077
220203078 | CABLE,EXTENSION:LPMS 105 FT,W/MALE CONTR
220203078
220203078 | Vendor : Westinghouse
220203078 | Part No : 49390-17 N
220203078 | Description : LPMS 105 FT EXTENSION CABLE W/ MALE CONNECTORS
220203078 | Contract No : A487
220203078 | Drawing No :
220203078 | Specification No :
220203078 | Technical Manual No :
220203078
220203079 | CABLE,EXTENSION:LPMS 50 FT
220203079
220203079 | Vendor : Westinghouse
220203079 | Part No : 49390-19 N
220203079 | Description : LPMS 50 FT EXTENSION CABLE
220203079 | Contract No : A488
220203079 | Drawing No :
220203079 | Specification No :
220203079 | Technical Manual No :
220203079
220203080 | CABLE,EXTENSION:LPMS 60 FT
220203080
220203080 | Vendor : Westinghouse
220203080 | Part No : 49390-20 N
220203080 | Description : LPMS 60 FT EXTENSION CABLE
220203080 | Contract No : A489
220203080 | Drawing No :
220203080 | Specification No :
220203080 | Technical Manual No :
220203080
220203081 | CABLE,EXTENSION:LPMS/RCPVMS,105 FT
220203081
220203081 | Vendor : Westinghouse
220203081 | Part No : 49390-21 N
220203081 | Description : LPMS/RCPVMS 105 FT EXTENSION CABLE
220203081 | Contract No : A490
220203081 | Drawing No :
220203081 | Specification No :
220203081 | Technical Manual No :
220203081
220203082 | CABLE,EXTENSION:RCPVMS 120 FT
220203082
220203082 | Vendor : Westinghouse
220203082 | Part No : 49390-18 N
220203082 | Description : RCPVMS 120 FT EXTENSION CABLE
220203082 | Contract No : A491
220203082 | Drawing No :
220203082 | Specification No :
220203082 | Technical Manual No :
220203082
220203085 | CONVERTER:MEDIA,SM SC, 40KM
220203085
220203085 | Vendor : Westinghouse
220203085 | Part No : 1X00529H27 N
220203085 | Description : Media Converter, SM SC, 40km
220203085 | Contract No : A503
220203085 | Drawing No :
220203085 | Specification No :
220203085 | Technical Manual No :
220203085
220203086 | CABLE:FIBER OPTIC PATCH,SM, SC-SC, 3M
220203086
220203086 | Vendor : Westinghouse
220203086 | Part No : 1X00123H03 N
220203086 | Description : Fiber optic patch cable, SM, SC-SC, 3M
220203086 | Contract No : A505
220203086 | Drawing No :
220203086 | Specification No :
220203086 | Technical Manual No :
220203086
220203088 | CABLE:I/O BUS,15' (4.6M)
220203088
220203088 | Vendor : Westinghouse
220203088 | Part No : 5A26141G12 N
220203088 | Description : Cable, I/O Bus, 15' (4.6m)
220203088 | Contract No : A508
220203088 | Drawing No :
220203088 | Specification No :
220203088 | Technical Manual No :
220203088
220203089 | CABLE:POWER SUPPLY ALARM STATUS,15'(4.6M
220203089
220203089 | Vendor : Westinghouse
220203089 | Part No : 5X00546G12 N
220203089 | Description : Cable, Power Supply Alarm status, 15' (4.6m)
220203089 | Contract No : A509
220203089 | Drawing No :
220203089 | Specification No :
220203089 | Technical Manual No :
220203089
220204132 | TIMER:AC24-240V,50/60HZ
220204132
220204132 | TIMER AC24-240V 50/60HZ
220204132
220204132 | MANUFACTURER: AUTONICS
220204132 | PART NUMBER: LE4S
220204132 | HOST EQUIPMENT SUPPLIER: IEC
220204132
220204132 | DRAWING NUMBER: E215-DE-A01-03 R10 (IEC-BN-009-B03) ITEM 54.
220204132
220204378 | TUBE,INSULATION:PHASE CONN C SIDE
220204378
220204378 | INSULATION TUBE<(>,<)>
220204378 | FOR PHASE CONN. C SIDE, GENERATOR WINDING<(>,<)>
220204378
220204378 | REFERENCE TOSHIBA DRAWING NUMBERS: 1KC119681 P61.
220204378
220204378
220204378 | SUPPLIER: TOSHIBA
220204378 | PART NUMBER: 1KC119360#44
220204378
220204378 | ***NOTE TO VENDOR***
220204378 | THIS IS A SPARE FOR ITEM ORIGINALLY SUPPLIED AS PART OF THE MAIN
220204378 | GENERATOR TO KEPCO/BNPP.
220204378
220204378
220204378 | INCLUDE 'Z_NPE_COMMERCIAL QA' OBJECT TEXT ID ST
220204378 | INCLUDE 'Z_NPE_PC3 MATERIAL' OBJECT TEXT ID ST
220204378 | INCLUDE 'Z_NPE_GENERAL PACKAGING' OBJECT TEXT ID ST
220204378 | INCLUDE 'Z_NPE_CERT OF COMPLIANCE' OBJECT TEXT ID ST
220204378
220204378
220204378
220204411 | TUBE,TEFLON:TFR-TUB-A-NTR,CONNECT THE PG
220204411
220204411 | TEFLON TUBE CONNECTING THE PG
220204411 | 4.0#×0.5t×4000
220204411
220204411 | MANUFACTURER: TOSHIBA
220204411 | DRAWING NUMBER: 1KC119821 P20
220204411
220204411
220204411 | INCLUDE 'Z_NPE_PC3 MATERIAL' OBJECT TEXT ID ST
220204411 | INCLUDE 'Z_NPE_COMMERCIAL QA' OBJECT TEXT ID ST
220204411 | INCLUDE 'Z_NPE_CERT OF COMPLIANCE' OBJECT TEXT ID ST
220204411 | INCLUDE 'Z_NPE_GENERAL PACKAGING' OBJECT TEXT ID ST
220204411
220204411
220204411
220204532 | MOTOR:460VAC,30.7A,3PH,20HP,1390RPM,50HZ
220204532
220204532 | MOTOR Model No: 15KW
220204532 | MANUFACTURER: CHUNIN
220204532 | Motor curve no: IZB-46150-54- R.0
220204532 | Enclosure: TENV (IP-68/ IC-410)
220204532 | 460VAC, 30.7A, 3PH, 20HP, 1390 rpm, 50HZ<(>,<)>
220204532 | Insulation Class/Type: H / NOMEX
220204532 | Rating 15 min
220204532 | LOCKED ROTOR CURRENT: 198.6 A at 460 VAC
220204532 | NOMINAL TORQUE: 10.5 kg.m
220204532 | STARTING TORQUE: 250% OF NOMINAL TORQUE
220204532
220204532
220204532 | Model No: 15KW
220204532 | MANUFACTURER: CHUNIN
220204532 | HOST EQUIPMENT SUPPLIER PART NUMBER: ESP-1-F
220204532 | HOST EQUIPMENT SUPPLIER: ENERTORK
220204532 | Original S/N: 30411031
220204532
220204532 | ****NOTE TO VENDOR/SUPPLIER****
220204532 | THIS IS A SPARE FOR ORIGINAL MOTOR ACTUATOR SUPPLIED BY PK Valve CO.,
220204532 | LTD AS PART OF NON SAFETY RELATED STEEL GATE AND GLOBE VALVES WITH
220204532 | ACTUATOR SPECIFICATION 9-145-P206B Rev.1 (1/2/3/4-531-V-0276)
220204532
220204532 | REFERENCE THE FOLLOWING PK Valve CO., LTD / ENERTORK DOCUMENTS:
220204532
220204532 | - BN12-P206B-A30-01 Rev.3- Certified Valve Assembly Drawing 22", 600#
220204532 | Carbon Steel Globe Valves MOV, Pressure Seal Bonnet, Butt Weld - Item 24
220204532 | - T11-41-000 Rev.5- Wiring/Schematic Diagram (TM-Basic ES-44, ON-OFF)
220204532 | - TM3SBV8H-1 Rev.2- Actuator (including Motor) Outline Drawing TM-3 for
220204532 | SB-V8H
220204532 | - BN12-P206B-TD-01 Rev.9- Finalized Supplier's Technical Data (Page 120
220204532 | of 286)
220204532 | - BN12-P206B-SCP-01 Rev.5- Surface Preparation and Coating Procedure
220204532 | - BN12-P206B-ITM-01 Rev.0- INSTRUCTION MANUAL PK VALVE CO., LTD. (Page
220204532 | 223 of 296)
220204532 | - IZB-46150-54 R.0- Motor Performance Curves and Design Data
220204532 | - P206B-ETL-05-01 Rev.4- Motor Nameplate Data (Page 7 of 8, TAG NO:
220204532 | 1/2/3/4-531-V-0276)
220204532
220204532 | 1-,,SUPPLIER SHALL PROVIDE A MOTOR DATA SHEET FOR THE MOTOR BEING
220204532 | SUPPLIED.
220204532 | 2-,,SUPPLIER SHALL PERFORM ALL PERFOMANCE TESTING, PROVIDE CHUNIN TEST
220204532 | REPORTS, AND PROVIDE PERFORMANCE CURVES FOR THE MOTOR BEING SUPPLIED
220204532 | SIMILAR TO ONES PROVIDED FOR THE ORIGINAL (IZB-46150-54 R.0).
220204532
220204532 | SHELF LIFE NOTE:
220204532 | SHELF LIFE IS APPLIED FOR SEALED BEARING REPLACEMENT ONLY DUE TO LIMITED
220204532 | GREASE LIFE.
220204532
220204532
220204532 | INCLUDE 'Z_NPE_COMMERCIAL QA' OBJECT TEXT ID ST
220204532 | INCLUDE 'Z_NPE_PC3 MATERIAL' OBJECT TEXT ID ST
220204532 | INCLUDE 'Z_NPE_GENERAL PACKAGING' OBJECT TEXT ID ST
220204532 | INCLUDE 'Z_NPE_CERT OF COMPLIANCE' OBJECT TEXT ID ST
220204532 | INCLUDE 'Z_NPE_SHELF LIFE' OBJECT TEXT ID ST
220204532
220204532 | VENDOR TO PROVIDE DAILY COATING WORK INSPECTION RECORD AND COATING WORK
220204532 | ACCEPTANCE RECORD GENERAL DATA IN ACCORDANCE WITH PK Valve SURFACE
220204532 | PREPARATION AND COATING PROCEDURE BN12-P206B-SCP-01 Rev.5
220204532
220204532
220204532
220204560 | MOTOR,PUMP:3 PHASE,25HP
220204560
220204560 | ELECTRIC MOTOR FOR CENTRIFUGAL PUMP
220204560 | TYPE: HORIZONTAL
220204560 | ENCLOSURE: TEFC(IP55/IC411)
220204560 | FRAME NUMBER: 284TS
220204560 | VOLTAGE: 460
220204560 | PHASE: 3
220204560 | FREQUENCY: 50
220204560 | HORSEPOWER RATING: 25HP
220204560 | RATED SPEED: 2930
220204560 | BEARING TYPE: ANTI-FRICTION BALL
220204560 | NEMA DESIGN LETTER: B
220204560 | Conduit box location on the left side per drawing N202-DE-E01-06 REV.
220204560 | 02, per project No: 2241451515
220204560
220204560
220204560 | MANUFACTURER: HYOSUNG
220204560 | HOST EQUIPMENT SUPPLIER: CW-HYDRO.INC
220204560 | PART NUMBER: PER DESCRIPTION
220204560 | Original S/N: 2241451515001 and 2241451515002
220204560
220204560 | REFERENCE CW-HYDRO.INC DOCUMENT NO. N202-DT-E01-06 REV. 02- MOTOR DESIGN
220204560 | DATA OF ESW/CCW HX. BLDG. CHILLED WATER PUMP
220204560
220204560 | REFERENCE CW-HYDRO.INC DOCUMENT NO. N202-DE-E01-06 REV. 02- MOTOR
220204560 | OUTLINE DIAGRAMS INCLUDING TERMINAL BOX DETAILS OF ESSENTIAL ESW/C CW H
220204560
220204560 | REFERENCE CW-HYDRO.INC DOCUMENT NO. N202-DT-C01-06 REV 03. MOTOR
220204560 | PERFORMANCE CURVE FOR ESW/CCW HX. BLDG. CHILLED WATER PUMP (HYOSUNG Ref:
220204560 | 1ST02682603 and 1TL02682603)
220204560
220204560 | ****************************************************************
220204560 | NOTE TO VENDOR:
220204560 | 1-ITEM WAS ORIGINALLY SEISMICALLY QUALIFIED TO N202-ER-A01-08 REV. 5
220204560 | DYNAMIC QUALIFICATION REPORT. VENDOR TO CERTIFY TO THIS REPORT.
220204560 | 2-SUPPLIER SHALL PROVIDE A MOTOR DATA SHEET FOR THE MOTOR BEING
220204560 | SUPPLIED.
220204560 | 3- SUPPLIER SHALL PERFORM ALL PERFOMANCE TESTING, PROVIDE MANUFACTURER
220204560 | TEST REPORTS, AND PROVIDE MOTOR PERFORMANCE CURVES FOR THE SUPPLIED
220204560 | MOTOR SIMILAR TO CW-HYDRO.INC DOCUMENT N202-DT-C01-06 REV 03. MOTOR
220204560 | PERFORMANCE CURVE FOR ESW/CCW HX. BLDG. CHILLED WATER PUMP (HYOSUNG Ref:
220204560 | 1ST02682603 and 1TL02682603)
220204560
220204560 | SHELF LIFE NOTE:
220204560 | SHELF LIFE IS APPLIED FOR SEALED BEARING REPLACEMENT ONLY DUE TO LIMITED
220204560 | GREASE LIFE.
220204560
220204560 | ----------------------------------------------------------------
220204560
220204560 | Quality requirements:
220204560 | INCLUDE 'Z_NPE_QA SR MATERIAL' OBJECT TEXT ID ST
220204560 | INCLUDE 'Z_NPE_CERT OF CONFORMANCE' OBJECT TEXT ID ST
220204560 | INCLUDE 'Z_NPE_LEVEL B PACKAGING' OBJECT TEXT ID ST
220204560 | INCLUDE 'Z_NPE_SHELF LIFE' OBJECT TEXT ID ST
220204560 | INCLUDE 'Z_NPE_SEISMIC CERT' OBJECT TEXT ID ST
220204560
220204560
220204709 | TAPE:ELECTRICAL VINYL INSULATION,YELLOW
220204709
220204709 | ELECTRICAL VINYL INSULATION TAPE,
220204709 | 19MM X 20M (YELLOW)
220204709
220204709 | MANUFACTURER: 3M
220204709 | PART NUMBER: SCOTCH 35
220204709
220204752 | LUG,CABLE:16-14AWG,STUD 10,W 7.92MM
220204752
220204752 | Cable lug (ring type)
220204752 | 16~14AWG
220204752 | Stud: 10
220204752
220204752 | Part Number: 53418-1
220204752 | MANUFACTURER: TYCO ELECTRONICS
220204752 | SUPPLIER: LG ELECTRONICS
220204752 | SUPPLIER ITEM CODE: 40213852
220204752
220204752 | ----------------------------------------------------------------
220204752 | Quality requirements:
220204752
220204752 | INCLUDE 'Z_NPE_QA SR MATERIAL' OBJECT TEXT ID ST
220204752 | INCLUDE 'Z_NPE_CERT OF CONFORMANCE' OBJECT TEXT ID ST
220204752 | INCLUDE 'Z_NPE_LEVEL B PACKAGING' OBJECT TEXT ID ST
220204752
220204787 | POWER SUPPLY CARD:F/LEVEL TRANSMITTER
220204787
220204787 | SHORT DESCRIPTION:
220204787
220204787 | POWER SUPPLY CARD MODULE (POWER 2) USED WITH HITROL THERMAL DISPERSION
220204787 | TYPE CONTINOUS LEVEL TRANSMITTERS MODEL HTMD-C
220204787
220204787 | 120VAC, 50 Hz
220204787
220204787
220204787 | PART NUMBER: HTMD-P2C
220204787 | MANUFACTURER: HITROL
220204787 | HOST EQUIPMENT SUPPLIER: HITROL
220204787
220204787
220204787 | ****************************************************************
220204787 | SUPPLIER REFERENCE DOCUMENTS:
220204787
220204787 | - K-115288-RA-0003 - DYNAMIC QUALIFICATION SQ REPORT (J226-ER-A01-02 R1,
220204787 | PAGE 8 OF 211).
220204787
220204787 | - BNPP14-J226-ER-B02 – EQ QUALIFICATION REPORT (J226-ER-B01-02 R1, PAGE
220204787 | 13 OF 814).
220204787
220204787 | - E15NR-003/005 - EMI/RFI TEST REPORT (J226-TR-A02-01 R0, PAGE 7 OF 25).
220204787
220204787 | - J226-DG-A04-02 R7 - PART NUMBER HTMD-P2C.
220204787
220204787 | NOTE FOR VENDOR:
220204787 | VENDOR TO RE-CERTIFY TO ABOVE SQ, EQ AND EMI/RFI TEST REPORTS.
220204787
220204787
220204787 | --------------------------------------------------------------
220204787 | THE ITEM IS CLASSIFIED AS QUALITY CLASS Q, PURCHASE CLASS 1, SELECTED
220204787 | SUPPLIER MUST BE REGISTERED IN NAWAH SYSTEM AND LISTED IN THE NAWAH'S
220204787 | NUCLEAR APPROVED SUPPLIERS LIST (NASL) IN ACCORDANCE WITH QA-PRC-0014
220204787 | "PRIOR" TO AWARDING CONTRACT.
220204787 | ---------------------------------------------------------------
220204787
220204787
220204787 | QUALITY REQUIREMENTS
220204787
220204787 | INCLUDE 'Z_NPE_QA SR MATERIAL' OBJECT TEXT ID ST
220204787 | INCLUDE 'Z_NPE_CERT OF CONFORMANCE' OBJECT TEXT ID ST
220204787 | INCLUDE 'Z_NPE_LEVEL B PACKAGING' OBJECT TEXT ID ST
220204787 | INCLUDE 'Z_NPE_SEISMIC CERT' OBJECT TEXT ID ST
220204787 | INCLUDE 'Z_NPE_EQ CERT' OBJECT TEXT ID ST
220204787 | INCLUDE Z_NPE_EMI-RFI OBJECT TEXT ID ST
220204787 | INCLUDE 'Z_NPE_SHELF LIFE' OBJECT TEXT ID ST
220204787
220204787
220204787
220204787
220204787
220204787
220204787
220204844 | SPLICE,WIRE:BUTT TYPE,16-14AWG
220204844
220204844 | WIRE SPLICE, BUTT TYPE PRE-INSULATED WITH A SIGHT HOLE, FOR WIRE SIZE 16
220204844 | AWG -14 AWG
220204844
220204844 | MANUFACTURER: TE Connectivity
220204844 | PART NUMBER: 53549-1
220204844
220204844 | INCLUDE 'Z_NPE_GENERAL PACKAGING' OBJECT TEXT ID ST
220204844
220204844
220204849 | SPLICE,WIRE:BUTT TYPE,2-1AWG
220204849
220204849 | WIRE SPLICE, BUTT TYPE NON-INSULATED WITH A SIGHT HOLE, FOR WIRE SIZE 2
220204849 | AWG-1 AWG
220204849
220204849 | MANUFACTURER: THOMAS<(>&<)>BETTS
220204849 | PART NUMBER: 2G21
220204849
220204849 | INCLUDE 'Z_NPE_GENERAL PACKAGING' OBJECT TEXT ID ST
220204849
220204849
220204923 | CABLE BREAKOUT BOOT:HEAT-SHRINK,32-43MM
220204923
220204923 | TWO WIRE HEAT-SHRINK CABLE BREAKOUT
220204923 | BODY USE RANGE: 32~43MM
220204923 | FINGER LEG USE RANGE: 8~19MM
220204923
220204923 | MANUFACTURER: TE CONNECTIVITY
220204923 | MODEL NUMBER: RAYCHEM CBR
220204923 | PART NUMBER: CBR-2-2-A
220204923
220204923 | QUALITY REQUIREMENTS
220204923
220204923 | INCLUDE 'Z_NPE_GENERAL PACKAGING' OBJECT TEXT ID ST
220204923
220204923
220204923
220204923
220205030 | CODUIT:INNER HELIX CABLE,FDC01800
220205030
220205030 | CABLE, INNER HELIX, CONDUIT
220205030
220205030 | MANUFACTURER: SMITH FLOW CONTROL LTD
220205030 | PART NUMBER: FDC01800
220205030 | Drawing: P218-DG-A01-48 Rev.4- Certified Extension Rod Layout Drawing-
220205030 | Item No B.0250
220205030
220205030
220205030 | INCLUDE 'Z_NPE_COMMERCIAL QA' OBJECT TEXT ID ST
220205030 | INCLUDE 'Z_NPE_PC3 MATERIAL' OBJECT TEXT ID ST
220205030 | INCLUDE 'Z_NPE_GENERAL PACKAGING' OBJECT TEXT ID ST
220205030 | INCLUDE 'Z_NPE_CERT OF COMPLIANCE' OBJECT TEXT ID ST
220205030
220205030
220205030
220205030
220205164 | FUSE:0.5 A, 250Vac/125Vdc
220205164
220205164 | FUSE, 0.5 A, 250Vac/125Vdc
220205164 | 10 kA @ 125Vdc, 1/4” (D) x 1-1/4” (L)
220205164 | Ceramic body, Fast-acting
220205164 | UL Listed and CSA Certified
220205164
220205164
220205164 | MANUFACTURER: Eaton BUSSMANN
220205164 | PART NUMBER: ABC-1/2-R
220205164 | HOST EQUIPMENT SUPPLIER: UNIQUE SYSTEMS INC
220205164
220205164 | HOST EQUIPMENT SUPPLIER REFERENCE:
220205164 | - M202-DE-B01-01 Sheet 1 of 4 Rev.6- Schematic and wiring Diagram for
220205164 | CVP (Items F7, F8 and F9) (Unique Systems Reference: 503775)
220205164 | - M202-DG-D01-01 Rev.4- Control Panel GA Drawing for CVP (Items F7, F8
220205164 | and F9)(Unique Systems Reference: 503777)
220205164
220205164 | --------------------------------------------------------------
220205164
220205164 | QUALITY REQUIREMENTS
220205164 | INCLUDE 'Z_NPE_COMMERCIAL QA' OBJECT TEXT ID ST
220205164 | INCLUDE 'Z_NPE_PC3 MATERIAL' OBJECT TEXT ID ST
220205164 | INCLUDE 'Z_NPE_CERT OF COMPLIANCE' OBJECT TEXT ID ST
220205164 | INCLUDE 'Z_NPE_SHELF LIFE' OBJECT TEXT ID ST
220205164 | INCLUDE 'Z_NPE_GENERAL PACKAGING' OBJECT TEXT ID ST
220205164 | INCLUDE 'Z_NPE_TIME CURRENT' OBJECT TEXT ID ST
220205164
220205164
220205164
220205164
220205164
220205227 | SWITCH:PUSH LOCK&TURN RESET,GREEN
220205227
220205227 | SWITCH, PUSH LOCK<(>&<)>TURN RESET BUTTON, GREEN
220205227
220205227 | FOR USE WITH,
220205227 | CONTROL PANEL, AIR COMPRESSOR UNIT, EDG
220205227 | - 1/2/3/4-591-J-LP03A/B, LP04A/B)
220205227
220205227 | REFERENCE DOCUMENTS,
220205227 | - DWG# : M263-DE-C03-25
220205227
220205227 | PART NUMBER : YSASEP334-22GA
220205227 | MANUFACTURER : YONGSUNG
220205227 | HOST EQUIPMENT SUPPLIER : HYUNDAI HEAVY INDUSTRIES/
220205227 | HYUNDAI GLOBAL SERVICE
220205227
220205238 | PLATE:INSULATION,OUTER LOWER BEARING#10
220205238
220205238 | INSULATION PLATE, OUTER LOWER, 1.65x306x2633.3<(>,<)>
220205238 | FOR MAIN ELECTRICAL GENERATOR BEARING #10
220205238
220205238 | MANUFACTURER : TOSHIBA
220205238 | PART NUMBER : 3KC121413P002
220205238
220205238
220205238 | INCLUDE 'Z_NPE_COMMERCIAL QA' OBJECT TEXT ID ST
220205238 | INCLUDE 'Z_NPE_PC3 MATERIAL' OBJECT TEXT ID ST
220205238 | INCLUDE 'Z_NPE_GENERAL PACKAGING' OBJECT TEXT ID ST
220205238 | INCLUDE 'Z_NPE_CERT OF CONFORMANCE' OBJECT TEXT ID ST
220205238
220205238
220205238
220205738 | ARRESTER:SURGE,30KV,10KA
220205738
220205738 | SURGE ARRESTER, FOR MEDIUM VOLTAGE SYSTEMS
220205738 | IEEE C62.11
220205738 | MAX DUTY CYCLE VOLTAGE: 30kV
220205738 | MAX CONTINUOUS OPERATING VOLTAGE: 24.4kV
220205738 | LIGHTNING IMPULSE CLASSIFYING CURRENT (10kA, 80/20): 87.8kV
220205738 | LOW CURRENT - LONG DURATION IMPULSE CAPABILITY: 250A 2ms
220205738 | ENERGY ABSORPTION CAPABILITY:4.6kJ/kV MCOV
220205738 | HIGH CURRENT - PRESSURE RELIEF (0.2s): 20kA
220205738 | LOW CURRENT - PRESSURE RELIEF (1.0s):600A
220205738
220205738 | REFERENCE DOCUMENTS:
220205738 | 1.,,9-811-E210, REV. 01 - PURCHASE SPECIFICATION FOR ISOLATED PHASE BUS
220205738 | 2.,,E210-DE-C01-01, SHEET 01, REV. 05 - (item SAA, SAB, SAC) WIRING AND
220205738 | CONNECTION DIAGRAM FOR VT & SA CUBICLE (M.TR SIDE) (LSIS DOC#
220205738 | BNPP12-EW-001)
220205738 | 3.,,E210-DE-C01-02, SHEET 01, REV. 04 - (item SAA, SAB, SAC) WIRING AND
220205738 | CONNECTION DIAGRAM FOR VT & SA CUBICLE (GENERATOR SIDE)(LSIS DOC#
220205738 | BNPP12-EW-002)
220205738
220205738 | PART NUMBER: 3EK7300-3AH4
220205738 | MANUFACTURER: SEIMENS
220205738 | HOST EQUIPMENT SUPPLIER: LS ELECTRIC (Formerly, LS IS)
220205738 | ----------------------------------------------------------------
220205738 | QUALITY REQUIRMENTS:
220205738 | INCLUDE 'Z_NPE_COMMERCIAL QA' OBJECT TEXT ID ST
220205738 | INCLUDE 'Z_NPE_PC3 MATERIAL' OBJECT TEXT ID ST
220205738 | INCLUDE 'Z_NPE_CERT OF COMPLIANCE' OBJECT TEXT ID ST
220205738 | INCLUDE 'Z_NPE_GENERAL PACKAGING' OBJECT TEXT ID ST
220205738
220205738
220205738
220205895 | RELAY,OVERCURRENT:EOCR,GMP60T,6A,1SPDT
220205895
220205895 | EOCR, ELECTRONIC OVERCURRENT RELAY, 6A, 110VAC, (N)
220205895
220205895 | CURRENT SETTING RANGE (A): 0.5 ~ 6 A
220205895 | AUX. CONTACT: 1SPDT 1c (N)
220205895 | Aux. CONTACT RATINGS: 1A/250VAC RESISTIVE LOAD
220205895 | DIMENSION (mm) W×H×D: 72×67×69
220205895
220205895 | PART NUMBER: GMP60T 6A
220205895 | MANUFACTURER: LS ELECTRIC
220205895 | HOST EQUIPMENT SUPPLIER: ECORBIT ENGINEERING
220205895 | (Former, HAJI, HUVIS, TSK ENGINEERING)
220205895
220205895 | FOR USE WITH<(>,<)>
220205895 | RO FEED PUMP, WATER TREATMENT SYSTEM
220205895
220205895 | INCLUDE 'Z_NPE_GENERAL PACKAGING' OBJECT TEXT ID ST
220205895
220205895
220205988 | MOTOR:TEFC,182T,3HP,2.2KW,4P,1450RPM
220205988
220205988 | MOTOR, TEFC, 182T, 3HP, 2.2KW, 4P, 460V, 1450RPM,
220205988 | 4.2 AMP, AMB.TEMP. 40°C, TEMP.RISE 80°C,
220205988 | BRG.(D.E/N.D.E): 6306z / 6305z
220205988
220205988 | REFERENCE DOCUMENTS,
220205988 | - DRW#: M251-DG-E02-05 PAGE 2/5 and 5/5
220205988
220205988 | PART NUMBER: BY DESCRIPTION
220205988 | MANUFACTURER: CHUNIN CO.. LTD.
220205988 | HOST EQUIPMENT SUPPLIER: CENTURY CORPORATION
220205988
220205989 | MOTOR:TEFC,213T,3HP,2.2KW,6P,460V,960RPM
220205989
220205989 | MOTOR, TEFC, 213T, 3HP, 2.2KW, 6P, 460V, 960RPM,
220205989 | 5.3 AMP, AMB.TEMP. 40°C, TEMP.RISE 80°C,
220205989 | BRG.(D.E/N.D.E): 6308z / 6308z
220205989
220205989 | REFERENCE DOCUMENTS,
220205989 | - DRW#: M251-DG-E02-16, PAGE 2/5 and 5/5
220205989
220205989 | PART NUMBER: BY DESCRIPTION
220205989 | MANUFACTURER: CHUNIN CO.. LTD.
220205989 | HOST EQUIPMENT SUPPLIER: CENTURY CORPORATION
220205989
220206107 | SWITCH:PUSH BUTTON,ENGR TYPE 42
220206107
220206107 | PUSH BUTTON SWITCH, ENGR TYPE 42
220206107
220206107
220206107 | MANUFACTURER: YONGSUNG ELECTRIC CO., LTD
220206107 | PART NUMBER: 2A10778H54
220206107 | HOST EQUIPMENT SUPPLIER: WESTINGHOUSE
220206107
220206107 | HOST EQUIPMENT SUPPLIER REFERENCE DOCUMENTS:
220206107 | 9-921-Z-W-431-V01 REV.6- TECHNICAL MANUAL FOR CONTROL ROOM CONSOLES
220206107 | (Westinghouse Ref. WNA-IM-00128-BRAKA1)
220206107 | 9-922-Z-W-175-001 (Sh. 3 of 30) Rev.8- Remote shutdown Console Assembly
220206107 | 1/2/3/4-754-JRU01 (Item 34) (Westinghouse Drawing 2B10495)
220206107
220206107 | ITEM WAS ORIGINALLY SEISMICALLY QUALIFIED AND EMI/RFI QUALIFIED UNDER
220206107 | WESTINGHOUSE REPORT: 9-921-Z-W-466-S01 REV.9- QUALIFICATION SUMMARY
220206107 | REPORT FOR MAIN CONTROL ROOM AND REMOTE SHUTDOWN ROOM CONSOLES AND
220206107 | PANELS (WESTINGHOUSE REF: EQ-QR-238-BRAKA1 REV.9) . SUPPLIER TO CERTIFY
220206107 | TO THIS REPORT.
220206107
220206107
220206107 | QUALITY REQUIREMENTS:
220206107
220206107 | INCLUDE 'Z_NPE_QA SR MATERIAL' OBJECT TEXT ID ST
220206107 | INCLUDE 'Z_NPE_LEVEL B PACKAGING' OBJECT TEXT ID ST
220206107 | INCLUDE 'Z_NPE_CERT OF CONFORMANCE' OBJECT TEXT ID ST
220206107 | INCLUDE 'Z_NPE_SEISMIC CERT' OBJECT TEXT ID ST
220206107 | INCLUDE Z_NPE_EMI-RFI OBJECT TEXT ID ST
220206107
220206107
220206107
220206155 | IGNITER,HYDROGEN:ASS,120V,50HZ,KIGN-120A
220206155
220206155 | HYDROGEN IGNITER ASSEMBLY
220206155 | ASSEMBLY CONSISTS OF THE LISTED MAJOR PARTS:
220206155 | > enclosure body assembly: A240 TP304
220206155 | > Heater: Inconel 600
220206155 | > Heater Adaptor: A479 TP304
220206155 | > Spray Shield Plate: A240 TP304
220206155 | > Name Plate: A240 TP304
220206155 | > Side Cover Plate: A240 TP304
220206155 | > Metal Ring Gasket
220206155 | > Base Plate: A240 TP304
220206155 | > Weight: 25.7 Kg
220206155
220206155 | OPERATION VOLTAGE: AC 120V ±10%
220206155 | FREQUENCY: 50Hz ± 5%
220206155 | OPERATION POWER: MAX. 530W
220206155 | PHASES: 1
220206155
220206155 | FOR USE WITH<(>,<)>
220206155 | HYDROGEN IGNITER (FLOCS: 1/2/3/4-443-M-HI01~2)
220206155
220206155 | MANUFACUTER: KOREA NUCLEAR TECHNOLOGY CO., LTD.(KNT)
220206155 | MODEL NUMBER: KIGN-120A
220206155
220206155 | INCLUDE 'Z_NPE_COMMERCIAL QA' OBJECT TEXT ID ST
220206155 | INCLUDE 'Z_NPE_CERT OF COMPLIANCE' OBJECT TEXT ID ST
220206155 | INCLUDE 'Z_NPE_PC3 MATERIAL' OBJECT TEXT ID ST
220206155 | INCLUDE 'Z_NPE_GENERAL PACKAGING' OBJECT TEXT ID ST
220206155
220206155
220206308 | BATTERY,PACK:F/ALTAIR MULTI-GAS DETECTOR
220206308
220206308 | RECHARGEABLE BATTERY PACK
220206308
220206308 | USE FOR:
220206308 | ALTAIR 5X MULTI-GAS DETECTOR
220206308
220206308 | COLOR: BLACK
220206308 | STYLE: BATTERY ASSEMPLY
220206308 | DIMENSIONS (LXWXH): 3.54" x 6.46" x 6.46"
220206308 | ALARM: VIBRATION
220206308 | OPERATING HUMIDITY: 95%
220206308 | TEMPERATURE RATING: 50 DEG C
220206308
220206308 | MANUFACTURER NAME: MSA
220206308 | PART NUMBER: 10114835
220206308
230200001 | INDICATOR, DIFFERENTIAL PRESSURE
230200001
230200001 | Vendor : Westinghouse
230200001 | Part No : 288A N
230200001 | Description : DELTA P INDICATOR - COMPLETE ASSEMBLY
230200001 | Contract No : A001
230200001 | Drawing No : 9A-CD4C-2434453-2
230200001 | Specification No : YS11019-IC-ES870
230200001 | YS11019-IC-870-205
230200001 | Technical Manual No : 9A-C10301
230200001 | (9-640-Z-W-431-B02)
230200001
230200004 | INDICATOR, DIFFERENTIAL PRESSURE
230200004
230200004 | Vendor : Westinghouse
230200004 | Part No : 227A N
230200004 | Description : DIFFERENTIAL PRESSURE INDICATOR
230200004 | Contract No : A014
230200004 | Drawing No : 9A-CD4C-2434453-1
230200004 | Specification No : YS11019-IC-ES870
230200004 | YS11019-IC-870-207
230200004 | Technical Manual No : 9A-C10122
230200004 | (9-640-Z-W-431-B01)
230200004
230200061 | PRINTED CIRCUIT BOAD
230200061
230200061 | Vendor : Westinghouse
230200061 | Part No : 1C31203G01 N
230200061 | Description : EMOD, REMOTE NODE CONTROLLER
230200061 | Contract No : A079
230200061 | Drawing No : 2B10651
230200061 | Specification No : WNA-DS-02475-BRAKA1
230200061 | Technical Manual No : WNA-GO-00111-BRAKA1
230200061
230200105 | ROUTER:F/ T/G INTERFACE
230200105
230200105 | Vendor : Westinghouse
230200105 | Part No : 1X00474G10 N
230200105 | Description : Router for T/G interface
230200105 | Contract No : A144
230200105 | Drawing No : N/A
230200105 | Specification No : WNA-DS-02476-BRAKA1
230200105 | Technical Manual No : WNA-GO-00134-BRAKA1
230200105
230200361 | PLC Input Module
230200361
230200361 | Vendor : Doosan
230200361 | Part No : 10
230200361 | Description : PLC Input Module
230200361 | Contract No : K.3
230200361 | Drawing No : Later
230200361 | Specification No : 9-422-Z-S-404-20
230200361 | Technical Manual No : 9-230-Z-N-431-001
230200361
230200367 | Display, 6 digit LED
230200367
230200367 | REMOTE DISPLAY METER W/PARALLEL BCD OUTPUTS, DISPLAY SIZE/TYPE: 0.9",
230200367 | CUTOUT: 23, REAR/FRONT VIEW CONNECTIONS: 19/15
230200367
230200367 | FOR USE WITH: FUEL TRANSFER EQUIPMENT CONTROL CABINET (REACTOR SIDE) AND
230200367 | CONTROL CONSOLE (SPENT FUEL POOL SIDE)
230200367
230200367 | INSTRUCTION MANUAL: 9-230-Z-N-431-001, REV 0 PAGES 95,96,118, 122, 468
230200367 | and 508
230200367 | SPECIFICATION: 9-422-Z-S-404-20 REV 5
230200367 | QVD: X-200-Z-N-413-102 REV 00 PAGE 9
230200367 | SYSTEM SPECIFICATION: 9-422-Z-S-403-20 REV 01
230200367
230200367 | ORIGINAL EQUIPMENT MANUFACTURER: WESCHLER/NES
230200367 | MANUFACTURER PART NO : RD1497
230200367 | SUPPLIER: PAR NUCLEAR
230200367 | WESTINGHOUSE/PAR NUCLEAR PART NUMBER: 53204001
230200367
230200367 | QUALITY REQUIREMENTS
230200367
230200367 | INCLUDE 'Z_NPE_MATERIAL CERT' OBJECT TEXT ID ST
230200367 | INCLUDE 'Z_NPE_COMMERCIAL QA' OBJECT TEXT ID ST
230200367 | INCLUDE 'Z_NPE_PC3 MATERIAL' OBJECT TEXT ID ST
230200367 | INCLUDE 'Z_NPE_GENERAL PACKAGING' OBJECT TEXT ID ST
230200367 | INCLUDE 'Z_NPE_CERT OF COMPLIANCE' OBJECT TEXT ID ST
230200367
230200367
230200367
230200367
230200367
230200367
230200568 | CONTROLLER:
230200568
230200568 | Vendor : Doosan
230200568 | Description : Controller, Indication + Control, 4-20mA<(>,<)>PI<(>,<)>
230200568 | 0-4KSC Scale Range
230200568 | Contract No : M.7
230200568 | Drawing No : 9-360-Z-N-161-701(3/10)Rev.6 (items 5,6 and 7)
230200568 | Specification No : 9-451-Z-S-404-10 Rev.3 (3A9M8-FS-DS231)
230200568 | Technical Manual No : 9-360-Z-N-431-001 Rev.1
230200568
230200568 | P/N: 762CNA-AT-1
230200568 | Manufacturer: FOXBORO
230200568
230200665 | TRANSDUCER, CURRENT
230200665
230200665 | TRANSDUCER, AC CURRENT, SPCC, POLYCARBONATE
230200665 | INPUT CURRENT: 5A OR 1A (0.5VA)
230200665 | INPUT RATED FRQUENCY: 45~65 Hz
230200665 | OUTPUT (LOAD RESISTANCE): 5VDC (MORE THAN 1K#)/ 4~20 mA DC (LESS THAN
230200665 | 500#)
230200665 | AUXILIARY SUPPLY: 110VAC/220VAC ±15%(50/60Hz) 1.5VA DESIGNATION
230200665 | 110VDC (88~143VDC) 3.5W DESIGNATION
230200665 | 24VDC±15% 3.5W DESIGNATION
230200665
230200665 | FOR USE WITH:
230200665 | TCGMS CABINET (TAGMS)
230200665
230200665 | REFERENCES:
230200665 | 1.,,9-001-L-T-431-001, REV. F – OPERATION & MAINTENANCE MANUAL FOR
230200665 | TURBINE AND GENERATOR (TOSHIBA MANUAL: 6F2K0675 - PAGE 6672-6690 OF
230200665 | 10743)
230200665 | 2.,,9-341-L-T-474-020, REV. AE - SCHEMATIC DIAGRAMS (ECWD) FOR TCGMS
230200665 | (SUPPLIER DOC# 7M2K1258) (PAGE 299 OF 385)
230200665 | ------------------------------------------------------------
230200665 | MANUFACTURER: DAIICHI ELECTRONICS CO., LTD.
230200665 | PART NUMBER: ARC-11A
230200665 | HOST EQUIPMENT SUPPLIER: DOOSAN HEAVY INDUSTRIES
230200665 | ------------------------------------------------------------
230200665 | QUALITY REQUIREMENTS:
230200665 | INCLUDE 'Z_NPE_PC3 MATERIAL' OBJECT TEXT ID ST
230200665 | INCLUDE 'Z_NPE_COMMERCIAL QA' OBJECT TEXT ID ST
230200665 | INCLUDE 'Z_NPE_CERT OF COMPLIANCE' OBJECT TEXT ID ST
230200665 | INCLUDE 'Z_NPE_GENERAL PACKAGING' OBJECT TEXT ID ST
230200665
230200665
230200665
230200746 | DETECTOR, VOLTAGE
230200746
230200746 | Vendor : DOOSAN
230200746 | Part No :
230200746 | Description : Voltage Detector
230200746 | Contract No : II.07
230200746 | Drawing No : 9-651-L-T-169-001
230200746 | Specification No :
230200746 | Technical Manual No :
230200746
230201046 | VOLTMETER:
230201046
230201046 | Vendor : Hyorim Industries, Inc
230201046 | Part No : E12-M241S-6.01.O
230201046 | Description : OSP-Volt Meter, SB TS
230201046 | Contract No : M241S
230201046 | Drawing No : -
230201046 | Specification No : -
230201046 | Technical Manual No : -
230201046
230201227 | PBA:INV SYNC,6L MK2-U A13A9
230201227
230201227 | PBA(PRINTED BOARD ASSY), INV SYNC,6L MK2-U A13A9
230201227
230201227
230201227 | PART NUMBER : 101 072 375C
230201227 | MODEL NUMBER: 202010001106
230201227 | MANUFACTURER : EHWA TECHNOLOGIES INFORMATION (ETI)
230201227 | HOST EQUIPMENT SUPPLIER: EHWA TECHNOLOGIES INFORMATION (ETI)
230201227
230201227
230201227 | HOST EQUIPMENT SUPPLIER REFERENCES:
230201227 | BNPP12-E214-31 REV.01, PART LIST/CLASS 1E INVERTER 30kVA, PAGE 12/26,
230201227 | ITEM No. 31
230201227
230201227 | ****NOTE TO VENDOR****
230201227 | ITEM WAS ORIGINALLY SEISMICALLY QUALIFIED UNDER EHWA TECHNOLOGIES
230201227 | INFORMATION (ETI) REPORT E214-ER-A01-03 (BNPP12-E214-35-03) Rev.4-
230201227 | DYNAMIC QUALIFICATION REPORT FOR 30KVA INVERTER. VENDOR TO CERTIFY TO
230201227 | THE ABOVE LISTED REPORTS.
230201227
230201227
230201227 | QUALITY REQUIREMENTS:
230201227
230201227 | INCLUDE 'Z_NPE_QA SR MATERIAL' OBJECT TEXT ID ST
230201227
230201227 | INCLUDE 'Z_NPE_LEVEL A PACKAGING' OBJECT TEXT ID ST
230201227
230201227 | INCLUDE 'Z_NPE_CERT OF CONFORMANCE' OBJECT TEXT ID ST
230201227
230201227 | INCLUDE 'Z_NPE_SEISMIC CERT' OBJECT TEXT ID ST
230201227
230201227 | INCLUDE 'Z_NPE_PCB SHELF LIFE' OBJECT TEXT ID ST
230201227
230201227
230201227
230201227
230202675 | SWITCH,PRESSURE:288A
230202675
230202675 | Differential Pressure Indicating Switch<(>,<)>
230202675 | DPU Range: 0-3000 CM H2O
230202675 | Scale Range: 0-3000 UNIFORM CM H2O
230202675 | DPU SWP: 6000 psi
230202675 | Switches: 2 Single Pole Double Throw
230202675 | Switch Deadband: 5% FCS (Max)
230202675 | Switch Repeatability: 0,25% FCS
230202675
230202675 | MANUFACTURER: Cameron.
230202675 | PART NUMBER: 288A
230202675 | Cameron Drawing: 9A-CD4C-2434453-2 Rev.D Sheet 3 of 3
230202675
230202675
230202675 | INCLUDE 'Z_NPE_COMMERCIAL QA' OBJECT TEXT ID ST
230202675 | INCLUDE 'Z_NPE_PC3 MATERIAL' OBJECT TEXT ID ST,,
230202675 | INCLUDE 'Z_NPE_GENERAL PACKAGING' OBJECT TEXT ID ST
230202675 | INCLUDE 'Z_NPE_CERT OF COMPLIANCE' OBJECT TEXT ID ST
230202675 | INCLUDE 'Z_NPE_SHELF LIFE' OBJECT TEXT ID ST
230202675
230202675
230203168 | ADAPTER:TUBE,316SS,1/4",3/8"FEMALE NPT
230203168
230203168 | ADAPTER, FEMALE, TUBE FITTING, STAINLESS STEEL<(>,<)>
230203168 | 1/4" TUBE OD X 3/8" FEMALE NPT
230203168
230203168 | MANUFACTRURER : SWAGELOK CORPORATION
230203168 | PART NUMBER : SS-4-TA-7-6
230203168
230203168
230203168 | QUALITY REQUIREMENTS
230203168 | INCLUDE 'Z_NPE_QA SR MATERIAL' OBJECT TEXT ID ST
230203168
230203168 | INCLUDE 'Z_NPE_LEVEL C PACKAGING' OBJECT TEXT ID ST
230203168
230203168 | INCLUDE 'Z_NPE_CERT OF CONFORMANCE' OBJECT TEXT ID ST
230203168
230203168
230203168 | CMTR or MATERIAL CERT IS ACCEPTABLE
230203168 | INCLUDE Z_NPE_CMTR OBJECT TEXT ID ST
230203168
230203168 | INCLUDE 'Z_NPE_MATERIAL CERT' OBJECT TEXT ID ST
230203168
230203168 | INCLUDE Z_NPE_CONTAMINANTS OBJECT TEXT ID ST
230203168
230203168
230203182 | VALVE:BALL TYPE,3/8",316SS,TUBE FITTING
230203182
230203182 | VALVE, BALL TYPE, 316SS, 3/8", TUBE FITTING
230203182 | HIGH PRESSURE STAINLESS BALL VALVE
230203182 | SEAT MATERIAL: PEEK
230203182
230203182 | MANUFACTRURER: SWAGELOK CORPORATION
230203182 | PART NUMBER: SS-83PS6
230203182
230203182
230203182 | QUALITY REQUIREMENTS
230203182 | INCLUDE 'Z_NPE_QA SR MATERIAL' OBJECT TEXT ID ST
230203182
230203182 | INCLUDE 'Z_NPE_LEVEL C PACKAGING' OBJECT TEXT ID ST
230203182
230203182 | INCLUDE 'Z_NPE_CERT OF CONFORMANCE' OBJECT TEXT ID ST
230203182
230203182
230203182 | CMTR or MATERIAL CERT IS ACCEPTABLE
230203182 | INCLUDE Z_NPE_CMTR OBJECT TEXT ID ST
230203182
230203182 | INCLUDE 'Z_NPE_MATERIAL CERT' OBJECT TEXT ID ST
230203182
230203182
230203192 | NUT-FERRULE KIT,316SS, 3/8" TUBE
230203192
230203192 | NUT-FERRULE SET, 316SS, 3/8", TUBE FITTING
230203192 | MATL ASTM/ASME A/SA276/A/SA479/A/SA182
230203192
230203192 | The nut-ferrule set contains one nut, one back ferrule, and
230203192 | one front ferrule.
230203192
230203192 | ----------------------------------------------------
230203192 | MANUFACTURER : SWAGELOK CORPORATION
230203192 | PART NUMBER : SS-600-NFSET
230203192 | ---------------------------------------------------
230203192
230203192 | QUALITY REQUIREMENTS
230203192 | INCLUDE 'Z_NPE_QA SR MATERIAL' OBJECT TEXT ID ST
230203192
230203192 | INCLUDE 'Z_NPE_LEVEL C PACKAGING' OBJECT TEXT ID ST
230203192
230203192 | INCLUDE 'Z_NPE_CERT OF CONFORMANCE' OBJECT TEXT ID ST
230203192
230203192
230203192 | CMTR or MATERIAL CERT IS ACCEPTABLE
230203192 | INCLUDE Z_NPE_CMTR OBJECT TEXT ID ST
230203192
230203192 | INCLUDE 'Z_NPE_MATERIAL CERT' OBJECT TEXT ID ST
230203192
230203192
230203192 | INCLUDE 'Z_NPE_HEAT TREAT' OBJECT TEXT ID ST
230203192
230203192 | INCLUDE Z_NPE_CONTAMINANTS OBJECT TEXT ID ST
230203192
230203192
230203192
230203397 | ADAPTER,TUBE:BRASS,1/2"ODX1/4" MALE NPT
230203397
230203397 | ADAPTER, MALE, TUBE: MATERIAL BRASS
230203397 | SIZE: 1/2 IN TUBE OD x 1/4 IN MALE NPT
230203397
230203397 | FOR GENERAL PLANT USE, NNS, QUALITY CLASS S
230203397
230203397 | -----------------------------
230203397 | MANUFACTURER: SWAGELOK
230203397 | PART NUMBER: B-8-TA-1-4
230203397 | -----------------------------
230203397
230203397 | INCLUDE 'Z_NPE_GENERAL PACKAGING' OBJECT TEXT ID ST
230203397
230203397
230203397
230203397
230203580 | GAUGE,PRESSURE:15KG/CM2,30FT,CAP ASSY
230203580
230203580 | PRESSURE GAUGE ASSEMBLY<(>,<)>
230203580 | TYPE: BOURDON TUBE WITH DIAPHRAGM SEAL
230203580 | ACCURACY: ±1% (F.S)<(>,<)>
230203580 | SOLID FRONT TYPE
230203580 | BOTTOM PROCESS CONN: 1/2" MNPT
230203580 | MATERIAL: 316 SS
230203580 | MOUNTING: SURFACE
230203580 | SCALE SIZE: 5" DIAL
230203580 | UNIT: MM
230203580 | PROCESS CONNECTION: 1/2" NPT (M)
230203580 | OVER RANGE PROTECTION: 130% OF FS
230203580
230203580 | RANGE: 0~15 KG/CM2
230203580 | CAPILLARY LENGTH: 30FT
230203580 | SUPPLIER DRAWING REFERENCES: WDGA-01-01-02 AND WDGA-01-01-12.
230203580 | DRAWINGS: J221-DG-A01-01 SHEET 2 AND 12 OF 12.
230203580
230203580 | MANUFACTURER: WISE CONTROL INC.
230203580 | MODEL NUMBER: PN712+PN359
230203580
230203580 | QUALITY REQUIREMENTS:
230203580
230203580 | INCLUDE 'Z_NPE_PC3 MATERIAL' OBJECT TEXT ID ST
230203580 | INCLUDE 'Z_NPE_COMMERCIAL QA' OBJECT TEXT ID ST
230203580 | INCLUDE 'Z_NPE_CERT OF COMPLIANCE' OBJECT TEXT ID ST
230203580 | INCLUDE 'Z_NPE_GENERAL PACKAGING' OBJECT TEXT ID ST
230203580
230203580
230203580
230203580
230203580
230203604 | GAUGE,PRESSURE:10KG/CM2,20FT,CAP ASSY
230203604
230203604
230203604 | PRESSURE GAUGE ASSEMBLY
230203604 | TYPE: BOURDON TUBE WITH DIAPHRAGM SEAL
230203604 | ACCURACY: ±1% (F.S)
230203604 | SOLID FRONT TYPE
230203604 | BOTTOM PROCESS CONN: 1/2" MNPT
230203604 | MATERIAL: 316 SS
230203604 | MOUNTING: SURFACE
230203604 | SCALE SIZE: 5" DIAL
230203604 | UNIT: MM
230203604 | PROCESS CONNECTION: 1/2" NPT (M)
230203604 | OVER RANGE PROTECTION: 130% OF FS
230203604
230203604 | RANGE: 0~10 KG/CM2
230203604 | CAPILLARY LENGTH: 20FT
230203604 | SUPPLIER DRAWING REFERENCES: WDGA-01-01-02 AND WDGA-01-01-12.
230203604 | DRAWINGS: J221-DG-A01-01 SHEET 2 AND 12 OF 12.
230203604
230203604 | MANUFACTURER: WISE CONTROL INC.
230203604 | MODEL NUMBER: PN712+PN359
230203604
230203604
230203622 | THERMOCOUPLE:HEAD MOUNT TYPE,1/8" NPT
230203622
230203622 | THERMOCOUPLE 1ST STAGE SHELL LOWER OUTER SURFACE
230203622 | RANGE AND ACCURACY: 0~600 °F ± 2°F (-17.8 TO 316°C)
230203622 | SCALE: 32-662 °F (0-350°C)
230203622 | RATING: CHROMEL CONSTANTAN UNGROUNDED
230203622 | HEAD MOUNT TYPE, 1/8" NPT USED FOR 1/2/3/4-511-J-TE-0204
230203622
230203622 | DOOSAN DOCUMENT REFERENCE: 9-001-L-T-470-004 Rev. Z - TURBINE
230203622 | INSTRUMENTS LIST; PAGE 36 OF 78.
230203622
230203622 | MANUFACTURERE: WISE CONTROL INC.
230203622 | CATALOG NUMBER: R122F47E94PNCD0
230203622 | HOST EQIPMENT SUPPLIER: DOOSAN HEAVY INDUSTRIES & CONSTRUCTION
230203622
230203622 | INCLUDE 'Z_NPE_GENERAL PACKAGING' OBJECT TEXT ID ST
230203622
230203622
230203856 | REGULATOR,PRESSURE:GAS,ACETYLENE
230203856
230203856 | ACETYLENE GAS PRESSURE REGULATOR,
230203856 | FOR SPECTROMETER (ICE 3500 AA)
230203856
230203856 | MANUFACTURER: THERMO FISHER SCIENTIFIC
230203856 | PART NUMBER: 9423 352 43881
230203856
230203915 | BACKPLANE:F/AIR COMPRESSOR
230203915
230203915 | BACKPLANE<(>,<)>BASE MODULE-MAIN TYPE
230203915 | USED in PLC-01/-02/03/-04 inside local control panels
230203915 | 1/2/3/4-596-J-LP01/02/03/04 FOR air compressor 1/2/3/4-596-M-CM01<(>,<)>
230203915 | -CM02,-CM03 & -CM04
230203915
230203915
230203915 | REFERENCE DOC: M224-DG-B01-02 (item 1)
230203915 | ORIGINAL EQUIPMENT MANAFACTURER: HANSHIN MACHINERY CO LTD
230203915
230203915 | MANUFACTURER: LS INDUSTRIES
230203915 | PART NUMBER: GM4-B08M
230203915
230203915 | INCLUDE 'Z_NPE_COMMERCIAL QA' OBJECT TEXT ID ST
230203915 | INCLUDE 'Z_NPE_PC3 MATERIAL' OBJECT TEXT ID ST
230203915 | INCLUDE 'Z_NPE_GENERAL PACKAGING' OBJECT TEXT ID ST
230203915 | INCLUDE 'Z_NPE_CERT OF COMPLIANCE' OBJECT TEXT ID ST
230203915 | INCLUDE 'Z_NPE_SHELF LIFE' OBJECT TEXT ID ST
230203915
230203915
230204069 | REGULATOR,GAS:NITROGEN,3000 PSIG,W/GAUGE
230204069
230204069 | NITORGEN REGULATOR, WITH GAUGE,
230204069 | ESS3 MEDIUM CAPACITY EDGE SERIES INERT NITROGEN REGULATOR,
230204069 | MATERIAL: FORGED BRASS BODY, ZINC-ALUMINUM HOUSING CAP
230204069 | MAX INLET PRESSURE: 3000 PSIG
230204069 | DELIVERY RANGE: 2-40 PSIG
230204069 | CONNECTION: 5/8"
230204069
230204069 | MANUFACTURER: VICTOR (OR OTHERS)
230204069 | PART NUMBER: 0781-5122 (OR EQUIVALENT)
230204069
230204344 | FAN,COOLING:12VDC,5800RPM,F/EMC1600-RPSA
230204344
230204344 | COOLING FAN
230204344 | - SIZE: 40X40X10 MM
230204344 | - RATING VOLTAGE: 12VDC
230204344 | - POWER CURRENT: 80 MA
230204344 | - POWER CONSUMPTION: 0.96W
230204344 | - SPEED: 5800RPM
230204344 | - AIR FLOW: 7 CFM
230204344 | - NOISE: 27DB(A)
230204344
230204344 | FOR USE WITH<(>,<)>
230204344 | REDUNDANT AC POWER SUPPLY (P/N: EMC1600-RPSA)
230204344 | ETHERWAN EMC1600 16-BAY MEDIA CONVERTER CHASSIS
230204344 | THIS IS A SPARE PART USED FOR MM230200091 (WEC P/N: 1X00530H01).
230204344
230204344 | REFERENCE DOCUMENTS:
230204344 | - WNA-GO-00134-BRAKA1, Rev. 5 (9-950-Z-W-431-120 R5 - IPS TECHNICAL
230204344 | MANUAL.
230204344
230204344 | MANUFACTURER: SUNON
230204344 | PART NUMBER: Maglev MB40101V2-0000-A99
230204344 | HOST EQUIPMENT SUPPLIER: WESTINGHOUSE ELECTRIC COMPANY
230204344 | Westinghouse P/N: PS20311H03 N
230204344
230204344 | QUALITY REQUIREMENTS:
230204344
230204344 | INCLUDE 'Z_NPE_PC3 MATERIAL' OBJECT TEXT ID ST
230204344 | INCLUDE 'Z_NPE_COMMERCIAL QA' OBJECT TEXT ID ST
230204344 | INCLUDE 'Z_NPE_CERT OF COMPLIANCE' OBJECT TEXT ID ST
230204344 | INCLUDE 'Z_NPE_GENERAL PACKAGING' OBJECT TEXT ID ST
230204344
230204344
230204344
230204344
230204344
230204344
240200096 | FILTER:PRE,HEPA,505 CFM,12.25 X 12.25X2"
240200096
240200096 | F/USED IN HEPA VENTILLATION UNIT (MM:240200083)
240200096
240200096 | TRACKIFIED POLYESTER PAD, F/USE IN SP505A (P/N FM34) VENTILLATION UNIT
240200096 | DIMENSIONS (NOMINAL): 12 -1/4" x 12-1/4" x 1-7/8"
240200096 | MEDIA: MULTI-DENSITY TACKIFIED MEDIA COMPRISED OF HIGH LOFT BALLS OF
240200096 | POLYESTER FIBERS BOUND TOGETHER WITH A FIRE RETARDANT, HEAT SEALABLE
240200096 | RESIN
240200096 | FILTER ELEMENTS: COARSE WEAVE MEDIA ON UPSTREAM SIDE, FINE WEAVE MEDIA
240200096 | ON DOWNSTREAM SIDE, LAMINATED INTO A SINGLE ELEMENT
240200096 | FRAME: NO
240200096 | MAX TEMP: 200° F
240200096 | UNIT OF MEASURE: SET OF 12
240200096 | NOTES: UL CLASS 2
240200096
240200096 | PART NUMBER: AK37
240200096 | MANUFACTURER: RADIATION PROTECTION SYSTEM
240200096
240200104 | RACK,WHEELED:FOR LEAD WOOL BLANKET
240200104
240200104 | LEAD WOOL BLANKET WHEELED RACK
240200104
240200104 | SIZE: 6' HIGH X 3' WIDE
240200104 | ONE ROW OF HOOKS ON BOTH SIDES, 4" SPACING
240200104
240200104
240200104 | PART NUMBER: LI-261
240200104 | MANUFACTURER: LANCS INDUSTRIES
240200104
240200104
240200104
240200195 | POWER SUPPLY,F/PORTAL MONITOR
240200195
240200195 | POWER SUPPLY
240200195
240200195 | FOR CONTAIMINATION PORTAL MONITOR
240200195
240200195 | PART NUMBER : 400588
240200195 | MANUFACTURER : CANBERRA
240200195
240200371 | KIT,BIOASSAY:F/URINE AND FECAL SAMPLE
240200371
240200371 | 1. FOR URINE 3 LITERS PLASTIC BOTTLE AND
240200371 | 750mL/680g PLASTIC BOWL WITH LID FOR FECES
240200371 | 2. CUSTODY AND STICKERS, IDENTIFICATION LABELS
240200371 | FOR THE BOTTLES
240200371 | 3. BOTH ARE FULLY COMPLIANT
240200371 | WITH (IATA) AIR TRANSPORT REGULATIONS
240200371
240200371 | MANUFACTURER : GEL LABORATORIES LLC
240200371 | PART NUMBER : 190017-05-3L <(>&<)> 02-544-208
240200371
310200051 | STOPCOCK,PTFE DISK
310200051
310200051 | ITEM: STOPCOCK, PTFE DISK
310200051 | END USE: EXCELLENCE TITRATOR MODEL T9
310200051
310200051 | PART NUMBER : 51107537
310200051 | MANUFACTURER: METTLER TOLEDO
310200051
310200051
310200335 | CABLE TIE:4.5MM,280MM,BLACK,NYLON
310200335
310200335 | TIE,CABLE,4.5MM
310200335 | COLOR: BLACK
310200335 | LENGTH: 280MM
310200335 | MATERIAL: POLYAMIDE 6.6, SELF-QUENCHING
310200335 | IN LINE WITH STANDARD UL94 V2 NYLON, WITHIN MAX 30 SECONDS.
310200335 | HIGH FLEXIBILTY EVEN IN EXTREME TEMPERATURE VARIATIONS
310200335 | LARGELY CHEMICAL RESISTANT AND EXCEPTIONALLY FADE RESISTANT.
310200335 | PACKING STANDARD: 100 PIECES IN POLYTHENE BAG.
310200335
310200335 | PART NUMBER: 5610-0025
310200335 | MANUFACTURER: SAPISELCO
310200335
310200462 | SLEEVE,RUBBER:F/LOW RANGE SURVEY METER
310200462
310200462 | RUBBER SLEEVE F/ LOW RANGE SURVEY METER
310200462 | RUBBER SHOCK PROTECTION DETECTOR SIDE
310200462
310200462 | INSTRUMENT: RADEYE G20 LOW RANGE SURVEY METER
310200462 | MANUAL: OPERATING INSTRUCTIONS DB-067 E
310200462 | MANUAL PAGE NUMBER: 10-1
310200462
310200462 | PART NUMBER: 42506850011
310200462 | MANUFACTURER: THERMO FISHER SCIENTIFIC
310200462
310200587 | RUG:SORBENT,UNIVERSAL,26"X30"X150'
310200587
310200587 | RUG, SORBENT, UNIVERSAL
310200587 | SIZE: 26"X30"X150'
310200587
310200587
310200587
310200587
310200932 | LOOP:PEEK SAMPLE,25 UL,DFS
310200932
310200932 | MANUFACTURER: THERMO SCIENTIFIC
310200932 | PART NUMBER: NC9303671
310200932 | MODEL NUMBER: 42857
310200932
310200932
310200932
310201055 | CLOTH:EMERY,SAND PAPER,#800,100 SHT/PAC
310201055
310201055 | EMERY CLOTH
310201055
310201055
310201055
310201055
310201055
310201341 | SEALANT,GASKET:ULTRA COPPER,85 TUBE
310201341
310201341 | SEALANT, ULTRA COPPER RTV - 85 TUBE
310201341
310201341
310201341
310201341 | FOR USE WITH MAINTENANCE FOR TURBINE GENERATOR BUILDING CLOSED COOLING
310201341 | WATER (TGBCCW) HEAT EXCHANGER
310201341
310201341
310201341 | MANUFACTURER: PERMATEX
310201341 | PART NUMBER: 81878
310201341 | ============================================================
310201341 | PACKING SLIP IS REQUIRED. IT MUST SPECIFY THE ITEM DESCRIPTION AND PART
310201341 | NUMBER (IF AVAILABLE) IN ORDER TO CONFORM THAT THE ITEM MEETS THE
310201341 | REQUIREMENTS OF THE PO.
310201341 | ===============================================================
310201341 | QUALITY REQUIREMENTS
310201341 | INCLUDE 'Z_NPE_GENERAL PACKAGING' OBJECT TEXT ID ST
310201341
310201341
310201341
310201341
310201652 | LABEL:MATTE,76MM X 43M
310201652
310201652 | MATTE LABEL, CONTINUOUS ROLL
310201652 | SIZE: 76MM X 43M
310201652
310201652 | MANUFACTURER: EPSON
310201652 | PART NUMBER (SKU): 1516052
310201652
310201864 | INSULATION,PIPE:FIBERGLASS,6.0",1.5"T
310201864
310201864 | PIPE INSULATION COVER WITH VAPOR BARRIER
310201864 | MATERIAL: FIBERGLASS
310201864 | DIAMETER: 6.0"
310201864 | THICKNESS: 1.5"T
310201864 | LENGTH: 0.9 - 1.5 meter
310201864 | USE TEMPERATURE, MAX.: 850 deg F (454 deg C) per ASTM C 547-06
310201864
310201864 | DIMENSIONS AND DENSITY PER ASTM C 302
310201864
310201864 | FOR USE AS:
310201864 | THERMAL/ANTI-SWEAT INSULATION, NON-ASBESTOS, NON-METALLIC, MADE UP OF
310201864 | FIBER GLASS WOOL, USED FOR TEMPERATURE: 454 deg C MAX
310201864
310201864 | --------------------------------------------------------------
310201864 | The following characteristics/properties shall be measured and certified
310201864 | in line with ASTM C 547 TYPE 1 GRADE A:
310201864
310201864 | 1) Density (ASTM C302): 48 kg/m3 min.
310201864 | 2) Apparent thermal conductivity (at 38 deg C), per ASTM C 335/C1045:
310201864 | 0.031 W/m.K max.
310201864
310201864 | 3) Surface burning characteristics (per ASTM E84)
310201864 | a) Flame spread index (FSI), allowed value: 25 max.
310201864 | b) Smoke density index (SDI), allowed value: 50 max.
310201864
310201864 | 4) Thermal shrinkage temperature (ASTM C 356): 454 deg C min.
310201864 | 5) Hot surface performance: 2% max.
310201864 | 6) Sag resistance (per ASTM C547): 5% max.
310201864 | 7) Water vapor sorption: 5% max.
310201864 | 8) Non-fibrous shot content: 30% max.
310201864 | ---------------------------------------------------------------
310201864
310201864 | ITEM TO COMPLY WITH THE FOLLOWING:
310201864 | a) MANUFACTURING AND TESTING PER ASTM C547 TYPE I GRADE A - STANDARD
310201864 | SPECIFICATION FOR MINERAL FIBER PIPE INSULATION
310201864 | b) REG GUIDE 1.36 FOR (Cl+F) AND (Na+SiO(3)) TO PREVENT STRESS CORROSION
310201864 | OF AUSTENITIC STEEL.
310201864 | c) SURFACE BURNING CHARACTERISTICS AS PER ASTM E84
310201864 | d) ASTM C1136 STANDARD SPECIFICATION FOR FLEXIBLE, LOW PERMEANCE VAPOR
310201864
310201864 | REFERENCES:
310201864 | a) KEPCO SPECIFICATION 0-193-M293
310201864 | b) PS No. 9-072-D-450-F05-P
310201864 | c) CFM Spec.: 0-143-M281
310201864
310201864 | USE WITH:
310201864 | PLANT PIPES AND EQUIPMENT, CGI - OUTSIDE CONTAINMENT, ANTI-SWEAT
310201864 | INSULATION OF PIPING
310201864
310201864 | ---------------------------------------------------------------
310201864 | MANUFACTURER: KNAUF EXEED INSULATION L.L.C
310201864 | PART NO: BY DESCRIPTION
310201864
310201864 | OEM: HSJV (HYUNDAI SAMSUNG JOINT VENTURE)
310201864 | PART NO: BY DESCRIPTION
310201864
310201864 | MANUFACTURER: VARIOUS
310201864 | PART NO: BY DESCRIPTION
310201864 | ----------------------------------------------------------------
310201864
310201864 | QUALITY REQUIREMENTS:
310201864
310201864 | Packing Slip or Equivalent Commercial Certification is required. It
310201864 | must specify the Item description and part number (if available) in
310201864 | order to confirm that the item meets the requirements of the PO.
310201864
310201864 | INCLUDE 'Z_NPE_GENERAL PACKAGING' OBJECT TEXT ID ST
310201864
310201864 | INCLUDE 'Z_NPE_MATERIAL CERT' OBJECT TEXT ID ST
310201864
310201864
310201864
310201864
310201864
310201864
310201865 | INSULATION,PIPE:FIBERGLASS,8.0",1.0"T
310201865
310201865 | PIPE INSULATION COVER WITH VAPOR BARRIER
310201865 | MATERIAL: FIBERGLASS
310201865 | DIAMETER: 8.0"
310201865 | THICKNESS: 1.0"T
310201865 | LENGTH: 0.9 - 1.5 meter
310201865 | USE TEMPERATURE, MAX.: 850 deg F (454 deg C) per ASTM C 547-06
310201865
310201865 | DIMENSIONS AND DENSITY PER ASTM C 302
310201865
310201865 | FOR USE AS:
310201865 | THERMAL/ANTI-SWEAT INSULATION, NON-ASBESTOS, NON-METALLIC, MADE UP OF
310201865 | FIBER GLASS WOOL, USED FOR TEMPERATURE: 454 deg C MAX
310201865
310201865 | --------------------------------------------------------------
310201865 | The following characteristics/properties shall be measured and certified
310201865 | in line with ASTM C 547 TYPE 1 GRADE A:
310201865
310201865 | 1) Density (ASTM C302): 48 kg/m3 min.
310201865 | 2) Apparent thermal conductivity (at 38 deg C), per ASTM C 335/C1045:
310201865 | 0.031 W/m.K max.
310201865
310201865 | 3) Surface burning characteristics (per ASTM E84)
310201865 | a) Flame spread index (FSI), allowed value: 25 max.
310201865 | b) Smoke density index (SDI), allowed value: 50 max.
310201865
310201865 | 4) Thermal shrinkage temperature (ASTM C 356): 454 deg C min.
310201865 | 5) Hot surface performance: 2% max.
310201865 | 6) Sag resistance (per ASTM C547): 5% max.
310201865 | 7) Water vapor sorption: 5% max.
310201865 | 8) Non-fibrous shot content: 30% max.
310201865 | ---------------------------------------------------------------
310201865
310201865 | ITEM TO COMPLY WITH THE FOLLOWING:
310201865 | a) MANUFACTURING AND TESTING PER ASTM C547 TYPE I GRADE A - STANDARD
310201865 | SPECIFICATION FOR MINERAL FIBER PIPE INSULATION
310201865 | b) REG GUIDE 1.36 FOR (Cl+F) AND (Na+SiO(3)) TO PREVENT STRESS CORROSION
310201865 | OF AUSTENITIC STEEL.
310201865 | c) SURFACE BURNING CHARACTERISTICS AS PER ASTM E84
310201865 | d) ASTM C1136 STANDARD SPECIFICATION FOR FLEXIBLE, LOW PERMEANCE VAPOR
310201865
310201865 | REFERENCES:
310201865 | a) KEPCO SPECIFICATION 0-193-M293
310201865 | b) PS No. 9-072-D-450-F05-P
310201865 | c) CFM Spec.: 0-143-M281
310201865
310201865 | USE WITH:
310201865 | PLANT PIPES AND EQUIPMENT, CGI - OUTSIDE CONTAINMENT, ANTI-SWEAT
310201865 | INSULATION OF PIPING
310201865
310201865 | ---------------------------------------------------------------
310201865 | MANUFACTURER: KNAUF EXEED INSULATION L.L.C
310201865 | PART NO: BY DESCRIPTION
310201865
310201865 | OEM: HSJV (HYUNDAI SAMSUNG JOINT VENTURE)
310201865 | PART NO: BY DESCRIPTION
310201865
310201865 | MANUFACTURER: VARIOUS
310201865 | PART NO: BY DESCRIPTION
310201865 | ----------------------------------------------------------------
310201865
310201865 | QUALITY REQUIREMENTS:
310201865
310201865 | Packing Slip or Equivalent Commercial Certification is required. It
310201865 | must specify the Item description and part number (if available) in
310201865 | order to confirm that the item meets the requirements of the PO.
310201865
310201865 | INCLUDE 'Z_NPE_GENERAL PACKAGING' OBJECT TEXT ID ST
310201865
310201865 | INCLUDE 'Z_NPE_MATERIAL CERT' OBJECT TEXT ID ST
310201865
310201865
310201865
310201865
310201865
310201865
310201975 | COVER,PIPE:CALCIUM SILICATE,2.5"T,18.0"
310201975
310201975 | PIPE INSULATION COVER
310201975 | MATERIAL: CALCIUM SILICATE
310201975 | DIAMETER: 18.0"
310201975 | THICKNESS: 2.5"T
310201975 | LENGTH: 24"
310201975
310201975 | The following characteristics/properties shall be measured and certified
310201975 | in line with ASTM C533 Type I:
310201975
310201975 | 1) Density (per ASTM C302): 240 kg/m3 max.
310201975 | 2) Compressive strength (per ASTM C165-07): 0.688 MPa min.
310201975 | 3) Flexural strength (per ASTM C203-05a): 0.344 MPa min.
310201975 | 4) Soaking heat linear shrinkage at 650 deg C (per ASTM C356-10): 2%
310201975 | max.
310201975 | 5) Moisture content (per ASTM C1616-07): 20% max.
310201975
310201975 | 6) Dimensional tolerances as per ASTM C585-10, as follows:
310201975 | a) ID +2.4/-1.6mm
310201975 | b) OD +/-7.9mm
310201975 | c) Length +/-3.2mm
310201975 | d) Thickness +/-3.2mm
310201975
310201975 | 7) Hot surface performance
310201975 | a) Warpage (per ASTM C411): 6mm max.
310201975 | b) Cracking: Completely through without crack
310201975
310201975 | 8) Surface burning characteristics (per ASTM E84)
310201975 | a) Flame spread index, allowed value: 0
310201975 | b) Smoke density index, allowed value: 0
310201975
310201975 | 9) Thermal conductivity (per ASTM C177-10)
310201975 | a) at 38 deg C (100 deg F): 0.059 W/(m.K) max.
310201975 | b) at 93 deg C (200 deg F): 0.065 W/(m.K) max.
310201975
310201975 | 10) Weight loss by thumbling test (per ASTM C421-08)
310201975 | a) Percent mass loss after first 10 min., allowed value: 20% max.
310201975 | b) Percent mass loss after second 10 min., allowed value: 40% max.
310201975
310201975 | ITEM TO COMPLY WITH THE FOLLOWING:
310201975 | a) MANUFACTURING AND TESTING PER ASTM C533 TYPE I
310201975 | b) REG GUIDE 1.36 FOR (Cl+F) AND (Na+SiO(3)) TO PREVENT STRESS CORROSION
310201975 | OF AUSTENITIC STEEL.
310201975 | c) KEPCO SPECIFICATION 0-193-M293
310201975
310201975 | USE WITH:
310201975 | PLANT PIPES AND EQUIPMENT, CGI - OUTSIDE CONTAINMENT, ANTI-SWEAT
310201975 | INSULATION OF HVAC PIPING
310201975
310201975 | ---------------------------------------------------------------
310201975 | MANUFACTURER: Zhejiang ASKE Building Materials Technology Corp
310201975 | PART NO: ASC CS220
310201975
310201975 | OEM: HSJV (HYUNDAI SAMSUNG JOINT VENTURE)
310201975 | PART NO: BY DESCRIPTION
310201975
310201975 | MANUFACTURER: VARIOUS
310201975 | PART NO: BY DESCRIPTION
310201975
310201975 | ----------------------------------------------------------------
310201975
310201975 | QUALITY REQUIREMENTS:
310201975
310201975 | Packing Slip or Equivalent Commercial Certification is required. It
310201975 | must specify the Item description and part number (if available) in
310201975 | order to confirm that the item meets the requirements of the PO.
310201975
310201975 | INCLUDE 'Z_NPE_GENERAL PACKAGING' OBJECT TEXT ID ST
310201975
310201975 | INCLUDE 'Z_NPE_MATERIAL CERT' OBJECT TEXT ID ST
310201975
310201975
310201975
310201975
310201976 | COVER,PIPE:CALCIUM SILICATE,3.0"T,18.0"
310201976
310201976 | PIPE INSULATION COVER
310201976 | MATERIAL: CALCIUM SILICATE
310201976 | DIAMETER: 18.0"
310201976 | THICKNESS: 3.0"T
310201976 | LENGTH: 24"
310201976
310201976 | The following characteristics/properties shall be measured and certified
310201976 | in line with ASTM C533 Type I:
310201976
310201976 | 1) Density (per ASTM C302): 240 kg/m3 max.
310201976 | 2) Compressive strength (per ASTM C165-07): 0.688 MPa min.
310201976 | 3) Flexural strength (per ASTM C203-05a): 0.344 MPa min.
310201976 | 4) Soaking heat linear shrinkage at 650 deg C (per ASTM C356-10): 2%
310201976 | max.
310201976 | 5) Moisture content (per ASTM C1616-07): 20% max.
310201976
310201976 | 6) Dimensional tolerances as per ASTM C585-10, as follows:
310201976 | a) ID +2.4/-1.6mm
310201976 | b) OD +/-7.9mm
310201976 | c) Length +/-3.2mm
310201976 | d) Thickness +/-3.2mm
310201976
310201976 | 7) Hot surface performance
310201976 | a) Warpage (per ASTM C411): 6mm max.
310201976 | b) Cracking: Completely through without crack
310201976
310201976 | 8) Surface burning characteristics (per ASTM E84)
310201976 | a) Flame spread index, allowed value: 0
310201976 | b) Smoke density index, allowed value: 0
310201976
310201976 | 9) Thermal conductivity (per ASTM C177-10)
310201976 | a) at 38 deg C (100 deg F): 0.059 W/(m.K) max.
310201976 | b) at 93 deg C (200 deg F): 0.065 W/(m.K) max.
310201976
310201976 | 10) Weight loss by thumbling test (per ASTM C421-08)
310201976 | a) Percent mass loss after first 10 min., allowed value: 20% max.
310201976 | b) Percent mass loss after second 10 min., allowed value: 40% max.
310201976
310201976 | ITEM TO COMPLY WITH THE FOLLOWING:
310201976 | a) MANUFACTURING AND TESTING PER ASTM C533 TYPE I
310201976 | b) REG GUIDE 1.36 FOR (Cl+F) AND (Na+SiO(3)) TO PREVENT STRESS CORROSION
310201976 | OF AUSTENITIC STEEL.
310201976 | c) KEPCO SPECIFICATION 0-193-M293
310201976
310201976 | USE WITH:
310201976 | PLANT PIPES AND EQUIPMENT, CGI - OUTSIDE CONTAINMENT, ANTI-SWEAT
310201976 | INSULATION OF HVAC PIPING
310201976
310201976 | ---------------------------------------------------------------
310201976 | MANUFACTURER: Zhejiang ASKE Building Materials Technology Corp
310201976 | PART NO: ASC CS220
310201976
310201976 | OEM: HSJV (HYUNDAI SAMSUNG JOINT VENTURE)
310201976 | PART NO: BY DESCRIPTION
310201976
310201976 | MANUFACTURER: VARIOUS
310201976 | PART NO: BY DESCRIPTION
310201976
310201976 | ----------------------------------------------------------------
310201976
310201976 | QUALITY REQUIREMENTS:
310201976
310201976 | Packing Slip or Equivalent Commercial Certification is required. It
310201976 | must specify the Item description and part number (if available) in
310201976 | order to confirm that the item meets the requirements of the PO.
310201976
310201976 | INCLUDE 'Z_NPE_GENERAL PACKAGING' OBJECT TEXT ID ST
310201976
310201976 | INCLUDE 'Z_NPE_MATERIAL CERT' OBJECT TEXT ID ST
310201976
310201976
310201976
310201976
310202019 | BOTTOM:TRITRATION VESSEL,20ML
310202019
310202019 | MATERIAL: CLEAR GLASS
310202019 | HEIGHT: 80MM
310202019 | OUTER DIAMETER: 78MM
310202019 | VOLUME: 20mL
310202019
310202019 | MANUFACTURER: METROHM
310202019 | PART NUMBER: 61415220
310202019
310202025 | INSERT:PTFE,3XSGJ14/4X6.4MM
310202025
310202025 | MATERIAL: PTFE
310202025
310202025 | MANUFACTURER: METROHM
310202025 | PART NUMBER: 61458040
310202025
310202025
320200048 | NOTEBOOK:A5,COVER 352 GSM,NAWAH
320200048
320200048 | SIZE : A5
320200048 | MATERIAL: COVER 352 GSM 4X0 COLORS LAMINATED WITH 50
320200048 | COMMON SHEETS AND FINISHING WIRO BINDING
320200048 | BRANDING: FULL COLOR PRINTING
320200048
320200048
410200006 | Cabinet, FME, Electrical
410200006
410200006 | FME 1 PLUS, ELECTRICAL CABINET WITH CUSTOM BREAKER COVERS
410200006 | Size: 36" x 30" x 78"
410200006 | Color: Orange
410200006
410200006 | Equivalent to Alphasource(FME-CAB1P-ELEC-OR)
410200006
410200006
410200006
410200016 | TOOL HOLDER
410200016
410200016 | Vendor : Tong Il Plant Machine Co.,Ltd
410200016 | Part No : E12-M222-6.01.A
410200016 | Description : OSP-OD. Rough Tool Holder
410200016 | Contract No : M222
410200016 | Drawing No : -
410200016 | Specification No : -
410200016 | Technical Manual No : -
410200016
410200134 | HOSE, HIGH TEMP, FME, 3FT LENGTH
410200134
410200134 | HIGH TEMP HOSE, FME
410200134 | SIZE: 0.5IN X 3FT
410200134 | PART NUMBER: F-IPHSCVR-REG
410200134 | VENDOR: ALPHASOURCE
410200134
410200134
410200391 | HANDLE, MANUAL CHARGING,F/HAND CRANK
410200391
410200391 | HANDLE, DRAW-OUT, FOR HAND CRANK FOR RACK-IN/RACK-OUT WITHDRAWABLE
410200391 | PARTS.
410200391 | DRAWING NUMBER: 55213163003
410200391
410200391 | PART NUMBER: 10166666
410200391 | MANUFACTURER : ,,LS IS
410200391 | HYOSUNG CORPORATION
410200391
410200419 | SLING:ROUNG,ENDLESS,2T,3M LG,BS EN1492-2
410200419
410200419 | SLING, ROUND, ENDLESS<(>,<)>
410200419 | 2TON X 3M (BS EN 1492-2)<(>,<)>
410200419 | WORKING LOAD LIMIT: 2 TON (2000 KG)<(>,<)>
410200419 | LENGTH: 3 m<(>,<)>
410200419 | MATERIAL POLYESTER<(>,<)>
410200419 | MADE ACCORDING TO BRITISH STANDARD (BS) EN 1492-2<(>,<)>
410200419 | SAFETY FACTOR 7: 1<(>,<)>
410200419
410200419 | PART NUMBER: SEE DESCRIPTION
410200419 | MANUFACTURER: VARIOUS
410200419
410200419
410200419 | INCLUDE 'Z_NPE_COMMERCIAL QA' OBJECT TEXT ID ST
410200419 | INCLUDE 'Z_NPE_PC3 MATERIAL' OBJECT TEXT ID ST
410200419 | INCLUDE 'Z_NPE_GENERAL PACKAGING' OBJECT TEXT ID ST
410200419 | INCLUDE 'Z_NPE_CERT OF COMPLIANCE' OBJECT TEXT ID ST
410200419 | INCLUDE Z_NPE_RIGGING OBJECT TEXT ID ST
410200419 | INCLUDE 'Z_NPE_SHELF LIFE' OBJECT TEXT ID ST
410200419
410200419
410200419
410200420 | SLING:ROUNG,ENDLESS,2T,4M LG,BS EN1492-2
410200420
410200420 | SLING, ROUND, ENDLESS<(>,<)>
410200420 | 2TON X 4M (BS EN 1492-2)<(>,<)>
410200420 | WORKING LOAD LIMIT: 2 TON (2000 KG)<(>,<)>
410200420 | LENGTH: 4 m<(>,<)>
410200420 | MATERIAL POLYESTER<(>,<)>
410200420 | MADE ACCORDING TO BRITISH STANDARD (BS) EN 1492-2<(>,<)>
410200420 | SAFETY FACTOR 7: 1<(>,<)>
410200420
410200420 | PART NUMBER: SEE DESCRIPTION
410200420 | MANUFACTURER: VARIOUS
410200420
410200420
410200420 | INCLUDE 'Z_NPE_COMMERCIAL QA' OBJECT TEXT ID ST
410200420 | INCLUDE 'Z_NPE_PC3 MATERIAL' OBJECT TEXT ID ST
410200420 | INCLUDE 'Z_NPE_GENERAL PACKAGING' OBJECT TEXT ID ST
410200420 | INCLUDE 'Z_NPE_CERT OF COMPLIANCE' OBJECT TEXT ID ST
410200420 | INCLUDE Z_NPE_RIGGING OBJECT TEXT ID ST
410200420 | INCLUDE 'Z_NPE_SHELF LIFE' OBJECT TEXT ID ST
410200420
410200420
410200420
410200421 | SLING:ROUNG,ENDLESS,2T,6M LG,BS EN1492-2
410200421
410200421 | SLING, ROUND, ENDLESS<(>,<)>
410200421 | 2TON X 6M (BS EN 1492-2)<(>,<)>
410200421 | WORKING LOAD LIMIT: 2 TON (2000 KG)<(>,<)>
410200421 | LENGTH: 6 m<(>,<)>
410200421 | MATERIAL POLYESTER<(>,<)>
410200421 | MADE ACCORDING TO BRITISH STANDARD (BS) EN 1492-2<(>,<)>
410200421 | SAFETY FACTOR 7: 1<(>,<)>
410200421
410200421 | PART NUMBER: SEE DESCRIPTION
410200421 | MANUFACTURER: VARIOUS
410200421
410200421
410200421 | INCLUDE 'Z_NPE_COMMERCIAL QA' OBJECT TEXT ID ST
410200421 | INCLUDE 'Z_NPE_PC3 MATERIAL' OBJECT TEXT ID ST
410200421 | INCLUDE 'Z_NPE_GENERAL PACKAGING' OBJECT TEXT ID ST
410200421 | INCLUDE 'Z_NPE_CERT OF COMPLIANCE' OBJECT TEXT ID ST
410200421 | INCLUDE Z_NPE_RIGGING OBJECT TEXT ID ST
410200421 | INCLUDE 'Z_NPE_SHELF LIFE' OBJECT TEXT ID ST
410200421
410200421
410200421
410200790 | SIGN:7POCKET,YL,MAGENTA CAUTION
410200790
410200790 | SIGN,7 POCKET,.100 POLYETHYLENE WITH .020 CLEAR LEXAN ON FACE,GROMMETED
410200790 | ,YELLOW,MAGENTA CAUTION AND TRIFOIL
410200790
410200790
410200790
410200790
410200816 | SIGN,INSERT:VINYL,YELLOW/MAGENTA,1.5"X8"
410200816
410200816 | INSERT - AUTHORIZED PERSONNEL ONLY, 1 1/2" X 8" VINYL,YELLOW AND MAGENTA
410200816
410200816
410200816
410200816
410200816
410200846 | COVER,FME:111L X 45W X 78H,SS,F/TRAINER
410200846
410200846 | FME CUSTOM COVER; DIMENSIONS 111Lx45Wx78H. SS, "FME, DAC PROCESS CONTROL
410200846 | TRAINER" , DOCUMENT POCKET 9"x12". HOOK LOOP SEAM, ORANGE 400 DENIER
410200846 | FABRIC COMPLIANT WITH NFPA 701 LARGE SCALE TEST METHOD 2 <(>&<)> NFPA
410200846 | 805
410200846
410200846 | VENDOR NAME: ALPHASOURCE
410200846 | VENDOR PART NUMBER: F-BC-DAC-PCT-HL/DP
410200846
410201132 | PUNCH SET:2-60MM,F/GASKET HOLE,WAD PUNCH
410201132
410201132 | GASKET HOLE PUNCH
410201132 | WAD PUNCH SET COMPLETE IN A CASE
410201132 | DIAMETER: 2-60MM
410201132
410201132 | MANUFACTURER: HOFFMANN GROUP
410201132 | PART NUMBER: 832100_2-60
410201132 | MODEL NUMBER: 605.42
410201132
410201377 | LEAD,TEST:BANANA PLUG,48.0",DOUBLE
410201377
410201377 | 48.0" (1219.20MM) BANANA PLUG, DOUBLE, STACKABLE TO BANANA PLUG, SINGLE,
410201377 | STACKABLE (2) PATCH CORD 300VAC
410201377
410201377 | MANUFACTURER: POMONA ELECTRONICS
410201377 | PART NUMBER: 1368-A-48
410201377
410201396 | ADAPTER:CONNECTOR,COAXIAL,BNC PLUG,50OHM
410201396
410201396 | ADAPTER COAXIAL CONNECTOR BNC PLUG, MALE PIN TO BNC JACK, FEMALE SOCKET
410201396 | (2) 50OHM
410201396
410201396 | MANUFACTURER: POMONA ELECTRONICS
410201396 | PART NUMBER: 4896
410201396
410201397 | ADAPTER:CONNECTOR,COAXIAL,BNC JACK,50OHM
410201397
410201397 | ADAPTER COAXIAL CONNECTOR BNC JACK, FEMALE SOCKET TO BNC JACK, FEMALE
410201397 | SOCKET 50OHM
410201397
410201397 | MANUFACTURER: POMONA ELECTRONICS
410201397 | PART NUMBER: 3283
410201397
410201941 | CASE,CUSTOM:F/SOCKETS,IBS FLIGHT CASES
410201941
410201941 | CUSTOM CASE FOR SOCKETS WITH HEAVY BOXES INCLUDING TOP HINGED LID WITH
410201941 | GASTRTUT AND FRONT TOP HALF OPENING ON PALLET FEET.
410201941
410201941 | MANUFACTURER: HYTORC
410201941 | PART NUMBER: IBS FLIGHT CASES
410201941
410202044 | SLING:SYNTHETIC ROUND ENDLESS,10 TON,8M
410202044
410202044 | SLING, ROUND, TUBULAR, SYNTHETIC
410202044 | Safe Working Load (SWL): 10 ton (10000 kg)
410202044 | Length: 8 meter
410202044 | Color: Orange
410202044 | Standard: BS EN 1492-2, ASME B30.9
410202044
410202044 | ----------------------------
410202044 | MANUFACTURER: CARL STAHL
410202044 | PART NO: 4503.02.50
410202044 | ----------------------------
410202044
410202044 | TECHNICAL AND QUALITY REQUIREMENTS:
410202044
410202044 | INCLUDE 'Z_NPE_PC3 MATERIAL' OBJECT TEXT ID ST
410202044
410202044 | INCLUDE 'Z_NPE_COMMERCIAL QA' OBJECT TEXT ID ST
410202044
410202044 | INCLUDE 'Z_NPE_CERT OF COMPLIANCE' OBJECT TEXT ID ST
410202044
410202044 | INCLUDE 'Z_NPE_GENERAL PACKAGING' OBJECT TEXT ID ST
410202044
410202044 | INCLUDE Z_NPE_RIGGING OBJECT TEXT ID ST
410202044
410202044
410202044
410202045 | SLING:SYNTHETIC ROUND ENDLESS,15 TON,10M
410202045
410202045 | SLING, ROUND, TUBULAR, SYNTHETIC
410202045 | Safe Working Load (SWL): 15 ton (15000 kg)
410202045 | Length: 10 meter
410202045 | Standard: BS EN 1492-2, ASME B30.9
410202045
410202045 | ----------------------------
410202045 | MANUFACTURER: CARL STAHL
410202045 | PART NO: BY DESCRIPTION
410202045 | ----------------------------
410202045
410202045 | TECHNICAL AND QUALITY REQUIREMENTS:
410202045
410202045 | INCLUDE 'Z_NPE_PC3 MATERIAL' OBJECT TEXT ID ST
410202045
410202045 | INCLUDE 'Z_NPE_COMMERCIAL QA' OBJECT TEXT ID ST
410202045
410202045 | INCLUDE 'Z_NPE_CERT OF COMPLIANCE' OBJECT TEXT ID ST
410202045
410202045 | INCLUDE 'Z_NPE_GENERAL PACKAGING' OBJECT TEXT ID ST
410202045
410202045 | INCLUDE Z_NPE_RIGGING OBJECT TEXT ID ST
410202045
410202045
410202045
410202045
410202046 | SLING:SYNTHETIC ROUND ENDLESS,20 TON,10M
410202046
410202046 | SLING, ROUND, TUBULAR, SYNTHETIC
410202046 | Safe Working Load (SWL): 20 ton (20000 kg)
410202046 | Length: 10 meter
410202046 | Standard: BS EN 1492-2, ASME B30.9
410202046
410202046 | ----------------------------
410202046 | MANUFACTURER: CARL STAHL
410202046 | PART NO: BY DESCRIPTION
410202046 | ----------------------------
410202046
410202046 | TECHNICAL AND QUALITY REQUIREMENTS:
410202046
410202046 | INCLUDE 'Z_NPE_PC3 MATERIAL' OBJECT TEXT ID ST
410202046
410202046 | INCLUDE 'Z_NPE_COMMERCIAL QA' OBJECT TEXT ID ST
410202046
410202046 | INCLUDE 'Z_NPE_CERT OF COMPLIANCE' OBJECT TEXT ID ST
410202046
410202046 | INCLUDE 'Z_NPE_GENERAL PACKAGING' OBJECT TEXT ID ST
410202046
410202046 | INCLUDE Z_NPE_RIGGING OBJECT TEXT ID ST
410202046
410202046
410202046
410202047 | SLING:SYNTHETIC ROUND ENDLESS,30 TON,3M
410202047
410202047 | SLING, ROUND, TUBULAR, SYNTHETIC
410202047 | Safe Working Load (SWL): 30 ton (30000 kg)
410202047 | Length: 3 meter
410202047 | Standard: BS EN 1492-2, ASME B30.9
410202047
410202047 | ----------------------------
410202047 | MANUFACTURER: CARL STAHL
410202047 | PART NO: BY DESCRIPTION
410202047 | ----------------------------
410202047
410202047 | TECHNICAL AND QUALITY REQUIREMENTS:
410202047
410202047 | INCLUDE 'Z_NPE_PC3 MATERIAL' OBJECT TEXT ID ST
410202047
410202047 | INCLUDE 'Z_NPE_COMMERCIAL QA' OBJECT TEXT ID ST
410202047
410202047 | INCLUDE 'Z_NPE_CERT OF COMPLIANCE' OBJECT TEXT ID ST
410202047
410202047 | INCLUDE 'Z_NPE_GENERAL PACKAGING' OBJECT TEXT ID ST
410202047
410202047 | INCLUDE Z_NPE_RIGGING OBJECT TEXT ID ST
410202047
410202047
410202047
410202197 | BLOCK,CALIBRATION:COMPONENT UT,RV-06
410202197
410202197 | COMPONENT UT CALIBRATION BLOCK (PLANT 1)
410202197 | INLET <(>&<)> OUTLET NOZZLE PROFILE
410202197 | MATERIAL: MDF A508 GR.3, CL.1
410202197
410202197 | MANUFACTURER: DOOSAN HEAVY IND. <(>&<)> CON.
410202197 | PART NUMBER: RV-06
410202197
410202407 | GUN,GREASE:LEVER ACTION,ORANGE
410202407
410202407 | LEVER ACTION GREASE GUN,
410202407 | COLOR: ORANGE
410202407
410202407 | MANUFACTURER: OILSAFESYSTEM
410202407 | PART NUMBER: 330306
410202407
410202500 | PLIERS:SNAP RING,16",INT-EXT SET
410202500
410202500 | 16" SNAP RING PLIERS SET,
410202500 | CONSISTING OF;
410202500 | - 16" INTERNAL LONG REACH SNAP RING PLIER
410202500 | - 16" LONG EXTERNAL SNAP RING PLIER
410202500
410202500 | MANUFACTURER: ABN (or OTHERS)
410202500 | PART NUMBER: 1934 (or EQUIVALENT)
410202500
410202665 | STAIR,FOLDING:CROSSOVER,1.4-2.0M H,600MM
410202665
410202665 | FOLDING STAIRS <(>&<)> CROSSOVERS,
410202665 | TREADS SELF LEVEL TO SUIT ANY HEIGHT WITHIN STAIRS RANGE
410202665 | 1.4M TO 2.0M HEIGHT HAS 9 STEPS ADJUSTABLE
410202665 | STAIR WIDTH: 600 MM
410202665 | LOAD CAPACITY: 500 KG
410202665
410202665 | MANUFACTURER: ALL POINT DISTRIBUTORS LTD or equivalent
410202665
410202762 | BAR:COPPER,ROUND,25 DIA X 1000MM
410202762
410202762 | COPPER ROUND BAR,
410202762 | SIZE: 25 DIA X 1000MM
410202762
410202762 | MANUFACTURER: WOLLSCHLAEGER or equivalent
410202762
410202762
410202844 | SANDPAPER,ABRASIVE:SHEET,9" X 11",400 GR
410202844
410202844 | SANDPAPER CLOTH ABRASIVE SHEET,
410202844 | SIZE: 9" X 11"
410202844 | GRIT: 400
410202844
410202844 | PACKING UNIT: 3PCS/PACK
410202844
410202844 | MANUFACTURER: WOLLSCHLAEGER or equivalent
410202844
410202898 | LOCK:USB PORT,12.3x10x4.6mm,1g,CSK-ULI0
410202898
410202898 | USB PORT LOCK
410202898 | WIDTH 12.3 × LENGTH 10 × HEIGHT 4.6mm, WEIGHT 1.0g
410202898 | WEIGHT :1.0G
410202898
410202898 | PART NUMBER: CSK-ULI0
410202898 | MANUFACTURER: SMART KEEPER
410202898
410202917 | PISTON:F/ICS-1100
410202917
410202917 | PISTON
410202917 | FOR ICS-1100, ION CHROMATOGRAPHY SYSTEM(THERMO SCIENTIFIC)
410202917
410202917 | PART NUMBER: 52840
410202917 | MANUFACTURER: THERMO SCIENTIFIC
410202917
410203274 | WRENCH,CROWFOOT:3/8 SQ DR,OPEN,12MM,12PT
410203274
410203274 | CROWFOOT WRENCH
410203274 | SIZE: 12MM
410203274 | DRIVE: 3/8" SQUARE DRIVE
410203274 | TYPE: OPEN END
410203274 | MATERIAL: STEEL OR BLACK OXIDE
410203274 | STYLE: 12 POINT
410203274 | STANDARD: ISO 25.140 or equivalent
410203274
410203281 | WRENCH,CROWFOOT:3/8 SQ DR,OPEN,19MM,12PT
410203281
410203281 | CROWFOOT WRENCH
410203281 | SIZE: 19MM
410203281 | DRIVE: 3/8" SQUARE DRIVE
410203281 | TYPE: OPEN END
410203281 | MATERIAL: STEEL OR BLACK OXIDE
410203281 | STYLE: 12 POINT
410203281 | STANDARD: ISO 25.140 or equivalent
410203281
410203322 | WRENCH,CROWFOOT:1/2 SQ DR,OPEN,29MM,12PT
410203322
410203322 | CROWFOOT WRENCH
410203322 | SIZE: 29MM
410203322 | DRIVE: 1/2" SQUARE DRIVE
410203322 | TYPE: OPEN END
410203322 | MATERIAL: STEEL OR BLACK OXIDE
410203322 | STYLE: 12 POINT
410203322 | STANDARD: ISO 25.140 or equivalent
410203322
410203442 | BASE JACK,SCAFFOLDING:76CM H-E15X15,Ø38
410203442
410203442 | SHORELOK-BASE JACK, F/SCAFFOLDING
410203442 | 76CM HOLLOW ELECTROPLATED 15X15 CM - 38 DIA.
410203442
410203442 | PART NUMBER: BY DESCRIPTION
410203442 | MANUFACTURER: SCAFFCO
410203442
410203759 | ADAPTER:1X3/4",F/TORQUE WRENCH
410203759
410203759 | ADAPTER FOR TORQUE WRENCH
410203759 | 1" FEMALE X 3/4" MALE, IMPACT SOCKET ADAPTER
410203759
410203759 | MANUFACTURER: SUNEX OR VARIOUS
410203759 | PART NUMBER: 5303 OR EQUIVALENT
410203759
410203759
410203781 | FLASHLIGHT:550LUX,90K LUMEN,CHARGEABLE
410203781
410203781 | FLASHLIGHT
410203781 | INCLUDING 2 RECHARGEABLE BATTERIES
410203781 | 90,000 LUMENS
410203781 | 550LUX AT THE DISTANCE OF 10 METERS
410203781 | EQUIP THE LANYARD CONNECTION
410203781 | BATTERIES: MORE THAN 12,000mAh
410203781
410203781 | MANUFACTURER: CHASINGLEE, FOLETOOO, OR VARIOUS
410203781 | MODEL NUMBER: C-1, FOLETOOO XHP 90, OR EQUIVALENT
410203781
410203781
410203824 | SOCKET,SET:HEX,1/2",44 PIECE,954N
410203824
410203824 | HEXAGON SOCKET SET, 1/2", 44 PIECES
410203824
410203824 | MODEL NUMBER: 954N OR EQUIVALENT
410203824 | MANUFACTURER: HAZET / VARIOUS
410203824
410203824
410203866 | COLUMN:IC GUARD,F/LI ANALYSIS
410203866
410203866 | IC(ION CHROMATOGRAPHY) GUARD COLUMN
410203866 | METROSEP C 6 GUARD/4.0
410203866
410203866 | FOR LI ANALYSIS
410203866
410203866 | MANUFACTURER: METROHM
410203866 | MODEL NUMBER: METROHM IC 930
410203866 | PART NUMBER: 61051500
410203866
410204012 | INTERCOM,SYS:WIRELESS,4WAY,900M,10HRS
410204012
410204012 | SENA WIRELESS INTERCOM SYSTEM, BLUTOOTH 3.0
410204012
410204012 | WITH 4 WAYS INTERCOM
410204012
410204012 | MANUFACTURER NAME: SENA
410204012 | PART NUMBER: EXPAND-10
410204012 | MODEL: EXPAND BOOM
410204012
410204201 | WRENCH,RATCHET:3/8"
410204201
410204201 | RATCHET WRENCH
410204201 | DRIVE SIZE 3/8"
410204201 | SWITCH TYPE : BUTTON ACTUATION, VARIABLE SPEED
410204201 | FREE SPEED 220 RPM
410204201 | RECOMMENDED TORQUE RANGE 14-81NM(10 TO 60 FT-LBS)
410204201 | MAX TORQUE 103NM, WEIGHT 1.5KG, LENGTH 305MM
410204201
410204201 | MANUFACTURER: INGERSOLL RAND OR VARIOUS
410204201 | PART NUMBER: 109XPA OR EQUIVALENT
410204201
720200024 | OIL, REFRIGERANT, POE 68 (ICECOLD SW-68)
720200024
720200024 | SYNTHETIC ESTER REFRIGERATION LUBRICANT
720200024 | POE 68 (ICECOLD SW-68)
720200024 | PACKAGING STANDARD: 20 LITER PAIL
720200024
720200024 | COMPATIBLE FOR R-134A REFRIGERANT COMPRESSORS
720200024
720200024 | NAWAH INTERNAL NOTE:
720200024 | FOR USE ON NON-SAFETY RELATED CHILLERS
720200024
720200024 | -----------------------------
720200024 | PRODUCT DESCRIPTION: POE 68 (ICECOLD SW-68)
720200024 | VENDOR: JAPAN SUN OIL COMPANY, LTD.
720200024 | EQUIPMENT SUPPLIER: CENTURY
720200024 | -----------------------------
720200024
720200024 | INCLUDE 'Z_NPE_GENERAL PACKAGING' OBJECT TEXT ID ST
720200024
720200024
720200024
720200024
720200024
720200024
720200024
720200170 | STANDARD,CALIBRATION:TURBIDITY 1 NTU
720200170
720200170
720200170 | TURBIDITY STANDARD, 1 NTU CALIBRATION STANDARD, FORMAZIN
720200170
720200170 | GRADE : CERTIFIED REFERENCE MATERIAL
720200170 | CONCENTRATION: IN H2O
720200170 | FORMAT : MATRIX MATERIAL
720200170
720200170 | MANUFACTURER: VARIOUS
720200170 | P/N: PER DESCRIPTION
720200170
720200170 | TECHNICAL REQUIREMENTS:
720200170
720200170 | A MATERIAL SAFETY DATASHEET SHALL BE SUPPLIED FOR ITEM;
720200170
720200170 | EXPIRATION DATES, AND BATCH OR LOT DATES, SHALL BE MARKED ON THE ITEM
720200170 | CONTAINER OR ON ITS PACKAGING MATERIAL OR INCLUDED AS A SEPARATE
720200170 | CERTIFICATION;
720200170
720200170 | ----------------------------------------------------------------
720200170
720200170 | Quality Control Standards:
720200170 | INCLUDE 'Z_NPE_GENERAL PACKAGING' OBJECT TEXT ID ST
720200170 | ,,
720200170 | INCLUDE 'Z_NPE_CHEMISTRY STANDARDS' OBJECT TEXT ID ST
720200170
720200170
720200170
720200453 | CHEM:SOLUTION,SODIUM HYDROXIDE,LIQUID
720200453
720200453 | CONCENTRATION : 0.0995 TO 0.1005N
720200453 | UN NUMBER : 1824
720200453 | IDENTIFICATION : PASS TEST
720200453 | PHYSICAL FORM : LIQUID
720200453 | GRADE : CERTIFIED
720200453 | PACKAGING : POLYPAC™
720200453 | TRACEABILITY TO NIST : LOT 84L POTASSIUM ACID PHTHALATE
720200453 | COLOR : UNDESIGNATED
720200453 | QUANTITY : 20L
720200453 | CHEMICAL NAME OR MATERIAL: SODIUM HYDROXIDE SOLUTION, 0.1N (N/10)
720200453
720200453 | MANUFACTURER: VARIOUS
720200453 | P/N: PER DESCRIPTION
720200453
720200453
720200453 | INCLUDE 'Z_NPE_CHEMISTRY STANDARDS' OBJECT TEXT ID ST
720200453
720200453
720200638 | INK:MAGNETIC,7HF,BLACK,F/NDT INSPECTION
720200638
720200638 | AEROSOL, MAGNAVIS® 7HF, 400mL/CAN
720200638
720200638 | FOR USE WITH;
720200638 | NON-DESTRUCTIVE EXAMINATION(MT) ON THE WELDING
720200638
720200638 | MANUFACTURER: MAGNAFLUX
720200638 | PART NUMBER: 7HF
720200638 | =============================================================
720200638 | PACKING SLIP IS REQUIRED. IT MUST SPECIFY THE ITEM DESCRIPTION AND PART
720200638 | NUMBER (IF AVAILABLE) IN ORDER TO CONFORM THAT THE ITEM MEETS THE
720200638 | REQUIREMENTS OF THE PO.
720200638 | =============================================================
720200638 | QUALITY REQUIREMENTS:
720200638 | INCLUDE 'Z_NPE_GENERAL PACKAGING' OBJECT TEXT ID ST
720200638
720200638 | INCLUDE 'Z_NPE_CONTAMINANTS CERT' OBJECT TEXT ID ST
720200638
720200638
720200638
720200638
720200638
720200940 | COATING:EH6270(S),MUNSELL # 2.5 Y 8.5/2
720200940
720200940 | COATING, TWO-COMPONENT, POLYAMIDE CURED, EPOXY RESIN BASED, HIGH-BUILD
720200940
720200940 | TYPE: KOREPOX H.B
720200940 | COLOR: MUNSELL NO. 2.5 Y 8.5/2
720200940 | FINISH: GLOSS / SEMI-GLOSS
720200940 | PACKING: SUPPLIED IN PACKS (2-COMPONENT), 15L/PACK
720200940
720200940 | USED FOR:
720200940 | SOLVENT BASED HIGH BUILD EPOXY FINISH COATING
720200940 | FOR COATING ON STEEL, CAST IRON, CONCRETE, CEMENT PLASTER/GYPSUM PLASTER
720200940 | - INDOOR/OUTDOOR
720200940
720200940 | -------------------------------
720200940 | MANUFACTURER: KCC CORPORATION
720200940 | PART NO: EH 6270(S)
720200940 | -------------------------------
720200940
720200940 | QUALITY REQUIREMENTS:
720200940
720200940 | INCLUDE 'Z_NPE_COATING NON SAFETY' OBJECT TEXT ID ST
720200940
720200940 | INCLUDE 'Z_NPE_GENERAL PACKAGING' OBJECT TEXT ID ST
720200940
720200940 | INCLUDE 'Z_NPE_SHELF LIFE 3YR OR LESS' OBJECT TEXT ID ST
720200940
720200940 | --------------------------------------------------------------
720200940
720200940
720200940
730200436 | WRENCH,TORQUE:12.7MM DR,20-200NM,DIAL
730200436
730200436 | WRENCH, TORQUE, 12.7MM DRIVE, RANGE: 20-200 NM, INCREMENTS: 2 NM,
730200436 | ACCURACY: +/-3%, LENGTH: 500MM, DIAL INDICATING
730200436
730200436 | MANUFACTURER: TOHNICHI
730200436 | PART NUMBER: DB200N-S
730200436
730200436 | THE ITEM IS CLASSIFIED AUGMENTED QUALITY, PURCHASE CLASS PC3
730200436
730200436 | QUALITY CONTROL STANDARDS:
730200436
730200436 | INCLUDE 'Z_NPE_COMMERCIAL QA' OBJECT TEXT ID ST
730200436
730200436 | INCLUDE Z_NPE_17025 OBJECT TEXT ID ST
730200436
730200436 | INCLUDE 'Z_NPE_PC3 MATERIAL' OBJECT TEXT ID ST
730200436
730200436 | INCLUDE 'Z_NPE_GENERAL PACKAGING' OBJECT TEXT ID ST
730200436
730200436 | INCLUDE Z_NPE_CALIBRATION OBJECT TEXT ID ST
730200436
730200436
730200443 | WRENCH,TORQUE:3/8" SQ.DR,23.7-105.1 NM
730200443
730200443 | WRENCH, TORQUE, OVERALL LENGTH: 16-1/8", ACCURACY: +/- 6% OF SETTING<(>
730200443 | ,<)>
730200443 | DRIVE SIZE: 3/8" SQUARE<(>,<)>
730200443 | TORQUE: 15 - 75 LBF.FT OR 23.7 - 105.1 N.M
730200443
730200443 | MANUFACTURER: MOUNTZ
730200443 | PART NUMBER: 280035
730200443
730200443 | THE ITEM IS CLASSIFIED AUGMENTED QUALITY, PURCHASE CLASS PC3
730200443
730200443 | QUALITY CONTROL STANDARDS:
730200443
730200443 | INCLUDE 'Z_NPE_COMMERCIAL QA' OBJECT TEXT ID ST
730200443
730200443 | INCLUDE Z_NPE_17025 OBJECT TEXT ID ST
730200443
730200443 | INCLUDE 'Z_NPE_PC3 MATERIAL' OBJECT TEXT ID ST
730200443
730200443 | INCLUDE 'Z_NPE_GENERAL PACKAGING' OBJECT TEXT ID ST
730200443
730200443 | INCLUDE Z_NPE_CALIBRATION OBJECT TEXT ID ST
730200443
730200443
730200444 | WRENCH,TORQUE:1/2" SQ.DR,47.4-345.7 NM
730200444
730200444 | WRENCH, TORQUE, OVERALL LENGTH: 20-1/2", ACCURACY: +/- 6% OF SETTING<(>
730200444 | ,<)>
730200444 | DRIVE SIZE: 1/2" SQUARE<(>,<)>
730200444 | TORQUE: 30 - 250 LBF.FT OR 47.4 - 345.7 N.M
730200444
730200444 | MANUFACTURER: MOUNTZ
730200444 | PART NUMBER: 280037
730200444
730200444 | THE ITEM IS CLASSIFIED AUGMENTED QUALITY, PURCHASE CLASS PC3
730200444
730200444 | QUALITY CONTROL STANDARDS:
730200444
730200444 | INCLUDE 'Z_NPE_COMMERCIAL QA' OBJECT TEXT ID ST
730200444
730200444 | INCLUDE Z_NPE_17025 OBJECT TEXT ID ST
730200444
730200444 | INCLUDE 'Z_NPE_PC3 MATERIAL' OBJECT TEXT ID ST
730200444
730200444 | INCLUDE 'Z_NPE_GENERAL PACKAGING' OBJECT TEXT ID ST
730200444
730200444 | INCLUDE Z_NPE_CALIBRATION OBJECT TEXT ID ST
730200444
730200444
730200444
730200444
730200524 | TACHOMETER:LASER,14 FT,- 6 TO 99,999 RPM
730200524
730200524 | NON-CONTACT TACHOMETER
730200524 | • HIGH-PRECISION LASER : 14 FEET
730200524 | • MEASURING RANGE : - 6 TO 99,999 RPM
730200524 | • UPDATE TIME : 1 SECOND
730200524 | • OPERATING TEMP: 0 TO 45°C
730200524
730200524 | PART NUMBER: DT-207LR
730200524 | MANUFACTURER: SHIMPO
730200524
730200524 | QUALITY REQUIREMENTS
730200524
730200524 | INCLUDE Z_NPE_CALIBRATION OBJECT TEXT ID ST
730200524
730200524 | INCLUDE Z_NPE_17025 OBJECT TEXT ID ST
730200524
730200524
730200524
730200524
730200912 | CLAMPMETER:W/FLEXIBLE CURRENT PROBE
730200912
730200912 | AC/DC CLAMPMETER WITH FLEXIBLE CURRENT PROBE WITH AC CURRENT PROBES
730200912 | <(>,<)>
730200912 | AC/DC CURRENT PROBES<(>,<)>
730200912
730200912 | MANUFACTURER: FLUKE
730200912 | MODEL NUMBER: FLUKE 376
730200912
730200912
730200912 | Quality requirements:
730200912
730200912 | INCLUDE Z_NPE_17025 OBJECT TEXT ID ST
730200912 | INCLUDE Z_NPE_CALIBRATION OBJECT TEXT ID ST
730200912
730200912
730200912
730201117 | RATCHET LINK:85MM,8
730201117
730201117 | 85MM RATCHET LINK 8
730201117
730201117 | MANUFACTURER: HYTORC
730201117 | PART NUMBER: ST8-85MM
730201117
730201117 | QUALITY REQUIREMENTS:
730201117
730201117 | INCLUDE Z_NPE_CALIBRATION OBJECT TEXT ID ST
730201117
730201117 | INCLUDE Z_NPE_17025 OBJECT TEXT ID ST
730201117
730201117
730201117
730201117
730201117
730201129 | WRENCH,TORQUE:1/2" DRIVE,60-300NM
730201129
730201129 | TORQUE WRENCH 1/2" DRIVE, 60 - 300NM
730201129
730201129 | MANUFACTURER: WOLLSCHLAEGER
730201129 | MODEL NUMBER: 62380120
730201129
730201129 | QUALITY REQUIREMENTS:
730201129
730201129 | INCLUDE Z_NPE_CALIBRATION OBJECT TEXT ID ST
730201129
730201129 | INCLUDE Z_NPE_17025 OBJECT TEXT ID ST
730201129
730201129
730201129
730201129
730201129
730201608 | CALIBRATION:POT,2" FLANGED,SS,AFLAS,LBV
730201608
730201608 | CALIBRATION POT, 2" FLANGED
730201608 | - HOUSING MATERIAL: STAINLESS STEEL<(>,<)>
730201608 | - SEAL: AFLAS
730201608 | - SCALE: LITERS BY VOLUME (LBV)
730201608
730201608 | MODEL NUMBER: 15867-SS
730201608 | PART NUMBER: 15867-SS-A-LBV
730201608 | MANUFACTURER: KENCO ENGINEERING
730201608
730201608 | APPLICABLE TECHNICAL AND QUALITY REQUIREMENTS
730201608 | ----------------------------------------------------------------
730201608 | INCLUDE Z_NPE_17025 OBJECT TEXT ID ST
730201608
730201608 | INCLUDE Z_NPE_CALIBRATION OBJECT TEXT ID ST
730201608
730201608
730201608
740200295 | FALL LIMITER:PERSONAL,400LB LOAD,6FT LG
740200295
740200295 | PERSONAL FALL LIMITER
740200295
740200295 | MANUFACTURER : HONEYWELL MILLER
740200295 | PART NUMBER : MFL-2-Z7/6FT
740200295 | MAX. WORKING LOAD: 400 LBS (181.4 KG)
740200295 | LEGTH : 6 FT
740200295 | LINE MATERIAL : VECTRON CORE, POLYESTER JACKET
740200295
740200295 | DESCRIPTION : TURBOLITE W/STEEL TWIST-LOCK CARABINER
740200295 | STANDARD : ANSI Z359-2007 COMPLIANT LOCKING REBAR HOOK
740200295
740200403 | HIP WADERS:NYLON,SMALL
740200403
740200403 | HIP WADERS,100% WATERPROOF PVC/NYLON HIP WADERS
740200403 | SIZE: SMALL, 8
740200403
740200403
740200403
740200403
740200562 | GLASSES,SAFETY:POLYCARBONATE,GOLD LENS
740200562
740200562 | ITEM: SAFETY GLASSES, STEALTH 9000 SAFETY GLASS, GOLD LENS
740200562
740200562 | MANUFACTURER: JSP
740200562 | PART NO: ASA770-16R-100
740200562 | ----------------------------------------------------------
740200562
740200582 | GLOVES:EXAMINATION,NITRILE,SIZE L
740200582
740200582 | NITRILE EXAM GLOVE W/ EXTENDED CUFF, CHLORINATED, POWDER FREE, POLYMER
740200582 | COATED, TEXTURED FINGERS, COLOR BLUE, SIZE: LARGE, PACK OF 100 PER BOX
740200582
740200582 | PART NUMBER: ULTRASENSE EC USE-880-L
740200582 | MANUFACTURER: MICROFLEX
740200582
740200582 | ALTERNATIVE MANUFACTURER: ANSELL
740200582 | ALTERNATIVE PART NUMBER: 92-600-LARGE
740200582
740200597 | KIT,ARC FLASH:W/HOOD &HARD HAT,40CAL,XL
740200597
740200597 | 40 CAL ENESPRO AIRLITE™ ARC FLASH KIT WITH OPTISHIELD™ VENTED LIFT-FRONT
740200597 | HOOD <(>&<)> MSA V-GARD® HARD HAT
740200597
740200597 | ARC RATING: 43 CAL/CM2
740200597 | CAT : 4
740200597 | FABRICS : SUPER LIGHTWEIGHT 11.5OZ FABRIC SYSTEM WITH DRIFIRE® 4.4™
740200597 | SHELL OVER LAYERS OF DUPONT™ NOMEX®
740200597 | STANDARDS : ASTM F1506,OSHA 29 CFR 1910.269,NFPA 70E-2018 PPE CAT1,2,3
740200597 | <(>&<)>4
740200597
740200597 | KIT CONTENTS:
740200597 | GEAR BAG
740200597 | JACKET MADE WITH DRIFIRE™ <(>&<)> ARAMIDS
740200597 | BIB OVERALLS MADE WITH DRIFIRE™ <(>&<)> ARAMIDS
740200597 | OPTISHIELD™ 3PHASE™ 40 CAL FLIP-FRONT GREY HOOD
740200597 | MSA V-GARD® HARD HAT
740200597 | SAFETY GLASSES
740200597 | SILICONE EAR PLUGS
740200597
740200597 | SIZE: X-LARGE
740200597 | PART NUMBER: EN40KTNDNB01XL
740200597 | MANUFACTURER: ENESPRO
740200597
740200597
740200597
740200899 | PANTS,RAINWEAR:EVA FLEX,YL,SZ 3X
740200899
740200899 | PANTS, EVA FLEX RAINWEAR
740200899 | COLOR: YELLOW
740200899 | SIZE: 3X
740200899
740200899
740200899
750200143 | BOARD:CONTROL,ASSY,CONTROL BOARD,
750200143
750200143 | CONTROL BOARD ASSY
750200143 | MANUFACTURER NAME: SMITH DETECTION
750200143 | PART NUMBER: 4824488T-03
750200143 | MODEL NUMBER: IONSCAN 600
750200143 | PPS MATERIAL CODE: 100110013
750200143
750200248 | ASSY:V2ISU
750200248
750200248 | ASSY,V2ISU
750200248 | MANUFACTURER NAME: L3
750200248 | PART NUMBER: 1000-11991-00
750200248 | PPS MATERIAL CODE: 100130003
750200248
750200248
750200323 | CHAIN,ROLLER:SINGLE 10B-1
750200323
750200323 | ROLLER CHAIN, SINGLE 10B-1 ROLLENKETTE, WARTUNGSARME AUSFÜHRUNG
750200323 | MANUFACTURER NAME: GUNNEBO
750200323 | PART NUMBER: 203008
750200323 | PPS MATERIAL CODE: 100180014
750200323
750200323
750200617 | KEY SET:HEX,INCH SIZE
750200617
750200617 | HEX KEY SET (INCH SIZE)
750200617
750200617 | PART NUMBER: E117816
750200617 | PPS MATERIAL CODE: 200700001
750200617
750200617
750200619 | CIRCLIPS,PLIER,4PCS
750200619
750200619 | CIRCLIPS PLIER 4PCS
750200619
750200619 | PART NUMBER: E194943
750200619 | PPS MATERIAL CODE: 200700003
750200619
750200619
750200793 | SPRING:RESTORING
750200793
750200793 | RESTORING SPRING
750200793 | F/TURNSTILE <(>&<)> ACCESSORIES
750200793
750200793 | MANUFACTURER: GUNNEBO
750200793 | PART NUMBER: 9030000315
750200793
750200834 | STORAGE ASSY:R-SPR KIT-DENSE DPE
750200834
750200834 | R-SPR KIT-DENSE DPE SUITCASE
750200834 | F/SERVER / STORAGE / WORKSTATION
750200834
750200834 | MANUFACTURER: DELL EMC
750200834 | PPS MATERIAL CODE: 100350019
750200834
750201039 | PUSH BAR GUIDE PKG:600319-00: 24/25
750201039
750201039 | 600319-00: 24/25 PUSHBAR GUIDE PKG
750201039 | F/ACCESS CONTROL
750201039
750201039 | MANUFACTURER: ALLEGION
750201039 | PART NUMBER: 600319

## Classification
INC Code | MM Number | Attributes | Attribute Value
00040 | 210218881 |  | NEEDLE BEARING:F/AIR COMPRESSOR
|  | SHORT NAME | NEEDLE BEARING
|  | BEARING DESIGNATION NUMBER | ?
|  | TYPE | ?
|  | INSIDE DIAMETER | ?
|  | OUTSIDE DIAMETER | ?
|  | BEARING WIDTH | ?
|  | BEARING MATERIAL | ?
|  | TOLERANCE | ?
DETECTOR,RADIAC
00136 | 220200916 |  | CIRCUIT BREAKER:MCCB
|  | SHORT NAME | MCCB (MOLDED CASE C/B)
|  | CIRCUIT BREAKER TYPE | N
|  | CIRCUIT BREAKER SHAPE STYLE | ?
|  | SIZE | FRAME SIZE : 250AF
|  | DISTANCE BETWEEN MAIN CONTACT | ?
|  | VOLTAGE RATING | 220/460V
|  | CURRENT RATING | 225A
|  | SHORT CIRCUIT CAPACITY | ?
|  | SHORT CIRCUIT CURRENT RATING | ?
|  | AMPERE FRAME RATING | ?
|  | NUMBER OF POLES | 3P
|  | CONTROL VOLTAGE RATING | ?
|  | MAX TRIP SET CURRENT RANGE | ?
|  | MIN TRIP SET CURRENT RANGE | ?
|  | POWER | ?
|  | FREQUENCY | ?
|  | MAX AMBIENT TEMP | ?
|  | MIN AMBIENT TEMPERATURE | ?
|  | TRIP RELEASE METHOD | ?
|  | TRIP RELEASE STYLE | ?
|  | STANDARD DUTY CYCLE | ?
|  | INTERRUPTING TIME RATING | ?
|  | MAIN CONTACT TRIP MECH TYPE | ?
|  | CASE MATERIAL | ?
|  | CIRCUIT PROT TYPE | ?
|  | TERMINAL TYPE | ?
|  | SWITCH TERMINAL TYPE | ?
|  | ARC QUENCHING METHOD | ?
|  | RESET METHOD | ?
|  | CIRCUIT BREAKER ACTUATOR TYPE | ?
|  | MANUAL ACTUATOR FUNCN | ?
|  | SWITCH CONTACT ARRANGE STYLE | ?
|  | MOUNTING METHOD | ?
|  | ENCLOSURE PROT TYPE | ?
00136 | 220200917 |  | CIRCUIT BREAKER:MCCB
|  | SHORT NAME | MCCB (MOLDED CASE C/B)
|  | CIRCUIT BREAKER TYPE | N
|  | CIRCUIT BREAKER SHAPE STYLE | ?
|  | SIZE | FRAME SIZE : 250AF
|  | DISTANCE BETWEEN MAIN CONTACT | ?
|  | VOLTAGE RATING | 220/460V
|  | CURRENT RATING | 200A
|  | SHORT CIRCUIT CAPACITY | ?
|  | SHORT CIRCUIT CURRENT RATING | ?
|  | AMPERE FRAME RATING | ?
|  | NUMBER OF POLES | 3P
|  | CONTROL VOLTAGE RATING | ?
|  | MAX TRIP SET CURRENT RANGE | ?
|  | MIN TRIP SET CURRENT RANGE | ?
|  | POWER | ?
|  | FREQUENCY | ?
|  | MAX AMBIENT TEMP | ?
|  | MIN AMBIENT TEMPERATURE | ?
|  | TRIP RELEASE METHOD | ?
|  | TRIP RELEASE STYLE | ?
|  | STANDARD DUTY CYCLE | ?
|  | INTERRUPTING TIME RATING | ?
|  | MAIN CONTACT TRIP MECH TYPE | ?
|  | CASE MATERIAL | ?
|  | CIRCUIT PROT TYPE | ?
|  | TERMINAL TYPE | ?
|  | SWITCH TERMINAL TYPE | ?
|  | ARC QUENCHING METHOD | ?
|  | RESET METHOD | ?
|  | CIRCUIT BREAKER ACTUATOR TYPE | ?
|  | MANUAL ACTUATOR FUNCN | ?
|  | SWITCH CONTACT ARRANGE STYLE | ?
|  | MOUNTING METHOD | ?
|  | ENCLOSURE PROT TYPE | ?
00137 | 220204844 |  | SPLICE,WIRE:BUTT TYPE,16-14AWG
|  | SHORT NAME | SPLICE,WIRE
|  | TYPE | BUTT
|  | MATERIAL | ?
|  | CONDUCTOR SIZE | 16-14AWG
|  | INSULATION DATA | ?
|  | SLEEVE DATA | ?
|  | COLOR | ?
|  | METHOD ATTACHMENT | ?
|  | CONNECTION DATA | ?
|  | FINISH | ?
00137 | 220204849 |  | SPLICE,WIRE:BUTT TYPE,2-1AWG
|  | SHORT NAME | SPLICE,WIRE
|  | TYPE | BUTT
|  | MATERIAL | ?
|  | CONDUCTOR SIZE | 2-1AWG
|  | INSULATION DATA | ?
|  | SLEEVE DATA | ?
|  | COLOR | ?
|  | METHOD ATTACHMENT | ?
|  | CONNECTION DATA | ?
|  | FINISH | ?
00147 | 210217725 |  | CONNECTOR,ROW:PS-2200/01D BATTERY
|  | SHORT NAME | BATTERY ROW CONNECTOR
|  | TYPE | ?
|  | SIZE | ?
|  | MATERIAL | LEAD PLATED COPPER
00147 | 210217742 |  | CONNECTOR 1,CELL:0-BT02N BATTERY
|  | SHORT NAME | BATTERY CELL CONNECTOR 1
|  | TYPE | ?
|  | SIZE | ?
|  | MATERIAL | LEAD PLATED COPPER
00147 | 210217743 |  | CONNECTOR,COMMON:0-BT02N BATTERY
|  | SHORT NAME | BATTERY COMMON CONNECTOR
|  | TYPE | ?
|  | SIZE | ?
|  | MATERIAL | LEAD PLATED COPPER
00160 | 210202242 |  | Pilot Lamp
|  | SHORT NAME | LAMP,PILOT
|  | LIGHT TYPE | PILOT
|  | LIGHT SHAPE STYLE | ?
|  | SIZE | ?
|  | LAMP DIA | ATTACHMENT HOLE DIA : PHI25
|  | MATERIAL | ABS HEATRESISTANCE RESIN
|  | LENS MATERIAL | ?
|  | VOLTAGE RATING | 125V(120VAC/125VDC)
|  | CURRENT RATING | 20MA
|  | POWER RATING | ?
|  | INSULATION RESISTANCE | > 100MOHM
|  | LUMINOUS INTENSITY | ?
|  | LENS COLOR | RED
|  | LENS TYPE | AC LED
|  | LENS MOUNTING METHOD | ?
|  | BURNING TIME | ?
|  | LAMP TERMINAL TYPE | ?
|  | MOUNTING METHOD | ?
|  | ENVIRON PROTECTION | ?
|  | BODY SURFACE TREATMENT | ?
00206 | 230202675 |  | SWITCH,PRESSURE:288A
|  | SHORT NAME | SWITCH,PRESSURE
|  | SWITCH PRESSURE TYPE | MECHANICAL,SNAP-ACTING
|  | MAX ADJ PRESSURE | ?
|  | MIN ADJUSTABLE PRESSURE | ?
|  | MAX DIFFERENTIAL PRESSURE | ?
|  | MIN DIFFERENTIAL PRESSURE | ?
|  | MAX WOKING PRESSURE | ?
|  | SETPOINT RANGE | ?
|  | ACCURACY | +/- 0.25% OF FULL SCALE
|  | MAX OPERATING TEMPERATURE | ?
|  | MINI OPERATING TEMPERATURE | ?
|  | PROCESS CONNECTION SIZE | ?
|  | PROCESS CONNECTION TYPE | ?
|  | CONDUIT CONNECTION | ?
|  | CONTACT FUNCTION | ?
|  | CONTACT RATING | ?
|  | ENCLOSURE PROT TYPE | ?
|  | BODY WIDTH | ?
|  | BODY HEIGHT | ?
|  | BODY LENGTH | ?
|  | CASE MATERIAL | ?
|  | BELLOWS MATERIAL | ?
|  | DIAPHRAGM MATERIAL | ?
|  | OPERATING MEDIUM | ?
|  | MOUNTING METHOD | ?
|  | CURRENT | ?
|  | ELECTRICAL RATING | ?
|  | INPUT DATA | ?
|  | OUTPUT DATA | ?
|  | CAPILLARY DATA | ?
|  | FREQUENCY | ?
00304 | 410204012 |  | INTERCOM,SYS:WIRELESS,4WAY,900M,10HRS
|  | SHORT NAME | WIRELESS INTERCOM SYS
|  | TYPE | WIRELESS
|  | FUNCTION | ?
|  | ELECTRICAL RATING | ?
|  | SET DATA | ?
|  | CONTENT | ?
|  | CONTENT 2 | ?
|  | CONTENT 3 | ?
|  | CONTENT 4 | ?
|  | CONTENT 5 | ?
|  | CONTENT 6 | ?
|  | CONTENT 7 | ?
|  | CONTENT 8 | ?
|  | CONTENT 9 | ?
00381 | 220205738 |  | ARRESTER:SURGE,30KV,10KA
|  | SHORT NAME | ARRESTER:SURGE
|  | SPECIFIC USE | ?
|  | SURGE ARRESTER TYPE | ?
|  | BODY WIDTH | ?
|  | BODY HEIGHT | ?
|  | BODY LENGTH | ?
|  | BODY DIA | ?
|  | SURGE ARRESTER MATERIAL | ?
|  | VOLTAGE RATING | ?
|  | CURRENT RATING | ?
|  | FREQUENCY | ?
|  | TOTAL ENERGY RATING | ?
|  | CLAMPING VOLTAGE | ?
|  | CAPACITANCE | ?
|  | RESISTANCE | ?
|  | RESPONSE TIME | ?
|  | MAX OPERATING TEMPERATURE | ?
|  | MINI OPERATING TEMPERATURE | ?
|  | TERMINAL TYPE | ?
|  | MOUNTING METHOD | ?
|  | SIZE | ?
|  | ELECTRICAL CONNECTION DATA | ?
00388 | 220205164 |  | FUSE:0.5 A, 250Vac/125Vdc
|  | SHORT NAME | FUSE
|  | TYPE | ?
|  | SIZE | ?
|  | DIAMETER | ?
|  | VOLTAGE RATING | 125VDC
|  | CURRENT | ?
|  | BREAK CAPACITY | ?
|  | CLASS | ?
|  | BODY LENGTH | ?
|  | BODY MATERIAL | ?
|  | MOUNTING DATA | ?
00447 | 220205895 |  | RELAY,OVERCURRENT:EOCR,GMP60T,6A,1SPDT
|  | SHORT NAME | EOCR
|  | RELAY ASSY TYPE | ?
|  | BODY LENGTH | ?
|  | BODY WIDTH | ?
|  | BODY HEIGHT | ?
|  | CONTROL VOLTAGE RATING | ?
|  | CURRENT RATING | ?
|  | POWER RATING | ?
|  | COIL VOLT | ?
|  | COIL RESISTANCE | ?
|  | FREQUENCY RATING | ?
|  | TIME DELAY INTERVAL | ?
|  | CONTACT MAX VOLT | ?
|  | CONTACT MAX CURRENT | ?
|  | RELAY ASSY CONTACT ARRANGEMENT | ?
|  | TERMINAL TYPE | ?
|  | MAX OPERATING TEMPERATURE | ?
|  | MOUNTING METHOD | ?
|  | RELAY ASSY CROSS SECT SHAPE | ?
|  | SWITCH ACTION TYPE | ?
|  | FUNCTION | ?
|  | NUMBER OF PHASES | ?
|  | NUMBER OF POLES | ?
|  | NUMBER OF RELAYS | ?
00452 | 220200915 |  | BLOCK,TERMINAL:
|  | SHORT NAME | BLOCK,TERMINAL
|  | TERMINAL BOX SHAPE STYLE | ?
|  | TERMINAL BOX TYPE | ?
|  | BODY WIDTH | ?
|  | BODY HEIGHT | ?
|  | BODY DEPTH | ?
|  | TERMINAL BOX MATERIAL | ?
|  | BODY COLOR | ?
|  | MAIN LINE VOLTAGE RATING | 250VAC
|  | MAIN LINE CURRENT RATING | 20A
|  | CABLE ENTRY TYPE | ?
|  | CABLE ENTRY DIA | ?
|  | COVER ATTACH METHOD | ?
|  | TERMINAL BODY WIDTH | ?
|  | TERMINAL BODY HEIGHT | ?
|  | TERMINAL BODY DEPTH | ?
|  | NUMBER OF TERMINALS | ?
|  | TERMINAL MATERIAL | ?
|  | TERMINAL TYPES | ?
|  | SURFACE TREATMENT | ?
|  | ENVIRON PROTECTION | ?
|  | MOUNTING METHOD | ?
00480 | 220206308 |  | BATTERY,PACK:F/ALTAIR MULTI-GAS DETECTOR
|  | SHORT NAME | RECHARGEABLE BATTERY PACK
|  | SPECIFIC USE | ALTAIR 5X MULTI-GAS DETECTOR
|  | CHARGER TYPE | ?
|  | BODY WIDTH | 6.46"
|  | BODY HEIGHT | 6.46"
|  | BODY DEPTH | ?
|  | INCLOSURE MATERIAL | ?
|  | INPUT VOLTAGE | ?
|  | OUTPUT VOLTAGE | ?
|  | INPUT CURRENT | ?
|  | OUTPUT CURRENT | ?
|  | FREQUENCY | ?
|  | POWER RATING | ?
|  | EQUALIZING VOLTAGE | ?
|  | FLOATING VOLTAGE | ?
|  | REGULATION VOLTAGE | ?
|  | PHASE | ?
|  | CHARGER COOLING TYPE | ?
|  | OVEROAD CAPABILITY | ?
|  | POWER FACTOR | ?
|  | ENVIRON PROTECTION | ?
|  | MOUNTING METHOD | ?
00486 | 210213669 |  | CORD,EXTENSION:230VAC,20m,10mm2
|  | SHORT NAME | CORD,EXTENSION
|  | TYPE | ?
|  | SIZE | 20M
|  | VOLTAGE RATING | 230VAC
|  | CURRENT | ?
|  | INSULATION MATERIAL | ?
|  | NUMBER OF CORES | ?
|  | SHEATH COLOR | ?
|  | FIRST END CONNECTION | ?
|  | SECOND END CONNECTION | ?
|  | TEMPERATURE | ?
|  | CONDUCTOR MATERIAL | ?
00530 | 220205988 |  | MOTOR:TEFC,182T,3HP,2.2KW,4P,1450RPM
|  | SHORT NAME | MOTOR
|  | MOTOR TYPE | TEFC
|  | SPECIFIC USE | ?
|  | SIZE | 182T
|  | VOLTAGE RATING | 460V
|  | CURRENT RATING | ?
|  | POWER RATING | ?
|  | FREQUENCY | ?
|  | PHASE | ?
|  | DUTY CYCLE | ?
|  | WINDING TYPE | ?
|  | WIRE CONNECTION METHOD | ?
|  | ENCLOSURE RATING | ?
|  | INGRESS PROTECTION RATING | ?
|  | STARTING TORQUE RATING | ?
|  | FULL LOAD TORQUE RATING | ?
|  | MAX AMBIENT TEMP | ?
|  | MIN AMBIENT TEMPERATURE | ?
|  | MAX OPERATING TEMPERATURE | ?
|  | COOLING METHOD | ?
|  | ROTATIONAL SPEED | ?
|  | NUMBER OF POLES | ?
|  | POWER FACTOR | ?
|  | FRAME SIZE | ?
|  | FRAME MATERIAL | ?
|  | FRAME NUMBER | ?
|  | SHAFT DIA | ?
|  | SHAFT LENGTH | ?
|  | SHAFT END SHAPE | ?
|  | INSULATING CLASS | ?
|  | SERVICE FACTOR | ?
|  | MOUNTING METHOD | ?
00530 | 220205989 |  | MOTOR:TEFC,213T,3HP,2.2KW,6P,460V,960RPM
|  | SHORT NAME | MOTOR
|  | MOTOR TYPE | TEFC
|  | SPECIFIC USE | ?
|  | SIZE | 213T
|  | VOLTAGE RATING | 460V
|  | CURRENT RATING | ?
|  | POWER RATING | ?
|  | FREQUENCY | ?
|  | PHASE | ?
|  | DUTY CYCLE | ?
|  | WINDING TYPE | ?
|  | WIRE CONNECTION METHOD | ?
|  | ENCLOSURE RATING | ?
|  | INGRESS PROTECTION RATING | ?
|  | STARTING TORQUE RATING | ?
|  | FULL LOAD TORQUE RATING | ?
|  | MAX AMBIENT TEMP | ?
|  | MIN AMBIENT TEMPERATURE | ?
|  | MAX OPERATING TEMPERATURE | ?
|  | COOLING METHOD | ?
|  | ROTATIONAL SPEED | ?
|  | NUMBER OF POLES | ?
|  | POWER FACTOR | ?
|  | FRAME SIZE | ?
|  | FRAME MATERIAL | ?
|  | FRAME NUMBER | ?
|  | SHAFT DIA | ?
|  | SHAFT LENGTH | ?
|  | SHAFT END SHAPE | ?
|  | INSULATING CLASS | ?
|  | SERVICE FACTOR | ?
|  | MOUNTING METHOD | ?
00627 | 730200912 |  | CLAMPMETER:W/FLEXIBLE CURRENT PROBE
|  | SHORT NAME | CLAMPMETER
|  | TYPE | W/FLEXIBLE CURRENT PROBE
|  | CONTENT | ?
|  | CONTENT 2 | ?
|  | CONTENT 3 | ?
|  | CONTENT 4 | ?
|  | CONTENT 5 | ?
|  | CONTENT 6 | ?
|  | CONTENT 7 | ?
|  | MOUNTING DATA | ?
00729 | 410203781 |  | FLASHLIGHT:550LUX,90K LUMEN,CHARGEABLE
|  | SHORT NAME | FLASHLIGHT WITH TRIPOD
|  | TYPE | RECHARGEABLE
|  | DIMENSION | ?
|  | MATERIAL | ?
|  | POWER | 550LUX, 90K LUMENS
|  | BATTERY DATA | 12,000MAH
|  | COLOR | ?
|  | LOGO DATA | ?
|  | ENVIRON PROTECTION | ?
00738 | 220200911 |  | TRANSFORMER,CURRENT:
|  | SHORT NAME | TRANSFORMER,CURRENT
|  | TRANSFORMER CURRENT TYPE | ?
|  | INSIDE DIAMETER | ?
|  | OUTSIDE DIAMETER | ?
|  | SIZE | ?
|  | VOLTAGE RATING | ?
|  | PRIMARY CURRENT RATING | ?
|  | SECONDARY CURRENT RATING | ?
|  | BURDEN RATING | 5VA
|  | FREQUENCY RATING | 50HZ
|  | REACTIVE POWER RATING | ?
|  | BURDEN CLASS | ?
|  | TRANSFORMATION RATIO | 50/5A
|  | TERMINAL TYPE | ?
|  | MOUNTING METHOD | ?
|  | ENCLOSURE PROT TYPE | ?
00740 | 220204787 |  | POWER SUPPLY CARD:F/LEVEL TRANSMITTER
|  | SHORT NAME | POWER SUPPLY CARD
|  | POWER SUPPLY TYPE | LEVEL TRANSMITTER
|  | SIZE | ?
|  | POWER SUPPLY MATERIAL | ?
|  | POWER RATING | ?
|  | INPUT VOLTAGE | ?
|  | INPUT CURRENT | ?
|  | INPUT FREQUENCY | ?
|  | INPUT PHASES | ?
|  | INPUT POWER FACTOR | ?
|  | OUTPUT VOLTAGE | ?
|  | OUTPUT CURRENT | ?
|  | OUTPUT FREQ | ?
|  | OUTPUT PHASES | ?
|  | OUTPUT WATTAGE RATING | ?
|  | OUTPUT CONTROL TYPE | ?
|  | RECTIFIER TYPE | ?
|  | RECTIFICATION METHOD | ?
|  | BATTERY TYPE | ?
|  | BATTERY QTY | ?
|  | RIPPLE VOLTAGE FULL LOAD | ?
|  | OUTPUT VOLTAGE ACCURACY | ?
|  | OUTPUT CONNECTION TYPE | ?
|  | OUTPUT CONNECTION QTY | ?
|  | INPUT CONNECTION TYPE | ?
|  | NUMBER OF INPUT CONNECTIONS | ?
|  | COOLING METHOD | ?
|  | METER DISPLAY | ?
|  | TERMINAL TYPE | ?
|  | DISPLAY TYPE | ?
|  | OPERATING METHOD | ?
|  | MAX OPERATING TEMPERATURE | ?
|  | MINI OPERATING TEMPERATURE | ?
|  | MOUNTING METHOD | ?
|  | ENVIRON PROTECTION | ?
00740 | 240200195 |  | POWER SUPPLY,F/PORTAL MONITOR
|  | SHORT NAME | ?
|  | POWER SUPPLY TYPE | ?
|  | SIZE | ?
|  | POWER SUPPLY MATERIAL | ?
|  | POWER RATING | ?
|  | INPUT VOLTAGE | ?
|  | INPUT CURRENT | ?
|  | INPUT FREQUENCY | ?
|  | INPUT PHASES | ?
|  | INPUT POWER FACTOR | ?
|  | OUTPUT VOLTAGE | ?
|  | OUTPUT CURRENT | ?
|  | OUTPUT FREQ | ?
|  | OUTPUT PHASES | ?
|  | OUTPUT WATTAGE RATING | ?
|  | OUTPUT CONTROL TYPE | ?
|  | RECTIFIER TYPE | ?
|  | RECTIFICATION METHOD | ?
|  | BATTERY TYPE | ?
|  | BATTERY QTY | ?
|  | RIPPLE VOLTAGE FULL LOAD | ?
|  | OUTPUT VOLTAGE ACCURACY | ?
|  | OUTPUT CONNECTION TYPE | ?
|  | OUTPUT CONNECTION QTY | ?
|  | INPUT CONNECTION TYPE | ?
|  | NUMBER OF INPUT CONNECTIONS | ?
|  | COOLING METHOD | ?
|  | METER DISPLAY | ?
|  | TERMINAL TYPE | ?
|  | DISPLAY TYPE | ?
|  | OPERATING METHOD | ?
|  | MAX OPERATING TEMPERATURE | ?
|  | MINI OPERATING TEMPERATURE | ?
|  | MOUNTING METHOD | ?
|  | ENVIRON PROTECTION | ?
00746 | 220204752 |  | LUG,CABLE:16-14AWG,STUD 10,W 7.92MM
|  | SHORT NAME | LUG,CABLE
|  | TERMINAL LUG TYPE | ?
|  | TERMINAL LUG SHAPE STYLE | ?
|  | SIZE | ?
|  | OUTSIDE DIAMETER | ?
|  | INSIDE DIAMETER | ?
|  | THICKNESS | ?
|  | BOLT HOLE DIA | ?
|  | NUMBER OF BOLT HOLES | ?
|  | MAX WIRE SIZE | 16-14AWG
|  | MIN WIRE SIZE | ?
|  | CONDUCTOR ACCOMMODATION TYPE | ?
|  | MAX OPERATING TEMPERATURE | ?
|  | MINI OPERATING TEMPERATURE | ?
|  | MATERIAL | ?
|  | MOUNTING METHOD | ?
|  | COLOR | ?
|  | INSULATION MATERIAL | ?
|  | SURFACE TREATMENT | ?
00789 | 210218204 |  | INSULATION:ARMAFLEX,1M X 10M,20MM THK
|  | SHORT NAME | INSULATION
|  | TYPE | ARMAFLEX
|  | SIZE | 1M X 10M
|  | THICKNESS | 20MM
|  | VOLTAGE RATING | ?
|  | INSULATION MATERIAL | ?
|  | INSULATION COMPOSITION | ?
|  | INSULATION COLOR | ?
00789 | 220205238 |  | PLATE:INSULATION,OUTER LOWER BEARING#10
|  | SHORT NAME | INSULATION PLATE
|  | TYPE | ?
|  | SIZE | ?
|  | THICKNESS | ?
|  | VOLTAGE RATING | ?
|  | INSULATION MATERIAL | ?
|  | INSULATION COMPOSITION | ?
|  | INSULATION COLOR | ?
00867 | 220204378 |  | TUBE,INSULATION:PHASE CONN C SIDE
|  | SHORT NAME | TUBE,INSULATION
|  | INSULATION TUBE SHAPE STYLE | ?
|  | INSULATION TUBE TYPE | PHASE CONN C SIDE
|  | NOMINAL DIAMETER | ?
|  | BODY LENGTH | ?
|  | INSULATION MATERIAL | ?
|  | INSULATION VOLTAGE | ?
|  | WALL THICKNESS | ?
|  | RECOVERED WALL THICKNESS | ?
|  | RECOVERED ID | ?
|  | EXPANDED ID | ?
|  | EXPANDED OD | ?
|  | MAX OPERATING TEMPERATURE | ?
|  | MINI OPERATING TEMPERATURE | ?
|  | INSULATION COLOR | ?
00867 | 220204411 |  | TUBE,TEFLON:TFR-TUB-A-NTR,CONNECT THE PG
|  | SHORT NAME | TUBE,TEFLON
|  | INSULATION TUBE SHAPE STYLE | TFR-TUB-A-NTR
|  | INSULATION TUBE TYPE | CONNECT THE PG
|  | NOMINAL DIAMETER | ?
|  | BODY LENGTH | ?
|  | INSULATION MATERIAL | ?
|  | INSULATION VOLTAGE | ?
|  | WALL THICKNESS | ?
|  | RECOVERED WALL THICKNESS | ?
|  | RECOVERED ID | ?
|  | EXPANDED ID | ?
|  | EXPANDED OD | ?
|  | MAX OPERATING TEMPERATURE | ?
|  | MINI OPERATING TEMPERATURE | ?
|  | INSULATION COLOR | ?
01847 | 210202232 |  | Connector Bolt Assy(PS2200)
|  | SHORT NAME | BOLT ASM,CONNECTOR
|  | BOLT TYPE | ?
|  | SPECIFIC USE | FOR BATTERIES W/ RACK (PS2200)
|  | BOLT SHAPE STYLE | ?
|  | DIAMETER | ?
|  | LENGTH | ?
|  | BOLT HEAD STYLE | ?
|  | HEAD HEIGHT | ?
|  | HEAD WIDTH | ?
|  | NECK WIDTH | ?
|  | NECK LENGTH | ?
|  | SHOULDER STYLE | ?
|  | SHOULDER DIAMETER | ?
|  | THREADS PER INCH | ?
|  | THREAD STYLE | ?
|  | THREAD SERIES | ?
|  | THREAD SIZE | ?
|  | THREAD PITCH | ?
|  | THREAD DIRECTION | ?
|  | THREAD LENGTH | ?
|  | THREAD ANGLE | ?
|  | MATERIAL | ?
|  | STRENGTH GRADE | ?
|  | HARDNESS RATING | ?
|  | MINIMUM TENSILE STRENGTH | ?
|  | BOLT LOCKING METHOD | ?
|  | BOLT HOLE CONFIGURATION STYLE | ?
|  | HOLE DIAMETER | ?
|  | PRIMARY WASHER STYLE | ?
|  | SECONDARY WASHER STYLE | ?
|  | SURFACE TREATMENT | ?
01857 | 210220146 |  | NUT:COVER TO CASE,SA-564 GR.630,ITEM 32
|  | SHORT NAME | NUT
|  | NUT TYPE | COVER TO CASE
|  | DIAMETER | ?
|  | SIZE | ?
|  | THREAD SERIES | ?
|  | MATERIAL | ?
|  | STANDARD | ASME SA-564 GR.630 COND.H1100
|  | NUT SHAPE STYLE | ?
|  | SPECIFIC USE | FOR SHUTDOWN COOLING PUMP
|  | WIDTH ACROSS CORNER | ?
|  | THREADS PER INCH | ?
|  | THREAD SIZE | ?
|  | THREAD DIRECTION | ?
|  | THREAD PITCH | ?
|  | NUT LOCKING METHOD | ?
|  | HARDNESS RATING | ?
|  | STRENGTH GRADE | ?
|  | NUT HEAD STYLE | ?
|  | INTERNAL DRIVE STYLE | ?
|  | NUT MOUNTING STYLE | ?
|  | MAX OPERATING TEMPERATURE | ?
|  | MAX OPERATING PRESSURE | ?
|  | WASHER INSIDE DIAMETER | ?
|  | WASHER OUTSIDE DIAMETER | ?
|  | WASHER THICKNESS | ?
|  | WASHER MATERIAL | ?
|  | SURFACE TREATMENT | ?
01857 | 210220249 |  | NUT:VALVE BONNET:F/32" NPS 600# GATE VLV
|  | SHORT NAME | NUT,VALVE BONNET
|  | NUT TYPE | ?
|  | DIAMETER | ?
|  | SIZE | ?
|  | THREAD SERIES | ?
|  | MATERIAL | ?
|  | STANDARD | ?
|  | NUT SHAPE STYLE | ?
|  | SPECIFIC USE | F/32" NPS GATE VALVE
|  | WIDTH ACROSS CORNER | ?
|  | THREADS PER INCH | ?
|  | THREAD SIZE | ?
|  | THREAD DIRECTION | ?
|  | THREAD PITCH | ?
|  | NUT LOCKING METHOD | ?
|  | HARDNESS RATING | ?
|  | STRENGTH GRADE | ?
|  | NUT HEAD STYLE | ?
|  | INTERNAL DRIVE STYLE | ?
|  | NUT MOUNTING STYLE | ?
|  | MAX OPERATING TEMPERATURE | ?
|  | MAX OPERATING PRESSURE | ?
|  | WASHER INSIDE DIAMETER | ?
|  | WASHER OUTSIDE DIAMETER | ?
|  | WASHER THICKNESS | ?
|  | WASHER MATERIAL | ?
|  | SURFACE TREATMENT | ?
01857 | 210220323 |  | NUT:SEAL FLANGE,ITEM 33
|  | SHORT NAME | NUT
|  | NUT TYPE | PRESSURE BOUNDARY (PB)
|  | DIAMETER | ?
|  | SIZE | ?
|  | THREAD SERIES | ?
|  | MATERIAL | ASME SA-564 GR. 630 COND. H110
|  | STANDARD | ?
|  | NUT SHAPE STYLE | ?
|  | SPECIFIC USE | SEAL FLANGE
|  | WIDTH ACROSS CORNER | ?
|  | THREADS PER INCH | ?
|  | THREAD SIZE | ?
|  | THREAD DIRECTION | ?
|  | THREAD PITCH | ?
|  | NUT LOCKING METHOD | ?
|  | HARDNESS RATING | ?
|  | STRENGTH GRADE | ?
|  | NUT HEAD STYLE | ?
|  | INTERNAL DRIVE STYLE | ?
|  | NUT MOUNTING STYLE | ?
|  | MAX OPERATING TEMPERATURE | ?
|  | MAX OPERATING PRESSURE | ?
|  | WASHER INSIDE DIAMETER | ?
|  | WASHER OUTSIDE DIAMETER | ?
|  | WASHER THICKNESS | ?
|  | WASHER MATERIAL | ?
|  | SURFACE TREATMENT | ?
01857 | 210220681 |  | NUT:M12,F/CCP,ITEM 920.10
|  | SHORT NAME | NUT
|  | NUT TYPE | ?
|  | DIAMETER | ?
|  | SIZE | M12
|  | THREAD SERIES | ?
|  | MATERIAL | ?
|  | STANDARD | ?
|  | NUT SHAPE STYLE | ?
|  | SPECIFIC USE | ?
|  | WIDTH ACROSS CORNER | ?
|  | THREADS PER INCH | ?
|  | THREAD SIZE | ?
|  | THREAD DIRECTION | ?
|  | THREAD PITCH | ?
|  | NUT LOCKING METHOD | ?
|  | HARDNESS RATING | ?
|  | STRENGTH GRADE | ?
|  | NUT HEAD STYLE | ?
|  | INTERNAL DRIVE STYLE | ?
|  | NUT MOUNTING STYLE | ?
|  | MAX OPERATING TEMPERATURE | ?
|  | MAX OPERATING PRESSURE | ?
|  | WASHER INSIDE DIAMETER | ?
|  | WASHER OUTSIDE DIAMETER | ?
|  | WASHER THICKNESS | ?
|  | WASHER MATERIAL | ?
|  | SURFACE TREATMENT | ?
02378 | 210218447 |  | KEY:MANUAL HANDWHEEL,F/MOV(SMB-3)
|  | SHORT NAME | KEY
|  | KEY TYPE | MANUAL HANDWHEEL
|  | KEY SHAPE STYLE | ?
|  | SIZE | ?
|  | TOLERANCE | ?
|  | MATERIAL | ?
|  | KEY HEAD STYLE | ?
|  | TAPER | ?
|  | MOUNTING HOLE DIA | ?
|  | SURFACE TREATMENT | ?
02390 | 210215448 |  | PIN:HINGE,SS,F/12" CHECK VALVE
|  | SHORT NAME | PIN,HINGE
|  | PIN TYPE | F/12" CHECK VALVE
|  | SPECIFIC USE | ?
|  | PIN SHAPE STYLE | ?
|  | DIAMETER | ?
|  | INSIDE DIAMETER | ?
|  | LARGE END DIAMETER | ?
|  | SMALL END DIAMETER | ?
|  | PIN GRIP LENGTH | ?
|  | LENGTH | ?
|  | MATERIAL | SS
|  | HEAT TREATMENT | ?
|  | HARDNESS RATING | ?
|  | SHEAR STRENGTH | ?
|  | PIN HEAD STYLE | ?
|  | PIN MTG HOLE TYPE | ?
|  | MOUNTING HOLE DIA | ?
|  | THREAD SERIES | ?
|  | THREAD PITCH | ?
|  | THREAD LENGTH | ?
|  | PIN POINT TYPE | ?
|  | SURFACE TREATMENT | ?
02390 | 210215478 |  | PIN:BOLT,GLAND,F/2" CL 1500 Y-GLOBE V/V
|  | SHORT NAME | PIN:GLAND BOLT
|  | PIN TYPE | 304
|  | SPECIFIC USE | F/2" CL 1500 Y-GLOBE VALVE
|  | PIN SHAPE STYLE | ?
|  | DIAMETER | ?
|  | INSIDE DIAMETER | ?
|  | LARGE END DIAMETER | ?
|  | SMALL END DIAMETER | ?
|  | PIN GRIP LENGTH | ?
|  | LENGTH | ?
|  | MATERIAL | ?
|  | HEAT TREATMENT | ?
|  | HARDNESS RATING | ?
|  | SHEAR STRENGTH | ?
|  | PIN HEAD STYLE | ?
|  | PIN MTG HOLE TYPE | ?
|  | MOUNTING HOLE DIA | ?
|  | THREAD SERIES | ?
|  | THREAD PITCH | ?
|  | THREAD LENGTH | ?
|  | PIN POINT TYPE | ?
|  | SURFACE TREATMENT | ?
02390 | 210218762 |  | PIN:DISC,F/1" X 2" V/V SSR-S8000
|  | SHORT NAME | DISC PIN
|  | PIN TYPE | ?
|  | SPECIFIC USE | 1" X 2" RELIEF V/V (SSR-S8000)
|  | PIN SHAPE STYLE | ?
|  | DIAMETER | ?
|  | INSIDE DIAMETER | ?
|  | LARGE END DIAMETER | ?
|  | SMALL END DIAMETER | ?
|  | PIN GRIP LENGTH | ?
|  | LENGTH | ?
|  | MATERIAL | 304 SS
|  | HEAT TREATMENT | ?
|  | HARDNESS RATING | ?
|  | SHEAR STRENGTH | ?
|  | PIN HEAD STYLE | ?
|  | PIN MTG HOLE TYPE | ?
|  | MOUNTING HOLE DIA | ?
|  | THREAD SERIES | ?
|  | THREAD PITCH | ?
|  | THREAD LENGTH | ?
|  | PIN POINT TYPE | ?
|  | SURFACE TREATMENT | ?
02497 | 210218017 |  | WEDGE:F/6" CARBON STEEL GATE VV,150#
|  | SHORT NAME | WEDGE
|  | TYPE | ?
|  | SIZE | ?
|  | THICKNESS | ?
|  | MATERIAL | ?
|  | SHAPE | ?
|  | ANGLE DATA | ?
|  | FINISH | ?
02604 | 410202844 |  | SANDPAPER,ABRASIVE:SHEET,9" X 11",400 GR
|  | SHORT NAME | ABRASIVE SANDPAPER
|  | TYPE | SHEET
|  | SIZE | 9" X 11"
|  | THICKNESS | ?
|  | DIAMETER | ?
|  | ABRASIVE MATERIAL | ?
|  | ABRASIVE GRIT SIZE | 400
|  | BACKING MATERIAL | ?
|  | FORM | ?
|  | GRIT SIZE | ?
|  | BORE SPINDLE DIA | ?
03247 | 310201652 |  | LABEL:MATTE,76MM X 43M
|  | SHORT NAME | LABEL
|  | TYPE | MATTE
|  | SIZE | 76MM X 43M
|  | MATERIAL | ?
|  | COLOR | ?
|  | LEGEND | ?
|  | LEGEND 2 | ?
|  | LEGEND 3 | ?
|  | LEGEND 4 | ?
|  | LABEL INSCRIPTN DETAILS | ?
|  | LABEL INSCRIPTN DETAILS 2 | ?
|  | METHOD ATTACHMENT | ?
|  | FINISH | ?
03476 | 410203824 |  | SOCKET,SET:HEX,1/2",44 PIECE,954N
|  | SHORT NAME | HEXAGON SOCKET WRENCH SET
|  | WRENCH TYPE | ?
|  | WRENCH SHAPE STYLE | ?
|  | SPECIFIC USE | ?
|  | SIZE | ?
|  | THICKNESS | ?
|  | DIAMETER | ?
|  | MATERIAL | ?
|  | HOOK THICKNESS | ?
|  | DRIVE SURFACE SIZE | ?
|  | WRENCH DRIVE END SHAPE | ?
|  | WRENCH HANDLE SHAPE | ?
|  | HANDLE DIA | ?
|  | HANDLE LENGTH | ?
|  | INDICATION METHOD | ?
|  | CALIBRATION PERIOD | ?
|  | MAX OPERATING TORQUE | ?
|  | MIN OPER TORQUE | ?
|  | SURFACE TREATMENT | ?
03476 | 730201129 |  | WRENCH,TORQUE:1/2" DRIVE,60-300NM
|  | SHORT NAME | WRENCH,TORQUE
|  | WRENCH TYPE | TORQUE
|  | WRENCH SHAPE STYLE | ?
|  | SPECIFIC USE | ?
|  | SIZE | 1/2"
|  | THICKNESS | ?
|  | DIAMETER | ?
|  | MATERIAL | ?
|  | HOOK THICKNESS | ?
|  | DRIVE SURFACE SIZE | ?
|  | WRENCH DRIVE END SHAPE | ?
|  | WRENCH HANDLE SHAPE | ?
|  | HANDLE DIA | ?
|  | HANDLE LENGTH | ?
|  | INDICATION METHOD | ?
|  | CALIBRATION PERIOD | ?
|  | MAX OPERATING TORQUE | ?
|  | MIN OPER TORQUE | ?
|  | SURFACE TREATMENT | ?
03776 | 230203397 |  | ADAPTER,TUBE:BRASS,1/2"ODX1/4" MALE NPT
|  | SHORT NAME | ADAPTER,TUBE
|  | ADAPTER FITTING TYPE | TUBE FITTING
|  | SPECIFIC USE | ?
|  | ADAPTER FITTING SHAPE STYLE | ?
|  | BODY SIZE | 1/2" X 1/4"
|  | MATERIAL | BRASS
|  | NOMINAL PIPE SIZE | ?
|  | TUBE SIZE | ?
|  | THREAD SERIES | ?
|  | ADAPTER FITTING CONN STYLE | MNPT
|  | WALL THICKNESS | ?
|  | PIPE SCHEDULE | ?
|  | MAX OPERATING PRESSURE | ?
|  | MAX OPERATING TEMPERATURE | ?
|  | OPERATING MEDIUM | ?
|  | SURFACE TREATMENT | ?
|  | TUBE CONNECTION DATA | ?
03782 | 210220797 |  | NIPPLE,PIPE:1",MNPT TO HOSE SLIP ON,SS
|  | SHORT NAME | NIPPLE,PIPE
|  | TYPE | ?
|  | SIZE | 1"
|  | MATERIAL | STAINLESS STEEL
|  | PRESSURE | ?
|  | FITTING TYPE | ?
|  | CONNECTION DATA | 1" MALE NPT X 1" HOSE SLIP ON
|  | PIPE SCHEDULE | ?
|  | GRADE | ?
|  | NIPPLE DATA | ?
|  | FINISH | ?
03782 | 210220806 |  | NIPPLE,PIPE:1-1/2",MNPT TO HOSE SLIP ON
|  | SHORT NAME | NIPPLE,PIPE
|  | TYPE | ?
|  | SIZE | 1-1/2"
|  | MATERIAL | STAINLESS STEEL
|  | PRESSURE | ?
|  | FITTING TYPE | ?
|  | CONNECTION DATA | 1-1/2" MALE NPT X 1-1/2" HOSE
|  | PIPE SCHEDULE | ?
|  | GRADE | ?
|  | NIPPLE DATA | ?
|  | FINISH | ?
03798 | 210214904 |  | FLANGE,PIPE:4",RF,WN,150#,B426
|  | SHORT NAME | FLANGE,PIPE
|  | FLANGE TYPE | RAISED FACE
|  | SPECIFIC USE | ?
|  | FLANGE SHAPE STYLE | ?
|  | SIZE | 4 INCH
|  | OUTSIDE DIAMETER | ?
|  | INSIDE DIAMETER | ?
|  | THICKNESS | ?
|  | MATERIAL | ASTM B462 UNS N08020
|  | PIPE SCHEDULE | ?
|  | PRESSURE CLASS | 150#
|  | FLANGE FACE SECTION STYLE | ?
|  | FLANGE CONNECTION TYPE | WELDNECK
|  | NOMINAL PIPE SIZE | ?
|  | MAX OPERATING PRESSURE | ?
|  | MAX OPERATING TEMPERATURE | ?
|  | MINI OPERATING TEMPERATURE | ?
|  | OPERATING MEDIUM | ?
|  | BOLT CIRCLE DIA | ?
|  | BOLT HOLE DIA | ?
|  | NUMBER OF BOLT HOLES | ?
|  | SURFACE TREATMENT | ?
|  | GRADE | ?
|  | CONNECTION DATA 2 | ?
|  | FLANGE TABLE | ?
|  | STANDARD | ASME B31.1
03798 | 210217814 |  | FLANGE:MECHANICAL SEAL,F/SCP
|  | SHORT NAME | FLANGE
|  | FLANGE TYPE | ?
|  | SPECIFIC USE | ?
|  | FLANGE SHAPE STYLE | ?
|  | SIZE | ?
|  | OUTSIDE DIAMETER | ?
|  | INSIDE DIAMETER | ?
|  | THICKNESS | ?
|  | MATERIAL | ?
|  | PIPE SCHEDULE | ?
|  | PRESSURE CLASS | ?
|  | FLANGE FACE SECTION STYLE | ?
|  | FLANGE CONNECTION TYPE | ?
|  | NOMINAL PIPE SIZE | ?
|  | MAX OPERATING PRESSURE | ?
|  | MAX OPERATING TEMPERATURE | ?
|  | MINI OPERATING TEMPERATURE | ?
|  | OPERATING MEDIUM | ?
|  | BOLT CIRCLE DIA | ?
|  | BOLT HOLE DIA | ?
|  | NUMBER OF BOLT HOLES | ?
|  | SURFACE TREATMENT | ?
|  | GRADE | ?
|  | CONNECTION DATA 2 | ?
|  | FLANGE TABLE | ?
|  | STANDARD | ?
03804 | 210223068 |  | HOSE:1/2",8',W/1/2" FCL
|  | SHORT NAME | HOSE
|  | SIZE | ?
|  | THICKNESS | ?
|  | MATERIAL | ?
|  | FITTING PRESSURE CLASS | ?
|  | END CONNECTION DATA | ?
|  | BRANCH CONNECTION DATA | ?
|  | RUN CONNECTION DATA | ?
|  | FINISH | ?
03805 | 210223056 |  | TEE:1-1/2"X1",C/S,A105,3000#,THREADED
|  | SHORT NAME | TEE
|  | TEE TYPE | ?
|  | TEE SHAPE STYLE | ?
|  | NOMINAL PIPE SIZE 1 | 1-1/2"
|  | NOMINAL PIPE SIZE 2 | 1"
|  | NOMINAL PIPE SIZE 3 | ?
|  | LENGTH | ?
|  | THICKNESS | ?
|  | OUTSIDE DIAMETER | ?
|  | MATERIAL | A105 3000#
|  | PIPE SCHEDULE | ?
|  | PIPE MATERIAL | ?
|  | PRESSURE CLASS | ?
|  | TEE CONNECTION TYPE 1 | ?
|  | TEE CONNECTION STYLE 1 | ?
|  | TEE CONNECTION TYPE 2 | ?
|  | TEE CONNECTION STYLE 2 | ?
|  | TEE CONNECTION TYPE 3 | ?
|  | TEE CONNECTION STYLE 3 | ?
|  | TEE FLANGE STYLE | ?
|  | MAX OPERATING PRESSURE | ?
|  | MAX OPERATING TEMPERATURE | ?
|  | OPERATING MEDIUM | ?
|  | FLOW ANGLE | ?
|  | SURFACE TREATMENT | ?
03809 | 210216937 |  | TEE,FEMALE:1/4" NPT,F/531-V-0306
|  | SHORT NAME | TEE
|  | TEE TYPE | FEMALE
|  | SPECIFIC USE | ?
|  | TEE SHAPE STYLE | ?
|  | OUTSIDE DIAMETER | 1/4" NPT
|  | C TO E LENGTH | ?
|  | C TO C LENGTH | ?
|  | END TO END LENGTH | ?
|  | WALL THICKNESS | ?
|  | NOMINAL PIPE SIZE | ?
|  | PIPE SCHEDULE | ?
|  | MATERIAL | STAINLESS STEEL 316
|  | TEE CONNECTION TYPE | ?
|  | TEE CONNECTION STYLE | ?
|  | MAX OPERATING PRESSURE | ?
|  | MAX OPERATING TEMPERATURE | ?
|  | OPERATING MEDIUM | ?
|  | TUBE OUTSIDE DIAMETER | ?
|  | THREAD SERIES | ?
|  | THREAD SIZE | ?
|  | SURFACE TREATMENT | ?
03955 | 230203856 |  | REGULATOR,PRESSURE:GAS,ACETYLENE
|  | SHORT NAME | REGULATOR,PRESSURE
|  | TYPE | GAS
|  | VALVE SIZE | ?
|  | VALVE BODY MATERIAL | ?
|  | PRESSURE | ?
|  | TEMPERATURE | ?
|  | SEAT MATERIAL | ?
|  | CONNECTION DATA | ACETYLENE
03978 | 410202500 |  | PLIERS:SNAP RING,16",INT-EXT SET
|  | SHORT NAME | PLIERS
|  | PLIER SHAPE STYLE | INT-EXT SET
|  | PLIER TYPE | SNAP RING
|  | BODY WIDTH | 16"
|  | BODY LENGTH | ?
|  | PLIER MATERIAL | ?
|  | PLIER TIP ANGLE | ?
|  | PLIER HANDLE TYPE | ?
|  | PLIER SHAPE | ?
|  | THREAD SERIES | ?
|  | TAPER PIN SIZE | ?
|  | SURFACE TREATMENT | ?
|  | PLIER DATA | ?
|  | PLIER DATA 2 | ?
|  | PLIER JAW TYPE | ?
04185 | 220200907 |  | FUSE
|  | SHORT NAME | FUSE
|  | FUSE ELEMENT TYPE | ?
|  | DIMENSION | ?
|  | MATERIAL | ?
|  | VOLTAGE RATING | 125VDC
|  | CURRENT | 6A
|  | INDICATION METHOD | ?
|  | DELAY INTERVAL | ?
|  | CONNECTION DATA | ?
|  | MOUNTING DATA | ?
04185 | 220200909 |  | FUSE
|  | SHORT NAME | FUSE,CONTROL
|  | FUSE ELEMENT TYPE | ?
|  | DIMENSION | ?
|  | MATERIAL | ?
|  | VOLTAGE RATING | 125VDC
|  | CURRENT | 3A
|  | INDICATION METHOD | ?
|  | DELAY INTERVAL | ?
|  | CONNECTION DATA | ?
|  | MOUNTING DATA | ?
04185 | 220200910 |  | FUSE
|  | SHORT NAME | FUSE,CONTROL
|  | FUSE ELEMENT TYPE | ?
|  | DIMENSION | ?
|  | MATERIAL | ?
|  | VOLTAGE RATING | 125VDC
|  | CURRENT | 2A
|  | INDICATION METHOD | ?
|  | DELAY INTERVAL | ?
|  | CONNECTION DATA | ?
|  | MOUNTING DATA | ?
04262 | 210202210 |  | FAN
|  | SHORT NAME | FAN,COOLING
|  | BLOWER TYPE | MOLD TR COOLING FAN
|  | BLOWER SHAPE STYLE | SINGLE PHASE 120V / 50HZ
|  | SIZE | 400X442X507X224X205X124MM
|  | DIAMETER | ?
|  | POWER RATING | 50W
|  | CURRENT RATING | 0.45A
|  | VOLTAGE RATING | 120V
|  | PHASE | Ø1/1Ø3
|  | FREQUENCY RATING | ?
|  | SPEED RATING | ?
|  | MAX AMBIENT TEMP | ?
|  | MIN AMBIENT TEMPERATURE | ?
|  | DISCH FLOW RATE | ?
|  | IMPELLER DIAMETER | ?
|  | BLADE LG | ?
|  | BLADE MATERIAL | ?
|  | NUMBER OF BLADES | ?
|  | HOUSING SHAPE STYLE | ?
|  | HOUSING MATERIAL | ?
|  | SHAFT BEARING TYPE | ?
|  | OPERATING METHOD | ?
|  | DISCHARGE OUTLET DIRECT SYSTEM | ?
|  | ELECTRICAL CONNECTION TYPE | ?
|  | MECH CONN TYPE | ?
|  | MOUNTING METHOD | ?
|  | REVOLUTION PER MINUTE (RPM) | 1270
04262 | 210213082 |  | FAN:CENTRIFUGAL,F/RM CUB.COOLER,TF#2.5DS
|  | SHORT NAME | FAN
|  | BLOWER TYPE | CENTRIFUGAL
|  | BLOWER SHAPE STYLE | ?
|  | SIZE | ?
|  | DIAMETER | ?
|  | POWER RATING | ?
|  | CURRENT RATING | ?
|  | VOLTAGE RATING | ?
|  | PHASE | ?
|  | FREQUENCY RATING | ?
|  | SPEED RATING | ?
|  | MAX AMBIENT TEMP | ?
|  | MIN AMBIENT TEMPERATURE | ?
|  | DISCH FLOW RATE | ?
|  | IMPELLER DIAMETER | ?
|  | BLADE LG | ?
|  | BLADE MATERIAL | ?
|  | NUMBER OF BLADES | ?
|  | HOUSING SHAPE STYLE | ?
|  | HOUSING MATERIAL | ?
|  | SHAFT BEARING TYPE | ?
|  | OPERATING METHOD | ?
|  | DISCHARGE OUTLET DIRECT SYSTEM | ?
|  | ELECTRICAL CONNECTION TYPE | ?
|  | MECH CONN TYPE | ?
|  | MOUNTING METHOD | ?
|  | REVOLUTION PER MINUTE (RPM) | ?
04262 | 230204344 |  | FAN,COOLING:12VDC,5800RPM,F/EMC1600-RPSA
|  | SHORT NAME | FAN, COOLING
|  | BLOWER TYPE | ?
|  | BLOWER SHAPE STYLE | ?
|  | SIZE | ?
|  | DIAMETER | ?
|  | POWER RATING | ?
|  | CURRENT RATING | ?
|  | VOLTAGE RATING | ?
|  | PHASE | ?
|  | FREQUENCY RATING | ?
|  | SPEED RATING | ?
|  | MAX AMBIENT TEMP | ?
|  | MIN AMBIENT TEMPERATURE | ?
|  | DISCH FLOW RATE | ?
|  | IMPELLER DIAMETER | ?
|  | BLADE LG | ?
|  | BLADE MATERIAL | ?
|  | NUMBER OF BLADES | ?
|  | HOUSING SHAPE STYLE | ?
|  | HOUSING MATERIAL | ?
|  | SHAFT BEARING TYPE | ?
|  | OPERATING METHOD | ?
|  | DISCHARGE OUTLET DIRECT SYSTEM | ?
|  | ELECTRICAL CONNECTION TYPE | ?
|  | MECH CONN TYPE | ?
|  | MOUNTING METHOD | ?
|  | REVOLUTION PER MINUTE (RPM) | ?
04521 | 210222590 |  | PACKING SET:F/#800 1/2" MANUAL VALVE
|  | SHORT NAME | PACKING
|  | PACKING TYPE | BELLOWS SEAL SME SW
|  | PACKING SHAPE STYLE | ?
|  | SIZE | ?
|  | INSIDE DIAMETER | ?
|  | OUTSIDE DIAMETER | ?
|  | THICKNESS | ?
|  | MATERIAL | #800
|  | MINI OPERATING TEMPERATURE | ?
|  | MAX OPERATING TEMPERATURE | ?
|  | MIN OPERATING PRESSURE | ?
|  | MAX OPERATING PRESSURE | ?
|  | HARDNESS RATING | ?
|  | PACKING RATING | ?
|  | CROSS SECTION SHAPE | ?
|  | CUT SHAPE | ?
|  | OPERATING MEDIUM | ?
|  | COLOR | ?
GASKET
04522 | 210202429 |  | GASKET
|  | SHORT NAME | GASKET
|  | GASKET TYPE | ?
|  | GASKET SHAPE STYLE | ?
|  | GASKET CROSS SECT SHAPE | ?
|  | NOMINAL PIPE SIZE | ?
|  | SIZE | 44.5X54.1X69.9X85.9MM, 4.5T
|  | THICKNESS | ?
|  | INSIDE DIAMETER | ?
|  | OUTSIDE DIAMETER | ?
|  | MATERIAL | 1-1/2", 150LB
|  | PITCH CIRCLE DIA | ?
|  | RING MATERIAL | ?
|  | FILLER MATERIAL | ?
|  | HOOP MATERIAL | ?
|  | MAX OPERATING TEMPERATURE | ?
|  | MINI OPERATING TEMPERATURE | ?
|  | MAX OPERATING PRESSURE | ?
|  | MIN OPERATING PRESSURE | ?
|  | STRESS RATING | ?
|  | COMPRESSIBILITY | ?
|  | PT VALUE | ?
|  | CREEP RESISTANCE | ?
|  | NUMBER OF BOLT HOLES | ?
|  | BOLT HOLE DIA | ?
|  | CUT SHAPE | ?
|  | HARDNESS RATING | ?
|  | OPERATING MEDIUM | ?
|  | COLOR | ?
|  | SURFACE TREATMENT | ?
|  | DIMENSION | ?
04522 | 210202440 |  | GASKET
|  | SHORT NAME | GASKET
|  | GASKET TYPE | FOR SIGHT FLOW GLASS
|  | GASKET SHAPE STYLE | ?
|  | GASKET CROSS SECT SHAPE | ?
|  | NOMINAL PIPE SIZE | ?
|  | SIZE | 1-1/2", 65X85X1.5MM
|  | THICKNESS | ?
|  | INSIDE DIAMETER | ?
|  | OUTSIDE DIAMETER | ?
|  | MATERIAL | C#4430
|  | PITCH CIRCLE DIA | ?
|  | RING MATERIAL | ?
|  | FILLER MATERIAL | ?
|  | HOOP MATERIAL | ?
|  | MAX OPERATING TEMPERATURE | ?
|  | MINI OPERATING TEMPERATURE | ?
|  | MAX OPERATING PRESSURE | ?
|  | MIN OPERATING PRESSURE | ?
|  | STRESS RATING | ?
|  | COMPRESSIBILITY | ?
|  | PT VALUE | ?
|  | CREEP RESISTANCE | ?
|  | NUMBER OF BOLT HOLES | ?
|  | BOLT HOLE DIA | ?
|  | CUT SHAPE | ?
|  | HARDNESS RATING | ?
|  | OPERATING MEDIUM | ?
|  | COLOR | ?
|  | SURFACE TREATMENT | ?
|  | DIMENSION | ?
04522 | 210202441 |  | GASKET
|  | SHORT NAME | GASKET
|  | GASKET TYPE | FOR SIGHT FLOW GLASS
|  | GASKET SHAPE STYLE | ?
|  | GASKET CROSS SECT SHAPE | ?
|  | NOMINAL PIPE SIZE | ?
|  | SIZE | 2", 75X90X1.5MM
|  | THICKNESS | ?
|  | INSIDE DIAMETER | ?
|  | OUTSIDE DIAMETER | ?
|  | MATERIAL | C#4430
|  | PITCH CIRCLE DIA | ?
|  | RING MATERIAL | ?
|  | FILLER MATERIAL | ?
|  | HOOP MATERIAL | ?
|  | MAX OPERATING TEMPERATURE | ?
|  | MINI OPERATING TEMPERATURE | ?
|  | MAX OPERATING PRESSURE | ?
|  | MIN OPERATING PRESSURE | ?
|  | STRESS RATING | ?
|  | COMPRESSIBILITY | ?
|  | PT VALUE | ?
|  | CREEP RESISTANCE | ?
|  | NUMBER OF BOLT HOLES | ?
|  | BOLT HOLE DIA | ?
|  | CUT SHAPE | ?
|  | HARDNESS RATING | ?
|  | OPERATING MEDIUM | ?
|  | COLOR | ?
|  | SURFACE TREATMENT | ?
|  | DIMENSION | ?
04522 | 210203349 |  | GASKET
|  | SHORT NAME | GASKET
|  | GASKET TYPE | ?
|  | GASKET SHAPE STYLE | ?
|  | GASKET CROSS SECT SHAPE | ?
|  | NOMINAL PIPE SIZE | ?
|  | SIZE | (LXWXT)1346X38X9MM, 584X38X9MM
|  | THICKNESS | 9MM
|  | INSIDE DIAMETER | ?
|  | OUTSIDE DIAMETER | ?
|  | MATERIAL | ?
|  | PITCH CIRCLE DIA | ?
|  | RING MATERIAL | ?
|  | FILLER MATERIAL | ?
|  | HOOP MATERIAL | ?
|  | MAX OPERATING TEMPERATURE | ?
|  | MINI OPERATING TEMPERATURE | ?
|  | MAX OPERATING PRESSURE | ?
|  | MIN OPERATING PRESSURE | ?
|  | STRESS RATING | ?
|  | COMPRESSIBILITY | ?
|  | PT VALUE | ?
|  | CREEP RESISTANCE | ?
|  | NUMBER OF BOLT HOLES | ?
|  | BOLT HOLE DIA | ?
|  | CUT SHAPE | ?
|  | HARDNESS RATING | ?
|  | OPERATING MEDIUM | ?
|  | COLOR | ?
|  | SURFACE TREATMENT | ?
|  | DIMENSION | ?
04522 | 210203661 |  | GASKET
|  | SHORT NAME | GASKET
|  | GASKET TYPE | ?
|  | GASKET SHAPE STYLE | ?
|  | GASKET CROSS SECT SHAPE | ?
|  | NOMINAL PIPE SIZE | ?
|  | SIZE | 3MM X 18" ASME 150# R.F
|  | THICKNESS | ?
|  | INSIDE DIAMETER | ?
|  | OUTSIDE DIAMETER | ?
|  | MATERIAL | NON-ASBESTOS
|  | PITCH CIRCLE DIA | ?
|  | RING MATERIAL | ?
|  | FILLER MATERIAL | ?
|  | HOOP MATERIAL | ?
|  | MAX OPERATING TEMPERATURE | ?
|  | MINI OPERATING TEMPERATURE | ?
|  | MAX OPERATING PRESSURE | ?
|  | MIN OPERATING PRESSURE | ?
|  | STRESS RATING | ?
|  | COMPRESSIBILITY | ?
|  | PT VALUE | ?
|  | CREEP RESISTANCE | ?
|  | NUMBER OF BOLT HOLES | ?
|  | BOLT HOLE DIA | ?
|  | CUT SHAPE | ?
|  | HARDNESS RATING | ?
|  | OPERATING MEDIUM | ?
|  | COLOR | ?
|  | SURFACE TREATMENT | ?
|  | DIMENSION | ?
04522 | 210203685 |  | GASKET
|  | SHORT NAME | GASKET
|  | GASKET TYPE | ?
|  | GASKET SHAPE STYLE | ?
|  | GASKET CROSS SECT SHAPE | ?
|  | NOMINAL PIPE SIZE | ?
|  | SIZE | 3MM X 4" ASME 150# R.F
|  | THICKNESS | ?
|  | INSIDE DIAMETER | ?
|  | OUTSIDE DIAMETER | ?
|  | MATERIAL | TEFLON
|  | PITCH CIRCLE DIA | ?
|  | RING MATERIAL | ?
|  | FILLER MATERIAL | ?
|  | HOOP MATERIAL | ?
|  | MAX OPERATING TEMPERATURE | ?
|  | MINI OPERATING TEMPERATURE | ?
|  | MAX OPERATING PRESSURE | ?
|  | MIN OPERATING PRESSURE | ?
|  | STRESS RATING | ?
|  | COMPRESSIBILITY | ?
|  | PT VALUE | ?
|  | CREEP RESISTANCE | ?
|  | NUMBER OF BOLT HOLES | ?
|  | BOLT HOLE DIA | ?
|  | CUT SHAPE | ?
|  | HARDNESS RATING | ?
|  | OPERATING MEDIUM | ?
|  | COLOR | ?
|  | SURFACE TREATMENT | ?
|  | DIMENSION | ?
04522 | 210203686 |  | GASKET
|  | SHORT NAME | GASKET
|  | GASKET TYPE | ?
|  | GASKET SHAPE STYLE | ?
|  | GASKET CROSS SECT SHAPE | ?
|  | NOMINAL PIPE SIZE | ?
|  | SIZE | 3MM X 4" ASME 150# R.F
|  | THICKNESS | ?
|  | INSIDE DIAMETER | ?
|  | OUTSIDE DIAMETER | ?
|  | MATERIAL | TEFLON
|  | PITCH CIRCLE DIA | ?
|  | RING MATERIAL | ?
|  | FILLER MATERIAL | ?
|  | HOOP MATERIAL | ?
|  | MAX OPERATING TEMPERATURE | ?
|  | MINI OPERATING TEMPERATURE | ?
|  | MAX OPERATING PRESSURE | ?
|  | MIN OPERATING PRESSURE | ?
|  | STRESS RATING | ?
|  | COMPRESSIBILITY | ?
|  | PT VALUE | ?
|  | CREEP RESISTANCE | ?
|  | NUMBER OF BOLT HOLES | ?
|  | BOLT HOLE DIA | ?
|  | CUT SHAPE | ?
|  | HARDNESS RATING | ?
|  | OPERATING MEDIUM | ?
|  | COLOR | ?
|  | SURFACE TREATMENT | ?
|  | DIMENSION | ?
04522 | 210203891 |  | GASKET
|  | SHORT NAME | GASKET
|  | GASKET TYPE | ?
|  | GASKET SHAPE STYLE | ?
|  | GASKET CROSS SECT SHAPE | ?
|  | NOMINAL PIPE SIZE | ?
|  | SIZE | (X) (IDXODXT) 276X310X1.6MM
(Y) (IDXODXT) 136X170X1.6MM
|  | THICKNESS | 1.6MM
|  | INSIDE DIAMETER | (X AXIS) 276MM, (Y AXIS)136MM
|  | OUTSIDE DIAMETER | (X AXIS) 310MM, (Y AXIS) 170MM
|  | MATERIAL | GRAPHITE, PILLAR 6630
|  | PITCH CIRCLE DIA | ?
|  | RING MATERIAL | ?
|  | FILLER MATERIAL | ?
|  | HOOP MATERIAL | ?
|  | MAX OPERATING TEMPERATURE | ?
|  | MINI OPERATING TEMPERATURE | ?
|  | MAX OPERATING PRESSURE | ?
|  | MIN OPERATING PRESSURE | ?
|  | STRESS RATING | ?
|  | COMPRESSIBILITY | ?
|  | PT VALUE | ?
|  | CREEP RESISTANCE | ?
|  | NUMBER OF BOLT HOLES | ?
|  | BOLT HOLE DIA | ?
|  | CUT SHAPE | ?
|  | HARDNESS RATING | ?
|  | OPERATING MEDIUM | ?
|  | COLOR | ?
|  | SURFACE TREATMENT | ?
|  | DIMENSION | ?
04522 | 210203893 |  | GASKET
|  | SHORT NAME | GASKET
|  | GASKET TYPE | ?
|  | GASKET SHAPE STYLE | ?
|  | GASKET CROSS SECT SHAPE | ?
|  | NOMINAL PIPE SIZE | ?
|  | SIZE | (X) (IDXODXT) 390X428X1.6MM
(Y) (IDXODXT) 168X206X1.6MM
|  | THICKNESS | 1.6MM
|  | INSIDE DIAMETER | (X AXIS) 390MM, (Y AXIS)168MM
|  | OUTSIDE DIAMETER | (X AXIS) 428MM, (Y AXIS) 206MM
|  | MATERIAL | GRAPHITE, PILLAR 6630
|  | PITCH CIRCLE DIA | ?
|  | RING MATERIAL | ?
|  | FILLER MATERIAL | ?
|  | HOOP MATERIAL | ?
|  | MAX OPERATING TEMPERATURE | ?
|  | MINI OPERATING TEMPERATURE | ?
|  | MAX OPERATING PRESSURE | ?
|  | MIN OPERATING PRESSURE | ?
|  | STRESS RATING | ?
|  | COMPRESSIBILITY | ?
|  | PT VALUE | ?
|  | CREEP RESISTANCE | ?
|  | NUMBER OF BOLT HOLES | ?
|  | BOLT HOLE DIA | ?
|  | CUT SHAPE | ?
|  | HARDNESS RATING | ?
|  | OPERATING MEDIUM | ?
|  | COLOR | ?
|  | SURFACE TREATMENT | ?
|  | DIMENSION | ?
04522 | 210203903 |  | GASKET
|  | SHORT NAME | GASKET
|  | GASKET TYPE | ?
|  | GASKET SHAPE STYLE | ?
|  | GASKET CROSS SECT SHAPE | ?
|  | NOMINAL PIPE SIZE | ?
|  | SIZE | 525 X 539 X 565 X 4.5MM(THK)
|  | THICKNESS | 4.5MM
|  | INSIDE DIAMETER | ?
|  | OUTSIDE DIAMETER | ?
|  | MATERIAL | SPIRAL WOUND, PILLAR 2601-EE0
|  | PITCH CIRCLE DIA | ?
|  | RING MATERIAL | ?
|  | FILLER MATERIAL | ?
|  | HOOP MATERIAL | ?
|  | MAX OPERATING TEMPERATURE | ?
|  | MINI OPERATING TEMPERATURE | ?
|  | MAX OPERATING PRESSURE | ?
|  | MIN OPERATING PRESSURE | ?
|  | STRESS RATING | ?
|  | COMPRESSIBILITY | ?
|  | PT VALUE | ?
|  | CREEP RESISTANCE | ?
|  | NUMBER OF BOLT HOLES | ?
|  | BOLT HOLE DIA | ?
|  | CUT SHAPE | ?
|  | HARDNESS RATING | ?
|  | OPERATING MEDIUM | ?
|  | COLOR | ?
|  | SURFACE TREATMENT | ?
|  | DIMENSION | ?
04522 | 210203933 |  | GASKET
|  | SHORT NAME | GASKET
|  | GASKET TYPE | ?
|  | GASKET SHAPE STYLE | ?
|  | GASKET CROSS SECT SHAPE | ?
|  | NOMINAL PIPE SIZE | ?
|  | SIZE | (IDXODXH) 278.4X310X33MM
|  | THICKNESS | ?
|  | INSIDE DIAMETER | 278.4MM
|  | OUTSIDE DIAMETER | 310MM
|  | MATERIAL | ASTM A576 1010
|  | PITCH CIRCLE DIA | ?
|  | RING MATERIAL | ?
|  | FILLER MATERIAL | ?
|  | HOOP MATERIAL | ?
|  | MAX OPERATING TEMPERATURE | ?
|  | MINI OPERATING TEMPERATURE | ?
|  | MAX OPERATING PRESSURE | ?
|  | MIN OPERATING PRESSURE | ?
|  | STRESS RATING | ?
|  | COMPRESSIBILITY | ?
|  | PT VALUE | ?
|  | CREEP RESISTANCE | ?
|  | NUMBER OF BOLT HOLES | ?
|  | BOLT HOLE DIA | ?
|  | CUT SHAPE | ?
|  | HARDNESS RATING | ?
|  | OPERATING MEDIUM | ?
|  | COLOR | ?
|  | SURFACE TREATMENT | ?
|  | DIMENSION | ?
04522 | 210203947 |  | GASKET
|  | SHORT NAME | GASKET
|  | GASKET TYPE | ?
|  | GASKET SHAPE STYLE | ?
|  | GASKET CROSS SECT SHAPE | ?
|  | NOMINAL PIPE SIZE | ?
|  | SIZE | (ID X OD X H) 521 X 570 X 59MM
|  | THICKNESS | ?
|  | INSIDE DIAMETER | 521MM
|  | OUTSIDE DIAMETER | 570MM
|  | MATERIAL | ASTM A576 1010
|  | PITCH CIRCLE DIA | ?
|  | RING MATERIAL | ?
|  | FILLER MATERIAL | ?
|  | HOOP MATERIAL | ?
|  | MAX OPERATING TEMPERATURE | ?
|  | MINI OPERATING TEMPERATURE | ?
|  | MAX OPERATING PRESSURE | ?
|  | MIN OPERATING PRESSURE | ?
|  | STRESS RATING | ?
|  | COMPRESSIBILITY | ?
|  | PT VALUE | ?
|  | CREEP RESISTANCE | ?
|  | NUMBER OF BOLT HOLES | ?
|  | BOLT HOLE DIA | ?
|  | CUT SHAPE | ?
|  | HARDNESS RATING | ?
|  | OPERATING MEDIUM | ?
|  | COLOR | ?
|  | SURFACE TREATMENT | ?
|  | DIMENSION | ?
04522 | 210204509 |  | GASKET
|  | SHORT NAME | GASKET
|  | GASKET TYPE | ?
|  | GASKET SHAPE STYLE | ?
|  | GASKET CROSS SECT SHAPE | ?
|  | NOMINAL PIPE SIZE | ?
|  | SIZE | ?
|  | THICKNESS | ?
|  | INSIDE DIAMETER | ?
|  | OUTSIDE DIAMETER | ?
|  | MATERIAL | SS316, GRAPHITE
|  | PITCH CIRCLE DIA | ?
|  | RING MATERIAL | ?
|  | FILLER MATERIAL | ?
|  | HOOP MATERIAL | ?
|  | MAX OPERATING TEMPERATURE | ?
|  | MINI OPERATING TEMPERATURE | ?
|  | MAX OPERATING PRESSURE | ?
|  | MIN OPERATING PRESSURE | ?
|  | STRESS RATING | ?
|  | COMPRESSIBILITY | ?
|  | PT VALUE | ?
|  | CREEP RESISTANCE | ?
|  | NUMBER OF BOLT HOLES | ?
|  | BOLT HOLE DIA | ?
|  | CUT SHAPE | ?
|  | HARDNESS RATING | ?
|  | OPERATING MEDIUM | ?
|  | COLOR | ?
|  | SURFACE TREATMENT | ?
|  | DIMENSION | ?
04522 | 210204511 |  | GASKET
|  | SHORT NAME | GASKET
|  | GASKET TYPE | ?
|  | GASKET SHAPE STYLE | ?
|  | GASKET CROSS SECT SHAPE | ?
|  | NOMINAL PIPE SIZE | ?
|  | SIZE | (ODXIDXTHK) 42.5X32X3.2MM
|  | THICKNESS | 3.2MM
|  | INSIDE DIAMETER | 32MM
|  | OUTSIDE DIAMETER | 42.5MM
|  | MATERIAL | SS316, GRAPHITE
|  | PITCH CIRCLE DIA | ?
|  | RING MATERIAL | ?
|  | FILLER MATERIAL | ?
|  | HOOP MATERIAL | ?
|  | MAX OPERATING TEMPERATURE | ?
|  | MINI OPERATING TEMPERATURE | ?
|  | MAX OPERATING PRESSURE | ?
|  | MIN OPERATING PRESSURE | ?
|  | STRESS RATING | ?
|  | COMPRESSIBILITY | ?
|  | PT VALUE | ?
|  | CREEP RESISTANCE | ?
|  | NUMBER OF BOLT HOLES | ?
|  | BOLT HOLE DIA | ?
|  | CUT SHAPE | ?
|  | HARDNESS RATING | ?
|  | OPERATING MEDIUM | ?
|  | COLOR | ?
|  | SURFACE TREATMENT | ?
|  | DIMENSION | ?
04522 | 210204513 |  | GASKET
|  | SHORT NAME | GASKET
|  | GASKET TYPE | ?
|  | GASKET SHAPE STYLE | ?
|  | GASKET CROSS SECT SHAPE | ?
|  | NOMINAL PIPE SIZE | ?
|  | SIZE | (ODXIDXTHK) 53.5X40.5X3.2MM
|  | THICKNESS | 3.2MM
|  | INSIDE DIAMETER | 40.5MM
|  | OUTSIDE DIAMETER | 53.5MM
|  | MATERIAL | SS316, GRAPHITE
|  | PITCH CIRCLE DIA | ?
|  | RING MATERIAL | ?
|  | FILLER MATERIAL | ?
|  | HOOP MATERIAL | ?
|  | MAX OPERATING TEMPERATURE | ?
|  | MINI OPERATING TEMPERATURE | ?
|  | MAX OPERATING PRESSURE | ?
|  | MIN OPERATING PRESSURE | ?
|  | STRESS RATING | ?
|  | COMPRESSIBILITY | ?
|  | PT VALUE | ?
|  | CREEP RESISTANCE | ?
|  | NUMBER OF BOLT HOLES | ?
|  | BOLT HOLE DIA | ?
|  | CUT SHAPE | ?
|  | HARDNESS RATING | ?
|  | OPERATING MEDIUM | ?
|  | COLOR | ?
|  | SURFACE TREATMENT | ?
|  | DIMENSION | ?
04522 | 210204515 |  | GASKET
|  | SHORT NAME | GASKET
|  | GASKET TYPE | ?
|  | GASKET SHAPE STYLE | ?
|  | GASKET CROSS SECT SHAPE | ?
|  | NOMINAL PIPE SIZE | ?
|  | SIZE | (ODXIDXTHK) 53.5X40.5X3.2MM
|  | THICKNESS | 3.2MM
|  | INSIDE DIAMETER | 40.5MM
|  | OUTSIDE DIAMETER | 53.5MM
|  | MATERIAL | SS316, GRAPHITE
|  | PITCH CIRCLE DIA | ?
|  | RING MATERIAL | ?
|  | FILLER MATERIAL | ?
|  | HOOP MATERIAL | ?
|  | MAX OPERATING TEMPERATURE | ?
|  | MINI OPERATING TEMPERATURE | ?
|  | MAX OPERATING PRESSURE | ?
|  | MIN OPERATING PRESSURE | ?
|  | STRESS RATING | ?
|  | COMPRESSIBILITY | ?
|  | PT VALUE | ?
|  | CREEP RESISTANCE | ?
|  | NUMBER OF BOLT HOLES | ?
|  | BOLT HOLE DIA | ?
|  | CUT SHAPE | ?
|  | HARDNESS RATING | ?
|  | OPERATING MEDIUM | ?
|  | COLOR | ?
|  | SURFACE TREATMENT | ?
|  | DIMENSION | ?
04522 | 210204517 |  | GASKET
|  | SHORT NAME | GASKET
|  | GASKET TYPE | ?
|  | GASKET SHAPE STYLE | ?
|  | GASKET CROSS SECT SHAPE | ?
|  | NOMINAL PIPE SIZE | ?
|  | SIZE | (ODXIDXTHK) 53.5X40.5X3.2MM
|  | THICKNESS | 3.2MM
|  | INSIDE DIAMETER | 40.5MM
|  | OUTSIDE DIAMETER | 53.5MM
|  | MATERIAL | SS316, GRAPHITE
|  | PITCH CIRCLE DIA | ?
|  | RING MATERIAL | ?
|  | FILLER MATERIAL | ?
|  | HOOP MATERIAL | ?
|  | MAX OPERATING TEMPERATURE | ?
|  | MINI OPERATING TEMPERATURE | ?
|  | MAX OPERATING PRESSURE | ?
|  | MIN OPERATING PRESSURE | ?
|  | STRESS RATING | ?
|  | COMPRESSIBILITY | ?
|  | PT VALUE | ?
|  | CREEP RESISTANCE | ?
|  | NUMBER OF BOLT HOLES | ?
|  | BOLT HOLE DIA | ?
|  | CUT SHAPE | ?
|  | HARDNESS RATING | ?
|  | OPERATING MEDIUM | ?
|  | COLOR | ?
|  | SURFACE TREATMENT | ?
|  | DIMENSION | ?
04522 | 210204873 |  | GASKET
|  | SHORT NAME | GASKET
|  | GASKET TYPE | ?
|  | GASKET SHAPE STYLE | ?
|  | GASKET CROSS SECT SHAPE | ?
|  | NOMINAL PIPE SIZE | ?
|  | SIZE | (X) (ODXIDXT) 132X104X1.6MM
(Y) (ODXIDXT) 98X70X1.6MM
|  | THICKNESS | 1.6MM
|  | INSIDE DIAMETER | (X AXIS) 104MM, (Y AXIS) 70MM
|  | OUTSIDE DIAMETER | (X AXIS) 132MM, (Y AXIS) 98MM
|  | MATERIAL | GRAPHITE
|  | PITCH CIRCLE DIA | ?
|  | RING MATERIAL | ?
|  | FILLER MATERIAL | ?
|  | HOOP MATERIAL | ?
|  | MAX OPERATING TEMPERATURE | ?
|  | MINI OPERATING TEMPERATURE | ?
|  | MAX OPERATING PRESSURE | ?
|  | MIN OPERATING PRESSURE | ?
|  | STRESS RATING | ?
|  | COMPRESSIBILITY | ?
|  | PT VALUE | ?
|  | CREEP RESISTANCE | ?
|  | NUMBER OF BOLT HOLES | ?
|  | BOLT HOLE DIA | ?
|  | CUT SHAPE | ?
|  | HARDNESS RATING | ?
|  | OPERATING MEDIUM | ?
|  | COLOR | ?
|  | SURFACE TREATMENT | ?
|  | DIMENSION | ?
04522 | 210204999 |  | GASKET
|  | SHORT NAME | GASKET
|  | GASKET TYPE | ?
|  | GASKET SHAPE STYLE | ?
|  | GASKET CROSS SECT SHAPE | ?
|  | NOMINAL PIPE SIZE | ?
|  | SIZE | (ODXIDXH) 366X331.4X36MM
|  | THICKNESS | ?
|  | INSIDE DIAMETER | 331.4MM
|  | OUTSIDE DIAMETER | 366MM
|  | MATERIAL | ASTM A576 1010
|  | PITCH CIRCLE DIA | ?
|  | RING MATERIAL | ?
|  | FILLER MATERIAL | ?
|  | HOOP MATERIAL | ?
|  | MAX OPERATING TEMPERATURE | ?
|  | MINI OPERATING TEMPERATURE | ?
|  | MAX OPERATING PRESSURE | ?
|  | MIN OPERATING PRESSURE | ?
|  | STRESS RATING | ?
|  | COMPRESSIBILITY | ?
|  | PT VALUE | ?
|  | CREEP RESISTANCE | ?
|  | NUMBER OF BOLT HOLES | ?
|  | BOLT HOLE DIA | ?
|  | CUT SHAPE | ?
|  | HARDNESS RATING | ?
|  | OPERATING MEDIUM | ?
|  | COLOR | ?
|  | SURFACE TREATMENT | ?
|  | DIMENSION | ?
04522 | 210205298 |  | GASKET, SPWD, 4.5t OD 111 X ID 97
|  | SHORT NAME | GASKET
|  | GASKET TYPE | ?
|  | GASKET SHAPE STYLE | ?
|  | GASKET CROSS SECT SHAPE | ?
|  | NOMINAL PIPE SIZE | ?
|  | SIZE | (IDXODXTHK) 97X111X4.5MM
|  | THICKNESS | 4.5MM
|  | INSIDE DIAMETER | 97MM
|  | OUTSIDE DIAMETER | 111MM
|  | MATERIAL | SS304 + GRAPHITE
|  | PITCH CIRCLE DIA | ?
|  | RING MATERIAL | ?
|  | FILLER MATERIAL | ?
|  | HOOP MATERIAL | ?
|  | MAX OPERATING TEMPERATURE | ?
|  | MINI OPERATING TEMPERATURE | ?
|  | MAX OPERATING PRESSURE | ?
|  | MIN OPERATING PRESSURE | ?
|  | STRESS RATING | ?
|  | COMPRESSIBILITY | ?
|  | PT VALUE | ?
|  | CREEP RESISTANCE | ?
|  | NUMBER OF BOLT HOLES | ?
|  | BOLT HOLE DIA | ?
|  | CUT SHAPE | ?
|  | HARDNESS RATING | ?
|  | OPERATING MEDIUM | ?
|  | COLOR | ?
|  | SURFACE TREATMENT | ?
|  | DIMENSION | ?
04522 | 210205322 |  | GASKET
|  | SHORT NAME | GASKET
|  | GASKET TYPE | ?
|  | GASKET SHAPE STYLE | ?
|  | GASKET CROSS SECT SHAPE | ?
|  | NOMINAL PIPE SIZE | ?
|  | SIZE | (IDXODXTHK) 36X48X4.5MM
|  | THICKNESS | 4.5MM
|  | INSIDE DIAMETER | 36MM
|  | OUTSIDE DIAMETER | 48MM
|  | MATERIAL | SS304 + GRAPHITE
|  | PITCH CIRCLE DIA | ?
|  | RING MATERIAL | ?
|  | FILLER MATERIAL | ?
|  | HOOP MATERIAL | ?
|  | MAX OPERATING TEMPERATURE | ?
|  | MINI OPERATING TEMPERATURE | ?
|  | MAX OPERATING PRESSURE | ?
|  | MIN OPERATING PRESSURE | ?
|  | STRESS RATING | ?
|  | COMPRESSIBILITY | ?
|  | PT VALUE | ?
|  | CREEP RESISTANCE | ?
|  | NUMBER OF BOLT HOLES | ?
|  | BOLT HOLE DIA | ?
|  | CUT SHAPE | ?
|  | HARDNESS RATING | ?
|  | OPERATING MEDIUM | ?
|  | COLOR | ?
|  | SURFACE TREATMENT | ?
|  | DIMENSION | ?
04522 | 210205325 |  | GASKET
|  | SHORT NAME | GASKET
|  | GASKET TYPE | SEAT GASKET
|  | GASKET SHAPE STYLE | ?
|  | GASKET CROSS SECT SHAPE | ?
|  | NOMINAL PIPE SIZE | ?
|  | SIZE | (IDXODXTHK) 12X20X1.5MM
|  | THICKNESS | 1.5MM
|  | INSIDE DIAMETER | 12MM
|  | OUTSIDE DIAMETER | 20MM
|  | MATERIAL | GRAPHITE
|  | PITCH CIRCLE DIA | ?
|  | RING MATERIAL | ?
|  | FILLER MATERIAL | ?
|  | HOOP MATERIAL | ?
|  | MAX OPERATING TEMPERATURE | ?
|  | MINI OPERATING TEMPERATURE | ?
|  | MAX OPERATING PRESSURE | ?
|  | MIN OPERATING PRESSURE | ?
|  | STRESS RATING | ?
|  | COMPRESSIBILITY | ?
|  | PT VALUE | ?
|  | CREEP RESISTANCE | ?
|  | NUMBER OF BOLT HOLES | ?
|  | BOLT HOLE DIA | ?
|  | CUT SHAPE | ?
|  | HARDNESS RATING | ?
|  | OPERATING MEDIUM | ?
|  | COLOR | ?
|  | SURFACE TREATMENT | ?
|  | DIMENSION | ?
04522 | 210205326 |  | GASKET
|  | SHORT NAME | GASKET
|  | GASKET TYPE | SEAT GASKET
|  | GASKET SHAPE STYLE | ?
|  | GASKET CROSS SECT SHAPE | ?
|  | NOMINAL PIPE SIZE | ?
|  | SIZE | (IDXODXTHK) 37.4X45.4X1.5MM
|  | THICKNESS | 1.5MM
|  | INSIDE DIAMETER | 37.4MM
|  | OUTSIDE DIAMETER | 45.4MM
|  | MATERIAL | GRAPHITE
|  | PITCH CIRCLE DIA | ?
|  | RING MATERIAL | ?
|  | FILLER MATERIAL | ?
|  | HOOP MATERIAL | ?
|  | MAX OPERATING TEMPERATURE | ?
|  | MINI OPERATING TEMPERATURE | ?
|  | MAX OPERATING PRESSURE | ?
|  | MIN OPERATING PRESSURE | ?
|  | STRESS RATING | ?
|  | COMPRESSIBILITY | ?
|  | PT VALUE | ?
|  | CREEP RESISTANCE | ?
|  | NUMBER OF BOLT HOLES | ?
|  | BOLT HOLE DIA | ?
|  | CUT SHAPE | ?
|  | HARDNESS RATING | ?
|  | OPERATING MEDIUM | ?
|  | COLOR | ?
|  | SURFACE TREATMENT | ?
|  | DIMENSION | ?
04522 | 210213942 |  | GASKET:2",CLASS 150,ACID RESISTANT
|  | SHORT NAME | GASKET
|  | GASKET TYPE | ?
|  | GASKET SHAPE STYLE | ?
|  | GASKET CROSS SECT SHAPE | ?
|  | NOMINAL PIPE SIZE | ?
|  | SIZE | ?
|  | THICKNESS | ?
|  | INSIDE DIAMETER | ?
|  | OUTSIDE DIAMETER | ?
|  | MATERIAL | ?
|  | PITCH CIRCLE DIA | ?
|  | RING MATERIAL | ?
|  | FILLER MATERIAL | ?
|  | HOOP MATERIAL | ?
|  | MAX OPERATING TEMPERATURE | ?
|  | MINI OPERATING TEMPERATURE | ?
|  | MAX OPERATING PRESSURE | ?
|  | MIN OPERATING PRESSURE | ?
|  | STRESS RATING | ?
|  | COMPRESSIBILITY | ?
|  | PT VALUE | ?
|  | CREEP RESISTANCE | ?
|  | NUMBER OF BOLT HOLES | ?
|  | BOLT HOLE DIA | ?
|  | CUT SHAPE | ?
|  | HARDNESS RATING | ?
|  | OPERATING MEDIUM | ?
|  | COLOR | ?
|  | SURFACE TREATMENT | ?
|  | DIMENSION | ?
04522 | 210215911 |  | GASKET:1.5T,F/TURNING GEAR HOUSING
|  | SHORT NAME | GASKET
|  | GASKET TYPE | 0KS129057P0012
|  | GASKET SHAPE STYLE | ?
|  | GASKET CROSS SECT SHAPE | ?
|  | NOMINAL PIPE SIZE | ?
|  | SIZE | 1.5T X 330.2W X 330.2L
|  | THICKNESS | 1.5
|  | INSIDE DIAMETER | ?
|  | OUTSIDE DIAMETER | 330.2
|  | MATERIAL | ?
|  | PITCH CIRCLE DIA | ?
|  | RING MATERIAL | ?
|  | FILLER MATERIAL | ?
|  | HOOP MATERIAL | ?
|  | MAX OPERATING TEMPERATURE | ?
|  | MINI OPERATING TEMPERATURE | ?
|  | MAX OPERATING PRESSURE | ?
|  | MIN OPERATING PRESSURE | ?
|  | STRESS RATING | ?
|  | COMPRESSIBILITY | ?
|  | PT VALUE | ?
|  | CREEP RESISTANCE | ?
|  | NUMBER OF BOLT HOLES | ?
|  | BOLT HOLE DIA | ?
|  | CUT SHAPE | ?
|  | HARDNESS RATING | ?
|  | OPERATING MEDIUM | ?
|  | COLOR | ?
|  | SURFACE TREATMENT | ?
|  | DIMENSION | ?
04522 | 210216027 |  | GASKET:TEFLON,SHAFT GROUND DEV, PART 11
|  | SHORT NAME | GASKET
|  | GASKET TYPE | F/SHAFT GROUNDING DEVICE
|  | GASKET SHAPE STYLE | ?
|  | GASKET CROSS SECT SHAPE | ?
|  | NOMINAL PIPE SIZE | ?
|  | SIZE | ?
|  | THICKNESS | ?
|  | INSIDE DIAMETER | ?
|  | OUTSIDE DIAMETER | ?
|  | MATERIAL | TEFLON
|  | PITCH CIRCLE DIA | ?
|  | RING MATERIAL | ?
|  | FILLER MATERIAL | ?
|  | HOOP MATERIAL | ?
|  | MAX OPERATING TEMPERATURE | ?
|  | MINI OPERATING TEMPERATURE | ?
|  | MAX OPERATING PRESSURE | ?
|  | MIN OPERATING PRESSURE | ?
|  | STRESS RATING | ?
|  | COMPRESSIBILITY | ?
|  | PT VALUE | ?
|  | CREEP RESISTANCE | ?
|  | NUMBER OF BOLT HOLES | ?
|  | BOLT HOLE DIA | ?
|  | CUT SHAPE | ?
|  | HARDNESS RATING | ?
|  | OPERATING MEDIUM | ?
|  | COLOR | ?
|  | SURFACE TREATMENT | ?
|  | DIMENSION | ?
04522 | 210218769 |  | GASKET:BODY,F/1" X 2" V/V SSR-S8000
|  | SHORT NAME | BODY GASKET
|  | GASKET TYPE | 1" X 2" RELIEF V/V (SSR-S8000)
|  | GASKET SHAPE STYLE | ?
|  | GASKET CROSS SECT SHAPE | ?
|  | NOMINAL PIPE SIZE | ?
|  | SIZE | ?
|  | THICKNESS | ?
|  | INSIDE DIAMETER | ?
|  | OUTSIDE DIAMETER | ?
|  | MATERIAL | SOFT IRON
|  | PITCH CIRCLE DIA | ?
|  | RING MATERIAL | ?
|  | FILLER MATERIAL | ?
|  | HOOP MATERIAL | ?
|  | MAX OPERATING TEMPERATURE | ?
|  | MINI OPERATING TEMPERATURE | ?
|  | MAX OPERATING PRESSURE | ?
|  | MIN OPERATING PRESSURE | ?
|  | STRESS RATING | ?
|  | COMPRESSIBILITY | ?
|  | PT VALUE | ?
|  | CREEP RESISTANCE | ?
|  | NUMBER OF BOLT HOLES | ?
|  | BOLT HOLE DIA | ?
|  | CUT SHAPE | ?
|  | HARDNESS RATING | ?
|  | OPERATING MEDIUM | ?
|  | COLOR | ?
|  | SURFACE TREATMENT | ?
|  | DIMENSION | ?
04522 | 210220636 |  | GASKET:A21X26,SS,F/CCP,ITEM 411.10
|  | SHORT NAME | GASKET
|  | GASKET TYPE | ?
|  | GASKET SHAPE STYLE | ?
|  | GASKET CROSS SECT SHAPE | ?
|  | NOMINAL PIPE SIZE | ?
|  | SIZE | A21X26
|  | THICKNESS | ?
|  | INSIDE DIAMETER | ?
|  | OUTSIDE DIAMETER | ?
|  | MATERIAL | ?
|  | PITCH CIRCLE DIA | ?
|  | RING MATERIAL | ?
|  | FILLER MATERIAL | ?
|  | HOOP MATERIAL | ?
|  | MAX OPERATING TEMPERATURE | ?
|  | MINI OPERATING TEMPERATURE | ?
|  | MAX OPERATING PRESSURE | ?
|  | MIN OPERATING PRESSURE | ?
|  | STRESS RATING | ?
|  | COMPRESSIBILITY | ?
|  | PT VALUE | ?
|  | CREEP RESISTANCE | ?
|  | NUMBER OF BOLT HOLES | ?
|  | BOLT HOLE DIA | ?
|  | CUT SHAPE | ?
|  | HARDNESS RATING | ?
|  | OPERATING MEDIUM | ?
|  | COLOR | ?
|  | SURFACE TREATMENT | ?
|  | DIMENSION | ?
04522 | 210221160 |  | GASKET,BONNET:316SS/GRAPHITE,F/BV500 VLV
|  | SHORT NAME | BONNET GASKET,
|  | GASKET TYPE | FOR BV500 VALVE
|  | GASKET SHAPE STYLE | ?
|  | GASKET CROSS SECT SHAPE | ?
|  | NOMINAL PIPE SIZE | ?
|  | SIZE | ?
|  | THICKNESS | ?
|  | INSIDE DIAMETER | ?
|  | OUTSIDE DIAMETER | ?
|  | MATERIAL | 316 SS / GRAPHITE
|  | PITCH CIRCLE DIA | ?
|  | RING MATERIAL | ?
|  | FILLER MATERIAL | ?
|  | HOOP MATERIAL | ?
|  | MAX OPERATING TEMPERATURE | ?
|  | MINI OPERATING TEMPERATURE | ?
|  | MAX OPERATING PRESSURE | ?
|  | MIN OPERATING PRESSURE | ?
|  | STRESS RATING | ?
|  | COMPRESSIBILITY | ?
|  | PT VALUE | ?
|  | CREEP RESISTANCE | ?
|  | NUMBER OF BOLT HOLES | ?
|  | BOLT HOLE DIA | ?
|  | CUT SHAPE | ?
|  | HARDNESS RATING | ?
|  | OPERATING MEDIUM | ?
|  | COLOR | ?
|  | SURFACE TREATMENT | ?
|  | DIMENSION | ?
04842 | 220204132 |  | TIMER:AC24-240V,50/60HZ
|  | SHORT NAME | ?
|  | SPECIFIC USE | ?
|  | TIMER TYPE | ?
|  | BODY WIDTH | ?
|  | BODY HEIGHT | ?
|  | BODY DEPTH | ?
|  | CASE MATERIAL | ?
|  | TIME RANGE | ?
|  | TIMER OPERATING METHOD | ?
|  | TIMER CONTROL TYPE | ?
|  | VOLTAGE RATING | ?
|  | CURRENT RATING | ?
|  | CONNECTION VOLTAGE | ?
|  | DISPLAY TYPE | ?
|  | FREQUENCY | ?
|  | TIMER BEZEL TYPE | ?
|  | TIMER CONTROL METHOD | ?
|  | MOUNTING METHOD | ?
|  | CONNECTION DATA | ?
04923 | 210221552 |  | INSULATION,PIPE:CALCIUM SILICA,20"xT3"
|  | SHORT NAME | INSULATION
|  | INSULATION TYPE | ?
|  | SPECIFIC USE | PIPE
|  | DIAMETER | 20"
|  | SIZE | ?
|  | THICKNESS | 3"
|  | MATERIAL | CALCIUM SILICATE
|  | COLOR | ?
|  | THERMAL CONDUCTIVITY | ?
|  | MAX DENSITY RATING | ?
|  | MIN DENSITY RATING | ?
|  | MAX OPERATING TEMPERATURE | ?
|  | MINI OPERATING TEMPERATURE | ?
|  | INSULATION DESIGN FORM | ?
|  | FLAMMABILITY RATING | ?
|  | HEAT CAPACITY | ?
|  | THERMAL RESISTANCE | ?
|  | PIPE DIA | ?
|  | METHOD ATTACHMENT | ?
|  | INSTALLATION FURNISHED ITEMS | ?
|  | INSULATION JOINT STYLE | ?
|  | ENVIRON PROTECTION | ?
|  | SURFACE TREATMENT | ?
|  | COMPOSITION | ?
|  | CLOSURE DATA | ?
04923 | 310201864 |  | INSULATION,PIPE:FIBERGLASS,6.0",1.5"T
|  | SHORT NAME | INSULATION,PIPE
|  | INSULATION TYPE | ?
|  | SPECIFIC USE | ?
|  | DIAMETER | 6.0"
|  | SIZE | ?
|  | THICKNESS | 1.5"T
|  | MATERIAL | FIBERGLASS
|  | COLOR | ?
|  | THERMAL CONDUCTIVITY | ?
|  | MAX DENSITY RATING | ?
|  | MIN DENSITY RATING | ?
|  | MAX OPERATING TEMPERATURE | ?
|  | MINI OPERATING TEMPERATURE | ?
|  | INSULATION DESIGN FORM | ?
|  | FLAMMABILITY RATING | ?
|  | HEAT CAPACITY | ?
|  | THERMAL RESISTANCE | ?
|  | PIPE DIA | ?
|  | METHOD ATTACHMENT | ?
|  | INSTALLATION FURNISHED ITEMS | ?
|  | INSULATION JOINT STYLE | ?
|  | ENVIRON PROTECTION | ?
|  | SURFACE TREATMENT | ?
|  | COMPOSITION | ?
|  | CLOSURE DATA | ?
04923 | 310201865 |  | INSULATION,PIPE:FIBERGLASS,8.0",1.0"T
|  | SHORT NAME | INSULATION,PIPE
|  | INSULATION TYPE | ?
|  | SPECIFIC USE | ?
|  | DIAMETER | 8.0"
|  | SIZE | ?
|  | THICKNESS | 1.0"T
|  | MATERIAL | FIBERGLASS
|  | COLOR | ?
|  | THERMAL CONDUCTIVITY | ?
|  | MAX DENSITY RATING | ?
|  | MIN DENSITY RATING | ?
|  | MAX OPERATING TEMPERATURE | ?
|  | MINI OPERATING TEMPERATURE | ?
|  | INSULATION DESIGN FORM | ?
|  | FLAMMABILITY RATING | ?
|  | HEAT CAPACITY | ?
|  | THERMAL RESISTANCE | ?
|  | PIPE DIA | ?
|  | METHOD ATTACHMENT | ?
|  | INSTALLATION FURNISHED ITEMS | ?
|  | INSULATION JOINT STYLE | ?
|  | ENVIRON PROTECTION | ?
|  | SURFACE TREATMENT | ?
|  | COMPOSITION | ?
|  | CLOSURE DATA | ?
04923 | 310201975 |  | COVER,PIPE:CALCIUM SILICATE,2.5"T,18.0"
|  | SHORT NAME | COVER,PIPE
|  | INSULATION TYPE | ?
|  | SPECIFIC USE | ?
|  | DIAMETER | 18.0"
|  | SIZE | 24"
|  | THICKNESS | 2.5"T
|  | MATERIAL | CALCIUM SILICATE
|  | COLOR | ?
|  | THERMAL CONDUCTIVITY | ?
|  | MAX DENSITY RATING | ?
|  | MIN DENSITY RATING | ?
|  | MAX OPERATING TEMPERATURE | ?
|  | MINI OPERATING TEMPERATURE | ?
|  | INSULATION DESIGN FORM | ?
|  | FLAMMABILITY RATING | ?
|  | HEAT CAPACITY | ?
|  | THERMAL RESISTANCE | ?
|  | PIPE DIA | ?
|  | METHOD ATTACHMENT | ?
|  | INSTALLATION FURNISHED ITEMS | ?
|  | INSULATION JOINT STYLE | ?
|  | ENVIRON PROTECTION | ?
|  | SURFACE TREATMENT | ?
|  | COMPOSITION | ?
|  | CLOSURE DATA | ?
04923 | 310201976 |  | COVER,PIPE:CALCIUM SILICATE,3.0"T,18.0"
|  | SHORT NAME | COVER,PIPE
|  | INSULATION TYPE | ?
|  | SPECIFIC USE | ?
|  | DIAMETER | 18.0"
|  | SIZE | 24"
|  | THICKNESS | 3.0"T
|  | MATERIAL | CALCIUM SILICATE
|  | COLOR | ?
|  | THERMAL CONDUCTIVITY | ?
|  | MAX DENSITY RATING | ?
|  | MIN DENSITY RATING | ?
|  | MAX OPERATING TEMPERATURE | ?
|  | MINI OPERATING TEMPERATURE | ?
|  | INSULATION DESIGN FORM | ?
|  | FLAMMABILITY RATING | ?
|  | HEAT CAPACITY | ?
|  | THERMAL RESISTANCE | ?
|  | PIPE DIA | ?
|  | METHOD ATTACHMENT | ?
|  | INSTALLATION FURNISHED ITEMS | ?
|  | INSULATION JOINT STYLE | ?
|  | ENVIRON PROTECTION | ?
|  | SURFACE TREATMENT | ?
|  | COMPOSITION | ?
|  | CLOSURE DATA | ?
05309 | 410202898 |  | LOCK:USB PORT,12.3x10x4.6mm,1g,CSK-ULI0
|  | SHORT NAME | USB PORT LOCK
|  | TYPE | ?
|  | SIZE | ?
|  | MATERIAL | ?
|  | COLOR | ?
|  | CABINET SHELF DATA | ?
|  | DOOR DATA | ?
|  | DRAWER DATA | ?
|  | LATCH DATA | ?
|  | LOCKER DATA | ?
|  | HANDLE DATA | ?
|  | FINISH | ?
|  | MOUNTING DATA | ?
05481 | 210219349 |  | VOLUME BOOSTER,CLOSE,F/TBCV,ITEM 207-1
|  | SHORT NAME | VOLUME BOOSTER (CLOSE)
|  | BODY MATERIAL | ?
|  | SIZE | ?
|  | PRESSURE | ?
|  | TEMPERATURE | ?
|  | TYPE | ?
|  | MEDIA DESIGNED | ?
|  | SEAT MATERIAL | ?
|  | FLOAT DATA | ?
|  | CONNECTION DATA | ?
05485 | 210217251 |  | VALVE,GLOBE:4",CL 150,SA351 GR CF8M,BW
|  | SHORT NAME | VALVE
|  | GLOBE VALVE TYPE | GLOBE
|  | VALVE SHAPE STYLE | BW
|  | VALVE SIZE | 4"
|  | MATERIAL | SA351 GR CF8M
|  | MAX OPERATING PRESSURE | CL 150
|  | MIN OPERATING PRESSURE | ?
|  | MAX OPERATING TEMPERATURE | ?
|  | MINI OPERATING TEMPERATURE | ?
|  | SEAT MATERIAL | ?
|  | STEM MATERIAL | ?
|  | TRIM MATERIAL | ?
|  | DISK MATERIAL | ?
|  | BONNET TYPE | ?
|  | VALVE CONNECTION TYPE | ?
|  | VALVE CONNECTION STYLE | ?
|  | FLANGE PRESSURE CLASS | ?
|  | FLANGE STYLE | ?
|  | FACE WIDTH | ?
|  | OPERATING MEDIUM | ?
|  | FLOW CTRL DEVICE | ?
|  | VALVE OPERATING METHOD | ?
|  | SURFACE TREATMENT | ?
|  | VALVE DATA | ?
05487 | 210212497 |  | VALVE,CHECK:3",CL 300,BW,SWING,HARDFACED
|  | SHORT NAME | VALVE,CHECK
|  | CHECK VALVE TYPE | SWING
|  | SPECIFIC USE | ?
|  | CHECK VALVE SHAPE STYLE | ?
|  | VALVE SIZE | 3"
|  | MATERIAL | MDF A216 GR WCB
|  | MAX OPERATING PRESSURE | ?
|  | MIN OPERATING PRESSURE | ?
|  | MAX OPERATING TEMPERATURE | ?
|  | MINI OPERATING TEMPERATURE | ?
|  | SEAT MATERIAL | ?
|  | STEM MATERIAL | ?
|  | TRIM MATERIAL | ?
|  | DISK MATERIAL | CS MDF A 105 (HARDFACED)
|  | BONNET TYPE | ?
|  | VALVE CONNECTION TYPE | BW
|  | VALVE CONNECTION STYLE | ?
|  | FLANGE PRESSURE CLASS | CL 300
|  | FLANGE STYLE | ?
|  | FACE WIDTH | ?
|  | OPERATING MEDIUM | ?
|  | FLOW CTRL DEVICE | ?
|  | VALVE OPERATING METHOD | ?
|  | SURFACE TREATMENT | ?
|  | SIZE | ?
05497 | 410202044 |  | SLING:SYNTHETIC ROUND ENDLESS,10 TON,8M
|  | SHORT NAME | SLING
|  | SLING SHAPE STYLE | SYNTHETIC ROUND ENDLESS
|  | SLING TYPE | ?
|  | BODY WIDTH | ?
|  | BODY LENGTH | 8M
|  | BODY THK | ?
|  | MATERIAL | ?
|  | SAFE WORKING LOAD | ?
|  | MAX LOAD | 10 TON
|  | BODY COLOR | ?
|  | EFFECTIVE LENGTH | ?
|  | SLING ATTACH STYLE | ?
|  | SLING SAFETY DEVICES | ?
|  | BEAM LOAD ATTACH TYPE | ?
|  | SLING DRIVE TYPE | ?
|  | SURFACE TREATMENT | ?
05497 | 410202045 |  | SLING:SYNTHETIC ROUND ENDLESS,15 TON,10M
|  | SHORT NAME | SLING
|  | SLING SHAPE STYLE | SYNTHETIC ROUND ENDLESS
|  | SLING TYPE | ?
|  | BODY WIDTH | ?
|  | BODY LENGTH | 10M
|  | BODY THK | ?
|  | MATERIAL | ?
|  | SAFE WORKING LOAD | ?
|  | MAX LOAD | 15 TON
|  | BODY COLOR | ?
|  | EFFECTIVE LENGTH | ?
|  | SLING ATTACH STYLE | ?
|  | SLING SAFETY DEVICES | ?
|  | BEAM LOAD ATTACH TYPE | ?
|  | SLING DRIVE TYPE | ?
|  | SURFACE TREATMENT | ?
05497 | 410202046 |  | SLING:SYNTHETIC ROUND ENDLESS,20 TON,10M
|  | SHORT NAME | SLING
|  | SLING SHAPE STYLE | SYNTHETIC ROUND ENDLESS
|  | SLING TYPE | ?
|  | BODY WIDTH | ?
|  | BODY LENGTH | 10M
|  | BODY THK | ?
|  | MATERIAL | ?
|  | SAFE WORKING LOAD | ?
|  | MAX LOAD | 20 TON
|  | BODY COLOR | ?
|  | EFFECTIVE LENGTH | ?
|  | SLING ATTACH STYLE | ?
|  | SLING SAFETY DEVICES | ?
|  | BEAM LOAD ATTACH TYPE | ?
|  | SLING DRIVE TYPE | ?
|  | SURFACE TREATMENT | ?
05497 | 410202047 |  | SLING:SYNTHETIC ROUND ENDLESS,30 TON,3M
|  | SHORT NAME | SLING
|  | SLING SHAPE STYLE | SYNTHETIC ROUND ENDLESS
|  | SLING TYPE | ?
|  | BODY WIDTH | ?
|  | BODY LENGTH | 3M
|  | BODY THK | ?
|  | MATERIAL | ?
|  | SAFE WORKING LOAD | ?
|  | MAX LOAD | 30 TON
|  | BODY COLOR | ?
|  | EFFECTIVE LENGTH | ?
|  | SLING ATTACH STYLE | ?
|  | SLING SAFETY DEVICES | ?
|  | BEAM LOAD ATTACH TYPE | ?
|  | SLING DRIVE TYPE | ?
|  | SURFACE TREATMENT | ?
05657 | 410202407 |  | GUN,GREASE:LEVER ACTION,ORANGE
|  | SHORT NAME | GREASE GUN
|  | TYPE | LEVER ACTION
|  | SIZE | ?
|  | MATERIAL | ORANGE COLOR
|  | CONNECTION DATA | ?
|  | PRESSURE DATA | ?
|  | METHOD OPERATION | ?
|  | FINISH | ?
06076 | 210220823 |  | COUPLING:FLEXIBLE,88.9/3"-75,METAL
|  | SHORT NAME | COUPLING
|  | SPECIFIC USE | ?
|  | COUPLING SHAPE STYLE | ?
|  | COUPLING CONNECTION STYLE | ?
|  | MATERIAL | ?
|  | BODY SIZE | 3"
|  | DIAMETER | ?
|  | INSIDE DIAMETER | ?
|  | LENGTH | ?
|  | BORE DIAMETER | ?
|  | MAX OPERATING PRESSURE | ?
|  | MIN OPERATING PRESSURE | ?
|  | PIPE SCHEDULE | ?
|  | COUPLING FLANGE STYLE | ?
|  | COUPLING FLANGE FACE STYLE | ?
|  | THREAD SERIES | ?
|  | OPERATING MEDIUM | ?
|  | SURFACE TREATMENT | ?
|  | CONNECTION DATA 2 | ?
06657 | 210219965 |  | SCREW:LEVELING PLATE RET,M10X1.5X50mm
|  | SHORT NAME | LEVELING PLATE RETAINING SCREW
|  | SCREW TYPE | ?
|  | SPECIFIC USE | ?
|  | SCREW SHAPE STYLE | ?
|  | DIAMETER | M10
|  | LENGTH | 50MM
|  | SCREW HEAD STYLE | CAP
|  | HEAD HEIGHT | ?
|  | HEAD WIDTH | ?
|  | THREAD SERIES | ?
|  | THREAD SIZE | ?
|  | THREAD PITCH | 1.5
|  | THREAD LENGTH | ?
|  | MATERIAL | ?
|  | THREAD CLASS | ?
|  | STRENGTH GRADE | ?
|  | SURFACE TREATMENT | ?
06657 | 210220159 |  | SCREW,CAP:HEX,BRACKET-CVR,ITEM 64,F/SIP
|  | SHORT NAME | SCREW
|  | SCREW TYPE | BEARING BRACKET TO COVER/BARRE
|  | SPECIFIC USE | FOR SAFETY INJECTION PUMP
|  | SCREW SHAPE STYLE | HEX CAP
|  | DIAMETER | ?
|  | LENGTH | ?
|  | SCREW HEAD STYLE | ?
|  | HEAD HEIGHT | ?
|  | HEAD WIDTH | ?
|  | THREAD SERIES | ?
|  | THREAD SIZE | ?
|  | THREAD PITCH | ?
|  | THREAD LENGTH | ?
|  | MATERIAL | ASTM A193 GR.B7
|  | THREAD CLASS | ?
|  | STRENGTH GRADE | ?
|  | SURFACE TREATMENT | ?
06672 | 210222722 |  | KIT, METRIC 12.9 ALLOY SOCKET CAP SCREWS
|  | SHORT NAME | CAP SCREW
|  | SCREW TYPE | ?
|  | SCREW SHAPE STYLE | ?
|  | DIAMETER | ?
|  | LENGTH | ?
|  | SCREW HEAD STYLE | ?
|  | THREAD SERIES | ?
|  | THREAD PITCH | ?
|  | SCREW MATERIAL | CLASS 12.9 ALLOY
|  | STRENGTH GRADE | ?
|  | INTERNAL DRIVE STYLE | ?
|  | POINT STYLE | ?
|  | SURFACE TREATMENT | ?
07118 | 230203622 |  | THERMOCOUPLE:HEAD MOUNT TYPE,1/8" NPT
|  | SHORT NAME | THERMOCOUPLE
|  | THERMOCOUPLE TYPE | ?
|  | THERMOCOUPLE ELEMENT TYPE | ?
|  | THERMOCOUPLE HEAD TYPE | ?
|  | BODY WIDTH | ?
|  | BODY HEIGHT | ?
|  | BODY LENGTH | ?
|  | MAX MEASUREMENT TEMPERATURE | ?
|  | MIN MEASUREMENT TEMPERATURE | ?
|  | ACCURACY | ?
|  | SHEATH DIAMETER | ?
|  | SHEATH LENGTH | ?
|  | SHEATH MATERIAL | ?
|  | NUMBER OF CONDUCTOR WIRE | ?
|  | NUMBER OF ELEMENT | ?
|  | LEAD WIRE DIA | ?
|  | CONDUIT CONNECTION | ?
|  | PROCESS CONNECTION SIZE | ?
|  | PROCESS CONNECTION TYPE | ?
|  | MAX OPERATING TEMPERATURE | ?
|  | MINI OPERATING TEMPERATURE | ?
|  | THERMOCOUPLE TIP SHAPE | ?
|  | TERMINAL TYPE | ?
|  | MOUNTING METHOD | ?
|  | INSULATION MATERIAL | ?
|  | THERMOCOUPLE DATA | ?
|  | MATERIAL | ?
|  | THERMOWELL DATA | ?
07428 | 230203580 |  | GAUGE,PRESSURE:15KG/CM2,30FT,CAP ASSY
|  | SHORT NAME | GAUGE ASSEMBLY
|  | GAUGE TYPE | PRESSURE
|  | SPECIFIC USE | ?
|  | GAUGE STYLE | ?
|  | DIAMETER | ?
|  | SIZE | 30FT
|  | THICKNESS | ?
|  | GAUGE MATERIAL | 316SS
|  | CASE MATERIAL | ?
|  | MINIMUM MEASUREMENT RANGE | ?
|  | MAXIMUM MEASUREMENT RANGE | 0-15KG/CM2
|  | ACCURACY | ±1% (F.S)
|  | OPERATING MEDIUM | ?
|  | GRADUATION UNIT | ?
|  | DAMPING METHOD | ?
|  | FILL MATERIAL | ?
|  | DIAPHRAGM MATERIAL | ?
|  | SCALE TYPE | ?
|  | SCALE SMALLEST INCREMENT | ?
|  | SEALING METHOD | ?
|  | CONDUIT CONNECTION | ?
|  | PROCESS CONNECTION SIZE | ?
|  | PROCESS CONNECTION TYPE | ?
|  | CONNECTION LOCATION | ?
|  | ACTUATION METHOD | ?
|  | INDICATOR TYPE | ?
|  | POINTER TYPE | ?
|  | POINTER COLOR | ?
|  | GAUGE CASE TYPE | ?
|  | BEZEL TYPE | ?
|  | MIN OPERATING PRESSURE | ?
|  | MAX OPERATING PRESSURE | ?
|  | MINI OPERATING TEMPERATURE | ?
07428 | 230203604 |  | GAUGE,PRESSURE:10KG/CM2,20FT,CAP ASSY
|  | SHORT NAME | GAUGE ASSEMBLY
|  | GAUGE TYPE | PRESSURE
|  | SPECIFIC USE | ?
|  | GAUGE STYLE | ?
|  | DIAMETER | ?
|  | SIZE | 20FT
|  | THICKNESS | ?
|  | GAUGE MATERIAL | 316SS
|  | CASE MATERIAL | ?
|  | MINIMUM MEASUREMENT RANGE | ?
|  | MAXIMUM MEASUREMENT RANGE | 0-10KG/CM2
|  | ACCURACY | ±1% (F.S)
|  | OPERATING MEDIUM | ?
|  | GRADUATION UNIT | ?
|  | DAMPING METHOD | ?
|  | FILL MATERIAL | ?
|  | DIAPHRAGM MATERIAL | ?
|  | SCALE TYPE | ?
|  | SCALE SMALLEST INCREMENT | ?
|  | SEALING METHOD | ?
|  | CONDUIT CONNECTION | ?
|  | PROCESS CONNECTION SIZE | ?
|  | PROCESS CONNECTION TYPE | ?
|  | CONNECTION LOCATION | ?
|  | ACTUATION METHOD | ?
|  | INDICATOR TYPE | ?
|  | POINTER TYPE | ?
|  | POINTER COLOR | ?
|  | GAUGE CASE TYPE | ?
|  | BEZEL TYPE | ?
|  | MIN OPERATING PRESSURE | ?
|  | MAX OPERATING PRESSURE | ?
|  | MINI OPERATING TEMPERATURE | ?
07961 | 210202717 |  | KIT, REPAIR, VALVE, SOFT GOODS
|  | SHORT NAME | BORNET PACKING
|  | PACKING SET TYPE | ?
|  | PACKING SET SHAPE STYLE | ?
|  | INSIDE DIAMETER | ?
|  | OUTSIDE DIAMETER | ?
|  | THICKNESS | ?
|  | SIZE | BRAIDED : ∅25 X ∅37.8 X 12L
DIE-FORMED : ∅25 X ∅37.8 X 18L
|  | PACKING SET MATERIAL | GRAPHITE
|  | MINI OPERATING TEMPERATURE | ?
|  | MAX OPERATING TEMPERATURE | ?
|  | MIN OPERATING PRESSURE | ?
|  | MAX OPERATING PRESSURE | ?
|  | PACKING SET CROSS SECT SHAPE | ?
|  | HARDNESS RATING | ?
|  | CUT SHAPE | ?
|  | OPERATING MEDIUM | ?
|  | COLOR | ?
|  | CONTENT | ?
|  | CONTENT 2 | ?
|  | CONTENT 3 | ?
|  | CONTENT 4 | ?
|  | CONTENT 5 | ?
07961 | 210203994 |  | PACKING
|  | SHORT NAME | PACKING ASSY
|  | PACKING SET TYPE | GLAND PACKING
|  | PACKING SET SHAPE STYLE | ?
|  | INSIDE DIAMETER | 14MM
|  | OUTSIDE DIAMETER | 22MM
|  | THICKNESS | ?
|  | SIZE | (OD X ID X H) 22 X 14 X 24MM
|  | PACKING SET MATERIAL | BRAIDED GRAPHITE(TOP & BOTTOM)
DIE-FORMED APHITE(INTERMED)
|  | MINI OPERATING TEMPERATURE | ?
|  | MAX OPERATING TEMPERATURE | ?
|  | MIN OPERATING PRESSURE | ?
|  | MAX OPERATING PRESSURE | ?
|  | PACKING SET CROSS SECT SHAPE | ?
|  | HARDNESS RATING | ?
|  | CUT SHAPE | ?
|  | OPERATING MEDIUM | ?
|  | COLOR | ?
|  | CONTENT | ?
|  | CONTENT 2 | ?
|  | CONTENT 3 | ?
|  | CONTENT 4 | ?
|  | CONTENT 5 | ?
07961 | 210204237 |  | PACKING
|  | SHORT NAME | PACKING ASSY
|  | PACKING SET TYPE | GLAND PACKING
|  | PACKING SET SHAPE STYLE | ?
|  | INSIDE DIAMETER | 16MM
|  | OUTSIDE DIAMETER | 26MM
|  | THICKNESS | ?
|  | SIZE | (OD X ID X H) 26 X 16 X 22MM
|  | PACKING SET MATERIAL | BRAIDED GRAPHITE(TOP & BOTTOM)
DIE-FORMED APHITE(INTERMED)
|  | MINI OPERATING TEMPERATURE | ?
|  | MAX OPERATING TEMPERATURE | ?
|  | MIN OPERATING PRESSURE | ?
|  | MAX OPERATING PRESSURE | ?
|  | PACKING SET CROSS SECT SHAPE | ?
|  | HARDNESS RATING | ?
|  | CUT SHAPE | ?
|  | OPERATING MEDIUM | ?
|  | COLOR | ?
|  | CONTENT | ?
|  | CONTENT 2 | ?
|  | CONTENT 3 | ?
|  | CONTENT 4 | ?
|  | CONTENT 5 | ?
07961 | 210204384 |  | PACKING
|  | SHORT NAME | PACKING ASSY
|  | PACKING SET TYPE | GLAND PACKING
|  | PACKING SET SHAPE STYLE | ?
|  | INSIDE DIAMETER | 16MM
|  | OUTSIDE DIAMETER | 26MM
|  | THICKNESS | ?
|  | SIZE | (OD X ID X H) 26 X 16 X 22MM
|  | PACKING SET MATERIAL | BRAIDED GRAPHITE(TOP & BOTTOM)
DIE-FORMED APHITE(INTERMED)
|  | MINI OPERATING TEMPERATURE | ?
|  | MAX OPERATING TEMPERATURE | ?
|  | MIN OPERATING PRESSURE | ?
|  | MAX OPERATING PRESSURE | ?
|  | PACKING SET CROSS SECT SHAPE | ?
|  | HARDNESS RATING | ?
|  | CUT SHAPE | ?
|  | OPERATING MEDIUM | ?
|  | COLOR | ?
|  | CONTENT | ?
|  | CONTENT 2 | ?
|  | CONTENT 3 | ?
|  | CONTENT 4 | ?
|  | CONTENT 5 | ?
07961 | 210204510 |  | PACKING
|  | SHORT NAME | PACKING ASSY
|  | PACKING SET TYPE | GLAND PACKING
|  | PACKING SET SHAPE STYLE | ?
|  | INSIDE DIAMETER | 11.2MM
|  | OUTSIDE DIAMETER | 17.7MM
|  | THICKNESS | ?
|  | SIZE | (ODXIDXH) 17.7X11.2X14MM
|  | PACKING SET MATERIAL | BRAIDED GRAPHITE(TOP & BOTTOM)
DIE-FORMED APHITE(INTERMED)
|  | MINI OPERATING TEMPERATURE | ?
|  | MAX OPERATING TEMPERATURE | ?
|  | MIN OPERATING PRESSURE | ?
|  | MAX OPERATING PRESSURE | ?
|  | PACKING SET CROSS SECT SHAPE | ?
|  | HARDNESS RATING | ?
|  | CUT SHAPE | ?
|  | OPERATING MEDIUM | ?
|  | COLOR | ?
|  | CONTENT | ?
|  | CONTENT 2 | ?
|  | CONTENT 3 | ?
|  | CONTENT 4 | ?
|  | CONTENT 5 | ?
07961 | 210204512 |  | PACKING
|  | SHORT NAME | PACKING ASSY
|  | PACKING SET TYPE | GLAND PACKING
|  | PACKING SET SHAPE STYLE | ?
|  | INSIDE DIAMETER | 13MM
|  | OUTSIDE DIAMETER | 19.5MM
|  | THICKNESS | ?
|  | SIZE | (OD X ID X H) 19.5 X 13 X 14MM
|  | PACKING SET MATERIAL | BRAIDED GRAPHITE(TOP & BOTTOM)
DIE-FORMED APHITE(INTERMED)
|  | MINI OPERATING TEMPERATURE | ?
|  | MAX OPERATING TEMPERATURE | ?
|  | MIN OPERATING PRESSURE | ?
|  | MAX OPERATING PRESSURE | ?
|  | PACKING SET CROSS SECT SHAPE | ?
|  | HARDNESS RATING | ?
|  | CUT SHAPE | ?
|  | OPERATING MEDIUM | ?
|  | COLOR | ?
|  | CONTENT | ?
|  | CONTENT 2 | ?
|  | CONTENT 3 | ?
|  | CONTENT 4 | ?
|  | CONTENT 5 | ?
07961 | 210204514 |  | PACKING
|  | SHORT NAME | PACKING ASSY
|  | PACKING SET TYPE | GLAND PACKING
|  | PACKING SET SHAPE STYLE | ?
|  | INSIDE DIAMETER | 13MM
|  | OUTSIDE DIAMETER | 19.5MM
|  | THICKNESS | ?
|  | SIZE | (OD X ID X H) 19.5 X 13 X 14MM
|  | PACKING SET MATERIAL | BRAIDED GRAPHITE(TOP & BOTTOM)
DIE-FORMED APHITE(INTERMED)
|  | MINI OPERATING TEMPERATURE | ?
|  | MAX OPERATING TEMPERATURE | ?
|  | MIN OPERATING PRESSURE | ?
|  | MAX OPERATING PRESSURE | ?
|  | PACKING SET CROSS SECT SHAPE | ?
|  | HARDNESS RATING | ?
|  | CUT SHAPE | ?
|  | OPERATING MEDIUM | ?
|  | COLOR | ?
|  | CONTENT | ?
|  | CONTENT 2 | ?
|  | CONTENT 3 | ?
|  | CONTENT 4 | ?
|  | CONTENT 5 | ?
07961 | 210204516 |  | PACKING
|  | SHORT NAME | PACKING ASSY
|  | PACKING SET TYPE | GLAND PACKING
|  | PACKING SET SHAPE STYLE | ?
|  | INSIDE DIAMETER | 13MM
|  | OUTSIDE DIAMETER | 19.5MM
|  | THICKNESS | ?
|  | SIZE | (OD X ID X H) 19.5 X 13 X 14MM
|  | PACKING SET MATERIAL | BRAIDED GRAPHITE(TOP & BOTTOM)
DIE-FORMED APHITE(INTERMED)
|  | MINI OPERATING TEMPERATURE | ?
|  | MAX OPERATING TEMPERATURE | ?
|  | MIN OPERATING PRESSURE | ?
|  | MAX OPERATING PRESSURE | ?
|  | PACKING SET CROSS SECT SHAPE | ?
|  | HARDNESS RATING | ?
|  | CUT SHAPE | ?
|  | OPERATING MEDIUM | ?
|  | COLOR | ?
|  | CONTENT | ?
|  | CONTENT 2 | ?
|  | CONTENT 3 | ?
|  | CONTENT 4 | ?
|  | CONTENT 5 | ?
08059 | 410201377 |  | LEAD,TEST:BANANA PLUG,48.0",DOUBLE
|  | SHORT NAME | ?
|  | TYPE | ?
|  | CABLE SIZE | ?
|  | LENGTH | ?
|  | FUNCTION | ?
|  | TEMPERATURE | ?
|  | ELECTRICAL RATING | ?
|  | COLOR | ?
|  | CURRENT | ?
|  | ELECTRICAL RATING | ?
|  | NUMBER OF WIRES | ?
|  | NUMBER IN SET | ?
|  | CONDUCTOR SIZE | ?
|  | CONDUCTOR DATA | ?
|  | INSULATION DATA | ?
|  | CONNECTION DATA | ?
09664 | 210213023 |  | COUPLING:FAN,CLOSE,1020T20,28MM/13MM
|  | SHORT NAME | ?
|  | TYPE | ?
|  | SIZE | ?
|  | MATERIAL | ?
|  | COLOR | ?
|  | CONNECTION DATA | ?
|  | FINISH | ?
10998 | 210202404 |  | VALVE,SOLENOID:3/4",125VDC,NC
|  | SHORT NAME | VALVE,SOLENOID
|  | SOLENOID VALVE TYPE | 2-WAY
|  | VALVE SHAPE STYLE | ?
|  | VALVE SIZE | PIPE : 3/4", ORIFICE : 5/8"
|  | MATERIAL | STAINLESS STEEL
|  | VOLTAGE RATING | 120/60, 110/50
|  | CURRENT RATING | INRUSH : 93VA, HOLDING : 40VA
|  | FREQUENCY RATING | ?
|  | PHASE | ?
|  | MAX OPERATING PRESSURE | ?
|  | MIN OPERATING PRESSURE | ?
|  | MAX OPERATING TEMPERATURE | ?
|  | MINI OPERATING TEMPERATURE | ?
|  | SEAT MATERIAL | ?
|  | DISK MATERIAL | ?
|  | PISTON MATERIAL | ?
|  | NUMBER OF SOLENOIDS | ?
|  | NUMBER OF POSITIONS | ?
|  | NUMBER OF WAYS | ?
|  | NUMBER OF PORTS | ?
|  | BONNET TYPE | ?
|  | VALVE CONNECTION TYPE | ?
|  | VALVE CONNECTION STYLE | ?
|  | FLANGE PRESSURE CLASS | ?
|  | FLANGE STYLE | ?
|  | OPERATING MEDIUM | ?
|  | FLOW RATE | CV(FLOW COEFFICIENT) : 4.5
|  | FLOW STYLE | ?
|  | FLOW CTRL DEVICE | ?
|  | VALVE OPERATING METHOD | ?
|  | SURFACE TREATMENT | ?
10998 | 210220931 |  | VALVE:SOLENOID,3/4",CLASS 2129,12Q-010
|  | SHORT NAME | SOLENOID OPEARTAED VALVE
|  | SOLENOID VALVE TYPE | ?
|  | VALVE SHAPE STYLE | ?
|  | VALVE SIZE | 3/4"
|  | MATERIAL | ?
|  | VOLTAGE RATING | ?
|  | CURRENT RATING | ?
|  | FREQUENCY RATING | ?
|  | PHASE | ?
|  | MAX OPERATING PRESSURE | ?
|  | MIN OPERATING PRESSURE | ?
|  | MAX OPERATING TEMPERATURE | ?
|  | MINI OPERATING TEMPERATURE | ?
|  | SEAT MATERIAL | ?
|  | DISK MATERIAL | ?
|  | PISTON MATERIAL | ?
|  | NUMBER OF SOLENOIDS | ?
|  | NUMBER OF POSITIONS | ?
|  | NUMBER OF WAYS | ?
|  | NUMBER OF PORTS | ?
|  | BONNET TYPE | ?
|  | VALVE CONNECTION TYPE | ?
|  | VALVE CONNECTION STYLE | ?
|  | FLANGE PRESSURE CLASS | ?
|  | FLANGE STYLE | ?
|  | OPERATING MEDIUM | ?
|  | FLOW RATE | ?
|  | FLOW STYLE | ?
|  | FLOW CTRL DEVICE | ?
|  | VALVE OPERATING METHOD | ?
|  | SURFACE TREATMENT | ?
11335 | 210217654 |  | BALLOON:MULTI COLOR, 12"
|  | SHORT NAME | BALLOON
|  | TYPE | ?
|  | SIZE | ?
|  | THICKNESS | ?
|  | MATERIAL | ?
|  | HARDNESS | ?
|  | COLOR | ?
|  | MAX TEMPERATURE | ?
|  | MAX PRESSUREURE | ?
|  | PT VALUE | ?
|  | INSERT MATERIAL | ?
13154 | 210220761 |  | ANODE:74 X 74 X 500L-B,F/CWP,ITEM 90-2
|  | SHORT NAME | ANODE
|  | TYPE | ?
|  | SIZE | 74 X 74 X 500L
|  | MATERIAL | ?
|  | SHAPE | ?
|  | FINISH | ?
|  | MOUNTING DATA | ?
13209 | 210221294 |  | BEARING:F/FWP TURBINE,ITEM 226
|  | SHORT NAME | BEARING
|  | BEARING DESIGNATION NUMBER | ?
|  | TYPE | ?
|  | BORE DIAMETER | ?
|  | OUTSIDE DIAMETER | ?
|  | SIZE | ?
|  | MATERIAL | ?
|  | CONNECTION DATA | ?
BEARING,WASHER,THRUST
13379 | 210221189 |  | HANDWHEEL:F/1" CL 600 CS GATE VALVE
|  | SHORT NAME | HANDWHEEL
|  | INSIDE DIAMETER | ?
|  | OUTSIDE DIAMETER | ?
|  | MATERIAL | ASTM A536
|  | HANDWHEEL CONSTRUCTION DATA | ?
|  | CONNECTION DATA | F/1" CL 600 CS GATE VALVE
|  | FINISH | ?
13393 | 210221123 |  | WASHER:CENTERING,F/SOLENOID VALVE,ITEM06
|  | SHORT NAME | CENTERING WASHER
|  | WASHER TYPE | ?
|  | SPECIFIC USE | F/SOLENOID VALVE
|  | WASHER SHAPE STYLE | ?
|  | INSIDE DIAMETER | ?
|  | OUTSIDE DIAMETER | ?
|  | THICKNESS | ?
|  | MATERIAL | ?
|  | STRENGTH GRADE | ?
|  | HARDNESS RATING | ?
|  | WASHER PERIPHERAL SHAPE | ?
|  | WASHER CENTER HOLE SHAPE | ?
|  | WASHER CROSS SECTION SHAPE | ?
|  | SURFACE TREATMENT | ?
|  | SIZE | ?
13393 | 210222758 |  | WASHER,SPRING:F/PRESS REDUCING VV,IT 20
|  | SHORT NAME | SPRING WASHER FOR PRV
|  | WASHER TYPE | ?
|  | SPECIFIC USE | ?
|  | WASHER SHAPE STYLE | ?
|  | INSIDE DIAMETER | ?
|  | OUTSIDE DIAMETER | ?
|  | THICKNESS | ?
|  | MATERIAL | ?
|  | STRENGTH GRADE | ?
|  | HARDNESS RATING | ?
|  | WASHER PERIPHERAL SHAPE | ?
|  | WASHER CENTER HOLE SHAPE | ?
|  | WASHER CROSS SECTION SHAPE | ?
|  | SURFACE TREATMENT | ?
|  | SIZE | ?
13566 | 210222198 |  | CLAMP:HEAVY DUTY,C-RAIL MOUNT,1”
|  | SHORT NAME | HEAVY DUTY CLAMP
|  | CLAMP TYPE | ?
|  | SPECIFIC USE | ?
|  | CLAMP SHAPE STYLE | ?
|  | SIZE | 1"
|  | INSIDE DIAMETER | ?
|  | MATERIAL | ?
|  | CLAMP FASTENING DEVICE TYPE | ?
|  | CLAMP CONN TYPE | ?
|  | THREAD STYLE | ?
|  | BOLT HEAD STYLE | ?
|  | HOSE SIZE | ?
|  | CONDUCTOR SIZE | ?
|  | NOMINAL PIPE SIZE | ?
|  | FITTING PRESSURE CLASS | ?
|  | SAFE WORKING LOAD | ?
|  | COLOR | ?
|  | MOUNTING METHOD | ?
|  | ENVIRON PROTECTION | ?
|  | SURFACE TREATMENT | ?
|  | CONDUIT DATA | ?
|  | LINING DATA | ?
13619 | 210204680 |  | DIAPHRAGM, VALVE
|  | SHORT NAME | VALVE,DIAPH
|  | DIAPHRAGM VALVE TYPE | ?
|  | VALVE SHAPE STYLE | ?
|  | VALVE SIZE | 6"
|  | MATERIAL | ?
|  | MAX OPERATING PRESSURE | ?
|  | MIN OPERATING PRESSURE | ?
|  | MAX OPERATING TEMPERATURE | ?
|  | MINI OPERATING TEMPERATURE | ?
|  | DIAPHRAGM MATERIAL | EPDM
|  | SEAT MATERIAL | ?
|  | STEM MATERIAL | ?
|  | TRIM MATERIAL | ?
|  | LINING MATERIAL | ?
|  | BONNET TYPE | ?
|  | VALVE CONNECTION TYPE | ?
|  | VALVE CONNECTION STYLE | ?
|  | FLANGE PRESSURE CLASS | ?
|  | FLANGE STYLE | ?
|  | FACE WIDTH | ?
|  | OPERATING MEDIUM | ?
|  | VALVE OPERATING METHOD | ?
13743 | 210216239 |  | COLLAR,INSULATION:VIBLATION DETECTOR CE
|  | SHORT NAME | COLLAR,INSULATION
|  | TYPE | VIBLATION DETECTOR CE
|  | OUTSIDE DIAMETER | ?
|  | BORE DIAMETER | ?
|  | WIDTH | ?
|  | MATERIAL | ?
|  | FINISH | ?
|  | METHOD ATTACHMENT | ?
14832 | 720200024 |  | OIL, REFRIGERANT, POE 68 (ICECOLD SW-68)
|  | SHORT NAME | OIL,REFRIGERANT
|  | BASE COMPOUND | ?
|  | OIL GRADE | POE68(ICECOLD SW-68)
|  | CAPACITY | 20L/CAN
|  | FLASH POINT | 260DEG C
|  | KINEMATIC VISCOSITY | ?
|  | DENSITY | 0.9594G/CM3
|  | ADDITIVES | ?
|  | SAE VISCOSITY CLASS | ?
15091 | 230203168 |  | ADAPTER:TUBE,316SS,1/4",3/8"FEMALE NPT
|  | SHORT NAME | ADAPTER
|  | TYPE | FEMALE
|  | SIZE | ?
|  | CONTACT MAX VOLT | ?
|  | CONTACT MAX CURRENT | ?
|  | NUMBER OF CONTACTS | ?
|  | SHELL COLOR | ?
|  | SHELL MATERIAL | 316SS
15091 | 410201396 |  | ADAPTER:CONNECTOR,COAXIAL,BNC PLUG,50OHM
|  | SHORT NAME | ?
|  | TYPE | ?
|  | SIZE | ?
|  | CONTACT MAX VOLT | ?
|  | CONTACT MAX CURRENT | ?
|  | NUMBER OF CONTACTS | ?
|  | SHELL COLOR | ?
|  | SHELL MATERIAL | ?
15091 | 410201397 |  | ADAPTER:CONNECTOR,COAXIAL,BNC JACK,50OHM
|  | SHORT NAME | ?
|  | TYPE | ?
|  | SIZE | ?
|  | CONTACT MAX VOLT | ?
|  | CONTACT MAX CURRENT | ?
|  | NUMBER OF CONTACTS | ?
|  | SHELL COLOR | ?
|  | SHELL MATERIAL | ?
15167 | 720200638 |  | INK:MAGNETIC,7HF,BLACK,F/NDT INSPECTION
|  | SHORT NAME | INK,MAGNETIC
|  | COLOR | BLACK
|  | COMPOSITION | ?
|  | TYPE | F/NDT INSPECTION
15823 | 310201341 |  | SEALANT,GASKET:ULTRA COPPER,85 TUBE
|  | SHORT NAME | SEALANT
|  | TYPE | ULTRA COPPER
|  | COMPOSITION | ?
|  | FORM | TUBE
|  | MEDIA DESIGNED | ?
|  | COLOR | ?
|  | SEALER DATA | ?
15951 | 210213737 |  | STUD,5/8" DIAMETER X 110mm LONG
|  | SHORT NAME | BOLT,STUD
|  | TYPE | ?
|  | SIZE | ?
|  | MATERIAL | ASTM A193, GRADE B5
|  | THREADSERIESDESIGNATOR | ?
|  | LENGTH | 5/8" DIAMETER X 110MM LONG
|  | STANDARD | ?
|  | NOMINALTHREADSIZE | ?
|  | SURFACETREATMENT | ?
|  | THREAD CLASS | ?
15951 | 210223079 |  | STUDDING:M8,ASTM A240,F/EXTENSION ROD
|  | SHORT NAME | STUDDING
|  | TYPE | ?
|  | SIZE | M8
|  | MATERIAL | ASTM A240
|  | THREADSERIESDESIGNATOR | ?
|  | LENGTH | ?
|  | STANDARD | ?
|  | NOMINALTHREADSIZE | ?
|  | SURFACETREATMENT | ?
|  | THREAD CLASS | ?
RING,LOCK,SERRATED
16449 | 230201046 |  | VOLTMETER:
|  | SHORT NAME | METER,VOLTAGE
|  | INDICATOR TYPE | ?
|  | BODY DIMENSION | SIZE : 110X110MM
|  | FACE DIMENSION | ?
|  | MEASUREMENT RANGE | ?
|  | ACCURACY | ±1.5%
|  | VOLTAGE RATING | ?
|  | MOVEMENT TYPE | ?
|  | CIRCUIT TYPE | ?
|  | DISPLAY TYPE | ?
|  | FULL SCALE DEFLECTION | SCALE FORM : WIDE ANGLE
|  | FREQUENCY | 50/60HZ
|  | SENSITIVITY | ?
|  | RATIO | 480/120V
|  | CONNECTION DATA | ?
|  | MOUNTING DATA | ?
|  | ENVIRON PROTECTION | ?
16619 | 210215346 |  | JOINT,STEM:F/ 1-1/2" X 2" RELIEF VALVE
|  | SHORT NAME | JOINT
|  | SIZE | ?
|  | MATERIAL | ?
|  | CONNECTION DATA | ?
16996 | 210219242 |  | VALVE,PRESSURE RELIEF:DBDS 10 K1X/315
|  | SHORT NAME | VALVE
|  | TYPE | PRESSURE RELIEF
|  | SIZE | ?
|  | MATERIAL | ?
|  | PRESSURE | ?
|  | TEMPERATURE | ?
|  | BODY DESIGN TYPE | ?
|  | MEDIA DESIGNED | ?
|  | CONNECTION DATA | ?
|  | FINISH | ?
17005 | 410202917 |  | PISTON:F/ICS-1100
|  | SHORT NAME | PISTION
|  | TYPE | ?
|  | SIZE | ?
|  | MEASUREMENT RANGE | ?
|  | CONTENT | ?
|  | CONTENT 2 | ?
|  | CONTENT 3 | ?
|  | CONTENT 4 | ?
|  | CONTENT 5 | ?
|  | CONTENT 6 | ?
17020 | 410204201 |  | WRENCH,RATCHET:3/8"
|  | SHORT NAME | RATCHET WRENCH
|  | TYPE | ?
|  | DRIVE DATA | ?
|  | FINISH | ?
|  | MATERIAL | ?
|  | RATCHET DATA | ?
|  | SIZE | ?
17020 | 730201117 |  | RATCHET LINK:85MM,8
|  | SHORT NAME | RATCHET LINK
|  | TYPE | 8
|  | DRIVE DATA | ?
|  | FINISH | ?
|  | MATERIAL | ?
|  | RATCHET DATA | ?
|  | SIZE | 85MM
18286 | 210217929 |  | PIPE,SEAL FLUSH:1" SCH 80S,F/SIP
|  | SHORT NAME | PIPE
|  | TYPE | ?
|  | SIZE | ?
|  | MATERIAL | ?
|  | THICKNESS | ?
|  | PRESSURE | ?
|  | SCHEDULE | ?
|  | CONTENT | ?
|  | CONTENT 2 | ?
|  | CONTENT 3 | ?
|  | CONNECTION DATA | ?
18286 | 210220090 |  | STRAP:3/4" PIPE,BAR 3/8" X 2",CARBON STL
|  | SHORT NAME | PIPE STRAP
|  | TYPE | ?
|  | SIZE | 3/4"
|  | MATERIAL | ?
|  | THICKNESS | ?
|  | PRESSURE | ?
|  | SCHEDULE | ?
|  | CONTENT | ?
|  | CONTENT 2 | ?
|  | CONTENT 3 | ?
|  | CONNECTION DATA | ?
18681 | 210218680 |  | COUPLING:QUICK CONNECTOR,1/4" F,5000 PSI
|  | SHORT NAME | COUPLING
|  | SHAPE | ?
|  | TYPE | QUICK CONNECTOR, FEMALE
|  | SIZE | 1/4"
|  | MATERIAL | ?
|  | PRESSURE | 5000 PSI
|  | KEYWAY DATA | ?
|  | CONNECTION DATA | ?
18706 | 220205030 |  | CODUIT:INNER HELIX CABLE,FDC01800
|  | SHORT NAME | CODUIT
|  | CONDUIT SHAPE STYLE | INNER HELIX CABLE
|  | SPECIFIC USE | ?
|  | CONDUIT TYPE | ?
|  | LENGTH | ?
|  | OUTSIDE DIAMETER | ?
|  | INSIDE DIAMETER | ?
|  | WALL THICKNESS | ?
|  | MATERIAL | ?
|  | INTENSITY | ?
|  | COLOR | ?
|  | CONDUIT TERM END TYPE | ?
|  | SURFACE TREATMENT | ?
19138 | 210219288 |  | DAMPER:MANUAL,SIZE 16"X14"
|  | SHORT NAME | DAMPER,MANUAL
|  | TYPE | ?
|  | SIZE | ?
|  | PRESSURE | ?
|  | TEMPERATURE | ?
|  | BODY MATERIAL | ?
|  | SEAT MATERIAL | ?
|  | STEM MATERIAL | ?
|  | MEDIA DESIGNED | ?
|  | CONNECTION DATA | ?
|  | MOUNTING DATA | ?
20349 | 210216270 |  | SHIM:GENERATOR FOOT PLATE
|  | SHORT NAME | SHIM
|  | SHIMPLATE TYPE | GENERATOR FOOT PLATE
|  | SHIMPLATE SHAPE STYLE | ?
|  | SHIMPLATE MATERIAL | ?
|  | INSIDE DIAMETER | ?
|  | OUTSIDE DIAMETER | ?
|  | THICKNESS | ?
|  | HARDNESS RATING | ?
|  | SURFACE TREATMENT | ?
|  | SIZE | ?
|  | SHIM DATA | ?
20962 | 230203182 |  | VALVE:BALL TYPE,3/8",316SS,TUBE FITTING
|  | SHORT NAME | VALVE:BALL TYPE
|  | BALL VALVE TYPE | ?
|  | VALVE SHAPE STYLE | ?
|  | VALVE SIZE | ?
|  | MATERIAL | ?
|  | MAX OPERATING PRESSURE | ?
|  | MIN OPERATING PRESSURE | ?
|  | MAX OPERATING TEMPERATURE | ?
|  | MINI OPERATING TEMPERATURE | ?
|  | BALL MATERIAL | 316SS
|  | SEAT MATERIAL | ?
|  | STEM MATERIAL | ?
|  | TRIM MATERIAL | ?
|  | LINING MATERIAL | ?
|  | BONNET TYPE | ?
|  | VALVE CONNECTION TYPE | ?
|  | VALVE CONNECTION STYLE | ?
|  | FLANGE PRESSURE CLASS | ?
|  | FLANGE STYLE | ?
|  | FACE WIDTH | ?
|  | OPERATING MEDIUM | ?
|  | FLOW CTRL DEVICE | ?
|  | VALVE OPERATING METHOD | ?
|  | BALL TYPE | ?
21205 | 210203849 |  | RING,SEAL:BONNET,10",600# GATE VLV
|  | SHORT NAME | RING,SEAL
|  | SEAL RING TYPE | ?
|  | SIZE | #300(600LB)
|  | INSIDE DIAMETER | ?
|  | OUTSIDE DIAMETER | ?
|  | THICKNESS | ?
|  | SEAL RING MATERIAL | GRAPHITE
|  | HARDNESS RATING | ?
|  | MINI OPERATING TEMPERATURE | ?
|  | MAX OPERATING TEMPERATURE | ?
|  | MIN OPERATING PRESSURE | ?
|  | MAX OPERATING PRESSURE | ?
|  | OPERATING MEDIUM | ?
|  | SURFACE TREATMENT | ?
|  | MOUNTING DATA | ?
22043 | 410200016 |  | TOOL HOLDER
|  | SHORT NAME | HOLDER,ROUGH TOOL,OD
|  | TYPE | ?
|  | COLOR | ?
|  | METHOD ATTACHMENT | ?
|  | BOX DRAWER DATA | ?
|  | FINISH | ?
|  | HANDLE DATA | ?
|  | BOX LATCH DATA | ?
|  | BOX LID DATA | ?
|  | MATERIAL | ?
|  | BOX TRAY DATA | ?
|  | DIMENSION | ?
22043 | 410201941 |  | CASE,CUSTOM:F/SOCKETS,IBS FLIGHT CASES
|  | SHORT NAME | CASE,CUSTOM
|  | TYPE | F/SOCKETS,IBS FLIGHT CASES
|  | COLOR | ?
|  | METHOD ATTACHMENT | ?
|  | BOX DRAWER DATA | ?
|  | FINISH | ?
|  | HANDLE DATA | ?
|  | BOX LATCH DATA | ?
|  | BOX LID DATA | ?
|  | MATERIAL | ?
|  | BOX TRAY DATA | ?
|  | DIMENSION | ?
22109 | 210223551 |  | SHAFT IMPELLER:40X996.5,A576 GR-1045
|  | SHORT NAME | SHAFT IMPLELLER
|  | SHAFT TYPE | ?
|  | SHAFT SHAPE STYLE | ?
|  | SPECIFIC USE | F/SUMP PUMP
|  | DIAMETER | ?
|  | SHOULDER LENGTH | ?
|  | SHOULDER DIAMETER | ?
|  | SPLINE WIDTH | ?
|  | KEYWAY WIDTH | ?
|  | KEYWAY DEPTH | ?
|  | KEYWAY LENGTH | ?
|  | MATERIAL | A576 GR-1045
|  | SHAFT END STYLE | ?
|  | TOLERANCE | ?
|  | SURFACE TREATMENT | ?
|  | SIZE | ?
|  | SHAFT DATA | ?
|  | SHAFT END DATA | ?
22534 | 210203053 |  | RING,WEAR:PUMP
|  | SHORT NAME | RING,WEAR,CASING
|  | WEARING RING TYPE | ?
|  | WEARING RING SHAPE STYLE | ?
|  | WEARING RING MATERIAL | ASTM A743 CA15
|  | THICKNESS | ?
|  | INSIDE DIAMETER | ?
|  | OUTSIDE DIAMETER | ?
|  | ANGLE | ?
|  | ENVIRON PROTECTION | ?
|  | SURFACE TREATMENT | HEAT NO. : 14069
|  | SIZE | ?
22670 | 210218552 |  | HOSE:90DEG. BEND F/ PUMP RB416
|  | SHORT NAME | HOSE
|  | HOSE TYPE | ?
|  | SPECIFIC USE | ?
|  | HOSE SHAPE STYLE | ?
|  | SIZE | ?
|  | WALL THICKNESS | ?
|  | OUTSIDE DIAMETER | ?
|  | INSIDE DIAMETER | ?
|  | MATERIAL | ?
|  | COLOR | ?
|  | MINI OPERATING TEMPERATURE | ?
|  | MAX OPERATING TEMPERATURE | ?
|  | MAX OPERATING PRESSURE | ?
|  | OPERATING MEDIUM | ?
|  | HOSE CROSS SECTION SHAPE | ?
|  | MIN BENDING RADIUS | ?
|  | MINIMUM TENSILE STRENGTH | ?
|  | HOSE COMPOSITION TYPE | ?
|  | HOSE CONNECTION TYPE | ?
|  | HOSE CONNECTION STYLE | ?
|  | HOSE COUPLING STYLE | ?
|  | SURFACE TREATMENT | ?
|  | PRESSURE | ?
|  | CONSTRUCTION | ?
|  | OVERALL LENGTH | ?
|  | CONTENT | ?
|  | CONTENT 2 | ?
22670 | 210220518 |  | HOSE,HYDRAULIC:ASSY,15FT
|  | SHORT NAME | HOSE
|  | HOSE TYPE | HYDRAULIC
|  | SPECIFIC USE | ?
|  | HOSE SHAPE STYLE | ?
|  | SIZE | ?
|  | WALL THICKNESS | ?
|  | OUTSIDE DIAMETER | ?
|  | INSIDE DIAMETER | ?
|  | MATERIAL | ?
|  | COLOR | ?
|  | MINI OPERATING TEMPERATURE | ?
|  | MAX OPERATING TEMPERATURE | ?
|  | MAX OPERATING PRESSURE | ?
|  | OPERATING MEDIUM | ?
|  | HOSE CROSS SECTION SHAPE | ?
|  | MIN BENDING RADIUS | ?
|  | MINIMUM TENSILE STRENGTH | ?
|  | HOSE COMPOSITION TYPE | ?
|  | HOSE CONNECTION TYPE | ?
|  | HOSE CONNECTION STYLE | ?
|  | HOSE COUPLING STYLE | ?
|  | SURFACE TREATMENT | ?
|  | PRESSURE | ?
|  | CONSTRUCTION | ?
|  | OVERALL LENGTH | ?
|  | CONTENT | ?
|  | CONTENT 2 | ?
22670 | 210223020 |  | HOSE:1/2",6’,W/1/2" FCL
|  | SHORT NAME | HOSE
|  | HOSE TYPE | ?
|  | SPECIFIC USE | ?
|  | HOSE SHAPE STYLE | ?
|  | SIZE | ?
|  | WALL THICKNESS | ?
|  | OUTSIDE DIAMETER | ?
|  | INSIDE DIAMETER | ?
|  | MATERIAL | ?
|  | COLOR | ?
|  | MINI OPERATING TEMPERATURE | ?
|  | MAX OPERATING TEMPERATURE | ?
|  | MAX OPERATING PRESSURE | ?
|  | OPERATING MEDIUM | ?
|  | HOSE CROSS SECTION SHAPE | ?
|  | MIN BENDING RADIUS | ?
|  | MINIMUM TENSILE STRENGTH | ?
|  | HOSE COMPOSITION TYPE | ?
|  | HOSE CONNECTION TYPE | ?
|  | HOSE CONNECTION STYLE | ?
|  | HOSE COUPLING STYLE | ?
|  | SURFACE TREATMENT | ?
|  | PRESSURE | ?
|  | CONSTRUCTION | ?
|  | OVERALL LENGTH | ?
|  | CONTENT | ?
|  | CONTENT 2 | ?
28308 | 210212739 |  | KIT:REFURBISH,TURBO CHARGER,NAPIER 397
|  | SHORT NAME | KIT,REFURBISHMENT
|  | SPECIFIC USE | ?
|  | MACHINE PART KIT TYPE | ?
|  | MACHINE PART KIT BODY SIZE | ?
|  | MACHINE PART KIT MATERIAL | ?
|  | CONTENT 1 | ?
|  | CONTENT 2 | ?
|  | CONTENT 3 | ?
|  | CONTENT 4 | ?
|  | CONTENT 5 | ?
|  | CONTENT 6 | ?
|  | CONTENT 7 | ?
|  | CONTENT 8 | ?
|  | CONTENT 9 | ?
|  | CONTENT 10 | ?
|  | CONTENT 11 | ?
|  | CONTENT 12 | ?
|  | CONTENT 13 | ?
|  | CONTENT 14 | ?
|  | CONTENT 15 | ?
|  | CONTAINER TYPE | ?
28908 | 220200908 |  | FUSE BLOCK
|  | SHORT NAME | FUSE BLOCK
|  | TYPE | ?
|  | SHAPE | ?
|  | SIZE | ?
|  | MATERIAL | ?
|  | VOLTAGE RATING | ?
|  | CURRENT | 30A
|  | NUMBER OF FUSES ACCOM | ?
|  | POLE DATA | POLE NO : 3P
|  | COLOR | ?
|  | MAX CABLE | ?
|  | CONNECTION DATA | ?
|  | MOUNTING DATA | ?
30557 | 210203075 |  | BEARING:METAL,(WILO)
|  | SHORT NAME | BEARING,BUSH
|  | BRG OUTSIDE DIAMETER | (IDXODXL)40X50X40MM
|  | BEARING DESIGNATION NUMBER | ?
|  | BORE DIAMETER | ?
|  | HOUSING FINISH | ?
|  | HOUSING LENGTH | ?
|  | HOUSING MATERIAL | MATERIAL : #500SP
|  | HOUSING WIDTH | ?
|  | FLANGE DATA | ?
|  | SEAL DATA | ?
|  | TYPE | ?
30557 | 210203076 |  | BEARING:METAL,(WILO)
|  | SHORT NAME | BEARING,BUSH
|  | BRG OUTSIDE DIAMETER | (IDXODXL)40X50X40MM
|  | BEARING DESIGNATION NUMBER | ?
|  | BORE DIAMETER | ?
|  | HOUSING FINISH | ?
|  | HOUSING LENGTH | ?
|  | HOUSING MATERIAL | MATERIAL : #500SP
|  | HOUSING WIDTH | ?
|  | FLANGE DATA | ?
|  | SEAL DATA | ?
|  | TYPE | ?
30557 | 210203077 |  | BEARING:METAL,(WILO)
|  | SHORT NAME | BEARING,BUSH
|  | BRG OUTSIDE DIAMETER | (IDXODXL)40X50X40MM
|  | BEARING DESIGNATION NUMBER | ?
|  | BORE DIAMETER | ?
|  | HOUSING FINISH | ?
|  | HOUSING LENGTH | ?
|  | HOUSING MATERIAL | MATERIAL : #500SP
|  | HOUSING WIDTH | ?
|  | FLANGE DATA | ?
|  | SEAL DATA | ?
|  | TYPE | ?
30557 | 210203078 |  | BEARING:METAL,(WILO)
|  | SHORT NAME | BEARING,BUSH
|  | BRG OUTSIDE DIAMETER | (IDXODXL)50X60X60MM
|  | BEARING DESIGNATION NUMBER | ?
|  | BORE DIAMETER | ?
|  | HOUSING FINISH | ?
|  | HOUSING LENGTH | ?
|  | HOUSING MATERIAL | MATERIAL : #500SP
|  | HOUSING WIDTH | ?
|  | FLANGE DATA | ?
|  | SEAL DATA | ?
|  | TYPE | ?
30557 | 210203079 |  | BEARING:METAL,(WILO)
|  | SHORT NAME | BEARING,BUSH
|  | BRG OUTSIDE DIAMETER | (IDXODXL)50X60X60MM
|  | BEARING DESIGNATION NUMBER | ?
|  | BORE DIAMETER | ?
|  | HOUSING FINISH | ?
|  | HOUSING LENGTH | ?
|  | HOUSING MATERIAL | MATERIAL : #500SP
|  | HOUSING WIDTH | ?
|  | FLANGE DATA | ?
|  | SEAL DATA | ?
|  | TYPE | ?
30557 | 210203081 |  | BEARING:METAL,(WILO)
|  | SHORT NAME | BEARING,BUSH
|  | BRG OUTSIDE DIAMETER | (IDXODXL)40X50X40MM
|  | BEARING DESIGNATION NUMBER | ?
|  | BORE DIAMETER | ?
|  | HOUSING FINISH | ?
|  | HOUSING LENGTH | ?
|  | HOUSING MATERIAL | MATERIAL : #500SP
|  | HOUSING WIDTH | ?
|  | FLANGE DATA | ?
|  | SEAL DATA | ?
|  | TYPE | ?
30557 | 210213019 |  | BEARING,BALL:PILLOW BLOCK,2”,PEU332
|  | SHORT NAME | BEARING:PILLOW BLOCK
|  | BRG OUTSIDE DIAMETER | ?
|  | BEARING DESIGNATION NUMBER | PEU332
|  | BORE DIAMETER | 2"
|  | HOUSING FINISH | ?
|  | HOUSING LENGTH | ?
|  | HOUSING MATERIAL | CAST IRON
|  | HOUSING WIDTH | ?
|  | FLANGE DATA | ?
|  | SEAL DATA | ?
|  | TYPE | ?
32496 | 220200689 |  | TRANSFORMER
|  | SHORT NAME | TRANSFORMER,CONTROL
|  | SPECIFIC USE | ?
|  | TRANSFORMER TYPE | DRY (IP-00)
|  | SIZE | (W X D X H) 470 X 320 X 520MM
|  | TRANSFORMER CAPACITY | 30KVA
|  | PRIMARY VOLTAGE | 480V
|  | SECONDARY VOLTAGE | 208-120V
|  | PRIMARY CURRENT | 36.1A
|  | SECONDARY CURRENT | 83.3A
|  | INSULATING CLASS | H
|  | FREQUENCY | 50HZ
|  | PHASE | 3PH
|  | IMPEDANCE | ?
|  | WINDING STYLE | ?
|  | WINDING CONN | ?
|  | WINDING SHIELDING METHOD | ?
|  | COOLING METHOD | AN
|  | TERMINAL TYPE | ?
|  | MOUNTING METHOD | ?
|  | INPUT DATA | ?
|  | OUTPUT DATA | ?
|  | CORE DATA | ?
|  | TRANSFORMER DATA | ?
|  | ELECTRICAL RATING | ?
32496 | 220200723 |  | TRANSFORMER,CONTROL:250 VA
|  | SHORT NAME | TRANSFORMER,CONTROL
|  | SPECIFIC USE | ?
|  | TRANSFORMER TYPE | DRY (IP-00)
|  | SIZE | 114 X 123 X 155MM
|  | TRANSFORMER CAPACITY | 250VA
|  | PRIMARY VOLTAGE | 480V
|  | SECONDARY VOLTAGE | 120V
|  | PRIMARY CURRENT | 0.52A
|  | SECONDARY CURRENT | 2.08A
|  | INSULATING CLASS | H
|  | FREQUENCY | ?
|  | PHASE | 1PH
|  | IMPEDANCE | ?
|  | WINDING STYLE | ?
|  | WINDING CONN | ?
|  | WINDING SHIELDING METHOD | ?
|  | COOLING METHOD | AN
|  | TERMINAL TYPE | ?
|  | MOUNTING METHOD | ?
|  | INPUT DATA | ?
|  | OUTPUT DATA | ?
|  | CORE DATA | ?
|  | TRANSFORMER DATA | ?
|  | ELECTRICAL RATING | ?
32624 | 210218685 |  | FILTER:F/3" DUPLEX OIL STRAINER,ITEM 10
|  | SHORT NAME | FILTER
|  | SPECIFIC USE | ?
|  | FILTER ELEMENT TYPE | ?
|  | THICKNESS | ?
|  | INSIDE DIAMETER | ?
|  | OUTSIDE DIAMETER | ?
|  | FRAME MATERIAL | ?
|  | FILTER MATERIAL | ?
|  | FILTER ELEMENT MATERIAL | ?
|  | AIR FLOW | ?
|  | EFFICIENCY | ?
|  | MESH SIZE | ?
|  | MAX OPERATING TEMPERATURE | ?
|  | MINI OPERATING TEMPERATURE | ?
|  | MAX OPERATING PRESSURE | ?
|  | MIN OPERATING PRESSURE | ?
|  | MICRON RATING | ?
|  | THREAD SERIES | ?
|  | MEDIA DESIGNED | ?
|  | FILTERING MEDIA DESIGNED | ?
|  | MOUNTING METHOD | ?
|  | SURFACE TREATMENT | ?
|  | SIZE | ?
|  | PRESSURE DATA | ?
32679 | 230203192 |  | NUT-FERRULE KIT,316SS, 3/8" TUBE
|  | SHORT NAME | NUT-FERRULE KIT
|  | TYPE | ?
|  | SIZE | ?
|  | MATERIAL | 316SS
|  | TUBE MATERIAL | ?
|  | TUBE SIZE | ?
|  | WIRE DIMENSION SIZE | ?
|  | COLOR | ?
|  | TUBE END CONNECTION | ?
33476 | 220204709 |  | TAPE:ELECTRICAL VINYL INSULATION,YELLOW
|  | SHORT NAME | TAPE
|  | SPECIFIC USE | ?
|  | TAPE TYPE | ELECTRICAL VINYL INSULATION
|  | DIAMETER | ?
|  | THICKNESS | ?
|  | MATERIAL | ?
|  | VOLTAGE RATING | ?
|  | MAX OPERATING TEMPERATURE | ?
|  | MINI OPERATING TEMPERATURE | ?
|  | TAPE COLOR | YELLOW
|  | ADHESIVE POWER | ?
|  | TENSILE STRENGTH | ?
|  | TRANSPARENCY | ?
|  | LEGEND COLOR | ?
|  | SURFACE TREATMENT | ?
|  | SIZE | 19MM X 20M
|  | LEGEND | ?
33715 | 220206155 |  | IGNITER,HYDROGEN:ASS,120V,50HZ,KIGN-120A
|  | SHORT NAME | HYDROGEN IGNITER
|  | TYPE | ASSEMBLY
|  | SIZE | ?
|  | BODY MATERIAL | ?
|  | MEDIA DESIGNED | ?
|  | ELECTRICAL RATING | ?
|  | ELECTRODE DATA | ?
|  | MOUNTING DATA | ?
34594 | 410201132 |  | PUNCH SET:2-60MM,F/GASKET HOLE,WAD PUNCH
|  | SHORT NAME | PUNCH SET
|  | TYPE | WAD PUNCH
|  | SIZE | 2-60MM
|  | MATERIAL | ?
|  | KIT DATA | ?
|  | CONTENT | ?
|  | CONTENT 2 | ?
|  | CONTENT 3 | ?
|  | CONTENT 4 | ?
|  | CONTENT 5 | ?
|  | CONTENT 6 | ?
|  | CONTENT 7 | ?
|  | CONTENT 8 | ?
|  | CONTENT 9 | ?
|  | CONTENT 10 | ?
|  | CONTENT 11 | ?
|  | CONTENT 12 | ?
|  | CONTENT 13 | ?
|  | CONTENT 14 | ?
|  | CONTENT 15 | ?
|  | CONTENT 16 | ?
34858 | 410203759 |  | ADAPTER:1X3/4",F/TORQUE WRENCH
|  | SHORT NAME | ADAPTER FOR TORQUE WRENCH
|  | DIMENSION | ?
|  | CONNECTOR TYPE | ?
|  | PIN DATA | ?
|  | SHELL MATERIAL | ?
|  | ADAPTER DATA | 1" FEMALE X 3/4" MALE
35932 | 210213260 |  | VENT:
|  | SHORT NAME | VENT
|  | TYPE | ?
|  | MATERIAL | ?
|  | PRESSURE RANGE | ?
|  | VALVE DATA | ?
|  | VACUUM DATA | ?
|  | CONNECTION DATA | ?
|  | MOUNTING DATA | ?
37006 | 210219921 |  | BAR,STOCK:ROUND,ALUMINIUM,75MM
|  | SHORT NAME | BAR STOCK
|  | SPECIFIC USE | ?
|  | BAR TYPE | ASTM B209 GRADE 6061 - T6
|  | THICKNESS | 75MM
|  | INSIDE DIAMETER | ?
|  | OUTSIDE DIAMETER | ?
|  | MATERIAL | ALUMINIUM
|  | BAR CROSS SECT SHAPE | ROUND
|  | BAR TIP STYLE | ?
|  | FABRICATION METHOD | ?
|  | SURFACE TREATMENT | ?
|  | SURFACE CONDITION | ?
|  | HEAT TREATMENT | ?
|  | SIZE | ?
37006 | 410202762 |  | BAR:COPPER,ROUND,25 DIA X 1000MM
|  | SHORT NAME | BAR
|  | SPECIFIC USE | ?
|  | BAR TYPE | ROUND
|  | THICKNESS | ?
|  | INSIDE DIAMETER | 25MM
|  | OUTSIDE DIAMETER | ?
|  | MATERIAL | COPPER
|  | BAR CROSS SECT SHAPE | ?
|  | BAR TIP STYLE | ?
|  | FABRICATION METHOD | ?
|  | SURFACE TREATMENT | ?
|  | SURFACE CONDITION | ?
|  | HEAT TREATMENT | ?
|  | SIZE | 25 DIA X 1000MM
37013 | 210222694 |  | WELDMENT:PALLET,LRWS
|  | SHORT NAME | WELDMENT
|  | SPECIFIC USE | ?
|  | PLATE TYPE | ?
|  | PLATE SHAPE STYLE | ?
|  | MATERIAL | ?
|  | THICKNESS | ?
|  | COLOR | ?
|  | APPLICATION PRESSURE | ?
|  | CURVATURE | ?
|  | HOLE NO | ?
|  | FABRICATION METHOD | ?
|  | SHAPE DEPTH | ?
|  | HEAT TREATMENT | ?
|  | SURFACE CONDITION | ?
|  | SURFACE TREATMENT | ?
|  | SIZE | ?
|  | GRADE | ?
|  | CONSTRUCTION | ?
|  | PATTERN | ?
|  | MASS DATA | ?
37019 | 210217015 |  | RETURN-CHNNEL 3,F/ESW INTAKE STRUCTURE
|  | SHORT NAME | CHANNEL,RETURN
|  | TYPE | ?
|  | DIMENSION | ?
|  | SIZE | ?
|  | THICKNESS | ?
|  | MATERIAL | ?
|  | MASS PER UNIT LENGTH | ?
|  | CROSS SECTION SHAPE | ?
|  | FINISH | ?
37331 | 220200913 |  | LAMP, LED
|  | SHORT NAME | LAMP,LED
|  | SPECIFIC USE | ?
|  | LAMP SHAPE STYLE | ?
|  | LAMP TYPE | PILOT
|  | MATERIAL | ?
|  | LAMP BASE STYLE | ?
|  | DIAMETER | ATTACHMENT DIAMETER : PHI25
|  | VOLTAGE RATING | 230VAC
|  | POWER RATING | ?
|  | CURRENT RATING | ?
|  | LUMINOUS INTENSITY | ?
|  | LUMINOUS FLUX | ?
|  | FREQUENCY | ?
|  | LUX | ?
|  | COLOR TEMP | ?
|  | COLOR | RED
|  | LIFE SPAN | ?
|  | LENS TYPE | AC LED
|  | LIGHT FUNCTION | ?
|  | ILLUMINATION DIRECT TYPE | ?
|  | ENVIRON PROTECTION | ?
|  | LAMP TERMINAL TYPE | ?
|  | MOUNTING METHOD | ?
|  | SIZE | ?
|  | LAMP DATA | ?
|  | LAMP DATA 2 | ?
37428 | 210202828 |  | OSP-LLP Set 24"
|  | SHORT NAME | LLP SET
|  | VALVE TYPE | ?
|  | VALVE PARTS KIT TYPE | ?
|  | SPECIFIC USE | ?
|  | SIZE | ?
|  | THICKNESS | ?
|  | INSIDE DIAMETER | ?
|  | OUTSIDE DIAMETER | ?
|  | VALVE PARTS KIT FUNCTION | ?
|  | VALVE PARTS KIT MATERIAL | ?
|  | MAX OPERATING PRESSURE | ?
|  | MIN OPERATING PRESSURE | ?
|  | CONTENT 1 | PACKING RING ARGO NOSUB
|  | CONTENT 2 | WIPER RING, ML 4500/7300N-HD
|  | CONTENT 3 | CARBON SLEEVE, 1.75X2.5
|  | CONTENT 4 | ?
|  | CONTENT 5 | ?
|  | CONTENT 6 | ?
|  | CONTENT 7 | ?
37428 | 210213252 |  | KIT,REBUILD:MANUAL ISOLATION VALVE
|  | SHORT NAME | KIT,REBUILD
|  | VALVE TYPE | MANUAL ISOLATION VALVE
|  | VALVE PARTS KIT TYPE | ?
|  | SPECIFIC USE | ?
|  | SIZE | ?
|  | THICKNESS | ?
|  | INSIDE DIAMETER | ?
|  | OUTSIDE DIAMETER | ?
|  | VALVE PARTS KIT FUNCTION | ?
|  | VALVE PARTS KIT MATERIAL | ?
|  | MAX OPERATING PRESSURE | ?
|  | MIN OPERATING PRESSURE | ?
|  | CONTENT 1 | ?
|  | CONTENT 2 | ?
|  | CONTENT 3 | ?
|  | CONTENT 4 | ?
|  | CONTENT 5 | ?
|  | CONTENT 6 | ?
|  | CONTENT 7 | ?
37428 | 210219152 |  | SEAL KIT:F/DIRECTIONAL VALVE,MD24640-20B
|  | SHORT NAME | SEAL KIT
|  | VALVE TYPE | ?
|  | VALVE PARTS KIT TYPE | ?
|  | SPECIFIC USE | ?
|  | SIZE | ?
|  | THICKNESS | ?
|  | INSIDE DIAMETER | ?
|  | OUTSIDE DIAMETER | ?
|  | VALVE PARTS KIT FUNCTION | ?
|  | VALVE PARTS KIT MATERIAL | ?
|  | MAX OPERATING PRESSURE | ?
|  | MIN OPERATING PRESSURE | ?
|  | CONTENT 1 | ?
|  | CONTENT 2 | ?
|  | CONTENT 3 | ?
|  | CONTENT 4 | ?
|  | CONTENT 5 | ?
|  | CONTENT 6 | ?
|  | CONTENT 7 | ?
37840 | 210201536 |  | GASKET, SPIRAL WOUND, POSRV, PART 6
|  | SHORT NAME | GASKET
|  | TYPE | SPIRAL WOUND
|  | GASKET STYLE | ?
|  | DIMENSION | ?
|  | INSIDE DIAMETER | ?
|  | OUTSIDE DIAMETER | ?
|  | THICKNESS | ?
|  | MATERIAL | GRAPHITE/SS
|  | PRESSURE | ?
|  | TEMPERATURE | ?
|  | RING MATERIAL | ?
|  | HOOP MATERIAL | ?
|  | FILLER MATERIAL | ?
|  | STANDARD | ?
|  | FLANGE STANDARD | ?
37840 | 210211994 |  | GASKET,SPL WD:8",900#,304SS,CGI,B16.20
|  | SHORT NAME | GASKET
|  | TYPE | SPIRAL WOUND
|  | GASKET STYLE | CGI
|  | DIMENSION | ?
|  | INSIDE DIAMETER | 8"
|  | OUTSIDE DIAMETER | ?
|  | THICKNESS | ?
|  | MATERIAL | 304SS
|  | PRESSURE | 900#
|  | TEMPERATURE | ?
|  | RING MATERIAL | ?
|  | HOOP MATERIAL | ?
|  | FILLER MATERIAL | ?
|  | STANDARD | B16.20
|  | FLANGE STANDARD | ?
37840 | 210212000 |  | GASKET,SPL WD:12",300#,304SS,CGI,B16.20
|  | SHORT NAME | GASKET
|  | TYPE | SPIRAL WOUND
|  | GASKET STYLE | CGI
|  | DIMENSION | ?
|  | INSIDE DIAMETER | 12"
|  | OUTSIDE DIAMETER | ?
|  | THICKNESS | ?
|  | MATERIAL | 304SS
|  | PRESSURE | 300#
|  | TEMPERATURE | ?
|  | RING MATERIAL | ?
|  | HOOP MATERIAL | ?
|  | FILLER MATERIAL | ?
|  | STANDARD | B16.20
|  | FLANGE STANDARD | ?
37840 | 210212001 |  | GASKET,SPL WD:12",600#,304SS,CGI,B16.20
|  | SHORT NAME | GASKET
|  | TYPE | SPIRAL WOUND
|  | GASKET STYLE | CGI
|  | DIMENSION | ?
|  | INSIDE DIAMETER | 12"
|  | OUTSIDE DIAMETER | ?
|  | THICKNESS | ?
|  | MATERIAL | 304SS
|  | PRESSURE | 600#
|  | TEMPERATURE | ?
|  | RING MATERIAL | ?
|  | HOOP MATERIAL | ?
|  | FILLER MATERIAL | ?
|  | STANDARD | B16.20
|  | FLANGE STANDARD | ?
37840 | 210212002 |  | GASKET,SPL WD:12",900#,304SS,CGI,B16.20
|  | SHORT NAME | GASKET
|  | TYPE | SPIRAL WOUND
|  | GASKET STYLE | CGI
|  | DIMENSION | ?
|  | INSIDE DIAMETER | 12"
|  | OUTSIDE DIAMETER | ?
|  | THICKNESS | ?
|  | MATERIAL | 304SS
|  | PRESSURE | 900#
|  | TEMPERATURE | ?
|  | RING MATERIAL | ?
|  | HOOP MATERIAL | ?
|  | FILLER MATERIAL | ?
|  | STANDARD | B16.20
|  | FLANGE STANDARD | ?
37840 | 210212003 |  | GASKET,SPL WD:14",150#,304SS,CGI,B16.20
|  | SHORT NAME | GASKET
|  | TYPE | SPIRAL WOUND
|  | GASKET STYLE | CGI
|  | DIMENSION | ?
|  | INSIDE DIAMETER | 14"
|  | OUTSIDE DIAMETER | ?
|  | THICKNESS | ?
|  | MATERIAL | 304SS
|  | PRESSURE | 150#
|  | TEMPERATURE | ?
|  | RING MATERIAL | ?
|  | HOOP MATERIAL | ?
|  | FILLER MATERIAL | ?
|  | STANDARD | B16.20
|  | FLANGE STANDARD | ?
37840 | 210212004 |  | GASKET,SPL WD:14",300#,304SS,CGI,B16.20
|  | SHORT NAME | GASKET
|  | TYPE | SPIRAL WOUND
|  | GASKET STYLE | CGI
|  | DIMENSION | ?
|  | INSIDE DIAMETER | 14"
|  | OUTSIDE DIAMETER | ?
|  | THICKNESS | ?
|  | MATERIAL | 304SS
|  | PRESSURE | 300#
|  | TEMPERATURE | ?
|  | RING MATERIAL | ?
|  | HOOP MATERIAL | ?
|  | FILLER MATERIAL | ?
|  | STANDARD | B16.20
|  | FLANGE STANDARD | ?
37840 | 210212005 |  | GASKET,SPL WD:14",600#,304SS,CGI,B16.20
|  | SHORT NAME | GASKET
|  | TYPE | SPIRAL WOUND
|  | GASKET STYLE | CGI
|  | DIMENSION | ?
|  | INSIDE DIAMETER | 14"
|  | OUTSIDE DIAMETER | ?
|  | THICKNESS | ?
|  | MATERIAL | 304SS
|  | PRESSURE | 600#
|  | TEMPERATURE | ?
|  | RING MATERIAL | ?
|  | HOOP MATERIAL | ?
|  | FILLER MATERIAL | ?
|  | STANDARD | B16.20
|  | FLANGE STANDARD | ?
37905 | 210217483 |  | FITTING:CONNECTOR,1/4"- 1/2",MNPT,316SS
|  | SHORT NAME | FITTING
|  | SHAPE | MALE
|  | TYPE | CONNECTOR
|  | SIZE | 1/4" X 1/2"
|  | TUBE CONNECTION DATA | ?
|  | CONNECTION DATA 2 | ?
|  | PRESSURE | ?
|  | TEMPERATURE | ?
|  | FITTING MATERIAL | 316SS
|  | FITTING COLOR | ?
|  | FITTING FINISH | ?
38222 | 410203442 |  | BASE JACK,SCAFFOLDING:76CM H-E15X15,Ø38
|  | SHORT NAME | BASE JACK,SCAFFOLDING
|  | TYPE | ?
|  | DIMENSION | ?
|  | HEIGHT | ?
|  | MATERIAL | ?
|  | SHAPE | ?
|  | LOAD | ?
|  | TUBE SIZE | ?
|  | FINISH | ?
38420 | 220201176 |  | POSITIONER,PNEUMATIC,P/P,F/AOV,3",CL300
|  | SHORT NAME | E/P POSITIONER
|  | VALVE POSITIONER TYPE | ?
|  | SIZE | ?
|  | VALVE POSITIONER MATERIAL | ALUMINUM DIECASTING
|  | MAX OUTPUT PRESSURE | 0.7MPA(7BAR)
|  | MIN OUTPUT PRESSURE | 0.14MPA(1.4BAR)
|  | MAX INPUT PRESSURE | INPUT : 4-20MADC
|  | MIN INPUT PRESSURE | ?
|  | OPERATING METHOD | ?
|  | LENGTH STROKE | 10-150MM
|  | STROKE ANGLE | ?
|  | PENUMATIC CONN TYPE | ?
|  | CONNECTION STYLE | AIR 1/4"NPT, GAUGE PT(NPT) 1/8
|  | CONDUIT ENTRIES THREAD SERIES | PF(G) 1/2
|  | CONDUIT ENTRIES SIZE | ?
|  | VOLTAGE RATING | ?
|  | CURRENT RATING | ?
|  | FREQUENCY | ?
|  | ELECTRICAL CONNECTION TYPE | ?
|  | MAX AMBIENT TEMP | ?
|  | MIN AMBIENT TEMPERATURE | ?
|  | OUTPUT TORQUE | ?
|  | MOUNTING METHOD | ?
|  | ENCLOSURE PROT TYPE | ?
38478 | 220204532 |  | MOTOR:460VAC,30.7A,3PH,20HP,1390RPM,50HZ
|  | SHORT NAME | MOTOR
|  | SHAPE | ?
|  | TYPE | 15KW
|  | SIZE | ?
|  | CAPACITY | ?
|  | CONNECTION DATA | ?
|  | ELECTRICAL RATING | ?
|  | POWER | 20HP
|  | MOTOR DATA | 1390RPM
|  | PUMP DATA | ?
|  | CHARACTERISTICS | ?
|  | MOUNTING DATA | ?
39973 | 210218111 |  | RING,BACK-UP:SLOW CLOSE VALVE 2-50,3-50
|  | SHORT NAME | RING
|  | TYPE | BACK-U
|  | SIZE | ?
|  | MATERIAL | ?
|  | VALVE TYPE | SLOW CLOSE VALVE 2-50
|  | VALVE SIZE | ?
|  | FINISH | ?
41279 | 720200940 |  | COATING:EH6270(S),MUNSELL # 2.5 Y 8.5/2
|  | SHORT NAME | COATING
|  | TYPE | EH6270(S)
|  | BASE MATERIAL | ?
|  | COLOR | MUNSELL # 2.5 Y 8.5/2
|  | TEMPERATURE | ?
|  | COMPOSITION | ?
|  | FORM | ?
|  | ADDITIVES | ?
|  | METHOD APPLICATION | ?
46201 | 210218829 |  | VALVE,CIV:FULL ASSEMBLY #1,#3,#5,LEFT
|  | SHORT NAME | CIV (COMBINED INTERMEDIATE V)
|  | VALVE TYPE | ?
|  | VALVE SIZE | 42"
|  | VALVE MATERIAL | ?
|  | MAX OPERATING PRESSURE | ?
|  | MIN OPERATING PRESSURE | ?
|  | MAX OPERATING TEMPERATURE | ?
|  | MINI OPERATING TEMPERATURE | ?
|  | MAX DESIGN PRESSURE | ?
|  | MIN DESIGN PRESSURE | ?
|  | MAX DESIGN TEMPERATURE | ?
|  | MIN DESIGN TEMPERATURE | ?
|  | SEAT MATERIAL | ?
|  | STEM MATERIAL | ?
|  | DISK MATERIAL | ?
|  | NUMBER OF POSITIONS | ?
|  | BONNET TYPE | ?
|  | VALVE CONNECTION TYPE | ?
|  | VALVE CONNECTION STYLE | ?
|  | FLANGE PRESSURE CLASS | ?
|  | FLANGE STYLE | ?
|  | OPERATING MEDIUM | ?
|  | FLOW RATE | ?
|  | FLOW STYLE | ?
|  | FLOW CTRL DEVICE | ?
|  | VOLTAGE RATING | ?
|  | CURRENT RATING | ?
|  | VALVE OPERATING METHOD | ?
|  | MOUNTING METHOD | ?
|  | SURFACE TREATMENT | ?
46835 | 410202665 |  | STAIR,FOLDING:CROSSOVER,1.4-2.0M H,600MM
|  | SHORT NAME | STAIR
|  | TYPE | FOLDING, CROSSOVER
|  | SIZE | 1.4-2.0M H,600MM
|  | MATERIAL | ?
|  | LOAD | ?
|  | STEP RUNG DATA | ?
|  | FOOT DATA | ?
|  | TOP WIDTH | ?
|  | BASE WIDTH | ?
|  | FINISH | ?
47946 | 210205317 |  | O-RING:
|  | SHORT NAME | O-RING
|  | O-RING TYPE | ?
|  | O-RING SIZE NO | ?
|  | INSIDE DIAMETER | 140MM
|  | OUTSIDE DIAMETER | ?
|  | THICKNESS | ?
|  | MATERIAL | NBR
|  | HARDNESS RATING | ?
|  | MINI OPERATING TEMPERATURE | ?
|  | MAX OPERATING TEMPERATURE | ?
|  | MAX OPERATING PRESSURE | ?
|  | INSIDE DIAMETER TOLERANCE | ?
|  | THICKNESS TOLERANCE | ?
|  | COLOR | ?
|  | DIMENSION | ?
|  | SIZE | (ID X PHI) 140 X 5.7MM
47946 | 210205319 |  | O-RING:
|  | SHORT NAME | O-RING
|  | O-RING TYPE | ?
|  | O-RING SIZE NO | ?
|  | INSIDE DIAMETER | 150MM
|  | OUTSIDE DIAMETER | ?
|  | THICKNESS | ?
|  | MATERIAL | NBR
|  | HARDNESS RATING | ?
|  | MINI OPERATING TEMPERATURE | ?
|  | MAX OPERATING TEMPERATURE | ?
|  | MAX OPERATING PRESSURE | ?
|  | INSIDE DIAMETER TOLERANCE | ?
|  | THICKNESS TOLERANCE | ?
|  | COLOR | ?
|  | DIMENSION | ?
|  | SIZE | (ID X PHI) 150 X 5.7MM
47946 | 210205320 |  | O-RING:
|  | SHORT NAME | O-RING
|  | O-RING TYPE | ?
|  | O-RING SIZE NO | ?
|  | INSIDE DIAMETER | 140MM
|  | OUTSIDE DIAMETER | ?
|  | THICKNESS | ?
|  | MATERIAL | NBR
|  | HARDNESS RATING | ?
|  | MINI OPERATING TEMPERATURE | ?
|  | MAX OPERATING TEMPERATURE | ?
|  | MAX OPERATING PRESSURE | ?
|  | INSIDE DIAMETER TOLERANCE | ?
|  | THICKNESS TOLERANCE | ?
|  | COLOR | ?
|  | DIMENSION | ?
|  | SIZE | (ID X PHI) 140 X 5.7MM
47946 | 210205321 |  | O-RING:
|  | SHORT NAME | O-RING
|  | O-RING TYPE | ?
|  | O-RING SIZE NO | ?
|  | INSIDE DIAMETER | 130MM
|  | OUTSIDE DIAMETER | ?
|  | THICKNESS | ?
|  | MATERIAL | NBR
|  | HARDNESS RATING | ?
|  | MINI OPERATING TEMPERATURE | ?
|  | MAX OPERATING TEMPERATURE | ?
|  | MAX OPERATING PRESSURE | ?
|  | INSIDE DIAMETER TOLERANCE | ?
|  | THICKNESS TOLERANCE | ?
|  | COLOR | ?
|  | DIMENSION | ?
|  | SIZE | (ID X PHI) 130 X 5.7MM
47946 | 210213762 |  | O-RING:AN340,∮85.09/5.34,VITON
|  | SHORT NAME | O-RING
|  | O-RING TYPE | ?
|  | O-RING SIZE NO | AN340
|  | INSIDE DIAMETER | ?
|  | OUTSIDE DIAMETER | ?
|  | THICKNESS | ?
|  | MATERIAL | VITON
|  | HARDNESS RATING | ?
|  | MINI OPERATING TEMPERATURE | ?
|  | MAX OPERATING TEMPERATURE | ?
|  | MAX OPERATING PRESSURE | ?
|  | INSIDE DIAMETER TOLERANCE | ?
|  | THICKNESS TOLERANCE | ?
|  | COLOR | ?
|  | DIMENSION | ?
|  | SIZE | ∮85.09/5.34
49444 | 230204069 |  | REGULATOR,GAS:NITROGEN,3000 PSIG,W/GAUGE
|  | SHORT NAME | NITORGEN REGULATOR
|  | TYPE | ESS3 MEDIUM CAPACITY EDGE SERI
|  | SIZE | ?
|  | MATERIAL | FORGED BRASS BODY
|  | PRESSURE | 3000 PSIG
|  | DUTY RATING | 2-40 PSIG
|  | APPLICATION TEMPERATURE | ?
|  | PRESSURE RANGE | ?
|  | REGULATOR DATA | ?
|  | CONNECTION DATA | 5/8"
|  | FINISH | ?
|  | MOUNTING DATA | ?
50480 | 210216460 |  | SEAL,MECHANICAL:F/PUMP,LUBE WATER BOOSTE
|  | SHORT NAME | MECHANICAL SEAL
|  | TYPE | ?
|  | SIZE | ?
|  | MATERIAL | SILICON CARBIDE
50485 | 210222427 |  | BLADE:TRAIL2,F/HP TE 4TH STG BUCKET
|  | SHORT NAME | TRAIL2 BLADE
|  | TYPE | ?
|  | DIMENSION | ?
|  | SIZE | ?
|  | ANGLE DATA | ?
|  | THICKNESS | ?
|  | MATERIAL | ?
|  | FINISH | ?
|  | MOUNTING DATA | ?
50485 | 210222442 |  | BLADE:F/LP GE 7TH STG BUCKET,NORMAL
|  | SHORT NAME | LP GE BLADE NORMAL
|  | TYPE | ?
|  | DIMENSION | ?
|  | SIZE | ?
|  | ANGLE DATA | ?
|  | THICKNESS | ?
|  | MATERIAL | ?
|  | FINISH | ?
|  | MOUNTING DATA | ?
60005 | 220204923 |  | CABLE BREAKOUT BOOT:HEAT-SHRINK,32-43MM
|  | SHORT NAME | CABLE BREAKOUT BOOT
|  | CONNECTOR TYPE | ?
|  | TYPE | HEAT-SHRINK
|  | SIZE | 32-43MM
|  | CONTACT QTY TYPE | ?
|  | CONTACT MAX VOLT | ?
|  | CONTACT MAX CURRENT | ?
|  | SHELL COLOR | ?
|  | SHELL MATERIAL | ?
|  | CONNECTION DATA | ?
60155 | 410202197 |  | BLOCK,CALIBRATION:COMPONENT UT,RV-06
|  | SHORT NAME | BLOCK,CALIBRATION
|  | TYPE | COMPONENT UT
|  | CAPACITY | ?
|  | SPECIFIC USE | ?
|  | COMPONENTS | INLET & OUTLET NOZZLE PROFILE
|  | SIZE | ?
|  | MATERIAL | MDF A508 GR.3, CL.1
|  | DESIGNATION | ?
|  | RADIOACTIVITY | ?
60155 | 730201608 |  | CALIBRATION:POT,2" FLANGED,SS,AFLAS,LBV
|  | SHORT NAME | CALIBRATION POT
|  | TYPE | ?
|  | CAPACITY | ?
|  | SPECIFIC USE | ?
|  | COMPONENTS | ?
|  | SIZE | ?
|  | MATERIAL | ?
|  | DESIGNATION | ?
|  | RADIOACTIVITY | ?
CONNECTING ROD,PISTON
60483 | 230203915 |  | BACKPLANE:F/AIR COMPRESSOR
|  | TYPE | BACKPLANE
|  | FUNCTION | ?
|  | DIMENSION | ?
|  | SPECIFIC USE | FOR INSTRUMENT AIR COMPRESSOR
60584 | 220201288 |  | MFG Standard, VLC100-4, Heater
|  | SHORT NAME | HEATER
|  | HEATER SHAPE STYLE | ?
|  | HEATER TYPE | CATRIDGE
|  | SIZE | 850MM
|  | DIAMETER | ?
|  | MATERIAL | ?
|  | HEATER CAPACITY | ?
|  | VOLTAGE RATING | ?
|  | POWER RATING | 3.34KW
|  | CURRENT RANGE | ?
|  | FREQUENCY | ?
|  | PHASE | ?
|  | INSULATION RESISTANCE | ?
|  | CONNECTION TYPE | 1" NPT
|  | PORTABILITY | ?
|  | MOUNTING METHOD | ?
|  | SURFACE TREATMENT | ?
|  | CAPACITY | ?
|  | ELECTRICAL RATING | ?
|  | ELECTRICAL RATING | ?
|  | OUTPUT RATING | ?
60881 | 220201256 |  | SWITCH, PUSH BUTTON
|  | SHORT NAME | SWITCH,PUSH BUTTON
|  | SWITCH NON-ROTARY TYPE | HOIST SWITCH
|  | SWITCH NON-ROTARY SHAPE STYLE | ?
|  | SWITCH BOX SHAPE STYLE | ?
|  | BODY WIDTH | ?
|  | BODY HEIGHT | ?
|  | BODY DEPTH | ?
|  | POWER RATING | ?
|  | VOLTAGE RATING | 250VAC
|  | CURRENT RATING | 6A
|  | CONNECTION VOLTAGE | WITHSTAND : 1500VAC/MIN
|  | AMPERE HOUR | ?
|  | INSULATION RESISTANCE | > 100MOHM
|  | CONTACT TYPE | ?
|  | BUTTON LEGEND COLOR | ?
|  | ACTUATOR STYLE | ?
|  | ACTUATOR COLOR | ?
|  | ACTUATOR ADAPTER STYLE | ?
|  | TERMINAL TYPE | ?
|  | ENVIRON PROTECTION | IP65
|  | MOUNTING METHOD | ?
|  | NUMBER OF CONTACTS | ?
|  | LEGEND | ?
|  | LENS DATA | ?
60881 | 220205227 |  | SWITCH:PUSH LOCK&TURN RESET,GREEN
|  | SHORT NAME | PUSH LOCK & TURN RESET
|  | SWITCH NON-ROTARY TYPE | ?
|  | SWITCH NON-ROTARY SHAPE STYLE | ?
|  | SWITCH BOX SHAPE STYLE | ?
|  | BODY WIDTH | ?
|  | BODY HEIGHT | ?
|  | BODY DEPTH | ?
|  | POWER RATING | ?
|  | VOLTAGE RATING | ?
|  | CURRENT RATING | ?
|  | CONNECTION VOLTAGE | ?
|  | AMPERE HOUR | ?
|  | INSULATION RESISTANCE | ?
|  | CONTACT TYPE | ?
|  | BUTTON LEGEND COLOR | ?
|  | ACTUATOR STYLE | ?
|  | ACTUATOR COLOR | ?
|  | ACTUATOR ADAPTER STYLE | ?
|  | TERMINAL TYPE | ?
|  | ENVIRON PROTECTION | ?
|  | MOUNTING METHOD | ?
|  | NUMBER OF CONTACTS | ?
|  | LEGEND | ?
|  | LENS DATA | ?
60881 | 220206107 |  | SWITCH:PUSH BUTTON,ENGR TYPE 42
|  | SHORT NAME | SWITCH,PUSH BUTTON
|  | SWITCH NON-ROTARY TYPE | ?
|  | SWITCH NON-ROTARY SHAPE STYLE | ?
|  | SWITCH BOX SHAPE STYLE | ?
|  | BODY WIDTH | ?
|  | BODY HEIGHT | ?
|  | BODY DEPTH | ?
|  | POWER RATING | ?
|  | VOLTAGE RATING | ?
|  | CURRENT RATING | ?
|  | CONNECTION VOLTAGE | ?
|  | AMPERE HOUR | ?
|  | INSULATION RESISTANCE | ?
|  | CONTACT TYPE | ?
|  | BUTTON LEGEND COLOR | ?
|  | ACTUATOR STYLE | ?
|  | ACTUATOR COLOR | ?
|  | ACTUATOR ADAPTER STYLE | ?
|  | TERMINAL TYPE | ?
|  | ENVIRON PROTECTION | ?
|  | MOUNTING METHOD | ?
|  | NUMBER OF CONTACTS | ?
|  | LEGEND | ?
|  | LENS DATA | ?
61620 | 410203866 |  | COLUMN:IC GUARD,F/LI ANALYSIS
|  | SHORT NAME | COLUMN
|  | TYPE | IC GUARD
|  | SIZE | ?
|  | GAS PRESSURE | ?
|  | DATA OUTPUT | ?
|  | NUMBER OF COLUMNS | ?
|  | COLUMN SIZE | ?
|  | OVEN TEMPERATURE RANGE | ?
|  | GC PACKING DATA | ?
|  | CHROMATOGRAPH DATA | ?
|  | DISPLAY DATA | ?
61784 | 210213107 |  | MANIFOLD:10", BS 10,F/LP MOBILE PUMP
|  | SHORT NAME | MANIFOLD
|  | TYPE | ?
|  | DIMENSION | 10"
|  | MATERIAL | ?
|  | INLET DATA | ?
|  | OUTLET DATA | ?
|  | MOUNTING DATA | ?
|  | CONNECTION DATA | ?
|  | FINISH | ?
62009 | 210219984 |  | MOTOR:2450HP,2P,13200V,F/START-UP FWP
|  | SHORT NAME | MOTOR
|  | TYPE | ?
|  | CAPACITY | ?
|  | CHARACTERISTICS | ?
|  | PUMP DATA | ?
|  | MOTOR DATA | ?
|  | CONNECTION DATA | ?
|  | MOUNTING DATA | ?
62009 | 220204560 |  | MOTOR,PUMP:3 PHASE,25HP
|  | SHORT NAME | MOTOR,PUMP
|  | TYPE | 3 PHASE
|  | CAPACITY | 25HP
|  | CHARACTERISTICS | ?
|  | PUMP DATA | ?
|  | MOTOR DATA | ?
|  | CONNECTION DATA | ?
|  | MOUNTING DATA | ?
001 MM_REFERENCE_DATA | 210202210 |  | FAN
|  | MANUFACTURER | DAEJIN BLOWER CO., LTD.
|  | MANUFACTURER PART NUMBER | ?
|  | SUPPLIER 1 | HYUNDAI HEAVY INDUSTRIES CO.
|  | SUPPLIER 1 PART NUMBER | DCF-150-350
|  | SUPPLIER 2 | ?
|  | SUPPLIER 2 PART NUMBER | ?
|  | Drawing_Number_1 | E208-DE-A01-01~50
|  | DRAWING NUMBER 2 | ?
|  | DOCUMENT NUMBER 1 | 9-824-E208-01-013
|  | DOCUMENT NUMBER 2 | E208-IM-A01-01-002
|  | BNPP CONTRACT NO | E208
|  | MATERIAL MASTER NO(KEPCO) | E12-E208-6.42.B
|  | PARENT EQUIPMENT INFO | ?
001 MM_REFERENCE_DATA | 210202232 |  | Connector Bolt Assy(PS2200)
|  | MANUFACTURER | GLOBAL BATTERY CO.,LTD
|  | MANUFACTURER PART NUMBER | ?
|  | SUPPLIER 1 | GLOBAL BATTERY CO.,LTD
|  | SUPPLIER 1 PART NUMBER | ?
|  | SUPPLIER 2 | ?
|  | SUPPLIER 2 PART NUMBER | ?
|  | Drawing_Number_1 | E212-DG-B01-04
|  | DRAWING NUMBER 2 | ?
|  | DOCUMENT NUMBER 1 | 9-841-E212-01-010
|  | DOCUMENT NUMBER 2 | E212-IM-A01-01-009-001
|  | BNPP CONTRACT NO | E212
|  | MATERIAL MASTER NO(KEPCO) | E12-E212-6.30.A
|  | PARENT EQUIPMENT INFO | ?
001 MM_REFERENCE_DATA | 210202242 |  | Pilot Lamp
|  | MANUFACTURER | YONGSUNG ELECTRIC CO.,LTD
|  | MANUFACTURER PART NUMBER | ?
|  | SUPPLIER 1 | KWANG MYUNG ELECTRIC ENG
|  | SUPPLIER 1 PART NUMBER | YSPL2-AL12R
|  | SUPPLIER 2 | ?
|  | SUPPLIER 2 PART NUMBER | ?
|  | Drawing_Number_1 | E239-DG-A01-07-0001-013
|  | DRAWING NUMBER 2 | ?
|  | DOCUMENT NUMBER 1 | 9-833-E239-01-008
|  | DOCUMENT NUMBER 2 | E239-IM-A02-01-001 (PAGE 216)
|  | BNPP CONTRACT NO | E239
|  | MATERIAL MASTER NO(KEPCO) | E12-E239-6.13.A
|  | PARENT EQUIPMENT INFO | ?
001 MM_REFERENCE_DATA | 210202404 |  | VALVE,SOLENOID:3/4",125VDC,NC
|  | MANUFACTURER | ASCO
|  | MANUFACTURER PART NUMBER | ?
|  | SUPPLIER 1 | ENVIRONMENT & ENERGY SOLUTION
|  | SUPPLIER 1 PART NUMBER | 8210G088V
|  | SUPPLIER 2 | ?
|  | SUPPLIER 2 PART NUMBER | ?
|  | Drawing_Number_1 | J202-DL-D01-01-001-001(P. 187)
|  | DRAWING NUMBER 2 | ?
|  | DOCUMENT NUMBER 1 | 9-761-J202-01-016
|  | DOCUMENT NUMBER 2 | J202-DL-B01-01-002-001
|  | BNPP CONTRACT NO | J202
|  | MATERIAL MASTER NO(KEPCO) | E12-J202-6.06.B
|  | PARENT EQUIPMENT INFO | ?
001 MM_REFERENCE_DATA | 210202429 |  | GASKET
|  | MANUFACTURER | SEOJIN INSTECH CO.,LTD
|  | MANUFACTURER PART NUMBER | ?
|  | SUPPLIER 1 | SEOJIN INSTECH CO.,LTD
|  | SUPPLIER 1 PART NUMBER | ?
|  | SUPPLIER 2 | ?
|  | SUPPLIER 2 PART NUMBER | ?
|  | Drawing_Number_1 | J224B-DG-A01-06-0001-009
|  | DRAWING NUMBER 2 | ?
|  | DOCUMENT NUMBER 1 | 9-183-J224B-01-002
|  | DOCUMENT NUMBER 2 | J224B-IM-A01-01-004-001
|  | BNPP CONTRACT NO | J224B
|  | MATERIAL MASTER NO(KEPCO) | E12-J224B-6.02.A
|  | PARENT EQUIPMENT INFO | ?
001 MM_REFERENCE_DATA | 210202440 |  | GASKET
|  | MANUFACTURER | HITROL CO.,LTD
|  | MANUFACTURER PART NUMBER | ?
|  | SUPPLIER 1 | HITROL CO.,LTD
|  | SUPPLIER 1 PART NUMBER | ?
|  | SUPPLIER 2 | ?
|  | SUPPLIER 2 PART NUMBER | ?
|  | Drawing_Number_1 | J225-DG-A01-13
|  | DRAWING NUMBER 2 | ?
|  | DOCUMENT NUMBER 1 | 9-183-J225-01-006
|  | DOCUMENT NUMBER 2 | J225-IM-A01-01-002 (PAGE 46)
|  | BNPP CONTRACT NO | J225
|  | MATERIAL MASTER NO(KEPCO) | E12-J225-6.01.H
|  | PARENT EQUIPMENT INFO | ?
001 MM_REFERENCE_DATA | 210202441 |  | GASKET
|  | MANUFACTURER | HITROL CO.,LTD
|  | MANUFACTURER PART NUMBER | ?
|  | SUPPLIER 1 | HITROL CO.,LTD
|  | SUPPLIER 1 PART NUMBER | ?
|  | SUPPLIER 2 | ?
|  | SUPPLIER 2 PART NUMBER | ?
|  | Drawing_Number_1 | J225-DG-A01-12
|  | DRAWING NUMBER 2 | ?
|  | DOCUMENT NUMBER 1 | 9-183-J225-01-006
|  | DOCUMENT NUMBER 2 | J225-IM-A01-01-002 (PAGE 45)
|  | BNPP CONTRACT NO | J225
|  | MATERIAL MASTER NO(KEPCO) | E12-J225-6.01.I
|  | PARENT EQUIPMENT INFO | ?
001 MM_REFERENCE_DATA | 210202717 |  | KIT, REPAIR, VALVE, SOFT GOODS
|  | MANUFACTURER | SDD CO.,LTD
|  | MANUFACTURER PART NUMBER | ?
|  | SUPPLIER 1 | WEIR INTERNATIONAL CO.,LTD
|  | SUPPLIER 1 PART NUMBER | ?
|  | SUPPLIER 2 | ?
|  | SUPPLIER 2 PART NUMBER | ?
|  | Drawing_Number_1 | J232A-DG-A90-18-0001-004
|  | DRAWING NUMBER 2 | ?
|  | DOCUMENT NUMBER 1 | 9-184-J232A-02-005
|  | DOCUMENT NUMBER 2 | ?
|  | BNPP CONTRACT NO | J232A
|  | MATERIAL MASTER NO(KEPCO) | E12-J232A-6.02.BE
|  | PARENT EQUIPMENT INFO | 526-V-0036, M/N SOV-02-300P,2"
001 MM_REFERENCE_DATA | 210202828 |  | OSP-LLP Set 24"
|  | MANUFACTURER | WEIR VALVES & CONTROLS USA INC
|  | MANUFACTURER PART NUMBER | 25782646S002, 25782745S003
|  | SUPPLIER 1 | WEIR VALVES & CONTROLS USA INC
|  | SUPPLIER 1 PART NUMBER | 25791462S001
|  | SUPPLIER 2 | ?
|  | SUPPLIER 2 PART NUMBER | ?
|  | Drawing_Number_1 | J236-DG-A49-10-0001-006
|  | DRAWING NUMBER 2 | ?
|  | DOCUMENT NUMBER 1 | 9-184-J236-01-003
|  | DOCUMENT NUMBER 2 | J236-IM-A49-01-004-001(P.19)
|  | BNPP CONTRACT NO | J236
|  | MATERIAL MASTER NO(KEPCO) | E12-J236-6.04.A
|  | PARENT EQUIPMENT INFO | 24" FREE FLOW VV,CL 300,B16.34
001 MM_REFERENCE_DATA | 210203053 |  | RING,WEAR:PUMP
|  | MANUFACTURER | SUNGSHIN M-TECH
|  | MANUFACTURER PART NUMBER | 7R118
|  | SUPPLIER 1 | CW-HYDRO, INC.
|  | SUPPLIER 1 PART NUMBER | 7R118
|  | SUPPLIER 2 | ?
|  | SUPPLIER 2 PART NUMBER | ?
|  | Drawing_Number_1 | M212-DG-D01-17 (#7)
|  | DRAWING NUMBER 2 | ?
|  | DOCUMENT NUMBER 1 | 9-132-M212-01-002
|  | DOCUMENT NUMBER 2 | M212-IM-A01-03 (PAGE 124)
|  | BNPP CONTRACT NO | M212
|  | MATERIAL MASTER NO(KEPCO) | E12-M212-6.17.B
|  | PARENT EQUIPMENT INFO | DMW XFER PP M/N ISB 80X50-315H
001 MM_REFERENCE_DATA | 210203075 |  | BEARING:METAL,(WILO)
|  | MANUFACTURER | WILO P/PS LTD
|  | MANUFACTURER PART NUMBER | IPB 500SP40 50 40
|  | SUPPLIER 1 | WILO P/PS LTD
|  | SUPPLIER 1 PART NUMBER | 3044364(ITEM 35)
|  | SUPPLIER 2 | ?
|  | SUPPLIER 2 PART NUMBER | ?
|  | Drawing_Number_1 | ?
|  | DRAWING NUMBER 2 | ?
|  | DOCUMENT NUMBER 1 | 9-132-M217A-01-002
|  | DOCUMENT NUMBER 2 | M217A-IM-A01-01-006 (PAGE 49)
|  | BNPP CONTRACT NO | M217A
|  | MATERIAL MASTER NO(KEPCO) | E12-M217A-6.05.A
|  | PARENT EQUIPMENT INFO | SI PP ROOM SUM PP481-M-PP17~20
001 MM_REFERENCE_DATA | 210203076 |  | BEARING:METAL,(WILO)
|  | MANUFACTURER | WILO P/PS LTD
|  | MANUFACTURER PART NUMBER | IPB 500SP40 50 40
|  | SUPPLIER 1 | WILO P/PS LTD
|  | SUPPLIER 1 PART NUMBER | 3044364(ITEM 35)
|  | SUPPLIER 2 | ?
|  | SUPPLIER 2 PART NUMBER | ?
|  | Drawing_Number_1 | ?
|  | DRAWING NUMBER 2 | ?
|  | DOCUMENT NUMBER 1 | 9-132-M217A-01-002
|  | DOCUMENT NUMBER 2 | M217A-IM-A01-01-006 (PAGE 49)
|  | BNPP CONTRACT NO | M217A
|  | MATERIAL MASTER NO(KEPCO) | E12-M217A-6.06.A
|  | PARENT EQUIPMENT INFO | SI PP ROOM SUM PP481-M-PP21/22
001 MM_REFERENCE_DATA | 210203077 |  | BEARING:METAL,(WILO)
|  | MANUFACTURER | WILO P/PS LTD
|  | MANUFACTURER PART NUMBER | IPB 500SP40 50 40
|  | SUPPLIER 1 | WILO P/PS LTD
|  | SUPPLIER 1 PART NUMBER | 3044364(ITEM 35)
|  | SUPPLIER 2 | ?
|  | SUPPLIER 2 PART NUMBER | ?
|  | Drawing_Number_1 | ?
|  | DRAWING NUMBER 2 | ?
|  | DOCUMENT NUMBER 1 | 9-132-M217A-01-002
|  | DOCUMENT NUMBER 2 | M217A-IM-A01-01-006 (PAGE 49)
|  | BNPP CONTRACT NO | M217A
|  | MATERIAL MASTER NO(KEPCO) | E12-M217A-6.07.A
|  | PARENT EQUIPMENT INFO | CS PP ROOM SUM PP481-M-PP23/24
001 MM_REFERENCE_DATA | 210203078 |  | BEARING:METAL,(WILO)
|  | MANUFACTURER | WILO P/PS LTD
|  | MANUFACTURER PART NUMBER | IPB 500SP 50 60 60
|  | SUPPLIER 1 | WILO P/PS LTD
|  | SUPPLIER 1 PART NUMBER | 3044373(ITEM 35)
|  | SUPPLIER 2 | ?
|  | SUPPLIER 2 PART NUMBER | ?
|  | Drawing_Number_1 | ?
|  | DRAWING NUMBER 2 | ?
|  | DOCUMENT NUMBER 1 | 9-132-M217A-01-002
|  | DOCUMENT NUMBER 2 | M217A-IM-A01-01-006 (PAGE 50)
|  | BNPP CONTRACT NO | M217A
|  | MATERIAL MASTER NO(KEPCO) | E12-M217A-6.08.A
|  | PARENT EQUIPMENT INFO | AUX BLDG DRAIN PP481-M-PP25/26
001 MM_REFERENCE_DATA | 210203079 |  | BEARING:METAL,(WILO)
|  | MANUFACTURER | WILO P/PS LTD
|  | MANUFACTURER PART NUMBER | IPB 500SP 50 60 60
|  | SUPPLIER 1 | WILO P/PS LTD
|  | SUPPLIER 1 PART NUMBER | 3044373(ITEM 37)
|  | SUPPLIER 2 | ?
|  | SUPPLIER 2 PART NUMBER | ?
|  | Drawing_Number_1 | ?
|  | DRAWING NUMBER 2 | ?
|  | DOCUMENT NUMBER 1 | 9-132-M217A-01-002
|  | DOCUMENT NUMBER 2 | M217A-IM-A01-01-006 (PAGE 47)
|  | BNPP CONTRACT NO | M217A
|  | MATERIAL MASTER NO(KEPCO) | E12-M217A-6.09.A
|  | PARENT EQUIPMENT INFO | TANK VALUT SUM PP673-M-PP05~08
001 MM_REFERENCE_DATA | 210203081 |  | BEARING:METAL,(WILO)
|  | MANUFACTURER | WILO P/PS LTD
|  | MANUFACTURER PART NUMBER | IPB 500SP40 50 40
|  | SUPPLIER 1 | WILO P/PS LTD
|  | SUPPLIER 1 PART NUMBER | 3044364(ITEM 35)
|  | SUPPLIER 2 | ?
|  | SUPPLIER 2 PART NUMBER | ?
|  | Drawing_Number_1 | ?
|  | DRAWING NUMBER 2 | ?
|  | DOCUMENT NUMBER 1 | 9-132-M217A-01-002
|  | DOCUMENT NUMBER 2 | M217A-IM-A01-01-006 (PAGE 54)
|  | BNPP CONTRACT NO | M217A
|  | MATERIAL MASTER NO(KEPCO) | E12-M217A-6.11.A
|  | PARENT EQUIPMENT INFO | ESW INTAKE SUM PP673-M-PP25~28
001 MM_REFERENCE_DATA | 210203349 |  | GASKET
|  | MANUFACTURER | SEYOUNG I&C
|  | MANUFACTURER PART NUMBER | ?
|  | SUPPLIER 1 | CENTURY CORPORATION
|  | SUPPLIER 1 PART NUMBER | ?
|  | SUPPLIER 2 | ?
|  | SUPPLIER 2 PART NUMBER | ?
|  | Drawing_Number_1 | M251-DT-A01-01-002-001
|  | DRAWING NUMBER 2 | ?
|  | DOCUMENT NUMBER 1 | 9-152-M251-01-008
|  | DOCUMENT NUMBER 2 | M251-IM-A01-01-007-001
|  | BNPP CONTRACT NO | M251
|  | MATERIAL MASTER NO(KEPCO) | E12-M251-6.03.C
|  | PARENT EQUIPMENT INFO | REACTOR CONTAINMENT FAN COOLER
001 MM_REFERENCE_DATA | 210203661 |  | GASKET
|  | MANUFACTURER | MOOJIN KEEYEON CO., LTD
|  | MANUFACTURER PART NUMBER | ?
|  | SUPPLIER 1 | MOOJIN KEEYEON CO., LTD
|  | SUPPLIER 1 PART NUMBER | ?
|  | SUPPLIER 2 | ?
|  | SUPPLIER 2 PART NUMBER | ?
|  | Drawing_Number_1 | N210-DG-A01-20-02
|  | DRAWING NUMBER 2 | ?
|  | DOCUMENT NUMBER 1 | 9-134-N210-03-007
|  | DOCUMENT NUMBER 2 | N210-IM-A01-20-003-001 (P. 12)
|  | BNPP CONTRACT NO | N210
|  | MATERIAL MASTER NO(KEPCO) | E12-N210-6.20.A
|  | PARENT EQUIPMENT INFO | NEW RESIN TK 1-473-M-TK04
001 MM_REFERENCE_DATA | 210203685 |  | GASKET
|  | MANUFACTURER | MOOJIN KEEYEON CO., LTD
|  | MANUFACTURER PART NUMBER | ?
|  | SUPPLIER 1 | MOOJIN KEEYEON CO., LTD
|  | SUPPLIER 1 PART NUMBER | ?
|  | SUPPLIER 2 | ?
|  | SUPPLIER 2 PART NUMBER | ?
|  | Drawing_Number_1 | N210-DG-A01-41-02
|  | DRAWING NUMBER 2 | ?
|  | DOCUMENT NUMBER 1 | 9-134-N210-03-007
|  | DOCUMENT NUMBER 2 | N210-IM-A01-41-003-001 (P. 12)
|  | BNPP CONTRACT NO | N210
|  | MATERIAL MASTER NO(KEPCO) | E12-N210-6.41.A
|  | PARENT EQUIPMENT INFO | ESS CEN CHILLER CHEMI ADD TK
001 MM_REFERENCE_DATA | 210203686 |  | GASKET
|  | MANUFACTURER | MOOJIN KEEYEON CO., LTD
|  | MANUFACTURER PART NUMBER | ?
|  | SUPPLIER 1 | MOOJIN KEEYEON CO., LTD
|  | SUPPLIER 1 PART NUMBER | ?
|  | SUPPLIER 2 | ?
|  | SUPPLIER 2 PART NUMBER | ?
|  | Drawing_Number_1 | N210-DG-A01-42-02
|  | DRAWING NUMBER 2 | ?
|  | DOCUMENT NUMBER 1 | 9-134-N210-03-007
|  | DOCUMENT NUMBER 2 | N210-IM-A01-42-003-001 (P. 12)
|  | BNPP CONTRACT NO | N210
|  | MATERIAL MASTER NO(KEPCO) | E12-N210-6.42.A
|  | PARENT EQUIPMENT INFO | ESS ESW INTAKE STRU CCW HX TK
001 MM_REFERENCE_DATA | 210203849 |  | RING,SEAL:BONNET,10",600# GATE VLV
|  | MANUFACTURER | SAMSHIN LIMITED
|  | MANUFACTURER PART NUMBER | ?
|  | SUPPLIER 1 | SAMSHIN LIMITED
|  | SUPPLIER 1 PART NUMBER | ?
|  | SUPPLIER 2 | ?
|  | SUPPLIER 2 PART NUMBER | ?
|  | Drawing_Number_1 | P206A-DG-A01-20
|  | DRAWING NUMBER 2 | ?
|  | DOCUMENT NUMBER 1 | 9-145-P206A-01-001
|  | DOCUMENT NUMBER 2 | P206A-IM-A01-01-002-001
|  | BNPP CONTRACT NO | P206A
|  | MATERIAL MASTER NO(KEPCO) | E12-P206A-6.20.B
|  | PARENT EQUIPMENT INFO | SA351-CF8M 600# 10" 640-B-GTB
001 MM_REFERENCE_DATA | 210203891 |  | GASKET
|  | MANUFACTURER | KOREA PILLAR PACKING CO., LTD
|  | MANUFACTURER PART NUMBER | ?
|  | SUPPLIER 1 | PK VALVE CO., LTD.
|  | SUPPLIER 1 PART NUMBER | 3GKFCT20-BP
|  | SUPPLIER 2 | ?
|  | SUPPLIER 2 PART NUMBER | ?
|  | Drawing_Number_1 | P206B-DG-A02-01
|  | DRAWING NUMBER 2 | ?
|  | DOCUMENT NUMBER 1 | 9-145-P206B-01-001
|  | DOCUMENT NUMBER 2 | P206B-IM-A01-01-001-001
|  | BNPP CONTRACT NO | P206B
|  | MATERIAL MASTER NO(KEPCO) | E12-P206B-6.02.B
|  | PARENT EQUIPMENT INFO | 8" 150# 105-D-GTB-E
001 MM_REFERENCE_DATA | 210203893 |  | GASKET
|  | MANUFACTURER | KOREA PILLAR PACKING CO., LTD
|  | MANUFACTURER PART NUMBER | ?
|  | SUPPLIER 1 | PK VALVE CO., LTD.
|  | SUPPLIER 1 PART NUMBER | 3GKFCT26-BP
|  | SUPPLIER 2 | ?
|  | SUPPLIER 2 PART NUMBER | ?
|  | Drawing_Number_1 | P206B-DG-A03-01
|  | DRAWING NUMBER 2 | ?
|  | DOCUMENT NUMBER 1 | 9-145-P206B-01-001
|  | DOCUMENT NUMBER 2 | P206B-IM-A01-01-001-001
|  | BNPP CONTRACT NO | P206B
|  | MATERIAL MASTER NO(KEPCO) | E12-P206B-6.03.B
|  | PARENT EQUIPMENT INFO | 12" 150# 105-D-GTB-EW
001 MM_REFERENCE_DATA | 210203903 |  | GASKET
|  | MANUFACTURER | KOREA PILLAR PACKING CO., LTD
|  | MANUFACTURER PART NUMBER | ?
|  | SUPPLIER 1 | PK VALVE CO., LTD.
|  | SUPPLIER 1 PART NUMBER | 3GKWVW31-BP
|  | SUPPLIER 2 | ?
|  | SUPPLIER 2 PART NUMBER | ?
|  | Drawing_Number_1 | P206B-DG-A08-01
|  | DRAWING NUMBER 2 | ?
|  | DOCUMENT NUMBER 1 | 9-145-P206B-01-001
|  | DOCUMENT NUMBER 2 | P206B-IM-A01-01-001-001
|  | BNPP CONTRACT NO | P206B
|  | MATERIAL MASTER NO(KEPCO) | E12-P206B-6.08.B
|  | PARENT EQUIPMENT INFO | 18" 300# 327-D-GTB-E
001 MM_REFERENCE_DATA | 210203933 |  | GASKET
|  | MANUFACTURER | KOREA PILLAR PACKING CO., LTD
|  | MANUFACTURER PART NUMBER | ?
|  | SUPPLIER 1 | PK VALVE CO., LTD.
|  | SUPPLIER 1 PART NUMBER | 3GKPAN29
|  | SUPPLIER 2 | ?
|  | SUPPLIER 2 PART NUMBER | ?
|  | Drawing_Number_1 | P206B-DG-A23-01
|  | DRAWING NUMBER 2 | ?
|  | DOCUMENT NUMBER 1 | 9-145-P206B-01-001
|  | DOCUMENT NUMBER 2 | P206B-IM-A01-01-001-001
|  | BNPP CONTRACT NO | P206B
|  | MATERIAL MASTER NO(KEPCO) | E12-P206B-6.23.B
|  | PARENT EQUIPMENT INFO | 10" 900# 905-D-GTB-E
001 MM_REFERENCE_DATA | 210203947 |  | GASKET
|  | MANUFACTURER | KOREA PILLAR PACKING CO., LTD
|  | MANUFACTURER PART NUMBER | ?
|  | SUPPLIER 1 | PK VALVE CO., LTD.
|  | SUPPLIER 1 PART NUMBER | 3GKPAN53
|  | SUPPLIER 2 | ?
|  | SUPPLIER 2 PART NUMBER | ?
|  | Drawing_Number_1 | P206B-DG-A30-01
|  | DRAWING NUMBER 2 | ?
|  | DOCUMENT NUMBER 1 | 9-145-P206B-01-001
|  | DOCUMENT NUMBER 2 | P206B-IM-A01-01-001-001
|  | BNPP CONTRACT NO | P206B
|  | MATERIAL MASTER NO(KEPCO) | E12-P206B-6.30.B
|  | PARENT EQUIPMENT INFO | 22" 600# 605-D-GBB-E
001 MM_REFERENCE_DATA | 210203994 |  | PACKING
|  | MANUFACTURER | KOREA PILLAR PACKING CO., LTD
|  | MANUFACTURER PART NUMBER | ?
|  | SUPPLIER 1 | SAMSHIN LIMITED
|  | SUPPLIER 1 PART NUMBER | ?
|  | SUPPLIER 2 | ?
|  | SUPPLIER 2 PART NUMBER | ?
|  | Drawing_Number_1 | P207-DG-A02-63
|  | DRAWING NUMBER 2 | ?
|  | DOCUMENT NUMBER 1 | 9-145-P207-01-002
|  | DOCUMENT NUMBER 2 | P207-IM-A01-01-003-001
|  | BNPP CONTRACT NO | P207
|  | MATERIAL MASTER NO(KEPCO) | E12-P207-P.0005
|  | PARENT EQUIPMENT INFO | MDF A182-F316,0.75",2500#
001 MM_REFERENCE_DATA | 210204237 |  | PACKING
|  | MANUFACTURER | KOREA PILLAR PACKING CO., LTD
|  | MANUFACTURER PART NUMBER | ?
|  | SUPPLIER 1 | SAMSHIN LIMITED
|  | SUPPLIER 1 PART NUMBER | ?
|  | SUPPLIER 2 | ?
|  | SUPPLIER 2 PART NUMBER | ?
|  | Drawing_Number_1 | P207-DG-A42-33
|  | DRAWING NUMBER 2 | ?
|  | DOCUMENT NUMBER 1 | 9-145-P207-01-002
|  | DOCUMENT NUMBER 2 | P207-IM-A01-01-003-001
|  | BNPP CONTRACT NO | P207
|  | MATERIAL MASTER NO(KEPCO) | E12-P207-P.0259
|  | PARENT EQUIPMENT INFO | SA182-F316,1",600#,B31.3
001 MM_REFERENCE_DATA | 210204384 |  | PACKING
|  | MANUFACTURER | KOREA PILLAR PACKING CO., LTD
|  | MANUFACTURER PART NUMBER | ?
|  | SUPPLIER 1 | SAMSHIN LIMITED
|  | SUPPLIER 1 PART NUMBER | ?
|  | SUPPLIER 2 | ?
|  | SUPPLIER 2 PART NUMBER | ?
|  | Drawing_Number_1 | P207-DG-A32-31
|  | DRAWING NUMBER 2 | ?
|  | DOCUMENT NUMBER 1 | 9-145-P207-01-002
|  | DOCUMENT NUMBER 2 | P207-IM-A01-01-003-001
|  | BNPP CONTRACT NO | P207
|  | MATERIAL MASTER NO(KEPCO) | E12-P207-P.0409
|  | PARENT EQUIPMENT INFO | A105,1",600#,B31.1,Y-GLOBE,SW
001 MM_REFERENCE_DATA | 210204509 |  | GASKET
|  | MANUFACTURER | KOREA PILLAR PACKING CO., LTD
|  | MANUFACTURER PART NUMBER | ?
|  | SUPPLIER 1 | SAMSHIN LIMITED
|  | SUPPLIER 1 PART NUMBER | ?
|  | SUPPLIER 2 | ?
|  | SUPPLIER 2 PART NUMBER | ?
|  | Drawing_Number_1 | P207-DG-A36-31
|  | DRAWING NUMBER 2 | ?
|  | DOCUMENT NUMBER 1 | 9-145-P207-01-002
|  | DOCUMENT NUMBER 2 | P207-IM-A01-01-003-001
|  | BNPP CONTRACT NO | P207
|  | MATERIAL MASTER NO(KEPCO) | E12-P207-P.0537
|  | PARENT EQUIPMENT INFO | ?
001 MM_REFERENCE_DATA | 210204510 |  | PACKING
|  | MANUFACTURER | KOREA PILLAR PACKING CO., LTD
|  | MANUFACTURER PART NUMBER | ?
|  | SUPPLIER 1 | SAMSHIN LIMITED
|  | SUPPLIER 1 PART NUMBER | ?
|  | SUPPLIER 2 | ?
|  | SUPPLIER 2 PART NUMBER | ?
|  | Drawing_Number_1 | P207-DG-A38-33
|  | DRAWING NUMBER 2 | ?
|  | DOCUMENT NUMBER 1 | 9-145-P207-01-002
|  | DOCUMENT NUMBER 2 | P207-IM-A01-01-003-001
|  | BNPP CONTRACT NO | P207
|  | MATERIAL MASTER NO(KEPCO) | E12-P207-P.0538
|  | PARENT EQUIPMENT INFO | A182-F316,0.5",600#,B31.1
001 MM_REFERENCE_DATA | 210204511 |  | GASKET
|  | MANUFACTURER | KOREA PILLAR PACKING CO., LTD
|  | MANUFACTURER PART NUMBER | ?
|  | SUPPLIER 1 | SAMSHIN LIMITED
|  | SUPPLIER 1 PART NUMBER | ?
|  | SUPPLIER 2 | ?
|  | SUPPLIER 2 PART NUMBER | ?
|  | Drawing_Number_1 | P207-DG-A38-33
|  | DRAWING NUMBER 2 | ?
|  | DOCUMENT NUMBER 1 | 9-145-P207-01-002
|  | DOCUMENT NUMBER 2 | P207-IM-A01-01-003-001
|  | BNPP CONTRACT NO | P207
|  | MATERIAL MASTER NO(KEPCO) | E12-P207-P.0539
|  | PARENT EQUIPMENT INFO | A182-F316,0.5",600#,B31.1
001 MM_REFERENCE_DATA | 210204512 |  | PACKING
|  | MANUFACTURER | KOREA PILLAR PACKING CO., LTD
|  | MANUFACTURER PART NUMBER | ?
|  | SUPPLIER 1 | SAMSHIN LIMITED
|  | SUPPLIER 1 PART NUMBER | ?
|  | SUPPLIER 2 | ?
|  | SUPPLIER 2 PART NUMBER | ?
|  | Drawing_Number_1 | P207-DG-A38-33
|  | DRAWING NUMBER 2 | ?
|  | DOCUMENT NUMBER 1 | 9-145-P207-01-002
|  | DOCUMENT NUMBER 2 | P207-IM-A01-01-003-001
|  | BNPP CONTRACT NO | P207
|  | MATERIAL MASTER NO(KEPCO) | E12-P207-P.0540
|  | PARENT EQUIPMENT INFO | A182-F316,0.75",600#,B31.1
001 MM_REFERENCE_DATA | 210204513 |  | GASKET
|  | MANUFACTURER | KOREA PILLAR PACKING CO., LTD
|  | MANUFACTURER PART NUMBER | ?
|  | SUPPLIER 1 | SAMSHIN LIMITED
|  | SUPPLIER 1 PART NUMBER | ?
|  | SUPPLIER 2 | ?
|  | SUPPLIER 2 PART NUMBER | ?
|  | Drawing_Number_1 | P207-DG-A38-33
|  | DRAWING NUMBER 2 | ?
|  | DOCUMENT NUMBER 1 | 9-145-P207-01-002
|  | DOCUMENT NUMBER 2 | P207-IM-A01-01-003-001
|  | BNPP CONTRACT NO | P207
|  | MATERIAL MASTER NO(KEPCO) | E12-P207-P.0541
|  | PARENT EQUIPMENT INFO | A182-F316,0.75",600#,B31.1
001 MM_REFERENCE_DATA | 210204514 |  | PACKING
|  | MANUFACTURER | KOREA PILLAR PACKING CO., LTD
|  | MANUFACTURER PART NUMBER | ?
|  | SUPPLIER 1 | SAMSHIN LIMITED
|  | SUPPLIER 1 PART NUMBER | ?
|  | SUPPLIER 2 | ?
|  | SUPPLIER 2 PART NUMBER | ?
|  | Drawing_Number_1 | P207-DG-A38-33
|  | DRAWING NUMBER 2 | ?
|  | DOCUMENT NUMBER 1 | 9-145-P207-01-002
|  | DOCUMENT NUMBER 2 | P207-IM-A01-01-003-001
|  | BNPP CONTRACT NO | P207
|  | MATERIAL MASTER NO(KEPCO) | E12-P207-P.0542
|  | PARENT EQUIPMENT INFO | A182-F316,0.75",600#,B31.1
001 MM_REFERENCE_DATA | 210204515 |  | GASKET
|  | MANUFACTURER | KOREA PILLAR PACKING CO., LTD
|  | MANUFACTURER PART NUMBER | ?
|  | SUPPLIER 1 | SAMSHIN LIMITED
|  | SUPPLIER 1 PART NUMBER | ?
|  | SUPPLIER 2 | ?
|  | SUPPLIER 2 PART NUMBER | ?
|  | Drawing_Number_1 | P207-DG-A38-33
|  | DRAWING NUMBER 2 | ?
|  | DOCUMENT NUMBER 1 | 9-145-P207-01-002
|  | DOCUMENT NUMBER 2 | P207-IM-A01-01-003-001
|  | BNPP CONTRACT NO | P207
|  | MATERIAL MASTER NO(KEPCO) | E12-P207-P.0543
|  | PARENT EQUIPMENT INFO | A182-F316,0.75",600#,B31.1
001 MM_REFERENCE_DATA | 210204516 |  | PACKING
|  | MANUFACTURER | KOREA PILLAR PACKING CO., LTD
|  | MANUFACTURER PART NUMBER | ?
|  | SUPPLIER 1 | SAMSHIN LIMITED
|  | SUPPLIER 1 PART NUMBER | ?
|  | SUPPLIER 2 | ?
|  | SUPPLIER 2 PART NUMBER | ?
|  | Drawing_Number_1 | P207-DG-A32-33
|  | DRAWING NUMBER 2 | ?
|  | DOCUMENT NUMBER 1 | 9-145-P207-01-002
|  | DOCUMENT NUMBER 2 | P207-IM-A01-01-003-001
|  | BNPP CONTRACT NO | P207
|  | MATERIAL MASTER NO(KEPCO) | E12-P207-P.0544
|  | PARENT EQUIPMENT INFO | A182-F316,0.75",600#,B31.1
001 MM_REFERENCE_DATA | 210204517 |  | GASKET
|  | MANUFACTURER | KOREA PILLAR PACKING CO., LTD
|  | MANUFACTURER PART NUMBER | ?
|  | SUPPLIER 1 | SAMSHIN LIMITED
|  | SUPPLIER 1 PART NUMBER | ?
|  | SUPPLIER 2 | ?
|  | SUPPLIER 2 PART NUMBER | ?
|  | Drawing_Number_1 | P207-DG-A32-33
|  | DRAWING NUMBER 2 | ?
|  | DOCUMENT NUMBER 1 | 9-145-P207-01-002
|  | DOCUMENT NUMBER 2 | P207-IM-A01-01-003-001
|  | BNPP CONTRACT NO | P207
|  | MATERIAL MASTER NO(KEPCO) | E12-P207-P.0545
|  | PARENT EQUIPMENT INFO | A182-F316,0.75",600#,B31.1
001 MM_REFERENCE_DATA | 210204680 |  | DIAPHRAGM, VALVE
|  | MANUFACTURER | SVC INC
|  | MANUFACTURER PART NUMBER | ?
|  | SUPPLIER 1 | SVC INC
|  | SUPPLIER 1 PART NUMBER | ?
|  | SUPPLIER 2 | ?
|  | SUPPLIER 2 PART NUMBER | ?
|  | Drawing_Number_1 | P208-DG-A01-13, P208-DG-A01-45
|  | DRAWING NUMBER 2 | ?
|  | DOCUMENT NUMBER 1 | 9-145-P208-01-005/006/007/015
|  | DOCUMENT NUMBER 2 | P208-IM-A01-01-003-001
|  | BNPP CONTRACT NO | P208
|  | MATERIAL MASTER NO(KEPCO) | E12-P208-P.0057
|  | PARENT EQUIPMENT INFO | DIAPHRAGM 6" FL/150#,6" BW/40S
001 MM_REFERENCE_DATA | 210204873 |  | GASKET
|  | MANUFACTURER | KOREA PILLAR PACKING CO., LTD
|  | MANUFACTURER PART NUMBER | ?
|  | SUPPLIER 1 | PK VALVE CO., LTD.
|  | SUPPLIER 1 PART NUMBER | 3GKFHT06
|  | SUPPLIER 2 | ?
|  | SUPPLIER 2 PART NUMBER | ?
|  | Drawing_Number_1 | P209-DG-A01-19-0001-004
|  | DRAWING NUMBER 2 | ?
|  | DOCUMENT NUMBER 1 | 9-145-P209-01-001/004/015
|  | DOCUMENT NUMBER 2 | P209-IM-A01-01-001-001
|  | BNPP CONTRACT NO | P209
|  | MATERIAL MASTER NO(KEPCO) | E12-P209-P.0228
|  | PARENT EQUIPMENT INFO | PK VALVE MODEL : 140-D-GTB
001 MM_REFERENCE_DATA | 210204999 |  | GASKET
|  | MANUFACTURER | KOREA PILLAR PACKING CO., LTD
|  | MANUFACTURER PART NUMBER | ?
|  | SUPPLIER 1 | PK VALVE CO., LTD.
|  | SUPPLIER 1 PART NUMBER | 3GKPAN47
|  | SUPPLIER 2 | ?
|  | SUPPLIER 2 PART NUMBER | ?
|  | Drawing_Number_1 | P209-DG-A01-38-0001-004
|  | DRAWING NUMBER 2 | ?
|  | DOCUMENT NUMBER 1 | 9-145-P209-01-001/004/015
|  | DOCUMENT NUMBER 2 | P209-IM-A01-01-001-001
|  | BNPP CONTRACT NO | P209
|  | MATERIAL MASTER NO(KEPCO) | E12-P209-P.0388
|  | PARENT EQUIPMENT INFO | PK VALVE MODEL : 605-D-GTB-A
001 MM_REFERENCE_DATA | 210205298 |  | GASKET, SPWD, 4.5t OD 111 X ID 97
|  | MANUFACTURER | SHINJIN INDUSTRY CO., LTD
|  | MANUFACTURER PART NUMBER | ?
|  | SUPPLIER 1 | JEONGWOO INDUSTRIAL MACHINE
|  | SUPPLIER 1 PART NUMBER | ?
|  | SUPPLIER 2 | ?
|  | SUPPLIER 2 PART NUMBER | ?
|  | Drawing_Number_1 | P216-DG-A09-01
|  | DRAWING NUMBER 2 | ?
|  | DOCUMENT NUMBER 1 | 9-135-P216-01-003
|  | DOCUMENT NUMBER 2 | P216-IM-A01-05-001-001
|  | BNPP CONTRACT NO | P216
|  | MATERIAL MASTER NO(KEPCO) | E12-P216-6.01.F
|  | PARENT EQUIPMENT INFO | FOR WYE TYPE 3" STRAINER
001 MM_REFERENCE_DATA | 210205317 |  | O-RING:
|  | MANUFACTURER | SHINJIN INDUSTRY CO., LTD
|  | MANUFACTURER PART NUMBER | ?
|  | SUPPLIER 1 | JEONGWOO INDUSTRIAL MACHINE
|  | SUPPLIER 1 PART NUMBER | ?
|  | SUPPLIER 2 | ?
|  | SUPPLIER 2 PART NUMBER | ?
|  | Drawing_Number_1 | P216-DG-A18-01
|  | DRAWING NUMBER 2 | ?
|  | DOCUMENT NUMBER 1 | 9-135-P216-01-003
|  | DOCUMENT NUMBER 2 | P216-IM-A01-02-001-001
|  | BNPP CONTRACT NO | P216
|  | MATERIAL MASTER NO(KEPCO) | E12-P216-6.02.A
|  | PARENT EQUIPMENT INFO | FOR DUPLEX TYPE 3" STRAINER
001 MM_REFERENCE_DATA | 210205319 |  | O-RING:
|  | MANUFACTURER | SHINJIN INDUSTRY CO., LTD
|  | MANUFACTURER PART NUMBER | ?
|  | SUPPLIER 1 | JEONGWOO INDUSTRIAL MACHINE
|  | SUPPLIER 1 PART NUMBER | ?
|  | SUPPLIER 2 | ?
|  | SUPPLIER 2 PART NUMBER | ?
|  | Drawing_Number_1 | P216-DG-A27-01
|  | DRAWING NUMBER 2 | ?
|  | DOCUMENT NUMBER 1 | 9-135-P216-01-003
|  | DOCUMENT NUMBER 2 | P216-IM-A01-02-001-001
|  | BNPP CONTRACT NO | P216
|  | MATERIAL MASTER NO(KEPCO) | E12-P216-6.02.C
|  | PARENT EQUIPMENT INFO | FOR DUPLEX TYPE 4" STRAINER
001 MM_REFERENCE_DATA | 210205320 |  | O-RING:
|  | MANUFACTURER | SHINJIN INDUSTRY CO., LTD
|  | MANUFACTURER PART NUMBER | ?
|  | SUPPLIER 1 | JEONGWOO INDUSTRIAL MACHINE
|  | SUPPLIER 1 PART NUMBER | ?
|  | SUPPLIER 2 | ?
|  | SUPPLIER 2 PART NUMBER | ?
|  | Drawing_Number_1 | P216-DG-A28-01
|  | DRAWING NUMBER 2 | ?
|  | DOCUMENT NUMBER 1 | 9-135-P216-01-003
|  | DOCUMENT NUMBER 2 | P216-IM-A01-02-001-001
|  | BNPP CONTRACT NO | P216
|  | MATERIAL MASTER NO(KEPCO) | E12-P216-6.02.D
|  | PARENT EQUIPMENT INFO | FOR DUPLEX TYPE 3" STRAINER
001 MM_REFERENCE_DATA | 210205321 |  | O-RING:
|  | MANUFACTURER | SHINJIN INDUSTRY CO., LTD
|  | MANUFACTURER PART NUMBER | ?
|  | SUPPLIER 1 | JEONGWOO INDUSTRIAL MACHINE
|  | SUPPLIER 1 PART NUMBER | ?
|  | SUPPLIER 2 | ?
|  | SUPPLIER 2 PART NUMBER | ?
|  | Drawing_Number_1 | P216-DG-A29-01
|  | DRAWING NUMBER 2 | ?
|  | DOCUMENT NUMBER 1 | 9-135-P216-01-003
|  | DOCUMENT NUMBER 2 | P216-IM-A01-02-001-001
|  | BNPP CONTRACT NO | P216
|  | MATERIAL MASTER NO(KEPCO) | E12-P216-6.02.E
|  | PARENT EQUIPMENT INFO | FOR DUPLEX TYPE 2" STRAINER
001 MM_REFERENCE_DATA | 210205322 |  | GASKET
|  | MANUFACTURER | SHINJIN INDUSTRY CO., LTD
|  | MANUFACTURER PART NUMBER | ?
|  | SUPPLIER 1 | JEONGWOO INDUSTRIAL MACHINE
|  | SUPPLIER 1 PART NUMBER | ?
|  | SUPPLIER 2 | ?
|  | SUPPLIER 2 PART NUMBER | ?
|  | Drawing_Number_1 | P216-DG-A37-01
|  | DRAWING NUMBER 2 | ?
|  | DOCUMENT NUMBER 1 | 9-135-P216-01-003
|  | DOCUMENT NUMBER 2 | P216-IM-A01-05-001-001
|  | BNPP CONTRACT NO | P216
|  | MATERIAL MASTER NO(KEPCO) | E12-P216-6.01.AA
|  | PARENT EQUIPMENT INFO | FOR WYE TYPE 3/4" STRAINER
001 MM_REFERENCE_DATA | 210205325 |  | GASKET
|  | MANUFACTURER | SVC INC
|  | MANUFACTURER PART NUMBER | ?
|  | SUPPLIER 1 | SVC INC
|  | SUPPLIER 1 PART NUMBER | ?
|  | SUPPLIER 2 | ?
|  | SUPPLIER 2 PART NUMBER | ?
|  | Drawing_Number_1 | P217-DG-A01-02
|  | DRAWING NUMBER 2 | ?
|  | DOCUMENT NUMBER 1 | 9-135-P217-01-003/006
|  | DOCUMENT NUMBER 2 | P217-IM-A01-01-002-001
|  | BNPP CONTRACT NO | P217
|  | MATERIAL MASTER NO(KEPCO) | E12-P217-6.02
|  | PARENT EQUIPMENT INFO | 1",300# DISC STEAM TRAP SDT-41
001 MM_REFERENCE_DATA | 210205326 |  | GASKET
|  | MANUFACTURER | SVC INC
|  | MANUFACTURER PART NUMBER | ?
|  | SUPPLIER 1 | SVC INC
|  | SUPPLIER 1 PART NUMBER | ?
|  | SUPPLIER 2 | ?
|  | SUPPLIER 2 PART NUMBER | ?
|  | Drawing_Number_1 | P217-DG-A01-02
|  | DRAWING NUMBER 2 | ?
|  | DOCUMENT NUMBER 1 | 9-135-P217-01-003/006
|  | DOCUMENT NUMBER 2 | P217-IM-A01-01-002-001
|  | BNPP CONTRACT NO | P217
|  | MATERIAL MASTER NO(KEPCO) | E12-P217-6.03
|  | PARENT EQUIPMENT INFO | 1",300# DISC STEAM TRAP SDT-41
001 MM_REFERENCE_DATA | 220200689 |  | TRANSFORMER
|  | MANUFACTURER | KOC ELECTRIC CO., LTD.
|  | MANUFACTURER PART NUMBER | ?
|  | SUPPLIER 1 | KWANG MYUNG ELECTRIC ENG
|  | SUPPLIER 1 PART NUMBER | LTO-330 1E-OPT
|  | SUPPLIER 2 | ?
|  | SUPPLIER 2 PART NUMBER | ?
|  | Drawing_Number_1 | E209-DG-B17-01
|  | DRAWING NUMBER 2 | ?
|  | DOCUMENT NUMBER 1 | 9-824-E209-01-002
|  | DOCUMENT NUMBER 2 | E209-IM-A01-01-003 (PAGE 275)
|  | BNPP CONTRACT NO | E209
|  | MATERIAL MASTER NO(KEPCO) | E12-E209-6.39.A
|  | PARENT EQUIPMENT INFO | ?
001 MM_REFERENCE_DATA | 220200723 |  | TRANSFORMER,CONTROL:250 VA
|  | MANUFACTURER | KOC ELECTRIC CO., LTD.
|  | MANUFACTURER PART NUMBER | ?
|  | SUPPLIER 1 | KWANG MYUNG ELECTRIC ENG
|  | SUPPLIER 1 PART NUMBER | FRC-250
|  | SUPPLIER 2 | ?
|  | SUPPLIER 2 PART NUMBER | ?
|  | Drawing_Number_1 | E209-DG-B60-01
|  | DRAWING NUMBER 2 | ?
|  | DOCUMENT NUMBER 1 | 9-824-E209-01-002
|  | DOCUMENT NUMBER 2 | E209-IM-A01-01-003 (PAGE 275)
|  | BNPP CONTRACT NO | E209
|  | MATERIAL MASTER NO(KEPCO) | E12-E209-6.25.B
|  | PARENT EQUIPMENT INFO | ?
001 MM_REFERENCE_DATA | 220200907 |  | FUSE
|  | MANUFACTURER | MERSEN
|  | MANUFACTURER PART NUMBER | ?
|  | SUPPLIER 1 | LS INDUSTRIAL SYSTEMS CO.,LTD
|  | SUPPLIER 1 PART NUMBER | A2Y6-1
|  | SUPPLIER 2 | ?
|  | SUPPLIER 2 PART NUMBER | ?
|  | Drawing_Number_1 | E233-DE-B07-01-0001-007
|  | DRAWING NUMBER 2 | E233-DE-B11-01-0001-008
|  | DOCUMENT NUMBER 1 | 9-167-E233-01-011
|  | DOCUMENT NUMBER 2 | E233-IM-A01-01-002 (PAGE 386)
|  | BNPP CONTRACT NO | E233
|  | MATERIAL MASTER NO(KEPCO) | E12-E233-6.11.A
|  | PARENT EQUIPMENT INFO | ?
001 MM_REFERENCE_DATA | 220200908 |  | FUSE BLOCK
|  | MANUFACTURER | MERSEN
|  | MANUFACTURER PART NUMBER | ?
|  | SUPPLIER 1 | LS INDUSTRIAL SYSTEMS CO.,LTD
|  | SUPPLIER 1 PART NUMBER | 20317
|  | SUPPLIER 2 | ?
|  | SUPPLIER 2 PART NUMBER | ?
|  | Drawing_Number_1 | E233-DE-B01-01-0001-011
|  | DRAWING NUMBER 2 | E233-DE-B11-01-0001-008
|  | DOCUMENT NUMBER 1 | 9-167-E233-01-011
|  | DOCUMENT NUMBER 2 | E233-IM-A01-01-002-001
|  | BNPP CONTRACT NO | E233
|  | MATERIAL MASTER NO(KEPCO) | E12-E233-6.12.A
|  | PARENT EQUIPMENT INFO | ?
001 MM_REFERENCE_DATA | 220200909 |  | FUSE
|  | MANUFACTURER | MERSEN
|  | MANUFACTURER PART NUMBER | ?
|  | SUPPLIER 1 | LS INDUSTRIAL SYSTEMS CO.,LTD
|  | SUPPLIER 1 PART NUMBER | A2Y3-1
|  | SUPPLIER 2 | ?
|  | SUPPLIER 2 PART NUMBER | ?
|  | Drawing_Number_1 | E233-DE-B01-01-0001-011
|  | DRAWING NUMBER 2 | E233-DE-B06-01-0001-013
|  | DOCUMENT NUMBER 1 | 9-167-E233-01-011
|  | DOCUMENT NUMBER 2 | E233-IM-A01-01-002 (PAGE 386)
|  | BNPP CONTRACT NO | E233
|  | MATERIAL MASTER NO(KEPCO) | E12-E233-6.13.A
|  | PARENT EQUIPMENT INFO | ?
001 MM_REFERENCE_DATA | 220200910 |  | FUSE
|  | MANUFACTURER | MERSEN
|  | MANUFACTURER PART NUMBER | ?
|  | SUPPLIER 1 | LS INDUSTRIAL SYSTEMS CO.,LTD
|  | SUPPLIER 1 PART NUMBER | A2Y2-1
|  | SUPPLIER 2 | ?
|  | SUPPLIER 2 PART NUMBER | ?
|  | Drawing_Number_1 | E233-DE-B07-01-0001-007
|  | DRAWING NUMBER 2 | E233-DE-B11-01-0001-008
|  | DOCUMENT NUMBER 1 | 9-167-E233-01-011
|  | DOCUMENT NUMBER 2 | E233-IM-A01-01-002 (PAGE 386)
|  | BNPP CONTRACT NO | E233
|  | MATERIAL MASTER NO(KEPCO) | E12-E233-6.14.A
|  | PARENT EQUIPMENT INFO | ?
001 MM_REFERENCE_DATA | 220200911 |  | TRANSFORMER,CURRENT:
|  | MANUFACTURER | KYONGBO ELECTRIC CO.,LTD
|  | MANUFACTURER PART NUMBER | ?
|  | SUPPLIER 1 | LS INDUSTRIAL SYSTEMS CO.,LTD
|  | SUPPLIER 1 PART NUMBER | WL-2
|  | SUPPLIER 2 | ?
|  | SUPPLIER 2 PART NUMBER | ?
|  | Drawing_Number_1 | E233-DE-B07-01-0001-007
|  | DRAWING NUMBER 2 | E233-DE-B11-01-0001-008
|  | DOCUMENT NUMBER 1 | 9-167-E233-01-011
|  | DOCUMENT NUMBER 2 | E233-IM-A01-01-002 (PAGE 394)
|  | BNPP CONTRACT NO | E233
|  | MATERIAL MASTER NO(KEPCO) | E12-E233-6.19.A
|  | PARENT EQUIPMENT INFO | ?
001 MM_REFERENCE_DATA | 220200913 |  | LAMP, LED
|  | MANUFACTURER | YONGSUNG ELECTRIC CP.,LTD
|  | MANUFACTURER PART NUMBER | ?
|  | SUPPLIER 1 | LS INDUSTRIAL SYSTEMS CO.,LTD
|  | SUPPLIER 1 PART NUMBER | YSPL2-AL230R
|  | SUPPLIER 2 | ?
|  | SUPPLIER 2 PART NUMBER | ?
|  | Drawing_Number_1 | E233-DE-B07-01-0001-007
|  | DRAWING NUMBER 2 | E233-DE-B11-01-0001-008
|  | DOCUMENT NUMBER 1 | 9-167-E233-01-011
|  | DOCUMENT NUMBER 2 | E233-IM-A01-01-002 (PAGE 623)
|  | BNPP CONTRACT NO | E233
|  | MATERIAL MASTER NO(KEPCO) | E12-E233-6.21.A
|  | PARENT EQUIPMENT INFO | ?
001 MM_REFERENCE_DATA | 220200915 |  | BLOCK,TERMINAL:
|  | MANUFACTURER | YONGSUNG ELECTRIC CP.,LTD
|  | MANUFACTURER PART NUMBER | ?
|  | SUPPLIER 1 | LS INDUSTRIAL SYSTEMS CO.,LTD
|  | SUPPLIER 1 PART NUMBER | YSFT020-10ZA
|  | SUPPLIER 2 | ?
|  | SUPPLIER 2 PART NUMBER | ?
|  | Drawing_Number_1 | E233-DE-B01-01-0001-011
|  | DRAWING NUMBER 2 | E233-DE-B06-01-0001-013
|  | DOCUMENT NUMBER 1 | 9-167-E233-01-011
|  | DOCUMENT NUMBER 2 | E233-IM-A01-01-002-001
|  | BNPP CONTRACT NO | E233
|  | MATERIAL MASTER NO(KEPCO) | E12-E233-6.23.A
|  | PARENT EQUIPMENT INFO | ?
001 MM_REFERENCE_DATA | 220200916 |  | CIRCUIT BREAKER:MCCB
|  | MANUFACTURER | LS INDUSTRIAL SYSTEMS CO.,LTD
|  | MANUFACTURER PART NUMBER | ABN203C 225A
|  | SUPPLIER 1 | LS INDUSTRIAL SYSTEMS CO.,LTD
|  | SUPPLIER 1 PART NUMBER | ABN203C 225A
|  | SUPPLIER 2 | ?
|  | SUPPLIER 2 PART NUMBER | ?
|  | Drawing_Number_1 | E233-DE-B27-01-0001-007
|  | DRAWING NUMBER 2 | ?
|  | DOCUMENT NUMBER 1 | 9-167-E233-01-009
|  | DOCUMENT NUMBER 2 | E233-IM-A01-01-002 (PAGE 224)
|  | BNPP CONTRACT NO | E233
|  | MATERIAL MASTER NO(KEPCO) | E12-E233-6.24.A
|  | PARENT EQUIPMENT INFO | ?
001 MM_REFERENCE_DATA | 220200917 |  | CIRCUIT BREAKER:MCCB
|  | MANUFACTURER | LS INDUSTRIAL SYSTEMS CO.,LTD
|  | MANUFACTURER PART NUMBER | ABN203C 200A
|  | SUPPLIER 1 | LS INDUSTRIAL SYSTEMS CO.,LTD
|  | SUPPLIER 1 PART NUMBER | ABN203C 200A
|  | SUPPLIER 2 | ?
|  | SUPPLIER 2 PART NUMBER | ?
|  | Drawing_Number_1 | E233-DE-B20-02-0001-005
|  | DRAWING NUMBER 2 | ?
|  | DOCUMENT NUMBER 1 | 9-167-E233-01-009
|  | DOCUMENT NUMBER 2 | E233-IM-A01-01-002 (PAGE 224)
|  | BNPP CONTRACT NO | E233
|  | MATERIAL MASTER NO(KEPCO) | E12-E233-6.25.A
|  | PARENT EQUIPMENT INFO | ?
001 MM_REFERENCE_DATA | 220201176 |  | POSITIONER,PNEUMATIC,P/P,F/AOV,3",CL300
|  | MANUFACTURER | WEIR VALVES & CONTROLS UK LTD
|  | MANUFACTURER PART NUMBER | WVC-1000L
|  | SUPPLIER 1 | WEIR VALVES & CONTROLS UK LTD
|  | SUPPLIER 1 PART NUMBER | WVC-1000L
|  | SUPPLIER 2 | ?
|  | SUPPLIER 2 PART NUMBER | ?
|  | Drawing_Number_1 | J231-DG-A01-05-0001-007
|  | DRAWING NUMBER 2 | ?
|  | DOCUMENT NUMBER 1 | 9-184-J231-01-001
|  | DOCUMENT NUMBER 2 | ?
|  | BNPP CONTRACT NO | J231
|  | MATERIAL MASTER NO(KEPCO) | E12-J231-6.03.A
|  | PARENT EQUIPMENT INFO | ?
001 MM_REFERENCE_DATA | 220201256 |  | SWITCH, PUSH BUTTON
|  | MANUFACTURER | KG AUTO CO.,LTD
|  | MANUFACTURER PART NUMBER | KG-H06ECAA
|  | SUPPLIER 1 | HYOSUNG CRANE & PLANT CO.,LTD
|  | SUPPLIER 1 PART NUMBER | KG-H06ECAA
|  | SUPPLIER 2 | ?
|  | SUPPLIER 2 PART NUMBER | ?
|  | Drawing_Number_1 | M249-DG-C08-01-0005-001
|  | DRAWING NUMBER 2 | ?
|  | DOCUMENT NUMBER 1 | 9-683-M249-01-008
|  | DOCUMENT NUMBER 2 | M249-IM-A07-01-002-001
|  | BNPP CONTRACT NO | M249
|  | MATERIAL MASTER NO(KEPCO) | E12-M249-6.03.C
|  | PARENT EQUIPMENT INFO | ?
001 MM_REFERENCE_DATA | 220201288 |  | MFG Standard, VLC100-4, Heater
|  | MANUFACTURER | TWO Y ELECTRIC HEATER
|  | MANUFACTURER PART NUMBER | ESH-080
|  | SUPPLIER 1 | CENTURY CORPORATION2
|  | SUPPLIER 1 PART NUMBER | ESH-080
|  | SUPPLIER 2 | ?
|  | SUPPLIER 2 PART NUMBER | ?
|  | Drawing_Number_1 | M254-DG-A90-01-0001-004
|  | DRAWING NUMBER 2 | ?
|  | DOCUMENT NUMBER 1 | 9-154-M254-01-015
|  | DOCUMENT NUMBER 2 | M254-IM-A02-01-002-001
|  | BNPP CONTRACT NO | M254
|  | MATERIAL MASTER NO(KEPCO) | E12-M254-6.07.A
|  | PARENT EQUIPMENT INFO | ?
001 MM_REFERENCE_DATA | 230201046 |  | VOLTMETER:
|  | MANUFACTURER | KYONGBO ELECTRIC CO.,LTD
|  | MANUFACTURER PART NUMBER | WB-V2(S/N GE60107)
|  | SUPPLIER 1 | HYORIM INDUSTRIES INC
|  | SUPPLIER 1 PART NUMBER | WB-V2(S/N GE60107)
|  | SUPPLIER 2 | ?
|  | SUPPLIER 2 PART NUMBER | ?
|  | Drawing_Number_1 | M241S-DG-D01-05
|  | DRAWING NUMBER 2 | ?
|  | DOCUMENT NUMBER 1 | 9-553-M241S-01-002
|  | DOCUMENT NUMBER 2 | M241S-DL-D01, M241S-IM-A01
|  | BNPP CONTRACT NO | M241S
|  | MATERIAL MASTER NO(KEPCO) | E12-M241S-6.01.O
|  | PARENT EQUIPMENT INFO | FOR SB TRAVELING SCREEN
001 MM_REFERENCE_DATA | 410200016 |  | TOOL HOLDER
|  | MANUFACTURER | TONGIL PLANT MACHINE CO.,LTD
|  | MANUFACTURER PART NUMBER | ?
|  | SUPPLIER 1 | TONGIL PLANT MACHINE CO.,LTD
|  | SUPPLIER 1 PART NUMBER | ?
|  | SUPPLIER 2 | ?
|  | SUPPLIER 2 PART NUMBER | ?
|  | Drawing_Number_1 | ?
|  | DRAWING NUMBER 2 | ?
|  | DOCUMENT NUMBER 1 | 0-158-M222-01-004
|  | DOCUMENT NUMBER 2 | M222-IM-A01-01
|  | BNPP CONTRACT NO | M222
|  | MATERIAL MASTER NO(KEPCO) | E12-M222-6.01.A
|  | PARENT EQUIPMENT INFO | MEDIUM SIZE LATHE(158-M-ZM01)
001 MM_REFERENCE_DATA | 720200024 |  | OIL, REFRIGERANT, POE 68 (ICECOLD SW-68)
|  | MANUFACTURER | JAPAN SUN OIL COMPANY
|  | MANUFACTURER PART NUMBER | ?
|  | SUPPLIER 1 | CENTURY CORPORATION
|  | SUPPLIER 1 PART NUMBER | ?
|  | SUPPLIER 2 | ?
|  | SUPPLIER 2 PART NUMBER | ?
|  | Drawing_Number_1 | M226-DL-F01-01-002-001
|  | DRAWING NUMBER 2 | ?
|  | DOCUMENT NUMBER 1 | 9-132-M226-01-005
|  | DOCUMENT NUMBER 2 | M226-IM-A01-01-006-001
|  | BNPP CONTRACT NO | M226
|  | MATERIAL MASTER NO(KEPCO) | E12-M226-6.03.A
|  | PARENT EQUIPMENT INFO | ?

## 1035 INCs
SR.# | INC | INC NAME | SEQ | ATTRIBUTES | ATTRIBUTES DESCRIPTION | SHORT_NAME
1 | 1 | ELECTRON TUBE | 1 | SHORT_NAME | SHORT NAME | TUBE,ELECTRON
3 | 1 | ELECTRON TUBE | 3 | TYPE | TYPE
4 | 1 | ELECTRON TUBE | 4 | SIZE | SIZE
5 | 1 | ELECTRON TUBE | 5 | ELECT_DATA | ELECTRICAL RATING
6 | 1 | ELECTRON TUBE | 6 | ELECT_CONN_DATA | ELECTRICAL CONNECTION DATA
7 | 1 | ELECTRON TUBE | 7 | INDUSTRY | INDUSTRY STANDARD
8 | 1 | ELECTRON TUBE | 8 | FUNCT | FUNCTION
9 | 1 | ELECTRON TUBE | 9 | COLOR | COLOR
10 | 1 | ELECTRON TUBE | 10 | ENVELOPE_MATL | ENVELOPE MATERIAL
11 | 1 | ELECTRON TUBE | 11 | MTG_DATA | MOUNTING DATA
18
19 | 13 | BATTERY, STORAGE | 1 | SHORT_NAME | SHORT NAME | BATTERY,STOR
20 | 13 | BATTERY, STORAGE | 2 | BATTERY_TYPE | BATTERY TYPE
21 | 13 | BATTERY, STORAGE | 3 | BATTERY_SPECIFIC_USE | BATTERY SPECIFIC USE
22 | 13 | BATTERY, STORAGE | 4 | DIA | DIAMETER
23 | 13 | BATTERY, STORAGE | 5 | SIZE | SIZE
26 | 13 | BATTERY, STORAGE | 8 | VOLTAGE | VOLTAGE RATING
27 | 13 | BATTERY, STORAGE | 9 | AMPERE_HOUR_CAPACITY | AMPERE HOUR CAPACITY
28 | 13 | BATTERY, STORAGE | 10 | COLD_CRANKING_AMPERE | COLD CRANKING AMPERE
29 | 13 | BATTERY, STORAGE | 11 | POST_MATL | POST MATERIAL
30 | 13 | BATTERY, STORAGE | 12 | PLATE_MATL | PLATE MATERIAL
31 | 13 | BATTERY, STORAGE | 13 | SEPARATOR_MATL | SEPERATOR MATERIAL
32 | 13 | BATTERY, STORAGE | 14 | CASE_MATL | CASE MATERIAL
33 | 13 | BATTERY, STORAGE | 15 | TERMINAL_TYPE | TERMINAL TYPE
34 | 13 | BATTERY, STORAGE | 16 | TERMINAL_QTY | NUMBER OF TERMINALS
35 | 13 | BATTERY, STORAGE | 17 | CELL_QTY | NUMBER OF CELLS
47
48 | 14 | BEARING,BALL,ANNULAR | 1 | SHORT_NAME | SHORT NAME | BEARING,BALL
49 | 14 | BEARING,BALL,ANNULAR | 2 | BEARING_TYPE | BEARING TYPE
50 | 14 | BEARING,BALL,ANNULAR | 3 | BEARING_USE | BEARING USE
51 | 14 | BEARING,BALL,ANNULAR | 4 | BEARING_STYLE | BEARING STYLE
52 | 14 | BEARING,BALL,ANNULAR | 5 | IBI_NO | BEARING DESIGNATION NUMBER
53 | 14 | BEARING,BALL,ANNULAR | 6 | OUTSIDE_DIA | OUTSIDE DIAMETER
54 | 14 | BEARING,BALL,ANNULAR | 7 | BORE_DIA | BORE DIAMETER
55 | 14 | BEARING,BALL,ANNULAR | 8 | WIDTH | WIDTH
56 | 14 | BEARING,BALL,ANNULAR | 9 | BRG_MATL | BEARING MATERIAL
57 | 14 | BEARING,BALL,ANNULAR | 10 | NO_ROWS | NUMBER OF ROWS
58 | 14 | BEARING,BALL,ANNULAR | 11 | BEARING_BORE_STYLE | BEARING BORE STYLE
59 | 14 | BEARING,BALL,ANNULAR | 12 | DYNAMIC_LOAD_RATING | DYNAMIC LOAD RATING
60 | 14 | BEARING,BALL,ANNULAR | 13 | STATIC_LOAD_RATING | STATIC LOAD RATING
61 | 14 | BEARING,BALL,ANNULAR | 14 | LIMIT_FATIGUE_LOAD | LIMIT FATIGUE LOAD
63 | 14 | BEARING,BALL,ANNULAR | 16 | LUBRICATION_MATERIAL | LUBRICATION MATERIAL
64 | 14 | BEARING,BALL,ANNULAR | 17 | SPEED_RATING | SPEED RATING
65 | 14 | BEARING,BALL,ANNULAR | 18 | LIMITING_SPEED_RATING | LIMITING SPEED RATING
66 | 14 | BEARING,BALL,ANNULAR | 19 | CAGE_MATL | CAGE MATERIAL
67 | 14 | BEARING,BALL,ANNULAR | 20 | BEARING_SHIELD_STYLE | BEARING SHIELD STYLE
68 | 14 | BEARING,BALL,ANNULAR | 21 | SHIELD_QUANTITY | NUMBER OF SHIELDS
69 | 14 | BEARING,BALL,ANNULAR | 22 | BEARING_SEAL_TYPE | BEARING SEAL TYPE
70 | 14 | BEARING,BALL,ANNULAR | 23 | SEAL_QUANTITY | NUMBER OF SEALS
71 | 14 | BEARING,BALL,ANNULAR | 24 | STANDARD_TOLERANCE_DESIGNATION | STANDARD TOLERANCE DESIGNATION
87 | 14 | BEARING,BALL,ANNULAR | 40 | DIMENSION | DIMENSION
88
89 | 15 | BEARING,ROLLER,CYLINDRICAL | 1 | SHORT_NAME | SHORT NAME | BEARING,RLR
90 | 15 | BEARING,ROLLER,CYLINDRICAL | 2 | BEARING_TYPE | BEARING TYPE
91 | 15 | BEARING,ROLLER,CYLINDRICAL | 3 | BEARING_USE | BEARING USE
92 | 15 | BEARING,ROLLER,CYLINDRICAL | 4 | BEARING_STYLE | BEARING STYLE
93 | 15 | BEARING,ROLLER,CYLINDRICAL | 5 | IBI_NO | BEARING DESIGNATION NUMBER
94 | 15 | BEARING,ROLLER,CYLINDRICAL | 6 | OUTSIDE_DIA | OUTSIDE DIAMETER
95 | 15 | BEARING,ROLLER,CYLINDRICAL | 7 | BORE_DIA | BORE DIAMETER
96 | 15 | BEARING,ROLLER,CYLINDRICAL | 8 | WIDTH | WIDTH
97 | 15 | BEARING,ROLLER,CYLINDRICAL | 9 | BRG_MATL | BEARING MATERIAL
98 | 15 | BEARING,ROLLER,CYLINDRICAL | 10 | NO_ROWS | NUMBER OF ROWS
99 | 15 | BEARING,ROLLER,CYLINDRICAL | 11 | BEARING_BORE_STYLE | BEARING BORE STYLE
100 | 15 | BEARING,ROLLER,CYLINDRICAL | 12 | DYNAMIC_LOAD_RATING | DYNAMIC LOAD RATING
101 | 15 | BEARING,ROLLER,CYLINDRICAL | 13 | STATIC_LOAD_RATING | STATIC LOAD RATING
102 | 15 | BEARING,ROLLER,CYLINDRICAL | 14 | LIMIT_FATIGUE_LOAD | LIMIT FATIGUE LOAD
104 | 15 | BEARING,ROLLER,CYLINDRICAL | 16 | LUBRICATION_MATERIAL | LUBRICATION MATERIAL
105 | 15 | BEARING,ROLLER,CYLINDRICAL | 17 | SPEED_RATING | SPEED RATING
106 | 15 | BEARING,ROLLER,CYLINDRICAL | 18 | LIMITING_SPEED_RATING | LIMITING SPEED RATING
107 | 15 | BEARING,ROLLER,CYLINDRICAL | 19 | CAGE_MATL | CAGE MATERIAL
109 | 15 | BEARING,ROLLER,CYLINDRICAL | 21 | SHIELD_QUANTITY | NUMBER OF SHIELDS
111 | 15 | BEARING,ROLLER,CYLINDRICAL | 23 | SEAL_QUANTITY | NUMBER OF SEALS
112 | 15 | BEARING,ROLLER,CYLINDRICAL | 24 | STANDARD_TOLERANCE_DESIGNATION | STANDARD TOLERANCE DESIGNATION
116 | 15 | BEARING,ROLLER,CYLINDRICAL | 28 | BEARING_ROLLING_ELEMENT_STYLE | BEARING ROLLING ELEMENT STYLE
118 | 15 | BEARING,ROLLER,CYLINDRICAL | 30 | SURFACE_TREATMENT | SURFACE TREATMENT
128
129 | 23 | CONE AND ROLLERS,TAPERED ROLLER BEARING | 1 | SHORT_NAME | SHORT NAME | CONE & ROLLERS,BRG
132 | 23 | CONE AND ROLLERS,TAPERED ROLLER BEARING | 4 | TYPE | TYPE
133 | 23 | CONE AND ROLLERS,TAPERED ROLLER BEARING | 5 | BORE_DATA | BORE DIAMETER
134 | 23 | CONE AND ROLLERS,TAPERED ROLLER BEARING | 6 | WIDTH | WIDTH
135 | 23 | CONE AND ROLLERS,TAPERED ROLLER BEARING | 7 | MATL | MATERIAL
136 | 23 | CONE AND ROLLERS,TAPERED ROLLER BEARING | 8 | SERIES | SERIES
137 | 23 | CONE AND ROLLERS,TAPERED ROLLER BEARING | 9 | TOLERANCE | TOLERANCE
138 | 23 | CONE AND ROLLERS,TAPERED ROLLER BEARING | 10 | SHAFT_RADII | SHAFT RADII
146
167 | 28 | RING,BEARING,INNER | 1 | SHORT_NAME | SHORT NAME | RING,BRG
168 | 28 | RING,BEARING,INNER | 2 | RING_BEARING_TYPE | BEARING RING TYPE
169 | 28 | RING,BEARING,INNER | 3 | RING_BEARING_SHAPE_STYLE | BEARING RING SHAPE STYLE
170 | 28 | RING,BEARING,INNER | 4 | SIZE | SIZE
171 | 28 | RING,BEARING,INNER | 5 | RING_BEARING_MATL | BEARING RING MATERIAL
173 | 28 | RING,BEARING,INNER | 7 | INSIDE_DIA | INSIDE DIAMETER
174 | 28 | RING,BEARING,INNER | 8 | OUTSIDE_DIA | OUTSIDE DIAMETER
175 | 28 | RING,BEARING,INNER | 9 | SURFACE_TREATMENT | SURFACE TREATMENT
176 | 28 | RING,BEARING,INNER | 10 | RETAINER_FABRICATION_METHOD | RETAINER FABRICATION METHOD
177 | 28 | RING,BEARING,INNER | 11 | BEARING_SEAL_TYPE | BEARING SEAL TYPE
188
189 | 36 | BALL,BEARING | 1 | SHORT_NAME | SHORT NAME | BALL,BRG
192 | 36 | BALL,BEARING | 4 | TYPE | TYPE
193 | 36 | BALL,BEARING | 5 | IBI_NO | BEARING DESIGNATION NUMBER
194 | 36 | BALL,BEARING | 6 | DIA | DIAMETER
195 | 36 | BALL,BEARING | 7 | MATL | MATERIAL
196 | 36 | BALL,BEARING | 8 | CLASS | CLASS
197 | 36 | BALL,BEARING | 9 | FINISH | FINISH
205
206 | 37 | ROLLER,BEARING | 1 | SHORT_NAME | SHORT NAME | ROLLER,BRG
208 | 37 | ROLLER,BEARING | 3 | TYPE | TYPE
209 | 37 | ROLLER,BEARING | 4 | SIZE | SIZE
210 | 37 | ROLLER,BEARING | 5 | DIA | DIAMETER
212 | 37 | ROLLER,BEARING | 7 | MATL | MATERIAL
214 | 37 | ROLLER,BEARING | 9 | FINISH | FINISH
222
223 | 40 | CAM FOLLOWER,NEEDLE BEARING | 1 | SHORT_NAME | SHORT NAME | BEARING,CAM FOLLOWER
225 | 40 | CAM FOLLOWER,NEEDLE BEARING | 3 | IBI_NO | BEARING DESIGNATION NUMBER
226 | 40 | CAM FOLLOWER,NEEDLE BEARING | 4 | TYPE | TYPE
227 | 40 | CAM FOLLOWER,NEEDLE BEARING | 5 | INSIDE_DIA | INSIDE DIAMETER
228 | 40 | CAM FOLLOWER,NEEDLE BEARING | 6 | OUTSIDE_DIA | OUTSIDE DIAMETER
229 | 40 | CAM FOLLOWER,NEEDLE BEARING | 7 | BRG_WIDTH | BEARING WIDTH
230 | 40 | CAM FOLLOWER,NEEDLE BEARING | 8 | BRG_MATL | BEARING MATERIAL
231 | 40 | CAM FOLLOWER,NEEDLE BEARING | 9 | TOLERANCE | TOLERANCE
239
240 | 89 | DETECTOR,RADIAC | 1 | SHORT_NAME | SHORT NAME | DETECTOR,RADIAC
241 | 89 | DETECTOR,RADIAC | 2 | RADIACMETER_SHAPE_STYLE | RADIACMETER SHAPE STYLE
242 | 89 | DETECTOR,RADIAC | 3 | RADIACMETER_TYPE | RADIACMETER TYPE
243 | 89 | DETECTOR,RADIAC | 4 | SIZE | SIZE
246 | 89 | DETECTOR,RADIAC | 7 | RADIACMETER_MATL | RADIACMETER MATERIAL
247 | 89 | DETECTOR,RADIAC | 8 | CASE_SURFACE_TREATMENT | CASE SUFACE TREATMENT
248 | 89 | DETECTOR,RADIAC | 9 | VOLT_RTG | VOLTAGE RATING
249 | 89 | DETECTOR,RADIAC | 10 | MEASUREMENT_RANGE | MEASUREMENT RANGE
250 | 89 | DETECTOR,RADIAC | 11 | MEASUREMENT_RANGE_2 | MEASUREMENT RANGE 2
251 | 89 | DETECTOR,RADIAC | 12 | MEASUREMENT_RANGE_3 | MEASUREMENT RANGE 3
252 | 89 | DETECTOR,RADIAC | 13 | MAX_OPER_TEMP | MAX OPERATING TEMPERATURE
253 | 89 | DETECTOR,RADIAC | 14 | MINI_OPER_TEMP | MINI OPERATING TEMPERATURE
254 | 89 | DETECTOR,RADIAC | 15 | OUTPUT_DATA_TYPE | OUTPUT DATA TYPE
255 | 89 | DETECTOR,RADIAC | 16 | INPUT_DATA_TYPE | INPUT DATA TYPE
256 | 89 | DETECTOR,RADIAC | 17 | RADIACMETER_DISPLAY_TYPE | RADIACMETER DISPLAY TYPE
258 | 89 | DETECTOR,RADIAC | 19 | RESOLUTION | RESOLUTION
259 | 89 | DETECTOR,RADIAC | 20 | RADIACMETER_OPER_METHOD | RADIACMETER OPER METHOD
260 | 89 | DETECTOR,RADIAC | 21 | DETECTING_ELEMENT_TYPE | DETECTING ELEMENT TYPE
261 | 89 | DETECTOR,RADIAC | 22 | FILL_MATL | FILL MATERIAL
262 | 89 | DETECTOR,RADIAC | 23 | RADIACMETER_SHIELD_TYPE | RADIACMETER SHIELD TYPE
263 | 89 | DETECTOR,RADIAC | 24 | RADIACMETER_PROBE_TYPE | RADIACMETER PROBE TYPE
264 | 89 | DETECTOR,RADIAC | 25 | RADIACMETER_METER_TYPE | RADIACMETER METER TYPE
265 | 89 | DETECTOR,RADIAC | 26 | DETECTOR_SET | DETECTOR SET
266 | 89 | DETECTOR,RADIAC | 27 | MTG_METHOD | MOUNTING METHOD
276 | 89 | DETECTOR,RADIAC | 37 | NO_RANGES | NUMBER OF RANGES
277 | 89 | DETECTOR,RADIAC | 38 | MEDIA_DESIGNED | MEDIA DESIGNED
279
280 | 91 | CAMERA,TELEVISION | 1 | SHORT_NAME | SHORT NAME | CAMERA
283 | 91 | CAMERA,TELEVISION | 4 | TYPE | TYPE
284 | 91 | CAMERA,TELEVISION | 5 | SIZE | SIZE
285 | 91 | CAMERA,TELEVISION | 6 | ELECT_DATA | ELECTRICAL RATING
286 | 91 | CAMERA,TELEVISION | 7 | CHARGED_COUPLED_DEVICE | CHARGED COUPLED DEVICE
287 | 91 | CAMERA,TELEVISION | 8 | SYSTEM_TYPE | SYSTEM TYPE
288 | 91 | CAMERA,TELEVISION | 9 | FOCUS_TYPE | FOCUS TYPE
289 | 91 | CAMERA,TELEVISION | 10 | LENS_FOCAL_LG | LENS FOCAL LENGTH
290 | 91 | CAMERA,TELEVISION | 11 | LENS_DATA | LENS DATA
291 | 91 | CAMERA,TELEVISION | 12 | RESOLUTION | RESOLUTION
292 | 91 | CAMERA,TELEVISION | 13 | NO_PIXEL | NUMBER OF PIXEL
293 | 91 | CAMERA,TELEVISION | 14 | LIGHT_DISTRIBUTION | LIGHT DISTRIBUTION
294 | 91 | CAMERA,TELEVISION | 15 | F_STOP_RANGE | F.STOP RANGE
295 | 91 | CAMERA,TELEVISION | 16 | SPEED | SPEED
296 | 91 | CAMERA,TELEVISION | 17 | COLOR | COLOR
298 | 91 | CAMERA,TELEVISION | 19 | METHOD_OPERATION | METHOD OPERATION
299 | 91 | CAMERA,TELEVISION | 20 | CAMERA_SYSTEM_TYPE | CAMERA SYSTEM TYPE
300 | 91 | CAMERA,TELEVISION | 21 | CAMERA_DATA | CAMERA DATA
301 | 91 | CAMERA,TELEVISION | 22 | CONNECTION_DATA | CONNECTION DATA
302 | 91 | CAMERA,TELEVISION | 23 | MTG_DATA | MOUNTING DATA
310
349 | 96 | AMPLIFIER,ELECTRONIC CONTROL | 1 | SHORT_NAME | SHORT NAME | AMPLIFIER,ELEC CTRL
350 | 96 | AMPLIFIER,ELECTRONIC CONTROL | 2 | AMPLIFIER_ELECT_TYPE | AMPLIFIER ELECTRICAL TYPE
351 | 96 | AMPLIFIER,ELECTRONIC CONTROL | 3 | SIZE | SIZE
354 | 96 | AMPLIFIER,ELECTRONIC CONTROL | 6 | VOLT_RTG | VOLTAGE RATING
355 | 96 | AMPLIFIER,ELECTRONIC CONTROL | 7 | CURRENT_RTG | CURRENT RATING
356 | 96 | AMPLIFIER,ELECTRONIC CONTROL | 8 | POWER_RTG | POWER RATING
357 | 96 | AMPLIFIER,ELECTRONIC CONTROL | 9 | FREQUENCY | FREQUENCY
358 | 96 | AMPLIFIER,ELECTRONIC CONTROL | 10 | AMPLIFIER_ELECT_INPUT_TYPE | AMPLIFIER ELECTRICAL INPUT TYPE
359 | 96 | AMPLIFIER,ELECTRONIC CONTROL | 11 | AMPLIFIER_ELECT_OUTPUT_TYPE | AMPLIFIER ELECTRICAL OUTPUT TYPE
360 | 96 | AMPLIFIER,ELECTRONIC CONTROL | 12 | CONN_VOLT | CONNECTION VOLTAGE
361 | 96 | AMPLIFIER,ELECTRONIC CONTROL | 13 | MAX_OPER_TEMP | MAX OPERATING TEMPERATURE
362 | 96 | AMPLIFIER,ELECTRONIC CONTROL | 14 | MINI_OPER_TEMP | MINI OPERATING TEMPERATURE
363 | 96 | AMPLIFIER,ELECTRONIC CONTROL | 15 | AMPLIFIER_ELECT_CONN_TYPE | AMPLIFIER ELECTRICAL CONNECTION TYPE
365 | 96 | AMPLIFIER,ELECTRONIC CONTROL | 17 | INSTALLATION_DESIGN | INSTALLATION DESIGN
366 | 96 | AMPLIFIER,ELECTRONIC CONTROL | 18 | OPER_CTRL_METHOD | OPERATING CONTROL METHOD
377
378 | 98 | CABLE ASSEMBLY,TELEPHONE | 1 | SHORT_NAME | SHORT NAME | CABLE ASSY
380 | 98 | CABLE ASSEMBLY,TELEPHONE | 3 | CABLE_TYPE | CABLE TYPE
381 | 98 | CABLE ASSEMBLY,TELEPHONE | 4 | CABLE_LG | CABLE LENGTH
382 | 98 | CABLE ASSEMBLY,TELEPHONE | 5 | ELECT_DATA | ELECTRICAL RATING
383 | 98 | CABLE ASSEMBLY,TELEPHONE | 6 | CONDUCTOR_TYPE | CONDUCTOR TYPE
384 | 98 | CABLE ASSEMBLY,TELEPHONE | 7 | CONDUCTOR_SIZE | CONDUCTOR SIZE
385 | 98 | CABLE ASSEMBLY,TELEPHONE | 8 | CONDUCTOR_MATL | CONDUCTOR MATERIAL
386 | 98 | CABLE ASSEMBLY,TELEPHONE | 9 | INSULATION_DATA | INSULATION DATA
387 | 98 | CABLE ASSEMBLY,TELEPHONE | 10 | NO_CORES | NUMBER OF CORES
388 | 98 | CABLE ASSEMBLY,TELEPHONE | 11 | SHEATHING_DATA | SHEATHING DATA
396
397 | 119 | LIGHT,PANEL | 1 | SHORT_NAME | SHORT NAME | LIGHT,PANEL
400 | 119 | LIGHT,PANEL | 4 | TYPE | TYPE
401 | 119 | LIGHT,PANEL | 5 | MATL | MATERIAL
402 | 119 | LIGHT,PANEL | 6 | ELECT_DATA | ELECTRICAL RATING
403 | 119 | LIGHT,PANEL | 7 | LAMP_VOLT | LAMP VOLTAGE
404 | 119 | LIGHT,PANEL | 8 | POWER | POWER
405 | 119 | LIGHT,PANEL | 9 | LENS_COLOR | LENS COLOR
406 | 119 | LIGHT,PANEL | 10 | BUTTON_COLOR | BUTTON COLOR
407 | 119 | LIGHT,PANEL | 11 | LAMP_DATA | LAMP DATA
408 | 119 | LIGHT,PANEL | 12 | MTG_DATA | MOUNTING DATA
416
417 | 122 | SHUNT,INSTRUMENT | 1 | SHORT_NAME | SHORT NAME | SHUNT,INST
419 | 122 | SHUNT,INSTRUMENT | 3 | TYPE | TYPE
420 | 122 | SHUNT,INSTRUMENT | 4 | MATL | MATERIAL
421 | 122 | SHUNT,INSTRUMENT | 5 | VOLTAGE | VOLTAGE RATING
422 | 122 | SHUNT,INSTRUMENT | 6 | CURRENT | CURRENT
423 | 122 | SHUNT,INSTRUMENT | 7 | ELECT_CONN_DATA | ELECTRICAL CONNECTION DATA
424 | 122 | SHUNT,INSTRUMENT | 8 | MTG_DATA | MOUNTING DATA
432
455 | 133 | ANNUNCIATOR | 1 | SHORT_NAME | SHORT NAME | ANNUNCIATOR
456 | 133 | ANNUNCIATOR | 2 | AUDIBLE_SIGNAL_TYPE | AUDIBLE SIGNAL TYPE
457 | 133 | ANNUNCIATOR | 3 | VISUAL_SIGNAL_TYPE | VISUAL SIGNAL TYPE
458 | 133 | ANNUNCIATOR | 4 | BODY_WIDTH | BODY WIDTH
459 | 133 | ANNUNCIATOR | 5 | BODY_HEIGHT | BODY HEIGHT
460 | 133 | ANNUNCIATOR | 6 | BODY_DEPTH | BODY DEPTH
461 | 133 | ANNUNCIATOR | 7 | BODY_LG | BODY LENGTH
462 | 133 | ANNUNCIATOR | 8 | ANNUNCIATOR_MATL | ANNUNCIATOR MATERIAL
463 | 133 | ANNUNCIATOR | 9 | ANNUNCIATOR_DISPLAY_TYPE | ANNUNCIATOR DISPLAY TYPE
464 | 133 | ANNUNCIATOR | 10 | ANNUNCIATOR_OPER_METHOD | ANNUNCIATOR OPERATING METHOD
465 | 133 | ANNUNCIATOR | 11 | FUNCT | FUNCTION
466 | 133 | ANNUNCIATOR | 12 | ANNUNCIATOR_FUNCT | ANNUNCIATOR FUNCTION
467 | 133 | ANNUNCIATOR | 13 | VOLT_RTG | VOLTAGE RATING
468 | 133 | ANNUNCIATOR | 14 | CURRENT_RTG | CURRENT RATING
469 | 133 | ANNUNCIATOR | 15 | POWER_RTG | POWER RATING
470 | 133 | ANNUNCIATOR | 16 | PHASE | PHASE
471 | 133 | ANNUNCIATOR | 17 | FREQUENCY | FREQUENCY
472 | 133 | ANNUNCIATOR | 18 | VISUAL_SIGNAL_COLOR | VISUAL SIGNAL COLOR
473 | 133 | ANNUNCIATOR | 19 | RESET_TYPE | RESET TYPE
475 | 133 | ANNUNCIATOR | 21 | TONE_KEY | TONE KEY
476 | 133 | ANNUNCIATOR | 22 | ENVIRON_PROT | ENVIRON PROTECTION
477 | 133 | ANNUNCIATOR | 23 | THREAD_SERIES | THREAD SERIES
478 | 133 | ANNUNCIATOR | 24 | MTG_METHOD | MOUNTING METHOD
488
489 | 135 | SWITCH,KNIFE | 1 | SHORT_NAME | SHORT NAME | SWITCH,KNIFE
491 | 135 | SWITCH,KNIFE | 3 | DIMENSION | DIMENSION
492 | 135 | SWITCH,KNIFE | 4 | VOLTAGE | VOLTAGE RATING
493 | 135 | SWITCH,KNIFE | 5 | CURRENT | CURRENT
494 | 135 | SWITCH,KNIFE | 6 | NO_POLES | NUMBER OF POLES
495 | 135 | SWITCH,KNIFE | 7 | FUSE_DATA | FUSE DATA
496 | 135 | SWITCH,KNIFE | 8 | CONTACT_DATA | CONTACT DATA
497 | 135 | SWITCH,KNIFE | 9 | TERMINAL_DATA | TERMINAL DATA
498 | 135 | SWITCH,KNIFE | 10 | ELECT_CONN_DATA | ELECTRICAL CONNECTION DATA
499 | 135 | SWITCH,KNIFE | 11 | MTG_DATA | MOUNTING DATA
507
508 | 136 | CIRCUIT BREAKER | 1 | SHORT_NAME | SHORT NAME | BREAKER,CIRCUIT
509 | 136 | CIRCUIT BREAKER | 2 | CIRCUIT_BREAKER_TYPE | CIRCUIT BREAKER TYPE
510 | 136 | CIRCUIT BREAKER | 3 | CIRCUIT_BREAKER_SHAPE_STYLE | CIRCUIT BREAKER SHAPE STYLE
511 | 136 | CIRCUIT BREAKER | 4 | SIZE | SIZE
514 | 136 | CIRCUIT BREAKER | 7 | DISTANCE_BETWEEN_MAIN_CONTACT | DISTANCE BETWEEN MAIN CONTACT
515 | 136 | CIRCUIT BREAKER | 8 | VOLT_RTG | VOLTAGE RATING
516 | 136 | CIRCUIT BREAKER | 9 | CURRENT_RTG | CURRENT RATING
517 | 136 | CIRCUIT BREAKER | 10 | SHORT_CIRCUIT_CAPACITY | SHORT CIRCUIT CAPACITY
518 | 136 | CIRCUIT BREAKER | 11 | SHORT_CIRCUIT_CURRENT_RTG | SHORT CIRCUIT CURRENT RATING
519 | 136 | CIRCUIT BREAKER | 12 | AMPERE_FRAME_RTG | AMPERE FRAME RATING
520 | 136 | CIRCUIT BREAKER | 13 | POLE_QTY | NUMBER OF POLES
521 | 136 | CIRCUIT BREAKER | 14 | CTRL_VOLT_RTG | CONTROL VOLTAGE RATING
522 | 136 | CIRCUIT BREAKER | 15 | MAX_TRIP_SET_CURRENT_RANGE | MAX TRIP SET CURRENT RANGE
523 | 136 | CIRCUIT BREAKER | 16 | MIN_TRIP_SET_CURRENT_RANGE | MIN TRIP SET CURRENT RANGE
524 | 136 | CIRCUIT BREAKER | 17 | POWER | POWER
525 | 136 | CIRCUIT BREAKER | 18 | FREQUENCY | FREQUENCY
526 | 136 | CIRCUIT BREAKER | 19 | MAX_AMBIENT_TEMP | MAX AMBIENT TEMP
527 | 136 | CIRCUIT BREAKER | 20 | MIN_AMBIENT_TEMP | MIN AMBIENT TEMPERATURE
528 | 136 | CIRCUIT BREAKER | 21 | TRIP_RELEASE_METHOD | TRIP RELEASE METHOD
529 | 136 | CIRCUIT BREAKER | 22 | TRIP_RELEASE_STYLE | TRIP RELEASE STYLE
530 | 136 | CIRCUIT BREAKER | 23 | STANDARD_DUTY_CYCLE | STANDARD DUTY CYCLE
532 | 136 | CIRCUIT BREAKER | 25 | INTERRUPTING_TIME_RTG | INTERRUPTING TIME RATING
533 | 136 | CIRCUIT BREAKER | 26 | MAIN_CONTACT_TRIP_MECH_TYPE | MAIN CONTACT TRIP MECH TYPE
535 | 136 | CIRCUIT BREAKER | 28 | CASE_MATL | CASE MATERIAL
536 | 136 | CIRCUIT BREAKER | 29 | CIRCUIT_PROT_TYPE | CIRCUIT PROT TYPE
537 | 136 | CIRCUIT BREAKER | 30 | TERMINAL_TYPE | TERMINAL TYPE
538 | 136 | CIRCUIT BREAKER | 31 | SWITCH_TERM_TYPE | SWITCH TERMINAL TYPE
539 | 136 | CIRCUIT BREAKER | 32 | ARC_QUENCHING_METHOD | ARC QUENCHING METHOD
540 | 136 | CIRCUIT BREAKER | 33 | RESET_METHOD | RESET METHOD
541 | 136 | CIRCUIT BREAKER | 34 | CIRCUIT_BREAKER_ACTUATOR_TYPE | CIRCUIT BREAKER ACTUATOR TYPE
542 | 136 | CIRCUIT BREAKER | 35 | MANUAL_ACTUATOR_FUNCN | MANUAL ACTUATOR FUNCN
543 | 136 | CIRCUIT BREAKER | 36 | SWITCH_CONTACT_ARRANGE_STYLE | SWITCH CONTACT ARRANGE STYLE
544 | 136 | CIRCUIT BREAKER | 37 | MTG_METHOD | MOUNTING METHOD
545 | 136 | CIRCUIT BREAKER | 38 | ENCLOSURE_PROT_TYPE | ENCLOSURE PROT TYPE
548
549 | 137 | SPLICE,CONDUCTOR | 1 | SHORT_NAME | SHORT NAME | SPLICE,COND
551 | 137 | SPLICE,CONDUCTOR | 3 | TYPE | TYPE
552 | 137 | SPLICE,CONDUCTOR | 4 | MATL | MATERIAL
553 | 137 | SPLICE,CONDUCTOR | 5 | CONDUCTOR_SIZE | CONDUCTOR SIZE
554 | 137 | SPLICE,CONDUCTOR | 6 | INSULATION_DATA | INSULATION DATA
555 | 137 | SPLICE,CONDUCTOR | 7 | SLEEVE_DATA | SLEEVE DATA
556 | 137 | SPLICE,CONDUCTOR | 8 | COLOR | COLOR
557 | 137 | SPLICE,CONDUCTOR | 9 | METHOD_ATTACH | METHOD ATTACH
558 | 137 | SPLICE,CONDUCTOR | 10 | CONNECTION_DATA | CONNECTION DATA
559 | 137 | SPLICE,CONDUCTOR | 11 | FINISH | FINISH
567
568 | 147 | ADAPTER,BATTERY TERMINAL | 1 | SHORT_NAME | SHORT NAME | ADAPTER,BATTRY
570 | 147 | ADAPTER,BATTERY TERMINAL | 3 | TYPE | TYPE
571 | 147 | ADAPTER,BATTERY TERMINAL | 4 | SIZE | SIZE
572 | 147 | ADAPTER,BATTERY TERMINAL | 5 | MATL | MATERIAL
579
594 | 160 | LIGHT,INDICATOR | 1 | SHORT_NAME | SHORT NAME | LIGHT,IND
595 | 160 | LIGHT,INDICATOR | 2 | LIGHT_TYPE | LIGHT TYPE
596 | 160 | LIGHT,INDICATOR | 3 | LIGHT_SHAPE_STYLE | LIGHT SHAPE STYLE
597 | 160 | LIGHT,INDICATOR | 4 | SIZE | SIZE
600 | 160 | LIGHT,INDICATOR | 7 | LAMP_DIA | LAMP DIA
601 | 160 | LIGHT,INDICATOR | 8 | LIGHT_MATL | LIGHT MATERIAL
602 | 160 | LIGHT,INDICATOR | 9 | LENS_MATL | LENS MATERIAL
603 | 160 | LIGHT,INDICATOR | 10 | VOLT_RTG | VOLTAGE RATING
604 | 160 | LIGHT,INDICATOR | 11 | CURRENT_RTG | CURRENT RATING
605 | 160 | LIGHT,INDICATOR | 12 | POWER_RTG | POWER RATING
606 | 160 | LIGHT,INDICATOR | 13 | INSULATION_RESISTANCE | INSULATION RESISTANCE
607 | 160 | LIGHT,INDICATOR | 14 | LUMINOUS_INTENSITY | LUMINOUS INTENSITY
608 | 160 | LIGHT,INDICATOR | 15 | LENS_COLOR | LENS COLOR
609 | 160 | LIGHT,INDICATOR | 16 | LENS_TYPE | LENS TYPE
610 | 160 | LIGHT,INDICATOR | 17 | LENS_MTG_METHOD | LENS MOUNTING METHOD
611 | 160 | LIGHT,INDICATOR | 18 | BURNING_TIME | BURNING TIME
612 | 160 | LIGHT,INDICATOR | 19 | LAMP_TERM_TYPE | LAMP TERMINAL TYPE
613 | 160 | LIGHT,INDICATOR | 20 | MTG_METHOD | MOUNTING METHOD
614 | 160 | LIGHT,INDICATOR | 21 | ENVIRON_PROT | ENVIRON PROTECTION
615 | 160 | LIGHT,INDICATOR | 22 | BODY_SURFACE_TREATMENT | BODY SURFACE TREATMENT
626
627 | 173 | SWITCH,CENTRIFUGAL | 1 | SHORT_NAME | SHORT NAME | SWITCH,CENTFGL
629 | 173 | SWITCH,CENTRIFUGAL | 3 | TYPE | TYPE
630 | 173 | SWITCH,CENTRIFUGAL | 4 | DIMENSION | DIMENSION
631 | 173 | SWITCH,CENTRIFUGAL | 5 | MATL | MATERIAL
632 | 173 | SWITCH,CENTRIFUGAL | 6 | VOLTAGE | VOLTAGE RATING
633 | 173 | SWITCH,CENTRIFUGAL | 7 | CURRENT | CURRENT
634 | 173 | SWITCH,CENTRIFUGAL | 8 | MTG_DATA | MOUNTING DATA
641
663 | 175 | SWITCH,LEVER | 1 | SHORT_NAME | SHORT NAME | SWITCH,LEVER
664 | 175 | SWITCH,LEVER | 2 | SWITCH_LEVER_TYPE | SWITCH LEVER TYPE
665 | 175 | SWITCH,LEVER | 3 | BODY_SIZE | BODY SIZE
666 | 175 | SWITCH,LEVER | 4 | SWITCH_LEVER_MATL | SWITCH LEVER MATERIAL
667 | 175 | SWITCH,LEVER | 5 | BODY_LG | BODY LENGTH
668 | 175 | SWITCH,LEVER | 6 | BODY_WIDTH | BODY WIDTH
669 | 175 | SWITCH,LEVER | 7 | BODY_HEIGHT | BODY HEIGHT
670 | 175 | SWITCH,LEVER | 8 | BODY_DIA | BODY DIA
671 | 175 | SWITCH,LEVER | 9 | VOLT_RTG | VOLTAGE RATING
672 | 175 | SWITCH,LEVER | 10 | CURRENT_RTG | CURRENT RATING
673 | 175 | SWITCH,LEVER | 11 | CONTACT_TYPE | CONTACT TYPE
674 | 175 | SWITCH,LEVER | 12 | TERMINAL_TYPE | TERMINAL TYPE
675 | 175 | SWITCH,LEVER | 13 | CASE_MATL | CASE MATERIAL
676 | 175 | SWITCH,LEVER | 14 | SWITCH_LEVER_ACTUATOR_TYPE | SWITCH LEVER ACTUATOR TYPE
677 | 175 | SWITCH,LEVER | 15 | SWITCH_FUNCT_POSITION | SWITCH FUNCT POSITION
678 | 175 | SWITCH,LEVER | 16 | MTG_METHOD | MOUNTING METHOD
679 | 175 | SWITCH,LEVER | 17 | ENVIRON_PROT | ENVIRON PROTECTION
690 | 175 | SWITCH,LEVER | 28 | ELECT_CONN_DATA | ELECTRICAL CONNECTION DATA
691
692 | 176 | REGULATOR,VOLTAGE | 1 | SHORT_NAME | SHORT NAME | REGULATOR,V
693 | 176 | REGULATOR,VOLTAGE | 2 | REGULATOR_VOLT_TYPE | REGULATOR VOLT TYPE
694 | 176 | REGULATOR,VOLTAGE | 3 | BODY_WIDTH | BODY WIDTH
695 | 176 | REGULATOR,VOLTAGE | 4 | BODY_HEIGHT | BODY HEIGHT
696 | 176 | REGULATOR,VOLTAGE | 5 | BODY_LG | BODY LENGTH
697 | 176 | REGULATOR,VOLTAGE | 6 | VOLT_REGULATION_METHOD | VOLT REGULATION METHOD
698 | 176 | REGULATOR,VOLTAGE | 7 | VOLT_RTG | VOLTAGE RATING
699 | 176 | REGULATOR,VOLTAGE | 8 | CURRENT_RTG | CURRENT RATING
700 | 176 | REGULATOR,VOLTAGE | 9 | POWER_RTG | POWER RATING
701 | 176 | REGULATOR,VOLTAGE | 10 | FREQUENCY | FREQUENCY
702 | 176 | REGULATOR,VOLTAGE | 11 | MAX_OPER_TEMP | MAX OPERATING TEMPERATURE
703 | 176 | REGULATOR,VOLTAGE | 12 | MINI_OPER_TEMP | MINI OPERATING TEMPERATURE
704 | 176 | REGULATOR,VOLTAGE | 13 | OUTPUT_VOLT | OUTPUT VOLTAGE
705 | 176 | REGULATOR,VOLTAGE | 14 | OUTPUT_CURRENT | OUTPUT CURRENT
706 | 176 | REGULATOR,VOLTAGE | 15 | INPUT_VOLT | INPUT VOLTAGE
707 | 176 | REGULATOR,VOLTAGE | 16 | INPUT_CURRENT | INPUT CURRENT
708 | 176 | REGULATOR,VOLTAGE | 17 | EFFICIENCY | EFFICIENCY
709 | 176 | REGULATOR,VOLTAGE | 18 | TERMINAL_TYPE | TERMINAL TYPE
710 | 176 | REGULATOR,VOLTAGE | 19 | INCLOSURE_FEATURES | INCLOSURE FEATURES
711 | 176 | REGULATOR,VOLTAGE | 20 | MTG_METHOD | MOUNTING METHOD
721 | 176 | REGULATOR,VOLTAGE | 30 | CONNECTION_DATA | CONNECTION DATA
722
723 | 184 | SWITCH,TOGGLE | 1 | SHORT_NAME | SHORT NAME | SWITCH,TOGGLE
724 | 184 | SWITCH,TOGGLE | 2 | SWITCH_TOGGLE_TYPE | SWITCH TOGGLE TYPE
725 | 184 | SWITCH,TOGGLE | 3 | BODY_SIZE | BODY SIZE
726 | 184 | SWITCH,TOGGLE | 4 | SWITCH_TOGGLE_MATL | SWITCH TOGGLE MATERIAL
727 | 184 | SWITCH,TOGGLE | 5 | VOLT_RTG | VOLTAGE RATING
728 | 184 | SWITCH,TOGGLE | 6 | CURRENT_RTG | CURRENT RATING
729 | 184 | SWITCH,TOGGLE | 7 | ELECT_DATA | ELECTRICAL RATING
730 | 184 | SWITCH,TOGGLE | 8 | BODY_LG | BODY LENGTH
731 | 184 | SWITCH,TOGGLE | 9 | BODY_HEIGHT | BODY HEIGHT
732 | 184 | SWITCH,TOGGLE | 10 | BODY_WIDTH | BODY WIDTH
733 | 184 | SWITCH,TOGGLE | 11 | BODY_DIA | BODY DIA
734 | 184 | SWITCH,TOGGLE | 12 | CASE_MATL | CASE MATERIAL
735 | 184 | SWITCH,TOGGLE | 13 | CONTACT_TYPE | CONTACT TYPE
736 | 184 | SWITCH,TOGGLE | 14 | TERMINAL_TYPE | TERMINAL TYPE
738 | 184 | SWITCH,TOGGLE | 16 | FREQUENCY | FREQUENCY
740 | 184 | SWITCH,TOGGLE | 18 | SWITCH_TOGGLE_MECH_CONN_TYPE | SWITCH TOGGLE MECHANICAL CONNECTION TYPE
741 | 184 | SWITCH,TOGGLE | 19 | SWITCH_FUNCT_POSITION | SWITCH FUNCT POSITION
742 | 184 | SWITCH,TOGGLE | 20 | MTG_METHOD | MOUNTING METHOD
743 | 184 | SWITCH,TOGGLE | 21 | ENVIRON_PROT | ENVIRON PROTECTION
754 | 184 | SWITCH,TOGGLE | 32 | ACTUATION_DATA | ACTUATION DATA
755 | 184 | SWITCH,TOGGLE | 33 | BUSHING_DIA | BUSHING DIAMETER
756 | 184 | SWITCH,TOGGLE | 34 | LEGEND_DATA | LEGEND DATA
757
804 | 206 | SWITCH,PRESSURE | 1 | SHORT_NAME | SHORT NAME | SWITCH,PRES
805 | 206 | SWITCH,PRESSURE | 2 | SWITCH_PRESS_TYPE | SWITCH PRESSURE TYPE
806 | 206 | SWITCH,PRESSURE | 3 | MAX_ADJ_PRESS | MAX ADJ PRESSURE
807 | 206 | SWITCH,PRESSURE | 4 | MIN_ADJ_PRESS | MIN ADJUSTABLE PRESSURE
808 | 206 | SWITCH,PRESSURE | 5 | MAX_DIFFERENTIAL_PRESS | MAX DIFFERENTIAL PRESSURE
809 | 206 | SWITCH,PRESSURE | 6 | MIN_DIFFERENTIAL_PRESS | MIN DIFFERENTIAL PRESSURE
810 | 206 | SWITCH,PRESSURE | 7 | MAX_WOKING_PRESS | MAX WOKING PRESSURE
811 | 206 | SWITCH,PRESSURE | 8 | SETPOINT_RANGE | SETPOINT RANGE
812 | 206 | SWITCH,PRESSURE | 9 | ACCURACY | ACCURACY
813 | 206 | SWITCH,PRESSURE | 10 | MAX_OPER_TEMP | MAX OPERATING TEMPERATURE
814 | 206 | SWITCH,PRESSURE | 11 | MINI_OPER_TEMP | MINI OPERATING TEMPERATURE
815 | 206 | SWITCH,PRESSURE | 12 | PROCESS_CONN_SIZE | PROCESS CONNECTION SIZE
816 | 206 | SWITCH,PRESSURE | 13 | PROCESS_CONN_TYPE | PROCESS CONNECTION TYPE
817 | 206 | SWITCH,PRESSURE | 14 | CONDUIT_CONN | CONDUIT CONNECTION
818 | 206 | SWITCH,PRESSURE | 15 | CONTACT_FUNCT | CONTACT FUNCTION
819 | 206 | SWITCH,PRESSURE | 16 | CONTACT_RTG | CONTACT RATING
820 | 206 | SWITCH,PRESSURE | 17 | ENCLOSURE_PROT_TYPE | ENCLOSURE PROT TYPE
821 | 206 | SWITCH,PRESSURE | 18 | BODY_WIDTH | BODY WIDTH
822 | 206 | SWITCH,PRESSURE | 19 | BODY_HEIGHT | BODY HEIGHT
823 | 206 | SWITCH,PRESSURE | 20 | BODY_LG | BODY LENGTH
824 | 206 | SWITCH,PRESSURE | 21 | CASE_MATL | CASE MATERIAL
825 | 206 | SWITCH,PRESSURE | 22 | BELLOWS_MATL | BELLOWS MATERIAL
826 | 206 | SWITCH,PRESSURE | 23 | DIAPHRAGM_MATL | DIAPHRAGM MATERIAL
827 | 206 | SWITCH,PRESSURE | 24 | OPERATING_MEDIUM | OPERATING MEDIUM
828 | 206 | SWITCH,PRESSURE | 25 | MTG_METHOD | MOUNTING METHOD
838 | 206 | SWITCH,PRESSURE | 35 | CURRENT | CURRENT
839 | 206 | SWITCH,PRESSURE | 36 | ELECT_DATA | ELECTRICAL RATING
840 | 206 | SWITCH,PRESSURE | 37 | INPUT_DATA | INPUT DATA
841 | 206 | SWITCH,PRESSURE | 38 | OUTPUT_DATA | OUTPUT DATA
842 | 206 | SWITCH,PRESSURE | 39 | CAPILLARY_DATA | CAPILLARY DATA
843 | 206 | SWITCH,PRESSURE | 40 | FREQUENCY | FREQUENCY
844
845 | 227 | INSULATOR,SUSPENSION | 1 | SHORT_NAME | SHORT NAME | INSULATOR,SUPNSN
848 | 227 | INSULATOR,SUSPENSION | 4 | TYPE | TYPE
849 | 227 | INSULATOR,SUSPENSION | 5 | SIZE | SIZE
850 | 227 | INSULATOR,SUSPENSION | 6 | MATL | MATERIAL
851 | 227 | INSULATOR,SUSPENSION | 7 | VOLTAGE | VOLTAGE RATING
852 | 227 | INSULATOR,SUSPENSION | 8 | SHAPE | SHAPE
853 | 227 | INSULATOR,SUSPENSION | 9 | SURFACE_LEAKAGE_DISTANCE | SURFACE LEAKAGE DISTANCE
855 | 227 | INSULATOR,SUSPENSION | 11 | METHOD_ATTACH | METHOD ATTACH
856 | 227 | INSULATOR,SUSPENSION | 12 | FINISH | FINISH
857 | 227 | INSULATOR,SUSPENSION | 13 | MTG_DATA | MOUNTING DATA
866
867 | 232 | CABLE,POWER,ELECTRICAL | 1 | SHORT_NAME | SHORT NAME | CABLE,ELEC
868 | 232 | CABLE,POWER,ELECTRICAL | 2 | POWER_CABLE_TYPE | POWER CABLE TYPE
869 | 232 | CABLE,POWER,ELECTRICAL | 3 | CONDUCTOR_SIZE | CONDUCTOR SIZE
870 | 232 | CABLE,POWER,ELECTRICAL | 4 | CONDUCTOR_OUTSIDE_DIA | CONDUCTOR OUTSIDE DIA
871 | 232 | CABLE,POWER,ELECTRICAL | 5 | CABLE_LG | CABLE LENGTH
872 | 232 | CABLE,POWER,ELECTRICAL | 6 | CONDUCTOR_MATL | CONDUCTOR MATERIAL
873 | 232 | CABLE,POWER,ELECTRICAL | 7 | CONDUCTOR_QTY | NUMBER OF CONDUCTORS
874 | 232 | CABLE,POWER,ELECTRICAL | 8 | VOLT_RTG | VOLTAGE RATING
875 | 232 | CABLE,POWER,ELECTRICAL | 9 | CURRENT_RTG | CURRENT RATING
876 | 232 | CABLE,POWER,ELECTRICAL | 10 | POWER_RTG | POWER RATING
877 | 232 | CABLE,POWER,ELECTRICAL | 11 | CABLE_TERM_END_TYPE | CABLE TERM END TYPE
878 | 232 | CABLE,POWER,ELECTRICAL | 12 | INSULATION_MATL | INSULATION MATERIAL
879 | 232 | CABLE,POWER,ELECTRICAL | 13 | CONDUCTOR_ARRANGEMENT | CONDUCTOR ARRANGEMENT
880 | 232 | CABLE,POWER,ELECTRICAL | 14 | CONDUCTOR_BINDING_METHOD | CONDUCTOR BINDING METHOD
882 | 232 | CABLE,POWER,ELECTRICAL | 16 | CONDUCTOR_FORM | CONDUCTOR FORM
883 | 232 | CABLE,POWER,ELECTRICAL | 17 | CABLE_SHIELD_TYPE | CABLE SHIELD TYPE
884 | 232 | CABLE,POWER,ELECTRICAL | 18 | CABLE_SHEATHING_TYPE | CABLE SHEATHING TYPE
885 | 232 | CABLE,POWER,ELECTRICAL | 19 | CABLE_ARMOR_TYPE | CABLE ARMOR TYPE
886 | 232 | CABLE,POWER,ELECTRICAL | 20 | MAX_OPER_TEMP | MAX OPERATING TEMPERATURE
887 | 232 | CABLE,POWER,ELECTRICAL | 21 | MINI_OPER_TEMP | MINI OPERATING TEMPERATURE
888 | 232 | CABLE,POWER,ELECTRICAL | 22 | COLOR | COLOR
898
899 | 233 | BRAKE,ELECTRIC | 1 | SHORT_NAME | SHORT NAME | BRAKE,ELEC
900 | 233 | BRAKE,ELECTRIC | 2 | BRAKE_SEPCIFIC_USE | BRAKE SEPCIFIC USE
901 | 233 | BRAKE,ELECTRIC | 3 | BRAKE_TYPE | BRAKE TYPE
902 | 233 | BRAKE,ELECTRIC | 4 | BODY_WIDTH | BODY WIDTH
903 | 233 | BRAKE,ELECTRIC | 5 | BODY_HEIGHT | BODY HEIGHT
904 | 233 | BRAKE,ELECTRIC | 6 | BODY_LG | BODY LENGTH
905 | 233 | BRAKE,ELECTRIC | 7 | BODY_DIA | BODY DIA
906 | 233 | BRAKE,ELECTRIC | 8 | BRAKE_MATL | BRAKE MATERIAL
907 | 233 | BRAKE,ELECTRIC | 9 | VOLT_RTG | VOLTAGE RATING
908 | 233 | BRAKE,ELECTRIC | 10 | CURRENT_RTG | CURRENT RATING
909 | 233 | BRAKE,ELECTRIC | 11 | FREQUENCY | FREQUENCY
910 | 233 | BRAKE,ELECTRIC | 12 | PHASE | PHASE
911 | 233 | BRAKE,ELECTRIC | 13 | CONN_VOLT | CONNECTION VOLTAGE
912 | 233 | BRAKE,ELECTRIC | 14 | TORQUE_RTG | TORQUE RATING
913 | 233 | BRAKE,ELECTRIC | 15 | INSULATING_CLASS | INSULATING CLASS
914 | 233 | BRAKE,ELECTRIC | 16 | SURFACE_TREATMENT | SURFACE TREATMENT
915 | 233 | BRAKE,ELECTRIC | 17 | INCLOSURE_FEATURES | INCLOSURE FEATURES
917 | 233 | BRAKE,ELECTRIC | 19 | BRAKE_LOCKING_DEVICE_TYPE | BRAKE LOCKING DEVICE TYPE
918 | 233 | BRAKE,ELECTRIC | 20 | MTG_METHOD | MOUNTING METHOD
928
929 | 248 | FUSE,CARTRIDGE | 1 | SHORT_NAME | SHORT NAME | CARTRIDGE,FUSE
930 | 248 | FUSE,CARTRIDGE | 2 | FUSE_TYPE | FUSE TYPE
931 | 248 | FUSE,CARTRIDGE | 3 | FUSE_SHAPE_STYLE | FUSE SHAPE STYLE
932 | 248 | FUSE,CARTRIDGE | 4 | OUTSIDE_DIA | OUTSIDE DIAMETER
934 | 248 | FUSE,CARTRIDGE | 6 | THERMAL_ELEMENT_LENGTH | THERMAL ELEMENT LENGTH
936 | 248 | FUSE,CARTRIDGE | 8 | MAXIMUM_VOLTAGE_RATING | MAXIMUM VOLTAGE RATING
937 | 248 | FUSE,CARTRIDGE | 9 | CONTINUOUS_CURRENT_RATING | CONTINUOUS CURRENT RATING
938 | 248 | FUSE,CARTRIDGE | 10 | RESISTANCE | RESISTANCE
939 | 248 | FUSE,CARTRIDGE | 11 | INTERRUPT_CURRENT_RATING | INTERRUPT CURRENT RATING
940 | 248 | FUSE,CARTRIDGE | 12 | CASE_MATL | CASE MATERIAL
941 | 248 | FUSE,CARTRIDGE | 13 | FUSE_CLASS | FUSE CLASS
942 | 248 | FUSE,CARTRIDGE | 14 | MAX_OPER_TEMP | MAX OPERATING TEMPERATURE
943 | 248 | FUSE,CARTRIDGE | 15 | MINI_OPER_TEMP | MINI OPERATING TEMPERATURE
944 | 248 | FUSE,CARTRIDGE | 16 | ELEMENT_MELTING_TEMPERATURE | ELEMENT MELTING TEMPERATURE
945 | 248 | FUSE,CARTRIDGE | 17 | TERMINAL_SURFACE_TREATMENT | TERMINAL SURFACE TREATMENT
946 | 248 | FUSE,CARTRIDGE | 18 | TERMINAL_MATL | TERMINAL MATERIAL
947 | 248 | FUSE,CARTRIDGE | 19 | MTG_METHOD | MOUNTING METHOD
957 | 248 | FUSE,CARTRIDGE | 29 | SIZE | SIZE
958
959 | 249 | FUSE,ENCLOSED LINK | 1 | SHORT_NAME | SHORT NAME | LINK,FUSE
961 | 249 | FUSE,ENCLOSED LINK | 3 | SIZE | SIZE
962 | 249 | FUSE,ENCLOSED LINK | 4 | DIA | DIAMETER
963 | 249 | FUSE,ENCLOSED LINK | 5 | OVERALL_LG | OVERALL LENGTH
964 | 249 | FUSE,ENCLOSED LINK | 6 | BODY_LG | BODY LENGTH
965 | 249 | FUSE,ENCLOSED LINK | 7 | VOLTAGE | VOLTAGE RATING
966 | 249 | FUSE,ENCLOSED LINK | 8 | CURRENT | CURRENT
967 | 249 | FUSE,ENCLOSED LINK | 9 | RESISTANCE | RESISTANCE
968 | 249 | FUSE,ENCLOSED LINK | 10 | BREAK_CAPACITY | BREAK CAPACITY
969 | 249 | FUSE,ENCLOSED LINK | 11 | CLASS | CLASS
970 | 249 | FUSE,ENCLOSED LINK | 12 | TERMINAL_DATA | TERMINAL DATA
971 | 249 | FUSE,ENCLOSED LINK | 13 | MTG_DATA | MOUNTING DATA
978 | 249 | FUSE,ENCLOSED LINK | 20 | FUSE_ELEMENT_TYPE | FUSE ELEMENT TYPE
980
981 | 250 | FUSE,INDICATOR ALARM | 1 | SHORT_NAME | SHORT NAME | FUSE,INDICATOR ALARM
983 | 250 | FUSE,INDICATOR ALARM | 3 | TYPE | TYPE
984 | 250 | FUSE,INDICATOR ALARM | 4 | SIZE | SIZE
985 | 250 | FUSE,INDICATOR ALARM | 5 | DIA | DIAMETER
986 | 250 | FUSE,INDICATOR ALARM | 6 | OVERALL_LG | OVERALL LENGTH
987 | 250 | FUSE,INDICATOR ALARM | 7 | BODY_LG | BODY LENGTH
988 | 250 | FUSE,INDICATOR ALARM | 8 | MATL | MATERIAL
989 | 250 | FUSE,INDICATOR ALARM | 9 | VOLTAGE | VOLTAGE RATING
990 | 250 | FUSE,INDICATOR ALARM | 10 | CURRENT | CURRENT
991 | 250 | FUSE,INDICATOR ALARM | 11 | BREAK_CAPACITY | BREAK CAPACITY
992 | 250 | FUSE,INDICATOR ALARM | 12 | CLASS | CLASS
993 | 250 | FUSE,INDICATOR ALARM | 13 | FUSE_ALARM_DESIGN_TYPE | FUSE ALARM DESIGN TYPE
994 | 250 | FUSE,INDICATOR ALARM | 14 | FUSE_DATA | FUSE DATA
995 | 250 | FUSE,INDICATOR ALARM | 15 | TERMINAL_DATA | TERMINAL DATA
1002
1003 | 294 | SPARK PLUG | 1 | SHORT_NAME | SHORT NAME | PLUG,SPARK
1005 | 294 | SPARK PLUG | 3 | TYPE | TYPE
1006 | 294 | SPARK PLUG | 4 | SIZE | SIZE
1007 | 294 | SPARK PLUG | 5 | ELECT_DATA | ELECTRICAL RATING
1008 | 294 | SPARK PLUG | 6 | HEIGHT_ABOVE_SEAT | HEIGHT ABOVE SEAT
1009 | 294 | SPARK PLUG | 7 | THD_DATA | THREAD DATA
1010 | 294 | SPARK PLUG | 8 | WIDTH_AF | WIDTH AF
1017
1034 | 302 | BRUSH,ELECTRICAL CONTACT | 1 | SHORT_NAME | SHORT NAME | BRUSH,ELEC
1037 | 302 | BRUSH,ELECTRICAL CONTACT | 4 | TYPE | TYPE
1038 | 302 | BRUSH,ELECTRICAL CONTACT | 5 | SIZE | SIZE
1041 | 302 | BRUSH,ELECTRICAL CONTACT | 8 | THK | THICKNESS
1042 | 302 | BRUSH,ELECTRICAL CONTACT | 9 | MATL | MATERIAL
1043 | 302 | BRUSH,ELECTRICAL CONTACT | 10 | ELECT_DATA | ELECTRICAL RATING
1044 | 302 | BRUSH,ELECTRICAL CONTACT | 11 | SHAPE | SHAPE
1045 | 302 | BRUSH,ELECTRICAL CONTACT | 12 | LEAD_LG | LEAD LENGTH
1046 | 302 | BRUSH,ELECTRICAL CONTACT | 13 | GRADE | GRADE
1047 | 302 | BRUSH,ELECTRICAL CONTACT | 14 | TERMINAL_DATA | TERMINAL DATA
1048 | 302 | BRUSH,ELECTRICAL CONTACT | 15 | MTG_DATA | MOUNTING DATA
1057
1058 | 309 | RESISTOR,THERMAL | 1 | SHORT_NAME | SHORT NAME | RESISTOR,THRM
1059 | 309 | RESISTOR,THERMAL | 2 | RESISTOR_THERMAL_TYPE | RESISTOR THERMAL TYPE
1060 | 309 | RESISTOR,THERMAL | 3 | RESISTOR_THERMAL_SHAPE_STYLE | RESISTOR THERMAL SHAPE STYLE
1061 | 309 | RESISTOR,THERMAL | 4 | DIA | DIAMETER
1062 | 309 | RESISTOR,THERMAL | 5 | LG | LENGTH
1063 | 309 | RESISTOR,THERMAL | 6 | RESISTOR_THERMAL_MATL | RESISTOR THERMAL MATERIAL
1064 | 309 | RESISTOR,THERMAL | 7 | MINIMUM_MEASUREMENT_RANGE | MINIMUM MEASUREMENT RANGE
1065 | 309 | RESISTOR,THERMAL | 8 | MAXIMUM_MEASUREMENT_RANGE | MAXIMUM MEASUREMENT RANGE
1066 | 309 | RESISTOR,THERMAL | 9 | VOLT_RTG | VOLTAGE RATING
1067 | 309 | RESISTOR,THERMAL | 10 | POWER_RTG | POWER RATING
1068 | 309 | RESISTOR,THERMAL | 11 | RESISTANCE | RESISTANCE
1069 | 309 | RESISTOR,THERMAL | 12 | TOLERANCE | TOLERANCE
1070 | 309 | RESISTOR,THERMAL | 13 | PROBE_DIA | PROBE DIAMETER
1071 | 309 | RESISTOR,THERMAL | 14 | PROBE_LG | PROBE LENGTH
1072 | 309 | RESISTOR,THERMAL | 15 | PROBE_MATL | PROBE MATERIAL
1073 | 309 | RESISTOR,THERMAL | 16 | THERMOWELL_OD | THERMOWELL OUTSIDE
1074 | 309 | RESISTOR,THERMAL | 17 | THERMOWELL_LG | THERMOWELL LENGTH
1075 | 309 | RESISTOR,THERMAL | 18 | THERMOWELL_MATL | THERMOWELL MATERIAL
1076 | 309 | RESISTOR,THERMAL | 19 | CONN_HEAD_TYPE | CONNECTION HEAD TYPE
1077 | 309 | RESISTOR,THERMAL | 20 | FILL_MATL | FILL MATERIAL
1078 | 309 | RESISTOR,THERMAL | 21 | TERMINAL_TYPE | TERMINAL TYPE
1079 | 309 | RESISTOR,THERMAL | 22 | MTG_METHOD | MOUNTING METHOD
1080 | 309 | RESISTOR,THERMAL | 23 | ENVIRON_PROT | ENVIRON PROTECTION
1090
1091 | 310 | SOLENOID,ELECTRICAL | 1 | SHORT_NAME | SHORT NAME | SOLENOID,ELEC
1092 | 310 | SOLENOID,ELECTRICAL | 2 | SOLENOID_SHAPE_STYLE | SOLENOID SHAPE STYLE
1093 | 310 | SOLENOID,ELECTRICAL | 3 | SOLENOID_SPECIFIC_USE | SOLENOID SPECIFIC USE
1094 | 310 | SOLENOID,ELECTRICAL | 4 | SOLENOID_TYPE | SOLENOID TYPE
1095 | 310 | SOLENOID,ELECTRICAL | 5 | BODY_LG | BODY LENGTH
1096 | 310 | SOLENOID,ELECTRICAL | 6 | BODY_HEIGHT | BODY HEIGHT
1097 | 310 | SOLENOID,ELECTRICAL | 7 | BODY_OUTSIDE_DIA | BODY OUTSIDE DIA
1098 | 310 | SOLENOID,ELECTRICAL | 8 | BODY_WIDTH | BODY WIDTH
1099 | 310 | SOLENOID,ELECTRICAL | 9 | SOLENOID_MATL | SOLENOID MATERIAL
1100 | 310 | SOLENOID,ELECTRICAL | 10 | SURFACE_TREATMENT | SURFACE TREATMENT
1101 | 310 | SOLENOID,ELECTRICAL | 11 | VOLT_RTG | VOLTAGE RATING
1102 | 310 | SOLENOID,ELECTRICAL | 12 | CURRENT_RTG | CURRENT RATING
1103 | 310 | SOLENOID,ELECTRICAL | 13 | POWER_RTG | POWER RATING
1104 | 310 | SOLENOID,ELECTRICAL | 14 | FREQUENCY | FREQUENCY
1105 | 310 | SOLENOID,ELECTRICAL | 15 | MAX_OPER_PRESS | MAX OPERATING PRESSURE
1106 | 310 | SOLENOID,ELECTRICAL | 16 | COIL_RESISTANCE | COIL RESISTANCE
1107 | 310 | SOLENOID,ELECTRICAL | 17 | TERMINAL_TYPE | TERMINAL TYPE
1109 | 310 | SOLENOID,ELECTRICAL | 19 | SOLENOID_MTG_PATTERN | SOLENOID MOUNTING PATTERN
1111 | 310 | SOLENOID,ELECTRICAL | 21 | MTG_METHOD | MOUNTING METHOD
1112 | 310 | SOLENOID,ELECTRICAL | 22 | ENVIRON_PROT | ENVIRON PROTECTION
1122
1123 | 320 | PANEL,FUSE | 1 | SHORT_NAME | SHORT NAME | PANEL,FUSE
1125 | 320 | PANEL,FUSE | 3 | TYPE | TYPE
1126 | 320 | PANEL,FUSE | 4 | DIMENSION | DIMENSION
1127 | 320 | PANEL,FUSE | 5 | FUSE_TYPE | FUSE TYPE
1128 | 320 | PANEL,FUSE | 6 | VOLTAGE | VOLTAGE RATING
1129 | 320 | PANEL,FUSE | 7 | CURRENT | CURRENT
1130 | 320 | PANEL,FUSE | 8 | MTG_DATA | MOUNTING DATA
1137
1138 | 322 | PROBE,RADIAC | 1 | SHORT_NAME | SHORT NAME | PROBE,RADIAC
1140 | 322 | PROBE,RADIAC | 3 | TYPE | TYPE
1141 | 322 | PROBE,RADIAC | 4 | SIZE | SIZE
1142 | 322 | PROBE,RADIAC | 5 | MATL | MATERIAL
1143 | 322 | PROBE,RADIAC | 6 | POWER | POWER
1144 | 322 | PROBE,RADIAC | 7 | ELECT_DATA | ELECTRICAL RATING
1145 | 322 | PROBE,RADIAC | 8 | PROBE_DATA | PROBE DATA
1146 | 322 | PROBE,RADIAC | 9 | RAD_SCALE | RAD SCALE
1147 | 322 | PROBE,RADIAC | 10 | CONNECTION_DATA | CONNECTION DATA
1156
1175 | 352 | MAGNET,PERMANENT | 1 | SHORT_NAME | SHORT NAME | MAGNET
1177 | 352 | MAGNET,PERMANENT | 3 | TYPE | TYPE
1178 | 352 | MAGNET,PERMANENT | 4 | FUNCT | FUNCTION
1179 | 352 | MAGNET,PERMANENT | 5 | SIZE | SIZE
1180 | 352 | MAGNET,PERMANENT | 6 | MATL | MATERIAL
1181 | 352 | MAGNET,PERMANENT | 7 | MTG_DATA | MOUNTING DATA
1182 | 352 | MAGNET,PERMANENT | 8 | FINISH | FINISH
1191
1219 | 381 | ARRESTER,ELECTRICAL SURGE | 1 | SHORT_NAME | SHORT NAME | ARRESTER,ELEC
1220 | 381 | ARRESTER,ELECTRICAL SURGE | 2 | SURGE_ARRESTER_SPECIFIC_USE | SURGE ARRESTER SPECIFIC USE
1221 | 381 | ARRESTER,ELECTRICAL SURGE | 3 | SURGE_ARRESTER_TYPE | SURGE ARRESTER TYPE
1222 | 381 | ARRESTER,ELECTRICAL SURGE | 4 | BODY_WIDTH | BODY WIDTH
1223 | 381 | ARRESTER,ELECTRICAL SURGE | 5 | BODY_HEIGHT | BODY HEIGHT
1224 | 381 | ARRESTER,ELECTRICAL SURGE | 6 | BODY_LG | BODY LENGTH
1225 | 381 | ARRESTER,ELECTRICAL SURGE | 7 | BODY_DIA | BODY DIA
1226 | 381 | ARRESTER,ELECTRICAL SURGE | 8 | SURGE_ARRESTER_MATL | SURGE ARRESTER MATERIAL
1227 | 381 | ARRESTER,ELECTRICAL SURGE | 9 | VOLT_RTG | VOLTAGE RATING
1228 | 381 | ARRESTER,ELECTRICAL SURGE | 10 | CURRENT_RTG | CURRENT RATING
1229 | 381 | ARRESTER,ELECTRICAL SURGE | 11 | FREQUENCY | FREQUENCY
1230 | 381 | ARRESTER,ELECTRICAL SURGE | 12 | TOTAL_ENERGY_RTG | TOTAL ENERGY RATING
1231 | 381 | ARRESTER,ELECTRICAL SURGE | 13 | CLAMPING_VOLT | CLAMPING VOLTAGE
1232 | 381 | ARRESTER,ELECTRICAL SURGE | 14 | CAPACITANCE | CAPACITANCE
1233 | 381 | ARRESTER,ELECTRICAL SURGE | 15 | RESISTANCE | RESISTANCE
1234 | 381 | ARRESTER,ELECTRICAL SURGE | 16 | RESPONSE_TIME | RESPONSE TIME
1235 | 381 | ARRESTER,ELECTRICAL SURGE | 17 | MAX_OPER_TEMP | MAX OPERATING TEMPERATURE
1236 | 381 | ARRESTER,ELECTRICAL SURGE | 18 | MINI_OPER_TEMP | MINI OPERATING TEMPERATURE
1237 | 381 | ARRESTER,ELECTRICAL SURGE | 19 | TERMINAL_TYPE | TERMINAL TYPE
1242 | 381 | ARRESTER,ELECTRICAL SURGE | 24 | MTG_METHOD | MOUNTING METHOD
1251 | 381 | ARRESTER,ELECTRICAL SURGE | 33 | SIZE | SIZE
1252 | 381 | ARRESTER,ELECTRICAL SURGE | 34 | ELECT_CONN_DATA | ELECTRICAL CONNECTION DATA
1253
1254 | 385 | ADAPTER,INDICATOR | 1 | SHORT_NAME | SHORT NAME | ADAPTER,IND
1256 | 385 | ADAPTER,INDICATOR | 3 | TYPE | TYPE
1257 | 385 | ADAPTER,INDICATOR | 4 | SIZE | SIZE
1258 | 385 | ADAPTER,INDICATOR | 5 | MATL | MATERIAL
1259 | 385 | ADAPTER,INDICATOR | 6 | CONNECTION_DATA | CONNECTION DATA
1260 | 385 | ADAPTER,INDICATOR | 7 | FINISH | FINISH
1261 | 385 | ADAPTER,INDICATOR | 8 | MTG_DATA | MOUNTING DATA
1270
1271 | 386 | BRAID,WIRE | 1 | SHORT_NAME | SHORT NAME | BRAID,WIRE
1273 | 386 | BRAID,WIRE | 3 | TYPE | TYPE
1274 | 386 | BRAID,WIRE | 4 | SIZE | SIZE
1275 | 386 | BRAID,WIRE | 5 | MATL | MATERIAL
1276 | 386 | BRAID,WIRE | 6 | VOLTAGE | VOLTAGE RATING
1277 | 386 | BRAID,WIRE | 7 | CURRENT | CURRENT
1278 | 386 | BRAID,WIRE | 8 | SHAPE | SHAPE
1279 | 386 | BRAID,WIRE | 9 | FINISH | FINISH
1287
1288 | 388 | FUSE,PLUG | 1 | SHORT_NAME | SHORT NAME | FUSE,PLUG
1290 | 388 | FUSE,PLUG | 3 | TYPE | TYPE
1291 | 388 | FUSE,PLUG | 4 | SIZE | SIZE
1293 | 388 | FUSE,PLUG | 6 | DIA | DIAMETER
1294 | 388 | FUSE,PLUG | 7 | VOLTAGE | VOLTAGE RATING
1295 | 388 | FUSE,PLUG | 8 | CURRENT | CURRENT
1296 | 388 | FUSE,PLUG | 9 | BREAK_CAPACITY | BREAK CAPACITY
1297 | 388 | FUSE,PLUG | 10 | CLASS | CLASS
1298 | 388 | FUSE,PLUG | 11 | BODY_LG | BODY LENGTH
1299 | 388 | FUSE,PLUG | 12 | BODY_MATL | BODY MATERIAL
1300 | 388 | FUSE,PLUG | 13 | MTG_DATA | MOUNTING DATA
1308
1309 | 399 | SWITCH,SENSITIVE | 1 | SHORT_NAME | SHORT NAME | SWITCH,SENSITIVE
1310 | 399 | SWITCH,SENSITIVE | 2 | MICRO_SWITCH_TYPE | MICRO SWITCH TYPE
1311 | 399 | SWITCH,SENSITIVE | 3 | MICRO_SWITCH_SHAPE_STYLE | MICRO SWITCH SHAPE STYLE
1312 | 399 | SWITCH,SENSITIVE | 4 | BODY_WIDTH | BODY WIDTH
1313 | 399 | SWITCH,SENSITIVE | 5 | BODY_HEIGHT | BODY HEIGHT
1314 | 399 | SWITCH,SENSITIVE | 6 | BODY_LG | BODY LENGTH
1315 | 399 | SWITCH,SENSITIVE | 7 | BODY_MATL | BODY MATERIAL
1316 | 399 | SWITCH,SENSITIVE | 8 | VOLT_RTG | VOLTAGE RATING
1317 | 399 | SWITCH,SENSITIVE | 9 | CURRENT_RTG | CURRENT RATING
1318 | 399 | SWITCH,SENSITIVE | 10 | POWER_RTG | POWER RATING
1319 | 399 | SWITCH,SENSITIVE | 11 | FREQUENCY | FREQUENCY
1320 | 399 | SWITCH,SENSITIVE | 12 | CONTACT_TYPE | CONTACT TYPE
1321 | 399 | SWITCH,SENSITIVE | 13 | MAX_OPER_HUMIDITY | MAX OPERATING HUMIDITY
1322 | 399 | SWITCH,SENSITIVE | 14 | MIN_OPER_HUMIDITY | MIN OPER HUMIDITY
1323 | 399 | SWITCH,SENSITIVE | 15 | MAX_OPER_TEMP | MAX OPERATING TEMPERATURE
1324 | 399 | SWITCH,SENSITIVE | 16 | MINI_OPER_TEMP | MINI OPERATING TEMPERATURE
1325 | 399 | SWITCH,SENSITIVE | 17 | ACTUATOR_STYLE | ACTUATOR STYLE
1326 | 399 | SWITCH,SENSITIVE | 18 | ACTUATOR_ADAPTER_STYLE | ACTUATOR ADAPTER STYLE
1327 | 399 | SWITCH,SENSITIVE | 19 | NO_POLES | NUMBER OF POLES
1328 | 399 | SWITCH,SENSITIVE | 20 | TERMINAL_TYPE | TERMINAL TYPE
1329 | 399 | SWITCH,SENSITIVE | 21 | ENVIRON_PROT | ENVIRON PROTECTION
1330 | 399 | SWITCH,SENSITIVE | 22 | MTG_METHOD | MOUNTING METHOD
1340 | 399 | SWITCH,SENSITIVE | 32 | MATL | MATERIAL
1341 | 399 | SWITCH,SENSITIVE | 33 | DUTY_RTG | DUTY RATING
1342
1359 | 401 | SWITCH,LOCK | 1 | SHORT_NAME | SHORT NAME | SWITCH,LOCK
1361 | 401 | SWITCH,LOCK | 3 | TYPE | TYPE
1362 | 401 | SWITCH,LOCK | 4 | VOLTAGE | VOLTAGE RATING
1363 | 401 | SWITCH,LOCK | 5 | CURRENT | CURRENT
1364 | 401 | SWITCH,LOCK | 6 | POWER | POWER
1365 | 401 | SWITCH,LOCK | 7 | ELECT_CONN_DATA | ELECTRICAL CONNECTION DATA
1366 | 401 | SWITCH,LOCK | 8 | NO_POSITIONS | NUMBER OF POSITIONS
1367 | 401 | SWITCH,LOCK | 9 | CONTACT_DATA | CONTACT DATA
1368 | 401 | SWITCH,LOCK | 10 | KEY_DATA | KEY DATA
1369 | 401 | SWITCH,LOCK | 11 | MTG_DATA | MOUNTING DATA
1376 | 401 | SWITCH,LOCK | 18 | TERMINAL_DATA | TERMINAL DATA
1378
1379 | 403 | SWITCH,INTERLOCK | 1 | SHORT_NAME | SHORT NAME | SWITCH,INTERLOCK
1381 | 403 | SWITCH,INTERLOCK | 3 | TYPE | TYPE
1382 | 403 | SWITCH,INTERLOCK | 4 | VOLTAGE | VOLTAGE RATING
1383 | 403 | SWITCH,INTERLOCK | 5 | CURRENT | CURRENT
1384 | 403 | SWITCH,INTERLOCK | 6 | POWER | POWER
1385 | 403 | SWITCH,INTERLOCK | 7 | ACTUATION_METHOD | ACTUATION METHOD
1386 | 403 | SWITCH,INTERLOCK | 8 | CONTACT_DATA | CONTACT DATA
1387 | 403 | SWITCH,INTERLOCK | 9 | MTG_DATA | MOUNTING DATA
1393 | 403 | SWITCH,INTERLOCK | 15 | ELECT_DATA | ELECTRICAL RATING
1396 | 403 | SWITCH,INTERLOCK | 18 | TERMINAL_DATA | TERMINAL DATA
1398
1399 | 404 | TERMINAL BOARD | 1 | SHORT_NAME | SHORT NAME | BOARD,TERMINAL
1400 | 404 | TERMINAL BOARD | 2 | TERMINAL_BOARD_TYPE | TERMINAL BOARD TYPE
1401 | 404 | TERMINAL BOARD | 3 | BODY_WIDTH | BODY WIDTH
1402 | 404 | TERMINAL BOARD | 4 | BODY_HEIGHT | BODY HEIGHT
1403 | 404 | TERMINAL BOARD | 5 | BODY_DEPTH | BODY DEPTH
1404 | 404 | TERMINAL BOARD | 6 | TERMINAL_BOARD_MATL | TERMINAL BOARD MATERIAL
1405 | 404 | TERMINAL BOARD | 7 | VOLT_RTG | VOLTAGE RATING
1406 | 404 | TERMINAL BOARD | 8 | CURRENT_RTG | CURRENT RATING
1407 | 404 | TERMINAL BOARD | 9 | BOARD_CONSTR | BOARD CONSTRUCTION
1408 | 404 | TERMINAL BOARD | 10 | TERMINAL_CIRCLE_DIA | TERMINAL CIRCLE DIAMETER
1409 | 404 | TERMINAL BOARD | 11 | TERMINAL_TYPE | TERMINAL TYPE
1410 | 404 | TERMINAL BOARD | 12 | TERMINAL_QTY | NUMBER OF TERMINALS
1412 | 404 | TERMINAL BOARD | 14 | TERMINAL_CONN_LINK_TYPE | TERMINAL CONNECTION LINK TYPE
1415 | 404 | TERMINAL BOARD | 17 | TERM_BOARD_MTG_FACILITY_TYPE | TERM BOARD MOUNTING FACILITY TYPE
1416 | 404 | TERMINAL BOARD | 18 | MTG_METHOD | MOUNTING METHOD
1426 | 404 | TERMINAL BOARD | 28 | ELECT_CONN_DATA | ELECTRICAL CONNECTION DATA
1427 | 404 | TERMINAL BOARD | 29 | FUNCT | FUNCTION
1428
1463 | 411 | GENERATOR,PULSE | 1 | SHORT_NAME | SHORT NAME | GENERATOR,PULSE
1466 | 411 | GENERATOR,PULSE | 4 | TYPE | TYPE
1467 | 411 | GENERATOR,PULSE | 5 | DIMENSION | DIMENSION
1468 | 411 | GENERATOR,PULSE | 6 | ELECT_DATA | ELECTRICAL RATING
1469 | 411 | GENERATOR,PULSE | 7 | ELECT_CONN_DATA | ELECTRICAL CONNECTION DATA
1470 | 411 | GENERATOR,PULSE | 8 | OUTPUT_DATA | OUTPUT DATA
1471 | 411 | GENERATOR,PULSE | 9 | RESOLUTION | RESOLUTION
1472 | 411 | GENERATOR,PULSE | 10 | DRIVE_DATA | DRIVE DATA
1481
1482 | 441 | CONVERTER,SIGNAL DATA | 1 | SHORT_NAME | SHORT NAME | CONVERTER,SIGNAL
1483 | 441 | CONVERTER,SIGNAL DATA | 2 | CONVERTER_SIGNAL_SHAPE_STYLE | CONVERTER SIGNAL SHAPE STYLE
1484 | 441 | CONVERTER,SIGNAL DATA | 3 | CIRCUIT_CONSTRUCTION_TYPE | CIRCUIT CONSTRUCTION TYPE
1485 | 441 | CONVERTER,SIGNAL DATA | 4 | MODULATION_TYPE | MODULATION TYPE
1486 | 441 | CONVERTER,SIGNAL DATA | 5 | CONVERTER_SIGNAL_FILTER_TYPE | CONVERTER SIGNAL FILTER TYPE
1487 | 441 | CONVERTER,SIGNAL DATA | 6 | BODY_HEIGHT | BODY HEIGHT
1488 | 441 | CONVERTER,SIGNAL DATA | 7 | BODY_DEPTH | BODY DEPTH
1489 | 441 | CONVERTER,SIGNAL DATA | 8 | BODY_WIDTH | BODY WIDTH
1490 | 441 | CONVERTER,SIGNAL DATA | 9 | CONVERTER_SIGNAL_MATL | CONVERTER SIGNAL MATERIAL
1491 | 441 | CONVERTER,SIGNAL DATA | 10 | POWER_RTG | POWER RATING
1492 | 441 | CONVERTER,SIGNAL DATA | 11 | VOLT_RTG | VOLTAGE RATING
1493 | 441 | CONVERTER,SIGNAL DATA | 12 | OPER_TEMP | OPERATING TEMPERATURE
1494 | 441 | CONVERTER,SIGNAL DATA | 13 | INPUT_SIGNAL_DATA_TYPE | INPUT SIGNAL DATA TYPE
1495 | 441 | CONVERTER,SIGNAL DATA | 14 | OUTPUT_VOLT | OUTPUT VOLTAGE
1496 | 441 | CONVERTER,SIGNAL DATA | 15 | OUTPUT_CURRENT | OUTPUT CURRENT
1497 | 441 | CONVERTER,SIGNAL DATA | 16 | CONVERTER_SIGNAL_SENSOR_TYPE | CONVERTER SIGNAL SENSOR TYPE
1498 | 441 | CONVERTER,SIGNAL DATA | 17 | CONVERTER_SIGNAL_CONN_TYPE | CONVERTER SIGNAL CONN TYPE
1499 | 441 | CONVERTER,SIGNAL DATA | 18 | ADJUSTMENT_RANGE | ADJUSTMENT RANGE
1500 | 441 | CONVERTER,SIGNAL DATA | 19 | ACCURACY | ACCURACY
1501 | 441 | CONVERTER,SIGNAL DATA | 20 | ENVIRON_PROT | ENVIRON PROTECTION
1502 | 441 | CONVERTER,SIGNAL DATA | 21 | MTG_METHOD | MOUNTING METHOD
1512 | 441 | CONVERTER,SIGNAL DATA | 31 | ELECT_DATA | ELECTRICAL RATING
1513 | 441 | CONVERTER,SIGNAL DATA | 32 | ELECT_CONN_DATA | ELECTRICAL CONNECTION DATA
1514
1515 | 443 | CONTACT,ELECTRICAL | 1 | SHORT_NAME | SHORT NAME | CONTACT,ELEC
1516 | 443 | CONTACT,ELECTRICAL | 2 | CONTACT_TYPES | CONTACT TYPES
1517 | 443 | CONTACT,ELECTRICAL | 3 | CONTACT_SHAPE_STYLE | CONTACT SHAPE STYLE
1518 | 443 | CONTACT,ELECTRICAL | 4 | SIZE | SIZE
1522 | 443 | CONTACT,ELECTRICAL | 8 | CONTACT_MATL | CONTACT MATERIAL
1523 | 443 | CONTACT,ELECTRICAL | 9 | VOLT_RTG | VOLTAGE RATING
1524 | 443 | CONTACT,ELECTRICAL | 10 | CURRENT_RTG | CURRENT RATING
1525 | 443 | CONTACT,ELECTRICAL | 11 | MAX_OPER_VOLT | MAX OPERATING VOLTAGE
1526 | 443 | CONTACT,ELECTRICAL | 12 | MAX_OPER_CURRENT | MAX OPERATING CURRENT
1527 | 443 | CONTACT,ELECTRICAL | 13 | TERMINAL_TYPE | TERMINAL TYPE
1528 | 443 | CONTACT,ELECTRICAL | 14 | LEAF_TAP_CONTACT_POINT_TYPE | LEAF TAP CONTACT POINT TYPE
1529 | 443 | CONTACT,ELECTRICAL | 15 | FLAT_LEAF_CONTACT_POINT_TYPE | FLAT LEAF CONTACT POINT TYPE
1530 | 443 | CONTACT,ELECTRICAL | 16 | MTG_METHOD | MOUNTING METHOD
1531 | 443 | CONTACT,ELECTRICAL | 17 | SURFACE_TREATMENT | SURFACE TREATMENT
1542
1543 | 444 | SWITCH,TRIGGER | 1 | SHORT_NAME | SHORT NAME | SWITCH,TRIGGER
1545 | 444 | SWITCH,TRIGGER | 3 | SIZE | SIZE
1546 | 444 | SWITCH,TRIGGER | 4 | VOLTAGE | VOLTAGE RATING
1547 | 444 | SWITCH,TRIGGER | 5 | CURRENT | CURRENT
1548 | 444 | SWITCH,TRIGGER | 6 | CONTACT_DATA | CONTACT DATA
1549 | 444 | SWITCH,TRIGGER | 7 | MTG_DATA | MOUNTING DATA
1556
1557 | 447 | RELAY ASSEMBLY | 1 | SHORT_NAME | SHORT NAME | RELAY ASSY
1558 | 447 | RELAY ASSEMBLY | 2 | RELAY_ASSY_TYPE | RELAY ASSY TYPE
1559 | 447 | RELAY ASSEMBLY | 3 | BODY_LG | BODY LENGTH
1560 | 447 | RELAY ASSEMBLY | 4 | BODY_WIDTH | BODY WIDTH
1561 | 447 | RELAY ASSEMBLY | 5 | BODY_HEIGHT | BODY HEIGHT
1563 | 447 | RELAY ASSEMBLY | 7 | CTRL_VOLT_RTG | CONTROL VOLTAGE RATING
1564 | 447 | RELAY ASSEMBLY | 8 | CURRENT_RTG | CURRENT RATING
1565 | 447 | RELAY ASSEMBLY | 9 | POWER_RTG | POWER RATING
1566 | 447 | RELAY ASSEMBLY | 10 | COIL_VOLT | COIL VOLT
1567 | 447 | RELAY ASSEMBLY | 11 | COIL_RESISTANCE | COIL RESISTANCE
1568 | 447 | RELAY ASSEMBLY | 12 | FREQUENCY_RTG | FREQUENCY RATING
1569 | 447 | RELAY ASSEMBLY | 13 | TIME_DELAY_INTERVAL | TIME DELAY INTERVAL
1570 | 447 | RELAY ASSEMBLY | 14 | CONTACT_MAX_VOLT | CONTACT MAX VOLT
1571 | 447 | RELAY ASSEMBLY | 15 | CONTACT_MAX_CURRENT | CONTACT MAX CURRENT
1572 | 447 | RELAY ASSEMBLY | 16 | RELAY_ASSY_CONTACT_ARRANGEMENT | RELAY ASSY CONTACT ARRANGEMENT
1573 | 447 | RELAY ASSEMBLY | 17 | TERMINAL_TYPE | TERMINAL TYPE
1574 | 447 | RELAY ASSEMBLY | 18 | MAX_OPER_TEMP | MAX OPERATING TEMPERATURE
1575 | 447 | RELAY ASSEMBLY | 19 | MTG_METHOD | MOUNTING METHOD
1577 | 447 | RELAY ASSEMBLY | 21 | RELAY_ASSY_CROSS_SECT_SHAPE | RELAY ASSY CROSS SECT SHAPE
1578 | 447 | RELAY ASSEMBLY | 22 | SWITCH_ACTION_TYPE | SWITCH ACTION TYPE
1588 | 447 | RELAY ASSEMBLY | 32 | FUNCT | FUNCTION
1589 | 447 | RELAY ASSEMBLY | 33 | NO_PHASES | NUMBER OF PHASES
1590 | 447 | RELAY ASSEMBLY | 34 | NO_POLES | NUMBER OF POLES
1591 | 447 | RELAY ASSEMBLY | 35 | RELAY_QTY | NUMBER OF RELAYS
1592
1593 | 448 | RELAY-SWITCH | 1 | SHORT_NAME | SHORT NAME | RELAY
1595 | 448 | RELAY-SWITCH | 3 | TYPE | TYPE
1596 | 448 | RELAY-SWITCH | 4 | VOLTAGE | VOLTAGE RATING
1597 | 448 | RELAY-SWITCH | 5 | CURRENT | CURRENT
1598 | 448 | RELAY-SWITCH | 6 | FREQUENCY | FREQUENCY
1599 | 448 | RELAY-SWITCH | 7 | CONTACT_DATA | CONTACT DATA
1600 | 448 | RELAY-SWITCH | 8 | TERMINAL_DATA | TERMINAL DATA
1601 | 448 | RELAY-SWITCH | 9 | PIN_QUANTITY | NUMBER OF PINS
1602 | 448 | RELAY-SWITCH | 10 | CONNECTION_DATA | CONNECTION DATA
1603 | 448 | RELAY-SWITCH | 11 | MTG_DATA | MOUNTING DATA
1611
1612 | 451 | SWITCH,THERMOSTATIC | 1 | SHORT_NAME | SHORT NAME | SWITCH,TEMP
1613 | 451 | SWITCH,THERMOSTATIC | 2 | SWITCH_TEMP_TYPE | SWITCH TEMPERATURE TYPE
1614 | 451 | SWITCH,THERMOSTATIC | 3 | SWITCH_TEMP_SPECIFIC_USE | SWITCH TEMPERATURE SPECIFIC USE
1615 | 451 | SWITCH,THERMOSTATIC | 4 | BODY_WIDTH | BODY WIDTH
1616 | 451 | SWITCH,THERMOSTATIC | 5 | BODY_HEIGHT | BODY HEIGHT
1617 | 451 | SWITCH,THERMOSTATIC | 6 | BODY_LG | BODY LENGTH
1618 | 451 | SWITCH,THERMOSTATIC | 7 | CASE_MATL | CASE MATERIAL
1619 | 451 | SWITCH,THERMOSTATIC | 8 | VOLT_RTG | VOLTAGE RATING
1620 | 451 | SWITCH,THERMOSTATIC | 9 | CURRENT_RTG | CURRENT RATING
1621 | 451 | SWITCH,THERMOSTATIC | 10 | MAX_OPER_TEMP | MAX OPERATING TEMPERATURE
1622 | 451 | SWITCH,THERMOSTATIC | 11 | MINI_OPER_TEMP | MINI OPERATING TEMPERATURE
1623 | 451 | SWITCH,THERMOSTATIC | 12 | MAX_OPER_PRESS | MAX OPERATING PRESSURE
1625 | 451 | SWITCH,THERMOSTATIC | 14 | DIFFERENTIAL_RANGE | DIFFERENTIAL RANGE
1626 | 451 | SWITCH,THERMOSTATIC | 15 | ACCURACY | ACCURACY
1627 | 451 | SWITCH,THERMOSTATIC | 16 | FREQUENCY | FREQUENCY
1628 | 451 | SWITCH,THERMOSTATIC | 17 | TEMP_SENSOR_TYPE | TEMPERATURE SENSOR TYPE
1629 | 451 | SWITCH,THERMOSTATIC | 18 | PROBE_MATL | PROBE MATERIAL
1630 | 451 | SWITCH,THERMOSTATIC | 19 | BULB_DIA | BULB DIAMETER
1631 | 451 | SWITCH,THERMOSTATIC | 20 | BULB_LG | BULB LENGTH
1632 | 451 | SWITCH,THERMOSTATIC | 21 | FILL_MATL | FILL MATERIAL
1633 | 451 | SWITCH,THERMOSTATIC | 22 | CAPILLARY_SIZE | CAPILLARY SIZE
1634 | 451 | SWITCH,THERMOSTATIC | 23 | CONTACT_FUNCT | CONTACT FUNCTION
1635 | 451 | SWITCH,THERMOSTATIC | 24 | CONTACT_RTG | CONTACT RATING
1636 | 451 | SWITCH,THERMOSTATIC | 25 | PROCESS_CONN_SIZE | PROCESS CONNECTION SIZE
1637 | 451 | SWITCH,THERMOSTATIC | 26 | PROCESS_CONN_TYPE | PROCESS CONNECTION TYPE
1638 | 451 | SWITCH,THERMOSTATIC | 27 | CONDUIT_CONN | CONDUIT CONNECTION
1639 | 451 | SWITCH,THERMOSTATIC | 28 | TERMINAL_TYPE | TERMINAL TYPE
1640 | 451 | SWITCH,THERMOSTATIC | 29 | MTG_METHOD | MOUNTING METHOD
1641 | 451 | SWITCH,THERMOSTATIC | 30 | ENVIRON_PROT | ENVIRON PROTECTION
1651
1652 | 452 | TERMINAL BOX | 1 | SHORT_NAME | SHORT NAME | TERMINAL,BOX
1653 | 452 | TERMINAL BOX | 2 | TERMINAL_BOX_SHAPE_STYLE | TERMINAL BOX SHAPE STYLE
1654 | 452 | TERMINAL BOX | 3 | TERMINAL_BOX_TYPE | TERMINAL BOX TYPE
1655 | 452 | TERMINAL BOX | 4 | BODY_WIDTH | BODY WIDTH
1656 | 452 | TERMINAL BOX | 5 | BODY_HEIGHT | BODY HEIGHT
1657 | 452 | TERMINAL BOX | 6 | BODY_DEPTH | BODY DEPTH
1658 | 452 | TERMINAL BOX | 7 | TERMINAL_BOX_MATL | TERMINAL BOX MATERIAL
1659 | 452 | TERMINAL BOX | 8 | BODY_COLOR | BODY COLOR
1660 | 452 | TERMINAL BOX | 9 | MAIN_LINE_VOLT_RTG | MAIN LINE VOLTAGE RATING
1661 | 452 | TERMINAL BOX | 10 | MAIN_LINE_CURRENT_RTG | MAIN LINE CURRENT RATING
1662 | 452 | TERMINAL BOX | 11 | CABLE_ENTRY_TYPE | CABLE ENTRY TYPE
1663 | 452 | TERMINAL BOX | 12 | CABLE_ENTRY_DIA | CABLE ENTRY DIA
1664 | 452 | TERMINAL BOX | 13 | COVER_ATTACH_METHOD | COVER ATTACH METHOD
1665 | 452 | TERMINAL BOX | 14 | TERMINAL_BODY_WIDTH | TERMINAL BODY WIDTH
1666 | 452 | TERMINAL BOX | 15 | TERMINAL_BODY_HEIGHT | TERMINAL BODY HEIGHT
1667 | 452 | TERMINAL BOX | 16 | TERMINAL_BODY_DEPTH | TERMINAL BODY DEPTH
1668 | 452 | TERMINAL BOX | 17 | TERMINAL_QTY | NUMBER OF TERMINALS
1669 | 452 | TERMINAL BOX | 18 | TERMINAL_MATL | TERMINAL MATERIAL
1670 | 452 | TERMINAL BOX | 19 | TERMINAL_TYPES | TERMINAL TYPES
1671 | 452 | TERMINAL BOX | 20 | SURFACE_TREATMENT | SURFACE TREATMENT
1674 | 452 | TERMINAL BOX | 23 | ENVIRON_PROT | ENVIRON PROTECTION
1675 | 452 | TERMINAL BOX | 24 | MTG_METHOD | MOUNTING METHOD
1685
1721 | 470 | INDICATOR,RADIAC | 1 | SHORT_NAME | SHORT NAME | INDICATOR,RADIAC
1723 | 470 | INDICATOR,RADIAC | 3 | TYPE | TYPE
1724 | 470 | INDICATOR,RADIAC | 4 | SIZE | SIZE
1725 | 470 | INDICATOR,RADIAC | 5 | MATL | MATERIAL
1726 | 470 | INDICATOR,RADIAC | 6 | SHAPE | SHAPE
1727 | 470 | INDICATOR,RADIAC | 7 | FUNCT | FUNCTION
1728 | 470 | INDICATOR,RADIAC | 8 | COLOR | COLOR
1729 | 470 | INDICATOR,RADIAC | 9 | INDICATOR_DATA | INDICATOR DATA
1730 | 470 | INDICATOR,RADIAC | 10 | CONNECTION_DATA | CONNECTION DATA
1731 | 470 | INDICATOR,RADIAC | 11 | MTG_DATA | MOUNTING DATA
1739
1740 | 476 | GENERATOR SET,DIESEL ENGINE | 1 | SHORT_NAME | SHORT NAME | GENERATOR SET
1741 | 476 | GENERATOR SET,DIESEL ENGINE | 2 | GENERATOR_USE | GENERATOR USE
1742 | 476 | GENERATOR SET,DIESEL ENGINE | 3 | GENERATOR_TYPE | GENERATOR TYPE
1743 | 476 | GENERATOR SET,DIESEL ENGINE | 4 | BODY_WIDTH | BODY WIDTH
1744 | 476 | GENERATOR SET,DIESEL ENGINE | 5 | BODY_HEIGHT | BODY HEIGHT
1745 | 476 | GENERATOR SET,DIESEL ENGINE | 6 | BODY_DEPTH | BODY DEPTH
1746 | 476 | GENERATOR SET,DIESEL ENGINE | 7 | GENERATOR_ENGINE_DESIGN_TYPE | GENERATOR ENGINE DESIGN TYPE
1747 | 476 | GENERATOR SET,DIESEL ENGINE | 8 | GENERATOR_ENGINE_POWER_RTG | GENERATOR ENGINE POWER RATING
1748 | 476 | GENERATOR SET,DIESEL ENGINE | 9 | GENERATOR_ENGINE_CAPACITY | GENERATOR ENGINE CAPACITY
1749 | 476 | GENERATOR SET,DIESEL ENGINE | 10 | VOLT_RTG | VOLTAGE RATING
1750 | 476 | GENERATOR SET,DIESEL ENGINE | 11 | CURRENT_RTG | CURRENT RATING
1751 | 476 | GENERATOR SET,DIESEL ENGINE | 12 | POWER_RTG | POWER RATING
1752 | 476 | GENERATOR SET,DIESEL ENGINE | 13 | FREQUENCY | FREQUENCY
1753 | 476 | GENERATOR SET,DIESEL ENGINE | 14 | PHASE | PHASE
1754 | 476 | GENERATOR SET,DIESEL ENGINE | 15 | INPUT_DATA_TYPE | INPUT DATA TYPE
1755 | 476 | GENERATOR SET,DIESEL ENGINE | 16 | OUTPUT_DATA_TYPE | OUTPUT DATA TYPE
1756 | 476 | GENERATOR SET,DIESEL ENGINE | 17 | FUNCT | FUNCTION
1757 | 476 | GENERATOR SET,DIESEL ENGINE | 18 | PRIME_MOVER_STARTING_METHOD | PRIME MOVER STARTING METHOD
1758 | 476 | GENERATOR SET,DIESEL ENGINE | 19 | PRIME_MOVER_COOLING_MEDIUM | PRIME MOVER COOLING MEDIUM
1759 | 476 | GENERATOR SET,DIESEL ENGINE | 20 | GENERATOR_COOLING_METHOD | GENERATOR COOLING METHOD
1760 | 476 | GENERATOR SET,DIESEL ENGINE | 21 | GENERATOR_EXCITOR_TYPE | GENERATOR EXCITOR TYPE
1761 | 476 | GENERATOR SET,DIESEL ENGINE | 22 | GENERATOR_MOTOR_TYPE | GENERATOR MOTOR TYPE
1762 | 476 | GENERATOR SET,DIESEL ENGINE | 23 | GENERATOR_BODY_MATL | GENERATOR BODY MATERIAL
1763 | 476 | GENERATOR SET,DIESEL ENGINE | 24 | GENERATOR_BODY_TYPE | GENERATOR BODY TYPE
1764 | 476 | GENERATOR SET,DIESEL ENGINE | 25 | MTG_METHOD | MOUNTING METHOD
1774
1775 | 479 | TRANSFORMER,POTENTIAL | 1 | SHORT_NAME | SHORT NAME | TRANSFORMER,POTENTIAL
1776 | 479 | TRANSFORMER,POTENTIAL | 2 | TRANSFORMER_POTENTIAL_TYPE | TRANSFORMER POTENTIAL TYPE
1777 | 479 | TRANSFORMER,POTENTIAL | 3 | BODY_WIDTH | BODY WIDTH
1778 | 479 | TRANSFORMER,POTENTIAL | 4 | BODY_HEIGHT | BODY HEIGHT
1779 | 479 | TRANSFORMER,POTENTIAL | 5 | BODY_DEPTH | BODY DEPTH
1780 | 479 | TRANSFORMER,POTENTIAL | 6 | PRI_VOLT | PRIMARY VOLTAGE
1781 | 479 | TRANSFORMER,POTENTIAL | 7 | SEC_VOLT | SECONDARY VOLTAGE
1782 | 479 | TRANSFORMER,POTENTIAL | 8 | POWER_RTG | POWER RATING
1783 | 479 | TRANSFORMER,POTENTIAL | 9 | PRI_SEC_TURN_RATIO | PRIMARY SECONDARY TURN RATIO
1784 | 479 | TRANSFORMER,POTENTIAL | 10 | PHASE | PHASE
1786 | 479 | TRANSFORMER,POTENTIAL | 12 | POLARITY | POLARITY
1787 | 479 | TRANSFORMER,POTENTIAL | 13 | CORE_QTY | NUMBER OF CORES
1788 | 479 | TRANSFORMER,POTENTIAL | 14 | ACCURACY | ACCURACY
1789 | 479 | TRANSFORMER,POTENTIAL | 15 | FREQUENCY | FREQUENCY
1790 | 479 | TRANSFORMER,POTENTIAL | 16 | TERMINAL_TYPE | TERMINAL TYPE
1793 | 479 | TRANSFORMER,POTENTIAL | 19 | MTG_METHOD | MOUNTING METHOD
1803 | 479 | TRANSFORMER,POTENTIAL | 29 | PRI_WIND_TAP_CONFIG | PRIMARY WIND TAP CONFIGURATION
1804 | 479 | TRANSFORMER,POTENTIAL | 30 | SEC_WINDING_TAP_CON | SECONDARY WINDING TAP CONNECTION
1805
1806 | 480 | CHARGER,BATTERY | 1 | SHORT_NAME | SHORT NAME | CHARGER,BATTERY
1807 | 480 | CHARGER,BATTERY | 2 | CHARGER_SPECIFIC_USE | CHARGER SPECIFIC USE
1808 | 480 | CHARGER,BATTERY | 3 | CHARGER_TYPE | CHARGER TYPE
1809 | 480 | CHARGER,BATTERY | 4 | BODY_WIDTH | BODY WIDTH
1810 | 480 | CHARGER,BATTERY | 5 | BODY_HEIGHT | BODY HEIGHT
1811 | 480 | CHARGER,BATTERY | 6 | BODY_DEPTH | BODY DEPTH
1812 | 480 | CHARGER,BATTERY | 7 | INCLOSURE_MATL | INCLOSURE MATERIAL
1813 | 480 | CHARGER,BATTERY | 8 | INPUT_VOLT | INPUT VOLTAGE
1814 | 480 | CHARGER,BATTERY | 9 | OUTPUT_VOLT | OUTPUT VOLTAGE
1815 | 480 | CHARGER,BATTERY | 10 | INPUT_CURRENT | INPUT CURRENT
1816 | 480 | CHARGER,BATTERY | 11 | OUTPUT_CURRENT | OUTPUT CURRENT
1817 | 480 | CHARGER,BATTERY | 12 | FREQUENCY | FREQUENCY
1818 | 480 | CHARGER,BATTERY | 13 | POWER_RTG | POWER RATING
1819 | 480 | CHARGER,BATTERY | 14 | EQUALIZING_VOLTAGE | EQUALIZING VOLTAGE
1820 | 480 | CHARGER,BATTERY | 15 | FLOATING_VOLTAGE | FLOATING VOLTAGE
1821 | 480 | CHARGER,BATTERY | 16 | REGULATION_VOLTAGE | REGULATION VOLTAGE
1822 | 480 | CHARGER,BATTERY | 17 | PHASE | PHASE
1823 | 480 | CHARGER,BATTERY | 18 | CHARGER_COOLING_TYPE | CHARGER COOLING TYPE
1824 | 480 | CHARGER,BATTERY | 19 | OVEROAD_CAPABILITY | OVEROAD CAPABILITY
1825 | 480 | CHARGER,BATTERY | 20 | POWER_FACTOR | POWER FACTOR
1827 | 480 | CHARGER,BATTERY | 22 | ENVIRON_PROT | ENVIRON PROTECTION
1828 | 480 | CHARGER,BATTERY | 23 | MTG_METHOD | MOUNTING METHOD
1838
1839 | 486 | CORD,ELECTRICAL | 1 | SHORT_NAME | SHORT NAME | CORD,ELEC
1842 | 486 | CORD,ELECTRICAL | 4 | TYPE | TYPE
1843 | 486 | CORD,ELECTRICAL | 5 | SIZE | SIZE
1845 | 486 | CORD,ELECTRICAL | 7 | VOLTAGE | VOLTAGE RATING
1846 | 486 | CORD,ELECTRICAL | 8 | CURRENT | CURRENT
1847 | 486 | CORD,ELECTRICAL | 9 | INSULATION_MATL | INSULATION MATERIAL
1848 | 486 | CORD,ELECTRICAL | 10 | NO_CORES | NUMBER OF CORES
1849 | 486 | CORD,ELECTRICAL | 11 | SHEATH_COLOR | SHEATH COLOR
1850 | 486 | CORD,ELECTRICAL | 12 | FIRST_END_CONN | FIRST END CONNECTION
1851 | 486 | CORD,ELECTRICAL | 13 | SECOND_END_CONN | SECOND END CONNECTION
1852 | 486 | CORD,ELECTRICAL | 14 | TEMPERATURE | TEMPERATURE
1860 | 486 | CORD,ELECTRICAL | 22 | CONDUCTOR_MATL | CONDUCTOR MATERIAL
1862
1863 | 487 | RESISTOR ASSEMBLY | 1 | SHORT_NAME | SHORT NAME | RESISTOR ASSY
1865 | 487 | RESISTOR ASSEMBLY | 3 | TYPE | TYPE
1866 | 487 | RESISTOR ASSEMBLY | 4 | DIMENSION | DIMENSION
1867 | 487 | RESISTOR ASSEMBLY | 5 | MATL | MATERIAL
1868 | 487 | RESISTOR ASSEMBLY | 6 | VOLTAGE | VOLTAGE RATING
1869 | 487 | RESISTOR ASSEMBLY | 7 | WATT_RTG | WATTAGE RATING
1870 | 487 | RESISTOR ASSEMBLY | 8 | RESISTANCE | RESISTANCE
1871 | 487 | RESISTOR ASSEMBLY | 9 | TOLERANCE | TOLERANCE
1872 | 487 | RESISTOR ASSEMBLY | 10 | MAX_OVERLOAD_VOLTS | MAX OVERLOAD VOLTS
1873 | 487 | RESISTOR ASSEMBLY | 11 | TERMINAL_DATA | TERMINAL DATA
1874 | 487 | RESISTOR ASSEMBLY | 12 | MTG_DATA | MOUNTING DATA
1882
1902 | 494 | OHMMETER | 1 | SHORT_NAME | SHORT NAME | OHMMETER
1904 | 494 | OHMMETER | 3 | INDICATOR_TYPE | INDICATOR TYPE
1905 | 494 | OHMMETER | 4 | DIMENSION | DIMENSION
1906 | 494 | OHMMETER | 5 | MEASUREMENT_RANGE | MEASUREMENT RANGE
1907 | 494 | OHMMETER | 6 | CURRENT_MEASUREMENT_RANGE | CURRENT MEASUREMENT RANGE
1908 | 494 | OHMMETER | 7 | OPER_VOLT | OPERATING VOLTAGE
1909 | 494 | OHMMETER | 8 | ELECT_DATA | ELECTRICAL RATING
1910 | 494 | OHMMETER | 9 | SENSITIVITY | SENSITIVITY
1911 | 494 | OHMMETER | 10 | ACCURACY | ACCURACY
1912 | 494 | OHMMETER | 11 | DISPLAY_TYPE | DISPLAY TYPE
1913 | 494 | OHMMETER | 12 | CIRC_TYPE | CIRCUIT TYPE
1914 | 494 | OHMMETER | 13 | RESPONSE_TIME | RESPONSE TIME
1915 | 494 | OHMMETER | 14 | INTERFACE_DATA | INTERFACE DATA
1916 | 494 | OHMMETER | 15 | CONNECTION_DATA | CONNECTION DATA
1924 | 494 | OHMMETER | 23 | MOVEMENT_TYPE | MOVEMENT TYPE
1926
1927 | 502 | TURNBUCKLE | 1 | SHORT_NAME | SHORT NAME | TURNBUCKLE
1929 | 502 | TURNBUCKLE | 3 | TYPE | TYPE
1930 | 502 | TURNBUCKLE | 4 | SIZE | SIZE
1932 | 502 | TURNBUCKLE | 6 | MATL | MATERIAL
1933 | 502 | TURNBUCKLE | 7 | THD_SIZE_SERIES | THREAD SIZE SERIES
1934 | 502 | TURNBUCKLE | 8 | END_ATTACH_DATA | END ATTACH DATA
1942
2004 | 530 | MOTOR,ALTERNATING CURRENT | 1 | SHORT_NAME | SHORT NAME | MOTOR,AC
2005 | 530 | MOTOR,ALTERNATING CURRENT | 2 | MOTOR_TYPE | MOTOR TYPE
2006 | 530 | MOTOR,ALTERNATING CURRENT | 3 | MOTOR_SPECIFIC_USE | MOTOR SPECIFIC USE
2007 | 530 | MOTOR,ALTERNATING CURRENT | 4 | SIZE | SIZE
2010 | 530 | MOTOR,ALTERNATING CURRENT | 7 | VOLT_RTG | VOLTAGE RATING
2011 | 530 | MOTOR,ALTERNATING CURRENT | 8 | CURRENT_RTG | CURRENT RATING
2012 | 530 | MOTOR,ALTERNATING CURRENT | 9 | POWER_RTG | POWER RATING
2013 | 530 | MOTOR,ALTERNATING CURRENT | 10 | FREQUENCY | FREQUENCY
2014 | 530 | MOTOR,ALTERNATING CURRENT | 11 | PHASE | PHASE
2015 | 530 | MOTOR,ALTERNATING CURRENT | 12 | DUTY_CYCLE | DUTY CYCLE
2016 | 530 | MOTOR,ALTERNATING CURRENT | 13 | WINDING_TYPE | WINDING TYPE
2017 | 530 | MOTOR,ALTERNATING CURRENT | 14 | WIRE_CONN_METHOD | WIRE CONNECTION METHOD
2018 | 530 | MOTOR,ALTERNATING CURRENT | 15 | ENCLOSURE_RTG | ENCLOSURE RATING
2019 | 530 | MOTOR,ALTERNATING CURRENT | 16 | INGRESS_PROT_RTG | INGRESS PROTECTION RATING
2020 | 530 | MOTOR,ALTERNATING CURRENT | 17 | STARTING_TORQUE_RTG | STARTING TORQUE RATING
2021 | 530 | MOTOR,ALTERNATING CURRENT | 18 | FULL_LOAD_TORQUE_RTG | FULL LOAD TORQUE RATING
2022 | 530 | MOTOR,ALTERNATING CURRENT | 19 | MAX_AMBIENT_TEMP | MAX AMBIENT TEMP
2023 | 530 | MOTOR,ALTERNATING CURRENT | 20 | MIN_AMBIENT_TEMP | MIN AMBIENT TEMPERATURE
2024 | 530 | MOTOR,ALTERNATING CURRENT | 21 | MAX_OPER_TEMP | MAX OPERATING TEMPERATURE
2025 | 530 | MOTOR,ALTERNATING CURRENT | 22 | COOLING_METHOD | COOLING METHOD
2026 | 530 | MOTOR,ALTERNATING CURRENT | 23 | ROTATIONAL_SPEED | ROTATIONAL SPEED
2027 | 530 | MOTOR,ALTERNATING CURRENT | 24 | NO_POLES | NUMBER OF POLES
2028 | 530 | MOTOR,ALTERNATING CURRENT | 25 | POWER_FACTOR | POWER FACTOR
2029 | 530 | MOTOR,ALTERNATING CURRENT | 26 | FRAME_SIZE | FRAME SIZE
2030 | 530 | MOTOR,ALTERNATING CURRENT | 27 | FRAME_MATL | FRAME MATERIAL
2031 | 530 | MOTOR,ALTERNATING CURRENT | 28 | FRAME_NUMBER | FRAME NUMBER
2032 | 530 | MOTOR,ALTERNATING CURRENT | 29 | SHAFT_DIA | SHAFT DIA
2033 | 530 | MOTOR,ALTERNATING CURRENT | 30 | SHAFT_LG | SHAFT LENGTH
2034 | 530 | MOTOR,ALTERNATING CURRENT | 31 | SHAFT_END_SHAPE | SHAFT END SHAPE
2035 | 530 | MOTOR,ALTERNATING CURRENT | 32 | INSULATING_CLASS | INSULATING CLASS
2036 | 530 | MOTOR,ALTERNATING CURRENT | 33 | SERVICE_FACTOR | SERVICE FACTOR
2037 | 530 | MOTOR,ALTERNATING CURRENT | 34 | MTG_METHOD | MOUNTING METHOD
2044
2045 | 548 | CONTROL-MONITOR SET | 1 | SHORT_NAME | SHORT NAME | CONTROL-MONITOR SET
2047 | 548 | CONTROL-MONITOR SET | 3 | TYPE | TYPE
2048 | 548 | CONTROL-MONITOR SET | 4 | DISPLAY_DATA | DISPLAY DATA
2049 | 548 | CONTROL-MONITOR SET | 5 | CONTENT | CONTENT
2050 | 548 | CONTROL-MONITOR SET | 6 | CONTENT_2 | CONTENT 2
2051 | 548 | CONTROL-MONITOR SET | 7 | CONTENT_3 | CONTENT 3
2052 | 548 | CONTROL-MONITOR SET | 8 | CONTENT_4 | CONTENT 4
2053 | 548 | CONTROL-MONITOR SET | 9 | CONTENT_5 | CONTENT 5
2054 | 548 | CONTROL-MONITOR SET | 10 | CONTENT_6 | CONTENT 6
2055 | 548 | CONTROL-MONITOR SET | 11 | CONTENT_7 | CONTENT 7
2056 | 548 | CONTROL-MONITOR SET | 12 | CONTENT_8 | CONTENT 8
2057 | 548 | CONTROL-MONITOR SET | 13 | CONTENT_9 | CONTENT 9
2064
2065 | 595 | CIRCUIT BREAKER SUBASSEMBLY | 1 | SHORT_NAME | SHORT NAME | SUB ASSY,CIRCUIT BREAKER
2066 | 595 | CIRCUIT BREAKER SUBASSEMBLY | 2 | CIRC_BREAK_SUB_TYPE | CIRCUIT BREAKER SUB TYPE
2067 | 595 | CIRCUIT BREAKER SUBASSEMBLY | 3 | BODY_WIDTH | BODY WIDTH
2068 | 595 | CIRCUIT BREAKER SUBASSEMBLY | 4 | BODY_HEIGHT | BODY HEIGHT
2069 | 595 | CIRCUIT BREAKER SUBASSEMBLY | 5 | BODY_DEPTH | BODY DEPTH
2070 | 595 | CIRCUIT BREAKER SUBASSEMBLY | 6 | CIRC_BREAK_TYPE | CIRCUIT BREAKER TYPE
2071 | 595 | CIRCUIT BREAKER SUBASSEMBLY | 7 | VOLT_RTG | VOLTAGE RATING
2072 | 595 | CIRCUIT BREAKER SUBASSEMBLY | 8 | CURRENT_RTG | CURRENT RATING
2073 | 595 | CIRCUIT BREAKER SUBASSEMBLY | 9 | BREAK_CAPACITY | BREAK CAPACITY
2074 | 595 | CIRCUIT BREAKER SUBASSEMBLY | 10 | TRIP_COIL_VOLT | TRIP COIL VOLTAGE
2075 | 595 | CIRCUIT BREAKER SUBASSEMBLY | 11 | MAG_RESPONSE_CURRENT | MAG RESPONSE CURRENT
2076 | 595 | CIRCUIT BREAKER SUBASSEMBLY | 12 | POLE_QTY | NUMBER OF POLES
2077 | 595 | CIRCUIT BREAKER SUBASSEMBLY | 13 | FREQUENCY | FREQUENCY
2080 | 595 | CIRCUIT BREAKER SUBASSEMBLY | 16 | TERMINAL_TYPE | TERMINAL TYPE
2081 | 595 | CIRCUIT BREAKER SUBASSEMBLY | 17 | ENVIRON_PROT | ENVIRON PROTECTION
2082 | 595 | CIRCUIT BREAKER SUBASSEMBLY | 18 | COMPONENT_TYPE | COMPONENT TYPE
2092 | 595 | CIRCUIT BREAKER SUBASSEMBLY | 28 | CIRCUIT_BREAKER_DATA | CIRCUIT BREAKER DATA
2093 | 595 | CIRCUIT BREAKER SUBASSEMBLY | 29 | THERM_RANGE | THERMAL RANGE
2094
2112 | 598 | RELAY SUBASSEMBLY | 1 | SHORT_NAME | SHORT NAME | SUB ASSY,RELAY
2114 | 598 | RELAY SUBASSEMBLY | 3 | RELAY_SUBASSY_TYPE | RELAY SUBASSY TYPE
2115 | 598 | RELAY SUBASSEMBLY | 4 | SIZE | SIZE
2116 | 598 | RELAY SUBASSEMBLY | 5 | FUNCT | FUNCTION
2117 | 598 | RELAY SUBASSEMBLY | 6 | CONTENT | CONTENT
2118 | 598 | RELAY SUBASSEMBLY | 7 | CONTENT_2 | CONTENT 2
2119 | 598 | RELAY SUBASSEMBLY | 8 | CONTENT_3 | CONTENT 3
2120 | 598 | RELAY SUBASSEMBLY | 9 | CONTENT_4 | CONTENT 4
2121 | 598 | RELAY SUBASSEMBLY | 10 | CONTENT_5 | CONTENT 5
2122 | 598 | RELAY SUBASSEMBLY | 11 | CONTENT_6 | CONTENT 6
2123 | 598 | RELAY SUBASSEMBLY | 12 | MTG_DATA | MOUNTING DATA
2132
2133 | 614 | RADIACMETER SUBASSEMBLY | 1 | SHORT_NAME | SHORT NAME | SUB ASSY,RADIACMETER
2135 | 614 | RADIACMETER SUBASSEMBLY | 3 | TYPE | TYPE
2136 | 614 | RADIACMETER SUBASSEMBLY | 4 | SIZE | SIZE
2137 | 614 | RADIACMETER SUBASSEMBLY | 5 | MEASUREMENT_RANGE | MEASUREMENT RANGE
2138 | 614 | RADIACMETER SUBASSEMBLY | 6 | RESOLUTION | RESOLUTION
2139 | 614 | RADIACMETER SUBASSEMBLY | 7 | RESOLUTION_2 | RESOLUTION 2
2140 | 614 | RADIACMETER SUBASSEMBLY | 8 | SENSOR_DATA | SENSOR DATA
2141 | 614 | RADIACMETER SUBASSEMBLY | 9 | FUNCT | FUNCTION
2142 | 614 | RADIACMETER SUBASSEMBLY | 10 | PEAK_COMPTON_RATIO | PEAK COMPTON RATIO
2143 | 614 | RADIACMETER SUBASSEMBLY | 11 | EFFICIENCY | EFFICIENCY
2144 | 614 | RADIACMETER SUBASSEMBLY | 12 | ELECT_DATA | ELECTRICAL RATING
2145 | 614 | RADIACMETER SUBASSEMBLY | 13 | SUBASSEMBLY_DATA | SUB-ASSEMBLY DATA
2146 | 614 | RADIACMETER SUBASSEMBLY | 14 | ELECT_CONN_DATA | ELECTRICAL CONNECTION DATA
2147 | 614 | RADIACMETER SUBASSEMBLY | 15 | MTG_DATA | MOUNTING DATA
2156
2174 | 621 | SWITCH SUBASSEMBLY | 1 | SHORT_NAME | SHORT NAME | SUB ASSY,SWITCH
2177 | 621 | SWITCH SUBASSEMBLY | 4 | TYPE | TYPE
2178 | 621 | SWITCH SUBASSEMBLY | 5 | SIZE | SIZE
2179 | 621 | SWITCH SUBASSEMBLY | 6 | MATL | MATERIAL
2180 | 621 | SWITCH SUBASSEMBLY | 7 | ELECT_DATA | ELECTRICAL RATING
2181 | 621 | SWITCH SUBASSEMBLY | 8 | FUNCT | FUNCTION
2182 | 621 | SWITCH SUBASSEMBLY | 9 | CONTENT | CONTENT
2183 | 621 | SWITCH SUBASSEMBLY | 10 | CONTENT_2 | CONTENT 2
2184 | 621 | SWITCH SUBASSEMBLY | 11 | CONTENT_3 | CONTENT 3
2185 | 621 | SWITCH SUBASSEMBLY | 12 | CONTENT_4 | CONTENT 4
2186 | 621 | SWITCH SUBASSEMBLY | 13 | CONTENT_5 | CONTENT 5
2187 | 621 | SWITCH SUBASSEMBLY | 14 | CONTENT_6 | CONTENT 6
2188 | 621 | SWITCH SUBASSEMBLY | 15 | MTG_DATA | MOUNTING DATA
2197
2216 | 627 | METER ASSEMBLY,ELECTRICAL | 1 | SHORT_NAME | SHORT NAME | METER ASSY,ELECT
2218 | 627 | METER ASSEMBLY,ELECTRICAL | 3 | TYPE | TYPE
2219 | 627 | METER ASSEMBLY,ELECTRICAL | 4 | CONTENT | CONTENT
2220 | 627 | METER ASSEMBLY,ELECTRICAL | 5 | CONTENT_2 | CONTENT 2
2221 | 627 | METER ASSEMBLY,ELECTRICAL | 6 | CONTENT_3 | CONTENT 3
2222 | 627 | METER ASSEMBLY,ELECTRICAL | 7 | CONTENT_4 | CONTENT 4
2223 | 627 | METER ASSEMBLY,ELECTRICAL | 8 | CONTENT_5 | CONTENT 5
2224 | 627 | METER ASSEMBLY,ELECTRICAL | 9 | CONTENT_6 | CONTENT 6
2225 | 627 | METER ASSEMBLY,ELECTRICAL | 10 | CONTENT_7 | CONTENT 7
2226 | 627 | METER ASSEMBLY,ELECTRICAL | 11 | MTG_DATA | MOUNTING DATA
2233
2234 | 711 | SWITCH ASSEMBLY | 1 | SHORT_NAME | SHORT NAME | SWITCH ASSY
2235 | 711 | SWITCH ASSEMBLY | 2 | SWITCH_ASSY_TYPE | SWITCH ASSEMBLY TYPE
2236 | 711 | SWITCH ASSEMBLY | 3 | BODY_DIA | BODY DIA
2237 | 711 | SWITCH ASSEMBLY | 4 | BODY_HEIGHT | BODY HEIGHT
2238 | 711 | SWITCH ASSEMBLY | 5 | BODY_WIDTH | BODY WIDTH
2239 | 711 | SWITCH ASSEMBLY | 6 | BODY_LG | BODY LENGTH
2240 | 711 | SWITCH ASSEMBLY | 7 | SWITCH_ASSY_MATL | SWITCH ASSY MATERIAL
2241 | 711 | SWITCH ASSEMBLY | 8 | VOLT_RTG | VOLTAGE RATING
2242 | 711 | SWITCH ASSEMBLY | 9 | CURRENT_RTG | CURRENT RATING
2243 | 711 | SWITCH ASSEMBLY | 10 | SWITCH_ACTION_TYPE | SWITCH ACTION TYPE
2244 | 711 | SWITCH ASSEMBLY | 11 | NO_SWITCHES | NUMBER OF SWITCHES
2245 | 711 | SWITCH ASSEMBLY | 12 | TERMINAL_TYPE | TERMINAL TYPE
2247 | 711 | SWITCH ASSEMBLY | 14 | THREAD_SERIES | THREAD SERIES
2248 | 711 | SWITCH ASSEMBLY | 15 | ENVIRON_PROT | ENVIRON PROTECTION
2250 | 711 | SWITCH ASSEMBLY | 17 | RESET_LOCK_IN_DEVICE_TYPE | RESET LOCK IN DEVICE TYPE
2251 | 711 | SWITCH ASSEMBLY | 18 | MTG_METHOD | MOUNTING METHOD
2261
2262 | 715 | REGULATOR,CURRENT | 1 | SHORT_NAME | SHORT NAME | REGULATOR,CURRENT
2264 | 715 | REGULATOR,CURRENT | 3 | VOLTAGE | VOLTAGE RATING
2265 | 715 | REGULATOR,CURRENT | 4 | CURRENT | CURRENT
2266 | 715 | REGULATOR,CURRENT | 5 | FREQUENCY | FREQUENCY
2267 | 715 | REGULATOR,CURRENT | 6 | PRESS_RANGE | PRESSURE RANGE
2268 | 715 | REGULATOR,CURRENT | 7 | TYPE | TYPE
2269 | 715 | REGULATOR,CURRENT | 8 | TERMINAL_DATA | TERMINAL DATA
2270 | 715 | REGULATOR,CURRENT | 9 | CONNECTION_DATA | CONNECTION DATA
2277
2278 | 720 | ELECTROMAGNETIC ACTUATOR | 1 | SHORT_NAME | SHORT NAME | ACTUATOR,ELEC
2280 | 720 | ELECTROMAGNETIC ACTUATOR | 3 | TYPE | TYPE
2281 | 720 | ELECTROMAGNETIC ACTUATOR | 4 | MOVEMENT_TYPE | MOVEMENT TYPE
2282 | 720 | ELECTROMAGNETIC ACTUATOR | 5 | ELECT_DATA | ELECTRICAL RATING
2283 | 720 | ELECTROMAGNETIC ACTUATOR | 6 | FREQUENCY | FREQUENCY
2284 | 720 | ELECTROMAGNETIC ACTUATOR | 7 | DUTY_TYPE | DUTY TYPE
2285 | 720 | ELECTROMAGNETIC ACTUATOR | 8 | COIL_RESISTANCE | COIL RESISTANCE
2286 | 720 | ELECTROMAGNETIC ACTUATOR | 9 | ELECT_CONN_DATA | ELECTRICAL CONNECTION DATA
2287 | 720 | ELECTROMAGNETIC ACTUATOR | 10 | MTG_DATA | MOUNTING DATA
2294
2295 | 724 | REACTOR | 1 | SHORT_NAME | SHORT NAME | REACTOR
2296 | 724 | REACTOR | 2 | REACTOR_TYPE | REACTOR TYPE
2300 | 724 | REACTOR | 6 | VOLT_RTG | VOLTAGE RATING
2301 | 724 | REACTOR | 7 | CURRENT_RTG | CURRENT RATING
2302 | 724 | REACTOR | 8 | RESISTANCE | RESISTANCE
2303 | 724 | REACTOR | 9 | PHASE | PHASE
2304 | 724 | REACTOR | 10 | INDUCTANCE | INDUCTANCE
2305 | 724 | REACTOR | 11 | INSULATING_RTG | INSULATING RATING
2306 | 724 | REACTOR | 12 | INPUT_DATA_TYPE | INPUT DATA TYPE
2307 | 724 | REACTOR | 13 | OUTPUT_DATA_TYPE | OUTPUT DATA TYPE
2308 | 724 | REACTOR | 14 | TERMINAL_TYPE | TERMINAL TYPE
2310 | 724 | REACTOR | 16 | TRANSFORMER_WINDING_CONN_TYPE | TRANSFORMER WINDING CONN TYPE
2315 | 724 | REACTOR | 21 | MTG_METHOD | MOUNTING METHOD
2324
2325 | 738 | TRANSFORMER,CURRENT | 1 | SHORT_NAME | SHORT NAME | TRANSFORMER,CURRENT
2326 | 738 | TRANSFORMER,CURRENT | 2 | TRANSFORMER_CURRENT_TYPE | TRANSFORMER CURRENT TYPE
2327 | 738 | TRANSFORMER,CURRENT | 3 | INSIDE_DIA | INSIDE DIAMETER
2328 | 738 | TRANSFORMER,CURRENT | 4 | OUTSIDE_DIA | OUTSIDE DIAMETER
2329 | 738 | TRANSFORMER,CURRENT | 5 | SIZE | SIZE
2332 | 738 | TRANSFORMER,CURRENT | 8 | VOLT_RTG | VOLTAGE RATING
2333 | 738 | TRANSFORMER,CURRENT | 9 | PRIMARY_CURRENT_RTG | PRIMARY CURRENT RATING
2334 | 738 | TRANSFORMER,CURRENT | 10 | SECONDARY_CURRENT_RTG | SECONDARY CURRENT RATING
2335 | 738 | TRANSFORMER,CURRENT | 11 | BURDEN_RTG | BURDEN RATING
2336 | 738 | TRANSFORMER,CURRENT | 12 | FREQUENCY_RTG | FREQUENCY RATING
2337 | 738 | TRANSFORMER,CURRENT | 13 | REACTIVE_PWR_RTG | REACTIVE POWER RATING
2338 | 738 | TRANSFORMER,CURRENT | 14 | BURDEN_CLASS | BURDEN CLASS
2339 | 738 | TRANSFORMER,CURRENT | 15 | TRANSFORMATION_RATIO | TRANSFORMATION RATIO
2341 | 738 | TRANSFORMER,CURRENT | 17 | TERMINAL_TYPE | TERMINAL TYPE
2342 | 738 | TRANSFORMER,CURRENT | 18 | MTG_METHOD | MOUNTING METHOD
2343 | 738 | TRANSFORMER,CURRENT | 19 | ENCLOSURE_PROT_TYPE | ENCLOSURE PROT TYPE
2353
2354 | 739 | CLIP,ELECTRICAL | 1 | SHORT_NAME | SHORT NAME | CLIP,ELEC
2355 | 739 | CLIP,ELECTRICAL | 2 | CLIP_SHAPE_STYLE | CLIP SHAPE STYLE
2356 | 739 | CLIP,ELECTRICAL | 3 | CLIP_SPECIFIC_USE | CLIP SPECIFIC USE
2357 | 739 | CLIP,ELECTRICAL | 4 | CLIP_TYPE | CLIP TYPE
2358 | 739 | CLIP,ELECTRICAL | 5 | BODY_OUTSIDE_DIA | BODY OUTSIDE DIA
2359 | 739 | CLIP,ELECTRICAL | 6 | BODY_LG | BODY LENGTH
2360 | 739 | CLIP,ELECTRICAL | 7 | BODY_THK | BODY THK
2361 | 739 | CLIP,ELECTRICAL | 8 | CLIP_MATL | CLIP MATERIAL
2362 | 739 | CLIP,ELECTRICAL | 9 | VOLT_RTG | VOLTAGE RATING
2363 | 739 | CLIP,ELECTRICAL | 10 | CURRENT_RTG | CURRENT RATING
2364 | 739 | CLIP,ELECTRICAL | 11 | BODY_COLOR | BODY COLOR
2365 | 739 | CLIP,ELECTRICAL | 12 | SURFACE_TREATMENT | SURFACE TREATMENT
2366 | 739 | CLIP,ELECTRICAL | 13 | TERMINAL_TYPE | TERMINAL TYPE
2367 | 739 | CLIP,ELECTRICAL | 14 | CLIP_PART_IDENTIFICATION | CLIP PART IDENTIFICATION
2368 | 739 | CLIP,ELECTRICAL | 15 | MTG_METHOD | MOUNTING METHOD
2378
2379 | 740 | POWER SUPPLY | 1 | SHORT_NAME | SHORT NAME | POWER SUPPLY
2380 | 740 | POWER SUPPLY | 2 | POWER_SUPPLY_TYPE | POWER SUPPLY TYPE
2381 | 740 | POWER SUPPLY | 3 | SIZE | SIZE
2385 | 740 | POWER SUPPLY | 7 | POWER_SUPPLY_MATL | POWER SUPPLY MATERIAL
2386 | 740 | POWER SUPPLY | 8 | POWER_RTG | POWER RATING
2387 | 740 | POWER SUPPLY | 9 | INPUT_VOLT | INPUT VOLTAGE
2388 | 740 | POWER SUPPLY | 10 | INPUT_CURRENT | INPUT CURRENT
2389 | 740 | POWER SUPPLY | 11 | INPUT_FREQ | INPUT FREQUENCY
2390 | 740 | POWER SUPPLY | 12 | INPUT_PHASES | INPUT PHASES
2391 | 740 | POWER SUPPLY | 13 | INPUT_POWER_FACTOR | INPUT POWER FACTOR
2392 | 740 | POWER SUPPLY | 14 | OUTPUT_VOLT | OUTPUT VOLTAGE
2393 | 740 | POWER SUPPLY | 15 | OUTPUT_CURRENT | OUTPUT CURRENT
2394 | 740 | POWER SUPPLY | 16 | OUTPUT_FREQ | OUTPUT FREQ
2395 | 740 | POWER SUPPLY | 17 | OUTPUT_PHASES | OUTPUT PHASES
2396 | 740 | POWER SUPPLY | 18 | OUTPUT_WATT_RTG | OUTPUT WATTAGE RATING
2397 | 740 | POWER SUPPLY | 19 | OUTPUT_CTRL_TYPE | OUTPUT CONTROL TYPE
2398 | 740 | POWER SUPPLY | 20 | RECTIFIER_TYPE | RECTIFIER TYPE
2399 | 740 | POWER SUPPLY | 21 | RECTIFICATION_METHOD | RECTIFICATION METHOD
2400 | 740 | POWER SUPPLY | 22 | BATTERY_TYPE | BATTERY TYPE
2401 | 740 | POWER SUPPLY | 23 | BATTERY_QTY | BATTERY QTY
2402 | 740 | POWER SUPPLY | 24 | RIPPLE_VOLT_FULL_LOAD | RIPPLE VOLTAGE FULL LOAD
2403 | 740 | POWER SUPPLY | 25 | OUTPUT_VOLT_ACCURACY | OUTPUT VOLTAGE ACCURACY
2404 | 740 | POWER SUPPLY | 26 | OUTPUT_CONN_TYPE | OUTPUT CONNECTION TYPE
2405 | 740 | POWER SUPPLY | 27 | OUTPUT_CONN_QTY | OUTPUT CONNECTION QTY
2406 | 740 | POWER SUPPLY | 28 | INPUT_CONN_TYPE | INPUT CONNECTION TYPE
2407 | 740 | POWER SUPPLY | 29 | INPUT_CONN_QTY | NUMBER OF INPUT CONNECTIONS
2408 | 740 | POWER SUPPLY | 30 | COOLING_METHOD | COOLING METHOD
2409 | 740 | POWER SUPPLY | 31 | METER_DISPLAY | METER DISPLAY
2410 | 740 | POWER SUPPLY | 32 | TERMINAL_TYPE | TERMINAL TYPE
2411 | 740 | POWER SUPPLY | 33 | DISPLAY_TYPE | DISPLAY TYPE
2412 | 740 | POWER SUPPLY | 34 | OPER_METHOD | OPERATING METHOD
2413 | 740 | POWER SUPPLY | 35 | MAX_OPER_TEMP | MAX OPERATING TEMPERATURE
2414 | 740 | POWER SUPPLY | 36 | MINI_OPER_TEMP | MINI OPERATING TEMPERATURE
2415 | 740 | POWER SUPPLY | 37 | MTG_METHOD | MOUNTING METHOD
2416 | 740 | POWER SUPPLY | 38 | ENVIRON_PROT | ENVIRON PROTECTION
2419
2420 | 743 | VIBRATOR,INTERRUPTER | 1 | SHORT_NAME | SHORT NAME | VIBRATOR,INTERRUPTER
2423 | 743 | VIBRATOR,INTERRUPTER | 4 | TYPE | TYPE
2424 | 743 | VIBRATOR,INTERRUPTER | 5 | SIZE | SIZE
2425 | 743 | VIBRATOR,INTERRUPTER | 6 | INPUT_VOLT | INPUT VOLTAGE
2426 | 743 | VIBRATOR,INTERRUPTER | 7 | OUTPUT_VOLT | OUTPUT VOLTAGE
2427 | 743 | VIBRATOR,INTERRUPTER | 8 | INPUT_CURRENT | INPUT CURRENT
2428 | 743 | VIBRATOR,INTERRUPTER | 9 | OUTPUT_CURRENT | OUTPUT CURRENT
2429 | 743 | VIBRATOR,INTERRUPTER | 10 | POWER | POWER
2436
2437 | 746 | TERMINAL,LUG | 1 | SHORT_NAME | SHORT NAME | TERMINAL,LUG
2438 | 746 | TERMINAL,LUG | 2 | TERMINAL_LUG_TYPE | TERMINAL LUG TYPE
2439 | 746 | TERMINAL,LUG | 3 | TERMINAL_LUG_SHAPE_STYLE | TERMINAL LUG SHAPE STYLE
2440 | 746 | TERMINAL,LUG | 4 | SIZE | SIZE
2442 | 746 | TERMINAL,LUG | 6 | OUTSIDE_DIA | OUTSIDE DIAMETER
2443 | 746 | TERMINAL,LUG | 7 | INSIDE_DIA | INSIDE DIAMETER
2444 | 746 | TERMINAL,LUG | 8 | THK | THICKNESS
2445 | 746 | TERMINAL,LUG | 9 | BOLT_HOLE_DIA | BOLT HOLE DIA
2447 | 746 | TERMINAL,LUG | 11 | BOLT_HOLE_QTY | NUMBER OF BOLT HOLES
2448 | 746 | TERMINAL,LUG | 12 | MAX_WIRE_SIZE | MAX WIRE SIZE
2449 | 746 | TERMINAL,LUG | 13 | MIN_WIRE_SIZE | MIN WIRE SIZE
2450 | 746 | TERMINAL,LUG | 14 | CONDUCTOR_ACCOMMODATION_TYPE | CONDUCTOR ACCOMMODATION TYPE
2453 | 746 | TERMINAL,LUG | 17 | MAX_OPER_TEMP | MAX OPERATING TEMPERATURE
2454 | 746 | TERMINAL,LUG | 18 | MINI_OPER_TEMP | MINI OPERATING TEMPERATURE
2455 | 746 | TERMINAL,LUG | 19 | TERMINAL_LUG_MATL | TERMINAL LUG MATERIAL
2456 | 746 | TERMINAL,LUG | 20 | MTG_METHOD | MOUNTING METHOD
2457 | 746 | TERMINAL,LUG | 21 | COLOR | COLOR
2458 | 746 | TERMINAL,LUG | 22 | INSULATION_MATL | INSULATION MATERIAL
2460 | 746 | TERMINAL,LUG | 24 | SURFACE_TREATMENT | SURFACE TREATMENT
2471
2490 | 782 | CABLE ASSEMBLY,SPECIAL PURPOSE,ELECTRICAL | 1 | SHORT_NAME | SHORT NAME | CABLE ASSY
2491 | 782 | CABLE ASSEMBLY,SPECIAL PURPOSE,ELECTRICAL | 2 | CABLE_TYPE | CABLE TYPE
2492 | 782 | CABLE ASSEMBLY,SPECIAL PURPOSE,ELECTRICAL | 3 | CABLE_SPECIFIC_USE | CABLE SPECIFIC USE
2493 | 782 | CABLE ASSEMBLY,SPECIAL PURPOSE,ELECTRICAL | 4 | CABLE_LG | CABLE LENGTH
2494 | 782 | CABLE ASSEMBLY,SPECIAL PURPOSE,ELECTRICAL | 5 | VOLT_RTG | VOLTAGE RATING
2495 | 782 | CABLE ASSEMBLY,SPECIAL PURPOSE,ELECTRICAL | 6 | CURRENT_RTG | CURRENT RATING
2496 | 782 | CABLE ASSEMBLY,SPECIAL PURPOSE,ELECTRICAL | 7 | CONDUCTOR_ARRANGEMENT | CONDUCTOR ARRANGEMENT
2497 | 782 | CABLE ASSEMBLY,SPECIAL PURPOSE,ELECTRICAL | 8 | CONDUCTOR_CROSS_SECT_SHAPE | CONDUCTOR CROSS SECT SHAPE
2498 | 782 | CABLE ASSEMBLY,SPECIAL PURPOSE,ELECTRICAL | 9 | CONDUCTOR_SIZE | CONDUCTOR SIZE
2499 | 782 | CABLE ASSEMBLY,SPECIAL PURPOSE,ELECTRICAL | 10 | CONDUCTOR_MATL | CONDUCTOR MATERIAL
2500 | 782 | CABLE ASSEMBLY,SPECIAL PURPOSE,ELECTRICAL | 11 | NO_CORES | NUMBER OF CORES
2501 | 782 | CABLE ASSEMBLY,SPECIAL PURPOSE,ELECTRICAL | 12 | CORE_COLOR | CORE COLOR
2502 | 782 | CABLE ASSEMBLY,SPECIAL PURPOSE,ELECTRICAL | 13 | FIRST_END_CONN | FIRST END CONNECTION
2503 | 782 | CABLE ASSEMBLY,SPECIAL PURPOSE,ELECTRICAL | 14 | SECOND_END_CONN | SECOND END CONNECTION
2504 | 782 | CABLE ASSEMBLY,SPECIAL PURPOSE,ELECTRICAL | 15 | MAX_OPER_TEMP | MAX OPERATING TEMPERATURE
2505 | 782 | CABLE ASSEMBLY,SPECIAL PURPOSE,ELECTRICAL | 16 | MINI_OPER_TEMP | MINI OPERATING TEMPERATURE
2506 | 782 | CABLE ASSEMBLY,SPECIAL PURPOSE,ELECTRICAL | 17 | INSULATION_MATL | INSULATION MATERIAL
2507 | 782 | CABLE ASSEMBLY,SPECIAL PURPOSE,ELECTRICAL | 18 | CABLE_SHIELD_TYPE | CABLE SHIELD TYPE
2508 | 782 | CABLE ASSEMBLY,SPECIAL PURPOSE,ELECTRICAL | 19 | CABLE_SHEATHING_TYPE | CABLE SHEATHING TYPE
2509 | 782 | CABLE ASSEMBLY,SPECIAL PURPOSE,ELECTRICAL | 20 | ENVIRON_PROT | ENVIRON PROTECTION
2519 | 782 | CABLE ASSEMBLY,SPECIAL PURPOSE,ELECTRICAL | 30 | CORE_DESIGNATION | CORE DESIGNATION
2520 | 782 | CABLE ASSEMBLY,SPECIAL PURPOSE,ELECTRICAL | 31 | SENSITIVITY | SENSITIVITY
2521 | 782 | CABLE ASSEMBLY,SPECIAL PURPOSE,ELECTRICAL | 32 | SCREEN_DATA | SCREEN DATA
2522
2536 | 789 | INSULATION SHEET,ELECTRICAL | 1 | SHORT_NAME | SHORT NAME | INSULATION,SHT
2538 | 789 | INSULATION SHEET,ELECTRICAL | 3 | TYPE | TYPE
2539 | 789 | INSULATION SHEET,ELECTRICAL | 4 | SIZE | SIZE
2541 | 789 | INSULATION SHEET,ELECTRICAL | 6 | THK | THICKNESS
2542 | 789 | INSULATION SHEET,ELECTRICAL | 7 | VOLTAGE | VOLTAGE RATING
2543 | 789 | INSULATION SHEET,ELECTRICAL | 8 | INSULATION_MATL | INSULATION MATERIAL
2544 | 789 | INSULATION SHEET,ELECTRICAL | 9 | INSULATION_COMPOSITION | INSULATION COMPOSITION
2545 | 789 | INSULATION SHEET,ELECTRICAL | 10 | INSULATION_COLOR | INSULATION COLOR
2553
2554 | 794 | MULTIMETER | 1 | SHORT_NAME | SHORT NAME | MULTIMETER
2556 | 794 | MULTIMETER | 3 | TYPE | TYPE
2557 | 794 | MULTIMETER | 4 | SIZE | SIZE
2558 | 794 | MULTIMETER | 5 | MEASUREMENT_DATA | MEASUREMENT DATA
2559 | 794 | MULTIMETER | 6 | VOLT_RANGE | VOLT RANGE
2560 | 794 | MULTIMETER | 7 | CURRENT_RANGE | CURRENT RANGE
2561 | 794 | MULTIMETER | 8 | FREQUENCY_RANGE | FREQUENCY RANGE
2562 | 794 | MULTIMETER | 9 | RESISTANCE_RANGE | RESISTANCE RANGE
2563 | 794 | MULTIMETER | 10 | RANGE_DATA | RANGE DATA
2564 | 794 | MULTIMETER | 11 | ACCURACY | ACCURACY
2565 | 794 | MULTIMETER | 12 | SENSITIVITY | SENSITIVITY
2566 | 794 | MULTIMETER | 13 | DISPLAY_TYPE | DISPLAY TYPE
2567 | 794 | MULTIMETER | 14 | OPER_METHOD | OPERATING METHOD
2568 | 794 | MULTIMETER | 15 | INTERFACE_DATA | INTERFACE DATA
2577
2578 | 798 | WIRE,ELECTRICAL | 1 | SHORT_NAME | SHORT NAME | WIRE,ELEC
2579 | 798 | WIRE,ELECTRICAL | 2 | WIRE_ELECT_TYPE | WIRE ELECTRICAL TYPE
2580 | 798 | WIRE,ELECTRICAL | 3 | BODY_LG | BODY LENGTH
2581 | 798 | WIRE,ELECTRICAL | 4 | BODY_OUTSIDE_DIA | BODY OUTSIDE DIA
2582 | 798 | WIRE,ELECTRICAL | 5 | VOLT_RTG | VOLTAGE RATING
2583 | 798 | WIRE,ELECTRICAL | 6 | CURRENT_RTG | CURRENT RATING
2584 | 798 | WIRE,ELECTRICAL | 7 | WIRE_ELECT_SHIELD_TYPE | WIRE ELECTRICAL SHIELD TYPE
2585 | 798 | WIRE,ELECTRICAL | 8 | WIRE_QTY | NUMBER OF WIRES
2586 | 798 | WIRE,ELECTRICAL | 9 | CONDUCTOR_DIA | CONDUCTOR DIAMETER
2587 | 798 | WIRE,ELECTRICAL | 10 | CONDUCTOR_MATL | CONDUCTOR MATERIAL
2588 | 798 | WIRE,ELECTRICAL | 11 | CONDUCTOR_RESTRAINT | CONDUCTOR RESTRAINT
2591 | 798 | WIRE,ELECTRICAL | 14 | COLOR | COLOR
2592 | 798 | WIRE,ELECTRICAL | 15 | INSULATION_MATL | INSULATION MATERIAL
2593 | 798 | WIRE,ELECTRICAL | 16 | MAX_OPER_TEMP | MAX OPERATING TEMPERATURE
2594 | 798 | WIRE,ELECTRICAL | 17 | MINI_OPER_TEMP | MINI OPERATING TEMPERATURE
2595 | 798 | WIRE,ELECTRICAL | 18 | SURFACE_TREATMENT | SURFACE TREATMENT
2597 | 798 | WIRE,ELECTRICAL | 20 | WIRE_ELECT_SHEATH_TYPE | WIRE ELECTRICAL SHEATH TYPE
2609 | 798 | WIRE,ELECTRICAL | 32 | CLASS | CLASS
2610
2611 | 830 | MOTOR-GENERATOR | 1 | SHORT_NAME | SHORT NAME | MOTOR-GENERATOR
2613 | 830 | MOTOR-GENERATOR | 3 | VOLTAGE | VOLTAGE RATING
2614 | 830 | MOTOR-GENERATOR | 4 | CURRENT | CURRENT
2615 | 830 | MOTOR-GENERATOR | 5 | POWER | POWER
2616 | 830 | MOTOR-GENERATOR | 6 | ROTATIONAL_SPEED | ROTATIONAL SPEED
2617 | 830 | MOTOR-GENERATOR | 7 | DUTY_RTG | DUTY RATING
2618 | 830 | MOTOR-GENERATOR | 8 | FREQUENCY | FREQUENCY
2619 | 830 | MOTOR-GENERATOR | 9 | NO_PHASES | NUMBER OF PHASES
2620 | 830 | MOTOR-GENERATOR | 10 | NO_POLES | NUMBER OF POLES
2621 | 830 | MOTOR-GENERATOR | 11 | WINDING_TYPE | WINDING TYPE
2622 | 830 | MOTOR-GENERATOR | 12 | GENERATOR_DESIGN_TYPE | GENERATOR DESIGN TYPE
2623 | 830 | MOTOR-GENERATOR | 13 | INSULATION_CLASS | INSULATION CLASS
2624 | 830 | MOTOR-GENERATOR | 14 | MOTOR_SERVICE_FACTOR | MOTOR SERVICE FACTOR
2625 | 830 | MOTOR-GENERATOR | 15 | MOTOR_SHAFT_SIZE | MOTOR SHAFT SIZE
2626 | 830 | MOTOR-GENERATOR | 16 | MOTOR_TYPE | MOTOR TYPE
2627 | 830 | MOTOR-GENERATOR | 17 | MTR_MTG_DATA | MTR MOUNTING DATA
2628 | 830 | MOTOR-GENERATOR | 18 | FRAME_NUMBER | FRAME NUMBER
2629 | 830 | MOTOR-GENERATOR | 19 | FRAME_MATL | FRAME MATERIAL
2631 | 830 | MOTOR-GENERATOR | 21 | ENVIRON_PROT | ENVIRON PROTECTION
2638
2658 | 835 | BRIDGE,IMPEDANCE | 1 | SHORT_NAME | SHORT NAME | BRIDGE,IMPEDANCE
2660 | 835 | BRIDGE,IMPEDANCE | 3 | TYPE | TYPE
2661 | 835 | BRIDGE,IMPEDANCE | 4 | CONNECTION_DATA | CONNECTION DATA
2662 | 835 | BRIDGE,IMPEDANCE | 5 | MEASUREMENT_RANGE | MEASUREMENT RANGE
2663 | 835 | BRIDGE,IMPEDANCE | 6 | MTG_DATA | MOUNTING DATA
2672
2673 | 864 | RIVET,BLIND | 1 | SHORT_NAME | SHORT NAME | RIVET,BLIND
2676 | 864 | RIVET,BLIND | 4 | TYPE | TYPE
2677 | 864 | RIVET,BLIND | 5 | RIVET_HEAD_DIA | RIVET HEAD DIAMETER
2678 | 864 | RIVET,BLIND | 6 | RIVET_SHANK_DIA | RIVET SHANK DIAMETER
2679 | 864 | RIVET,BLIND | 7 | RIVET_GRIP_LG | RIVET GRIP LENGTH
2680 | 864 | RIVET,BLIND | 8 | LG | LENGTH
2681 | 864 | RIVET,BLIND | 9 | MATL | MATERIAL
2682 | 864 | RIVET,BLIND | 10 | RIVET_HEAD_STYLE | RIVET HEAD STYLE
2690
2691 | 867 | INSULATION SLEEVING,ELECTRICAL | 1 | SHORT_NAME | SHORT NAME | INSULATION SLEEVING
2692 | 867 | INSULATION SLEEVING,ELECTRICAL | 2 | INSULATION_TUBE_SHAPE_STYLE | INSULATION TUBE SHAPE STYLE
2693 | 867 | INSULATION SLEEVING,ELECTRICAL | 3 | INSULATION_TUBE_TYPE | INSULATION TUBE TYPE
2694 | 867 | INSULATION SLEEVING,ELECTRICAL | 4 | NOM_DIA | NOMINAL DIAMETER
2695 | 867 | INSULATION SLEEVING,ELECTRICAL | 5 | BODY_LG | BODY LENGTH
2696 | 867 | INSULATION SLEEVING,ELECTRICAL | 6 | INSULATION_MATL | INSULATION MATERIAL
2697 | 867 | INSULATION SLEEVING,ELECTRICAL | 7 | INSULATION_VOLT | INSULATION VOLTAGE
2698 | 867 | INSULATION SLEEVING,ELECTRICAL | 8 | WALL_THK | WALL THICKNESS
2699 | 867 | INSULATION SLEEVING,ELECTRICAL | 9 | RECOVERED_WALL_THK | RECOVERED WALL THICKNESS
2700 | 867 | INSULATION SLEEVING,ELECTRICAL | 10 | RECOVERED_ID | RECOVERED ID
2701 | 867 | INSULATION SLEEVING,ELECTRICAL | 11 | EXPANDED_ID | EXPANDED ID
2702 | 867 | INSULATION SLEEVING,ELECTRICAL | 12 | EXPANDED_OD | EXPANDED OD
2703 | 867 | INSULATION SLEEVING,ELECTRICAL | 13 | MAX_OPER_TEMP | MAX OPERATING TEMPERATURE
2704 | 867 | INSULATION SLEEVING,ELECTRICAL | 14 | MINI_OPER_TEMP | MINI OPERATING TEMPERATURE
2705 | 867 | INSULATION SLEEVING,ELECTRICAL | 15 | INSULATION_COLOR | INSULATION COLOR
2717
2718 | 882 | STUFFING TUBE | 1 | SHORT_NAME | SHORT NAME | TUBE,STUFFING
2720 | 882 | STUFFING TUBE | 3 | TYPE | TYPE
2721 | 882 | STUFFING TUBE | 4 | MATL | MATERIAL
2722 | 882 | STUFFING TUBE | 5 | MOUNT_THD_SIZE | MOUNT THREAD SIZE
2723 | 882 | STUFFING TUBE | 6 | THROAT_DATA | THROAT DATA
2724 | 882 | STUFFING TUBE | 7 | CABLE_TYPE | CABLE TYPE
2725 | 882 | STUFFING TUBE | 8 | CABLE_RANGE | CABLE RANGE
2726 | 882 | STUFFING TUBE | 9 | FINISH | FINISH
2735
2736 | 904 | CONTROLLER,MOTOR | 1 | SHORT_NAME | SHORT NAME | CONTROLLER,MTR
2739 | 904 | CONTROLLER,MOTOR | 4 | TYPE | TYPE
2740 | 904 | CONTROLLER,MOTOR | 5 | SIZE | SIZE
2741 | 904 | CONTROLLER,MOTOR | 6 | VOLTAGE | VOLTAGE RATING
2742 | 904 | CONTROLLER,MOTOR | 7 | POWER | POWER
2743 | 904 | CONTROLLER,MOTOR | 8 | ARMATURE_OUTPUT | ARMATURE OUTPUT
2744 | 904 | CONTROLLER,MOTOR | 9 | ELECT_CONN_DATA | ELECTRICAL CONNECTION DATA
2745 | 904 | CONTROLLER,MOTOR | 10 | INPUT_DATA | INPUT DATA
2746 | 904 | CONTROLLER,MOTOR | 11 | OUTPUT_DATA | OUTPUT DATA
2747 | 904 | CONTROLLER,MOTOR | 12 | FIELD_OUTPUT | FIELD OUTPUT
2748 | 904 | CONTROLLER,MOTOR | 13 | CONTROLLER_DATA | CONTROLLER DATA
2749 | 904 | CONTROLLER,MOTOR | 14 | MTG_DATA | MOUNTING DATA
2752 | 904 | CONTROLLER,MOTOR | 17 | ENVIRON_PROT | ENVIRON PROTECTION
2759
2760 | 905 | STARTER,MOTOR | 1 | SHORT_NAME | SHORT NAME | STARTER,MOTOR
2761 | 905 | STARTER,MOTOR | 2 | STARTER_MOTOR_SPECIFIC_USE | STARTER MOTOR SPECIFIC USE
2762 | 905 | STARTER,MOTOR | 3 | STARTER_MOTOR_CTRL_TYPE | STARTER MOTOR CONTROL TYPE
2763 | 905 | STARTER,MOTOR | 4 | STARTER_MOTOR_PERFORMANCE_TYPE | STARTER MOTOR PERFORMANCE TYPE
2764 | 905 | STARTER,MOTOR | 5 | STARTER_MOTOR_ACTUATION_TYPE | STARTER MOTOR ACTUATION TYPE
2765 | 905 | STARTER,MOTOR | 6 | BODY_WIDTH | BODY WIDTH
2766 | 905 | STARTER,MOTOR | 7 | BODY_HEIGHT | BODY HEIGHT
2767 | 905 | STARTER,MOTOR | 8 | BODY_LG | BODY LENGTH
2768 | 905 | STARTER,MOTOR | 9 | NEMA_SIZE | NEMA SIZE
2769 | 905 | STARTER,MOTOR | 10 | COIL_VOLT | COIL VOLT
2770 | 905 | STARTER,MOTOR | 11 | CURRENT_RTG | CURRENT RATING
2771 | 905 | STARTER,MOTOR | 12 | POWER_RTG | POWER RATING
2772 | 905 | STARTER,MOTOR | 13 | PHASE | PHASE
2773 | 905 | STARTER,MOTOR | 14 | FREQUENCY | FREQUENCY
2774 | 905 | STARTER,MOTOR | 15 | AUX_CONTACT_TYPE | AUXILIARY CONTACT TYPE
2775 | 905 | STARTER,MOTOR | 16 | ENVIRON_PROT | ENVIRON PROTECTION
2776 | 905 | STARTER,MOTOR | 17 | INCLOSURE_FEATURES | INCLOSURE FEATURES
2777 | 905 | STARTER,MOTOR | 18 | LOAD_PROT_TYPE | LOAD PROT TYPE
2778 | 905 | STARTER,MOTOR | 19 | MTG_METHOD | MOUNTING METHOD
2788 | 905 | STARTER,MOTOR | 29 | ELECT_DATA | ELECTRICAL RATING
2789
2790 | 906 | CONTROL-MONITOR | 1 | SHORT_NAME | SHORT NAME | CONTROL-MONITOR
2792 | 906 | CONTROL-MONITOR | 3 | TYPE | TYPE
2793 | 906 | CONTROL-MONITOR | 4 | INPUT_DATA | INPUT DATA
2794 | 906 | CONTROL-MONITOR | 5 | OUTPUT_DATA | OUTPUT DATA
2795 | 906 | CONTROL-MONITOR | 6 | ELECT_DATA | ELECTRICAL RATING
2796 | 906 | CONTROL-MONITOR | 7 | NO_CHANNELS | NUMBER OF CHANNELS
2797 | 906 | CONTROL-MONITOR | 8 | DISPLAY_TYPE | DISPLAY TYPE
2798 | 906 | CONTROL-MONITOR | 9 | FREQUENCY | FREQUENCY
2799 | 906 | CONTROL-MONITOR | 10 | OPER_CURRENT | OPERATING CURRENT
2800 | 906 | CONTROL-MONITOR | 11 | MTG_DATA | MOUNTING DATA
2801 | 906 | CONTROL-MONITOR | 12 | ELECT_CONN_DATA | ELECTRICAL CONNECTION DATA
2802 | 906 | CONTROL-MONITOR | 13 | OPER_METHOD | OPERATING METHOD
2811
2812 | 908 | CONTROL-INDICATOR | 1 | SHORT_NAME | SHORT NAME | CONTROL-INDICATOR
2814 | 908 | CONTROL-INDICATOR | 3 | TYPE | TYPE
2815 | 908 | CONTROL-INDICATOR | 4 | SHAPE | SHAPE
2816 | 908 | CONTROL-INDICATOR | 5 | SIZE | SIZE
2817 | 908 | CONTROL-INDICATOR | 6 | FUNCT | FUNCTION
2818 | 908 | CONTROL-INDICATOR | 7 | INPUT_DATA | INPUT DATA
2819 | 908 | CONTROL-INDICATOR | 8 | OUTPUT_DATA | OUTPUT DATA
2820 | 908 | CONTROL-INDICATOR | 9 | ACCURACY | ACCURACY
2821 | 908 | CONTROL-INDICATOR | 10 | ELECT_DATA | ELECTRICAL RATING
2822 | 908 | CONTROL-INDICATOR | 11 | FREQUENCY | FREQUENCY
2823 | 908 | CONTROL-INDICATOR | 12 | RANGE | RANGE
2824 | 908 | CONTROL-INDICATOR | 13 | PRESSURE | PRESSURE
2825 | 908 | CONTROL-INDICATOR | 14 | NO_CHANNELS | NUMBER OF CHANNELS
2826 | 908 | CONTROL-INDICATOR | 15 | CONNECTION_DATA | CONNECTION DATA
2827 | 908 | CONTROL-INDICATOR | 16 | CTRL_TYPE | CONTROL TYPE
2828 | 908 | CONTROL-INDICATOR | 17 | DISPLAY_DATA | DISPLAY DATA
2829 | 908 | CONTROL-INDICATOR | 18 | ELECT_CONN_DATA | ELECTRICAL CONNECTION DATA
2830 | 908 | CONTROL-INDICATOR | 19 | OPER_METHOD | OPERATING METHOD
2831 | 908 | CONTROL-INDICATOR | 20 | TEMPERATURE | TEMPERATURE
2833 | 908 | CONTROL-INDICATOR | 22 | MTG_DATA | MOUNTING DATA
2841
2842 | 910 | CONTROL,ALARM | 1 | SHORT_NAME | SHORT NAME | CONTROL,ALARM
2844 | 910 | CONTROL,ALARM | 3 | TYPE | TYPE
2845 | 910 | CONTROL,ALARM | 4 | VOLTAGE | VOLTAGE RATING
2846 | 910 | CONTROL,ALARM | 5 | CURRENT | CURRENT
2847 | 910 | CONTROL,ALARM | 6 | INPUT_DATA | INPUT DATA
2848 | 910 | CONTROL,ALARM | 7 | OUTPUT_DATA | OUTPUT DATA
2849 | 910 | CONTROL,ALARM | 8 | CONNECTION_DATA | CONNECTION DATA
2850 | 910 | CONTROL,ALARM | 9 | MTG_DATA | MOUNTING DATA
2858
2859 | 927 | CONTROL,INTERLOCK | 1 | SHORT_NAME | SHORT NAME | CONTROL,INTERLOCK
2861 | 927 | CONTROL,INTERLOCK | 3 | TYPE | TYPE
2862 | 927 | CONTROL,INTERLOCK | 4 | SIZE | SIZE
2863 | 927 | CONTROL,INTERLOCK | 5 | FUNCT | FUNCTION
2866 | 927 | CONTROL,INTERLOCK | 8 | INPUT_DATA | INPUT DATA
2867 | 927 | CONTROL,INTERLOCK | 9 | OUTPUT_DATA | OUTPUT DATA
2868 | 927 | CONTROL,INTERLOCK | 10 | CTRL_DATA | CONTROL DATA
2869 | 927 | CONTROL,INTERLOCK | 11 | CONTACT_DATA | CONTACT DATA
2870 | 927 | CONTROL,INTERLOCK | 12 | CONNECTION_DATA | CONNECTION DATA
2871 | 927 | CONTROL,INTERLOCK | 13 | NO_POLES | NUMBER OF POLES
2872 | 927 | CONTROL,INTERLOCK | 14 | OPER_METHOD | OPERATING METHOD
2874 | 927 | CONTROL,INTERLOCK | 16 | SWITCH_DATA | SWITCH DATA
2875 | 927 | CONTROL,INTERLOCK | 17 | MTG_DATA | MOUNTING DATA
2882
2883 | 932 | CONTROL,POWER SUPPLY | 1 | SHORT_NAME | SHORT NAME | CONTROL,POWER SUPPLY
2885 | 932 | CONTROL,POWER SUPPLY | 3 | TYPE | TYPE
2886 | 932 | CONTROL,POWER SUPPLY | 4 | SIZE | SIZE
2887 | 932 | CONTROL,POWER SUPPLY | 5 | BODY_MATL | BODY MATERIAL
2888 | 932 | CONTROL,POWER SUPPLY | 6 | INPUT_DATA | INPUT DATA
2889 | 932 | CONTROL,POWER SUPPLY | 7 | OUTPUT_DATA | OUTPUT DATA
2890 | 932 | CONTROL,POWER SUPPLY | 8 | ELECT_DATA | ELECTRICAL RATING
2891 | 932 | CONTROL,POWER SUPPLY | 9 | ELECT_CONN_DATA | ELECTRICAL CONNECTION DATA
2892 | 932 | CONTROL,POWER SUPPLY | 10 | CTRL_RANGE | CONTROL RANGE
2893 | 932 | CONTROL,POWER SUPPLY | 11 | CONTROLLER_DATA | CONTROLLER DATA
2894 | 932 | CONTROL,POWER SUPPLY | 12 | MTG_DATA | MOUNTING DATA
2901
2953 | 1102 | GEARCASE-MOTOR | 1 | SHORT_NAME | SHORT NAME | GEARMOTOR
2955 | 1102 | GEARCASE-MOTOR | 3 | TYPE | TYPE
2956 | 1102 | GEARCASE-MOTOR | 4 | MATL | MATERIAL
2957 | 1102 | GEARCASE-MOTOR | 5 | SIZE | SIZE
2958 | 1102 | GEARCASE-MOTOR | 6 | VOLTAGE | VOLTAGE RATING
2959 | 1102 | GEARCASE-MOTOR | 7 | CURRENT | CURRENT
2960 | 1102 | GEARCASE-MOTOR | 8 | POWER | POWER
2961 | 1102 | GEARCASE-MOTOR | 9 | PHASE | PHASE
2962 | 1102 | GEARCASE-MOTOR | 10 | FREQUENCY | FREQUENCY
2963 | 1102 | GEARCASE-MOTOR | 11 | MOTOR_RPM | MOTOR SPEED RATING
2964 | 1102 | GEARCASE-MOTOR | 12 | GEARCASE_RATIO | GEARCASE RATIO
2965 | 1102 | GEARCASE-MOTOR | 13 | OUTPUT_SPEED | OUTPUT SPEED
2966 | 1102 | GEARCASE-MOTOR | 14 | WINDING_TYPE | WINDING TYPE
2967 | 1102 | GEARCASE-MOTOR | 15 | SERVICE_FACTOR | SERVICE FACTOR
2968 | 1102 | GEARCASE-MOTOR | 16 | INSULATION_DATA | INSULATION DATA
2969 | 1102 | GEARCASE-MOTOR | 17 | SHAFT_SIZE | SHAFT SIZE
2970 | 1102 | GEARCASE-MOTOR | 18 | SHAFT_END_CHAR | SHAFT END CHAR
2971 | 1102 | GEARCASE-MOTOR | 19 | FRAME_DATA | FRAME DATA
2972 | 1102 | GEARCASE-MOTOR | 20 | MTG_DATA | MOUNTING DATA
2981
2982 | 1105 | AMPLIFIER ASSEMBLY | 1 | SHORT_NAME | SHORT NAME | AMPLIFIER ASSY
2984 | 1105 | AMPLIFIER ASSEMBLY | 3 | TYPE | TYPE
2985 | 1105 | AMPLIFIER ASSEMBLY | 4 | SIZE | SIZE
2986 | 1105 | AMPLIFIER ASSEMBLY | 5 | POWER | POWER
2987 | 1105 | AMPLIFIER ASSEMBLY | 6 | INPUT_DATA | INPUT DATA
2988 | 1105 | AMPLIFIER ASSEMBLY | 7 | OUTPUT_DATA | OUTPUT DATA
2989 | 1105 | AMPLIFIER ASSEMBLY | 8 | ELECT_DATA | ELECTRICAL RATING
2990 | 1105 | AMPLIFIER ASSEMBLY | 9 | FREQUENCY | FREQUENCY
2991 | 1105 | AMPLIFIER ASSEMBLY | 10 | OPER_CURRENT | OPERATING CURRENT
2992 | 1105 | AMPLIFIER ASSEMBLY | 11 | ELECT_CONN_DATA | ELECTRICAL CONNECTION DATA
2993 | 1105 | AMPLIFIER ASSEMBLY | 12 | MTG_DATA | MOUNTING DATA
3001
3020 | 1847 | BOLT,MACHINE | 1 | SHORT_NAME | SHORT NAME | BOLT,MACH
3021 | 1847 | BOLT,MACHINE | 2 | BOLT_TYPE | BOLT TYPE
3022 | 1847 | BOLT,MACHINE | 3 | BOLT_USE | BOLT USE
3023 | 1847 | BOLT,MACHINE | 4 | BOLT_SHAPE_STYLE | BOLT SHAPE STYLE
3024 | 1847 | BOLT,MACHINE | 5 | DIAMETER | DIAMETER
3025 | 1847 | BOLT,MACHINE | 6 | LG | LENGTH
3026 | 1847 | BOLT,MACHINE | 7 | BOLT_HEAD_STYLE | BOLT HEAD STYLE
3027 | 1847 | BOLT,MACHINE | 8 | HEAD_HEIGHT | HEAD HEIGHT
3028 | 1847 | BOLT,MACHINE | 9 | HEAD_WIDTH | HEAD WIDTH
3029 | 1847 | BOLT,MACHINE | 10 | NECK_WIDTH | NECK WIDTH
3030 | 1847 | BOLT,MACHINE | 11 | NECK_LENGTH | NECK LENGTH
3031 | 1847 | BOLT,MACHINE | 12 | SHOULDER_STYLE | SHOULDER STYLE
3032 | 1847 | BOLT,MACHINE | 13 | SHOULDER_DIAMETER | SHOULDER DIAMETER
3035 | 1847 | BOLT,MACHINE | 16 | THDS_PER_IN | THREADS PER INCH
3036 | 1847 | BOLT,MACHINE | 17 | THREAD_STYLE | THREAD STYLE
3037 | 1847 | BOLT,MACHINE | 18 | THREAD_SERIES | THREAD SERIES
3038 | 1847 | BOLT,MACHINE | 19 | THREAD_SIZE | THREAD SIZE
3039 | 1847 | BOLT,MACHINE | 20 | THREAD_PITCH | THREAD PITCH
3040 | 1847 | BOLT,MACHINE | 21 | THREAD_DIRECTION | THREAD DIRECTION
3041 | 1847 | BOLT,MACHINE | 22 | THREAD_LENGTH | THREAD LENGTH
3042 | 1847 | BOLT,MACHINE | 23 | THREAD_ANGLE | THREAD ANGLE
3043 | 1847 | BOLT,MACHINE | 24 | BOLT_MATL | BOLT MATERIAL
3044 | 1847 | BOLT,MACHINE | 25 | STRENGTH_GRADE | STRENGTH GRADE
3045 | 1847 | BOLT,MACHINE | 26 | HARDNESS_RATING | HARDNESS RATING
3046 | 1847 | BOLT,MACHINE | 27 | MINIMUM_TENSILE_STRENGTH | MINIMUM TENSILE STRENGTH
3048 | 1847 | BOLT,MACHINE | 29 | BOLT_LOCKING_METHOD | BOLT LOCKING METHOD
3049 | 1847 | BOLT,MACHINE | 30 | BOLT_HOLE_CONFIGURATION_STYLE | BOLT HOLE CONFIGURATION STYLE
3051 | 1847 | BOLT,MACHINE | 32 | HOLE_DIAMETER | HOLE DIAMETER
3054 | 1847 | BOLT,MACHINE | 35 | PRIMARY_WASHER_STYLE | PRIMARY WASHER STYLE
3055 | 1847 | BOLT,MACHINE | 36 | SECONDARY_WASHER_STYLE | SECONDARY WASHER STYLE
3056 | 1847 | BOLT,MACHINE | 37 | SURFACE_TREATMENT | SURFACE TREATMENT
3060
3061 | 1857 | NUT,PLAIN,HEXAGON | 1 | SHORT_NAME | SHORT NAME | NUT
3062 | 1857 | NUT,PLAIN,HEXAGON | 2 | NUT_TYPE | NUT TYPE
3063 | 1857 | NUT,PLAIN,HEXAGON | 3 | NUT_USE | NUT USE
3064 | 1857 | NUT,PLAIN,HEXAGON | 4 | NUT_SHAPE_STYLE | NUT SHAPE STYLE
3065 | 1857 | NUT,PLAIN,HEXAGON | 5 | DIAMETER | DIAMETER
3066 | 1857 | NUT,PLAIN,HEXAGON | 6 | SIZE | SIZE
3068 | 1857 | NUT,PLAIN,HEXAGON | 8 | WIDTH_ACROSS_CORNER | WIDTH ACROSS CORNER
3069 | 1857 | NUT,PLAIN,HEXAGON | 9 | NUT_MATL | NUT MATERIAL
3070 | 1857 | NUT,PLAIN,HEXAGON | 10 | THDS_PER_IN | THREADS PER INCH
3071 | 1857 | NUT,PLAIN,HEXAGON | 11 | THREAD_SERIES | THREAD SERIES
3072 | 1857 | NUT,PLAIN,HEXAGON | 12 | THREAD_SIZE | THREAD SIZE
3073 | 1857 | NUT,PLAIN,HEXAGON | 13 | THREAD_DIRECTION | THREAD DIRECTION
3075 | 1857 | NUT,PLAIN,HEXAGON | 15 | THREAD_PITCH | THREAD PITCH
3076 | 1857 | NUT,PLAIN,HEXAGON | 16 | NUT_LOCKING_METHOD | NUT LOCKING METHOD
3077 | 1857 | NUT,PLAIN,HEXAGON | 17 | HARDNESS_RATING | HARDNESS RATING
3078 | 1857 | NUT,PLAIN,HEXAGON | 18 | STRENGTH_GRADE | STRENGTH GRADE
3081 | 1857 | NUT,PLAIN,HEXAGON | 21 | NUT_HEAD_STYLE | NUT HEAD STYLE
3085 | 1857 | NUT,PLAIN,HEXAGON | 25 | INTERNAL_DRIVE_STYLE | INTERNAL DRIVE STYLE
3087 | 1857 | NUT,PLAIN,HEXAGON | 27 | NUT_MOUNTING_STYLE | NUT MOUNTING STYLE
3090 | 1857 | NUT,PLAIN,HEXAGON | 30 | MAX_OPER_TEMP | MAX OPERATING TEMPERATURE
3091 | 1857 | NUT,PLAIN,HEXAGON | 31 | MAX_OPER_PRESS | MAX OPERATING PRESSURE
3092 | 1857 | NUT,PLAIN,HEXAGON | 32 | WASHER_INSIDE_DIA | WASHER INSIDE DIAMETER
3093 | 1857 | NUT,PLAIN,HEXAGON | 33 | WASHER_OUTSIDE_DIA | WASHER OUTSIDE DIAMETER
3094 | 1857 | NUT,PLAIN,HEXAGON | 34 | WASHER_THK | WASHER THICKNESS
3095 | 1857 | NUT,PLAIN,HEXAGON | 35 | WASHER_MATL | WASHER MATERIAL
3096 | 1857 | NUT,PLAIN,HEXAGON | 36 | SURFACE_TREATMENT | SURFACE TREATMENT
3101
3102 | 1870 | CONTROL,ELECTRIC LIGHT | 1 | SHORT_NAME | SHORT NAME | CONTROL,ELECTRIC LIGHT
3104 | 1870 | CONTROL,ELECTRIC LIGHT | 3 | TYPE | TYPE
3105 | 1870 | CONTROL,ELECTRIC LIGHT | 4 | SIZE | SIZE
3106 | 1870 | CONTROL,ELECTRIC LIGHT | 5 | VOLTAGE | VOLTAGE RATING
3107 | 1870 | CONTROL,ELECTRIC LIGHT | 6 | CURRENT | CURRENT
3108 | 1870 | CONTROL,ELECTRIC LIGHT | 7 | CONNECTION_DATA | CONNECTION DATA
3109 | 1870 | CONTROL,ELECTRIC LIGHT | 8 | MTG_DATA | MOUNTING DATA
3117
3135 | 1916 | DETECTOR,WIND DIRECTION AND SPEED | 1 | SHORT_NAME | SHORT NAME | DETECTOR,WIND & SPEED
3137 | 1916 | DETECTOR,WIND DIRECTION AND SPEED | 3 | TYPE | TYPE
3138 | 1916 | DETECTOR,WIND DIRECTION AND SPEED | 4 | SIZE | SIZE
3139 | 1916 | DETECTOR,WIND DIRECTION AND SPEED | 5 | MATL | MATERIAL
3140 | 1916 | DETECTOR,WIND DIRECTION AND SPEED | 6 | MEASUREMENT_RANGE | MEASUREMENT RANGE
3141 | 1916 | DETECTOR,WIND DIRECTION AND SPEED | 7 | OUTPUT_DATA | OUTPUT DATA
3142 | 1916 | DETECTOR,WIND DIRECTION AND SPEED | 8 | MTG_DATA | MOUNTING DATA
3149
3150 | 1938 | CONNECTOR,PLUG,ELECTRICAL | 1 | SHORT_NAME | SHORT NAME | CONNECTOR,PLUG
3151 | 1938 | CONNECTOR,PLUG,ELECTRICAL | 2 | CONNECTOR_PLUG_SHAPE_STYLE | CONNECTOR PLUG SHAPE STYLE
3152 | 1938 | CONNECTOR,PLUG,ELECTRICAL | 3 | CONNECTOR_PLUG_SPECIFIC_USE | CONNECTOR PLUG SPECIFIC USE
3153 | 1938 | CONNECTOR,PLUG,ELECTRICAL | 4 | CONNECTOR_PLUG_TYPE | CONNECTOR PLUG TYPE
3154 | 1938 | CONNECTOR,PLUG,ELECTRICAL | 5 | BODY_HEIGHT | BODY HEIGHT
3155 | 1938 | CONNECTOR,PLUG,ELECTRICAL | 6 | BODY_DEPTH | BODY DEPTH
3156 | 1938 | CONNECTOR,PLUG,ELECTRICAL | 7 | BODY_WIDTH | BODY WIDTH
3157 | 1938 | CONNECTOR,PLUG,ELECTRICAL | 8 | CONNECTOR_PLUG_MATL | CONNECTOR PLUG MATERIAL
3158 | 1938 | CONNECTOR,PLUG,ELECTRICAL | 9 | VOLT_RTG | VOLTAGE RATING
3159 | 1938 | CONNECTOR,PLUG,ELECTRICAL | 10 | CURRENT_RTG | CURRENT RATING
3160 | 1938 | CONNECTOR,PLUG,ELECTRICAL | 11 | CONTACT_QTY | NUMBER OF CONTACTS
3161 | 1938 | CONNECTOR,PLUG,ELECTRICAL | 12 | CONNECTOR_PLUG_CONN_TYPE | CONNECTOR PLUG CONNECTION TYPE
3164 | 1938 | CONNECTOR,PLUG,ELECTRICAL | 15 | CABLE_STRAIN_RELIEF_METHOD | CABLE STRAIN RELIEF METHOD
3165 | 1938 | CONNECTOR,PLUG,ELECTRICAL | 16 | TERMINAL_TYPE | TERMINAL TYPE
3166 | 1938 | CONNECTOR,PLUG,ELECTRICAL | 17 | SHELL_WIDTH | SHELL WIDTH
3169 | 1938 | CONNECTOR,PLUG,ELECTRICAL | 20 | SHELL_MATL | SHELL MATERIAL
3170 | 1938 | CONNECTOR,PLUG,ELECTRICAL | 21 | SHELL_COLOR | SHELL COLOR
3171 | 1938 | CONNECTOR,PLUG,ELECTRICAL | 22 | SURFACE_TREATMENT | SURFACE TREATMENT
3173 | 1938 | CONNECTOR,PLUG,ELECTRICAL | 24 | ENVIRON_PROT | ENVIRON PROTECTION
3182
3201 | 2054 | LATCH,SWITCH | 1 | SHORT_NAME | SHORT NAME | LATCH,SWTCH
3204 | 2054 | LATCH,SWITCH | 4 | TYPE | TYPE
3205 | 2054 | LATCH,SWITCH | 5 | MATL | MATERIAL
3206 | 2054 | LATCH,SWITCH | 6 | MTG_DATA | MOUNTING DATA
3213
3214 | 2075 | THERMAL RELEASE,CIRCUIT BREAKER | 1 | SHORT_NAME | SHORT NAME | BREAKER,CIRCUIT,THERMAL
3216 | 2075 | THERMAL RELEASE,CIRCUIT BREAKER | 3 | TYPE | TYPE
3217 | 2075 | THERMAL RELEASE,CIRCUIT BREAKER | 4 | VOLTAGE | VOLTAGE RATING
3218 | 2075 | THERMAL RELEASE,CIRCUIT BREAKER | 5 | CURRENT | CURRENT
3219 | 2075 | THERMAL RELEASE,CIRCUIT BREAKER | 6 | BREAK_CAPACITY | BREAK CAPACITY
3220 | 2075 | THERMAL RELEASE,CIRCUIT BREAKER | 7 | FREQUENCY | FREQUENCY
3221 | 2075 | THERMAL RELEASE,CIRCUIT BREAKER | 8 | ELECT_DATA | ELECTRICAL RATING
3222 | 2075 | THERMAL RELEASE,CIRCUIT BREAKER | 9 | CIRCUIT_BREAKER_DATA | CIRCUIT BREAKER DATA
3223 | 2075 | THERMAL RELEASE,CIRCUIT BREAKER | 10 | THERM_RANGE | THERMAL RANGE
3224 | 2075 | THERMAL RELEASE,CIRCUIT BREAKER | 11 | TRIP_COIL_VOLT | TRIP COIL VOLTAGE
3225 | 2075 | THERMAL RELEASE,CIRCUIT BREAKER | 12 | MAG_RESPONSE_CURRENT | MAG RESPONSE CURRENT
3226 | 2075 | THERMAL RELEASE,CIRCUIT BREAKER | 13 | POLE_DATA | POLE DATA
3227 | 2075 | THERMAL RELEASE,CIRCUIT BREAKER | 14 | TERMINAL_DATA | TERMINAL DATA
3228 | 2075 | THERMAL RELEASE,CIRCUIT BREAKER | 15 | RESET_METHOD | RESET METHOD
3229 | 2075 | THERMAL RELEASE,CIRCUIT BREAKER | 16 | MTG_DATA | MOUNTING DATA
3231 | 2075 | THERMAL RELEASE,CIRCUIT BREAKER | 18 | ENVIRON_PROT | ENVIRON PROTECTION
3238
3239 | 2134 | SWITCH,ROTARY | 1 | SHORT_NAME | SHORT NAME | SWITCH,RTRY
3240 | 2134 | SWITCH,ROTARY | 2 | SWITCH_ROTARY_SHAPE_STYLE | SWITCH ROTARY SHAPE STYLE
3241 | 2134 | SWITCH,ROTARY | 3 | BODY_WIDTH | BODY WIDTH
3242 | 2134 | SWITCH,ROTARY | 4 | BODY_HEIGHT | BODY HEIGHT
3243 | 2134 | SWITCH,ROTARY | 5 | BODY_DEPTH | BODY DEPTH
3244 | 2134 | SWITCH,ROTARY | 6 | SWITCH_ROTARY_SHAFT_TYPE | SWITCH ROTARY SHAFT TYPE
3245 | 2134 | SWITCH,ROTARY | 7 | SHAFT_DIA | SHAFT DIA
3246 | 2134 | SWITCH,ROTARY | 8 | SHAFT_LG | SHAFT LENGTH
3247 | 2134 | SWITCH,ROTARY | 9 | POWER_RTG | POWER RATING
3248 | 2134 | SWITCH,ROTARY | 10 | VOLT_RTG | VOLTAGE RATING
3249 | 2134 | SWITCH,ROTARY | 11 | CURRENT_RTG | CURRENT RATING
3250 | 2134 | SWITCH,ROTARY | 12 | INPUT_VOLT | INPUT VOLTAGE
3251 | 2134 | SWITCH,ROTARY | 13 | NO_POLES | NUMBER OF POLES
3252 | 2134 | SWITCH,ROTARY | 14 | NO_POSITIONS | NUMBER OF POSITIONS
3254 | 2134 | SWITCH,ROTARY | 16 | INSULATION_RESISTANCE | INSULATION RESISTANCE
3255 | 2134 | SWITCH,ROTARY | 17 | CONTACT_TYPE | CONTACT TYPE
3256 | 2134 | SWITCH,ROTARY | 18 | TRUTH_TABLE | TRUTH TABLE
3257 | 2134 | SWITCH,ROTARY | 19 | ACTUATOR_STYLE | ACTUATOR STYLE
3258 | 2134 | SWITCH,ROTARY | 20 | TERMINAL_TYPE | TERMINAL TYPE
3259 | 2134 | SWITCH,ROTARY | 21 | ENVIRON_PROT | ENVIRON PROTECTION
3260 | 2134 | SWITCH,ROTARY | 22 | MTG_METHOD | MOUNTING METHOD
3270 | 2134 | SWITCH,ROTARY | 32 | BUTTON_TYPE | BUTTON TYPE
3271
3272 | 2378 | KEY,MACHINE | 1 | SHORT_NAME | SHORT NAME | KEY,MACH
3273 | 2378 | KEY,MACHINE | 2 | KEY_TYPE | KEY TYPE
3274 | 2378 | KEY,MACHINE | 3 | KEY_SHAPE_STYLE | KEY SHAPE STYLE
3275 | 2378 | KEY,MACHINE | 4 | SIZE | SIZE
3278 | 2378 | KEY,MACHINE | 7 | TOLERANCE | TOLERANCE
3279 | 2378 | KEY,MACHINE | 8 | KEY_MATL | KEY MATERIAL
3280 | 2378 | KEY,MACHINE | 9 | KEY_HEAD_STYLE | KEY HEAD STYLE
3281 | 2378 | KEY,MACHINE | 10 | TAPER | TAPER
3286 | 2378 | KEY,MACHINE | 15 | MTG_HOLE_DIA | MOUNTING HOLE DIA
3289 | 2378 | KEY,MACHINE | 18 | SURFACE_TREATMENT | SURFACE TREATMENT
3301
3302 | 2390 | PIN,STRAIGHT,HEADLESS | 1 | SHORT_NAME | SHORT NAME | PIN,DOWEL
3303 | 2390 | PIN,STRAIGHT,HEADLESS | 2 | PIN_TYPE | PIN TYPE
3304 | 2390 | PIN,STRAIGHT,HEADLESS | 3 | PIN_USE | PIN USE
3305 | 2390 | PIN,STRAIGHT,HEADLESS | 4 | PIN_SHAPE_STYLE | PIN SHAPE STYLE
3306 | 2390 | PIN,STRAIGHT,HEADLESS | 5 | DIA | DIAMETER
3307 | 2390 | PIN,STRAIGHT,HEADLESS | 6 | INSIDE_DIA | INSIDE DIAMETER
3308 | 2390 | PIN,STRAIGHT,HEADLESS | 7 | LARGE_END_DIA | LARGE END DIAMETER
3309 | 2390 | PIN,STRAIGHT,HEADLESS | 8 | SMALL_END_DIA | SMALL END DIAMETER
3310 | 2390 | PIN,STRAIGHT,HEADLESS | 9 | PIN_GRIP_LG | PIN GRIP LENGTH
3311 | 2390 | PIN,STRAIGHT,HEADLESS | 10 | LG | LENGTH
3312 | 2390 | PIN,STRAIGHT,HEADLESS | 11 | PIN_MATL | PIN MATERIAL
3313 | 2390 | PIN,STRAIGHT,HEADLESS | 12 | HEAT_TREATMENT | HEAT TREATMENT
3314 | 2390 | PIN,STRAIGHT,HEADLESS | 13 | HARDNESS_RATING | HARDNESS RATING
3315 | 2390 | PIN,STRAIGHT,HEADLESS | 14 | SHEAR_STRENGTH | SHEAR STRENGTH
3316 | 2390 | PIN,STRAIGHT,HEADLESS | 15 | PIN_HEAD_STYLE | PIN HEAD STYLE
3321 | 2390 | PIN,STRAIGHT,HEADLESS | 20 | PIN_MTG_HOLE_TYPE | PIN MTG HOLE TYPE
3322 | 2390 | PIN,STRAIGHT,HEADLESS | 21 | MTG_HOLE_DIA | MOUNTING HOLE DIA
3323 | 2390 | PIN,STRAIGHT,HEADLESS | 22 | THREAD_SERIES | THREAD SERIES
3325 | 2390 | PIN,STRAIGHT,HEADLESS | 24 | THREAD_PITCH | THREAD PITCH
3327 | 2390 | PIN,STRAIGHT,HEADLESS | 26 | THREAD_LENGTH | THREAD LENGTH
3328 | 2390 | PIN,STRAIGHT,HEADLESS | 27 | PIN_POINT_TYPE | PIN POINT TYPE
3330 | 2390 | PIN,STRAIGHT,HEADLESS | 29 | SURFACE_TREATMENT | SURFACE TREATMENT
3340
3341 | 2423 | WIRE FABRIC | 1 | SHORT_NAME | SHORT NAME | WIRE,FABRIC
3342 | 2423 | WIRE FABRIC | 2 | WIRE_FABRIC_TYPE | WIRE FABRIC TYPE
3343 | 2423 | WIRE FABRIC | 3 | BODY_WIDTH | BODY WIDTH
3344 | 2423 | WIRE FABRIC | 4 | BODY_HEIGHT | BODY HEIGHT
3345 | 2423 | WIRE FABRIC | 5 | BODY_LG | BODY LENGTH
3346 | 2423 | WIRE FABRIC | 6 | BODY_DIA | BODY DIA
3347 | 2423 | WIRE FABRIC | 7 | BODY_THK | BODY THK
3348 | 2423 | WIRE FABRIC | 8 | WIRE_FABRIC_MATL | WIRE FABRIC MATERIAL
3349 | 2423 | WIRE FABRIC | 9 | MESH_WIDTH_LG | MESH WIDTH LENGTH
3350 | 2423 | WIRE FABRIC | 10 | MESH_DEPTH_LG | MESH DEPTH LENGTH
3351 | 2423 | WIRE FABRIC | 11 | MESH_DIA | MESH DIA
3352 | 2423 | WIRE FABRIC | 12 | MESH_SHAPE_STYLE | MESH SHAPE STYLE
3353 | 2423 | WIRE FABRIC | 13 | WIRE_DIA | WIRE DIAMETER
3354 | 2423 | WIRE FABRIC | 14 | WIRE_FABRIC_FABRICATION_METHOD | WIRE FABRIC FABRICATION METHOD
3355 | 2423 | WIRE FABRIC | 15 | SURFACE_TREATMENT | SURFACE TREATMENT
3356 | 2423 | WIRE FABRIC | 16 | BODY_COLOR | BODY COLOR
3357 | 2423 | WIRE FABRIC | 17 | WIRE_FABRIC_WEAVE_TYPE | WIRE FABRIC WEAVE TYPE
3359 | 2423 | WIRE FABRIC | 19 | EDGE_TYPE | EDGE TYPE
3368
3383 | 2474 | RING,ELECTRICAL CONTACT | 1 | SHORT_NAME | SHORT NAME | RING,ELEC
3386 | 2474 | RING,ELECTRICAL CONTACT | 4 | TYPE | TYPE
3387 | 2474 | RING,ELECTRICAL CONTACT | 5 | SIZE | SIZE
3388 | 2474 | RING,ELECTRICAL CONTACT | 6 | MATL | MATERIAL
3389 | 2474 | RING,ELECTRICAL CONTACT | 7 | ELECT_DATA | ELECTRICAL RATING
3390 | 2474 | RING,ELECTRICAL CONTACT | 8 | CONNECTION_DATA | CONNECTION DATA
3391 | 2474 | RING,ELECTRICAL CONTACT | 9 | NO_RINGS | NUMBER OF RINGS
3393 | 2474 | RING,ELECTRICAL CONTACT | 11 | FINISH | FINISH
3401
3402 | 2491 | SUPPORT,ELECTRIC MOTOR | 1 | SHORT_NAME | SHORT NAME | SUPPORT,ELEC
3403 | 2491 | SUPPORT,ELECTRIC MOTOR | 2 | SUPPORT_SPECIFIC_USE | SUPPORT SPECIFIC USE
3404 | 2491 | SUPPORT,ELECTRIC MOTOR | 3 | SUPPORT_TYPE | SUPPORT TYPE
3405 | 2491 | SUPPORT,ELECTRIC MOTOR | 4 | BODY_SIZE | BODY SIZE
3406 | 2491 | SUPPORT,ELECTRIC MOTOR | 5 | SUPPORT_MATL | SUPPORT MATERIAL
3407 | 2491 | SUPPORT,ELECTRIC MOTOR | 6 | BODY_DIA | BODY DIA
3408 | 2491 | SUPPORT,ELECTRIC MOTOR | 7 | BODY_HEIGHT | BODY HEIGHT
3409 | 2491 | SUPPORT,ELECTRIC MOTOR | 8 | COLOR | COLOR
3410 | 2491 | SUPPORT,ELECTRIC MOTOR | 9 | SURFACE_TREATMENT | SURFACE TREATMENT
3411 | 2491 | SUPPORT,ELECTRIC MOTOR | 10 | HEAT_TREATMENT | HEAT TREATMENT
3412 | 2491 | SUPPORT,ELECTRIC MOTOR | 11 | MTG_METHOD | MOUNTING METHOD
3422
3423 | 2497 | WEDGE,ELECTRICAL WINDING | 1 | SHORT_NAME | SHORT NAME | WEDGE,ELEC
3426 | 2497 | WEDGE,ELECTRICAL WINDING | 4 | TYPE | TYPE
3427 | 2497 | WEDGE,ELECTRICAL WINDING | 5 | SIZE | SIZE
3430 | 2497 | WEDGE,ELECTRICAL WINDING | 8 | THK | THICKNESS
3431 | 2497 | WEDGE,ELECTRICAL WINDING | 9 | MATL | MATERIAL
3432 | 2497 | WEDGE,ELECTRICAL WINDING | 10 | SHAPE | SHAPE
3433 | 2497 | WEDGE,ELECTRICAL WINDING | 11 | ANGLE_DATA | ANGLE DATA
3435 | 2497 | WEDGE,ELECTRICAL WINDING | 13 | FINISH | FINISH
3443
3444 | 2628 | RING,CONNECTING,ROUND | 1 | SHORT_NAME | SHORT NAME | RING,CONNECTING
3445 | 2628 | RING,CONNECTING,ROUND | 2 | RING_CONN_TYPE | RING CONNECTION TYPE
3446 | 2628 | RING,CONNECTING,ROUND | 3 | BODY_SIZE | BODY SIZE
3447 | 2628 | RING,CONNECTING,ROUND | 4 | RING_CONN_MATL | RING CONNECTION MATERIAL
3448 | 2628 | RING,CONNECTING,ROUND | 5 | BODY_WIDTH | BODY WIDTH
3449 | 2628 | RING,CONNECTING,ROUND | 6 | BODY_THK | BODY THK
3450 | 2628 | RING,CONNECTING,ROUND | 7 | BODY_INSIDE_DIA | BODY INSIDE DIAMETER
3451 | 2628 | RING,CONNECTING,ROUND | 8 | BODY_OUTSIDE_DIA | BODY OUTSIDE DIA
3452 | 2628 | RING,CONNECTING,ROUND | 9 | SAFE_WKG_LOAD | SAFE WORKING LOAD
3453 | 2628 | RING,CONNECTING,ROUND | 10 | SURFACE_TREATMENT | SURFACE TREATMENT
3463
3464 | 2632 | ELECTRODE | 1 | SHORT_NAME | SHORT NAME | ELECTRODE
3465 | 2632 | ELECTRODE | 2 | ELECTRODE_SHAPE_STYLE | ELECTRODE SHAPE STYLE
3466 | 2632 | ELECTRODE | 3 | ELECTRODE_SPECIFIC_USE | ELECTRODE SPECIFIC USE
3467 | 2632 | ELECTRODE | 4 | ELECTRODE_TYPE | ELECTRODE TYPE
3468 | 2632 | ELECTRODE | 5 | BODY_WIDTH | BODY WIDTH
3469 | 2632 | ELECTRODE | 6 | BODY_OUTSIDE_DIA | BODY OUTSIDE DIA
3470 | 2632 | ELECTRODE | 7 | BODY_LG | BODY LENGTH
3471 | 2632 | ELECTRODE | 8 | ELECTRODE_MATL | ELECTRODE MATERIAL
3472 | 2632 | ELECTRODE | 9 | VOLT_RTG | VOLTAGE RATING
3473 | 2632 | ELECTRODE | 10 | CURRENT_RTG | CURRENT RATING
3474 | 2632 | ELECTRODE | 11 | FREQUENCY | FREQUENCY
3475 | 2632 | ELECTRODE | 12 | MAX_OPER_TEMP | MAX OPERATING TEMPERATURE
3476 | 2632 | ELECTRODE | 13 | MINI_OPER_TEMP | MINI OPERATING TEMPERATURE
3477 | 2632 | ELECTRODE | 14 | MAX_OPER_PRESS | MAX OPERATING PRESSURE
3479 | 2632 | ELECTRODE | 16 | WKG_RANGE | WKG RANGE
3480 | 2632 | ELECTRODE | 17 | OUTPUT_DATA_TYPE | OUTPUT DATA TYPE
3481 | 2632 | ELECTRODE | 18 | MEDIA_DESIGNED | MEDIA DESIGNED
3482 | 2632 | ELECTRODE | 19 | TERMINAL_TYPE | TERMINAL TYPE
3483 | 2632 | ELECTRODE | 20 | WELDING_CUTTING_METHOD | WELDING CUTTING METHOD
3484 | 2632 | ELECTRODE | 21 | SURFACE_TREATMENT | SURFACE TREATMENT
3485 | 2632 | ELECTRODE | 22 | MTG_METHOD | MOUNTING METHOD
3495 | 2632 | ELECTRODE | 32 | SIZE | SIZE
3496 | 2632 | ELECTRODE | 33 | ELECTRODE_DATA | ELECTRODE DATA
3497
3498 | 2636 | SWITCH,BOX | 1 | SHORT_NAME | SHORT NAME | SWITCH,BOX
3500 | 2636 | SWITCH,BOX | 3 | VOLTAGE | VOLTAGE RATING
3501 | 2636 | SWITCH,BOX | 4 | CURRENT | CURRENT
3502 | 2636 | SWITCH,BOX | 5 | FUSE_TYPE | FUSE TYPE
3503 | 2636 | SWITCH,BOX | 6 | POLE_DATA | POLE DATA
3504 | 2636 | SWITCH,BOX | 7 | SHAFT_LG | SHAFT LENGTH
3505 | 2636 | SWITCH,BOX | 8 | CONTACT_DATA | CONTACT DATA
3506 | 2636 | SWITCH,BOX | 9 | TERMINAL_DATA | TERMINAL DATA
3507 | 2636 | SWITCH,BOX | 10 | ENCLOSURE_MATL | ENCLOSURE MATERIAL
3508 | 2636 | SWITCH,BOX | 11 | ENCLOSURE_FINISH | ENCLOSURE FINISH
3509 | 2636 | SWITCH,BOX | 12 | MTG_DATA | MOUNTING DATA
3510 | 2636 | SWITCH,BOX | 13 | ENVIRON_PROT | ENVIRON PROTECTION
3517
3548 | 2794 | PANEL,POWER DISTRIBUTION | 1 | SHORT_NAME | SHORT NAME | PANEL,PWR
3549 | 2794 | PANEL,POWER DISTRIBUTION | 2 | PANEL_POWER_DISTRIBUTION_TYPE | PANEL POWER DISTRIBUTION TYPE
3550 | 2794 | PANEL,POWER DISTRIBUTION | 3 | BODY_WIDTH | BODY WIDTH
3551 | 2794 | PANEL,POWER DISTRIBUTION | 4 | BODY_HEIGHT | BODY HEIGHT
3552 | 2794 | PANEL,POWER DISTRIBUTION | 5 | BODY_DEPTH | BODY DEPTH
3553 | 2794 | PANEL,POWER DISTRIBUTION | 6 | BODY_THK | BODY THK
3554 | 2794 | PANEL,POWER DISTRIBUTION | 7 | BODY_MATL | BODY MATERIAL
3555 | 2794 | PANEL,POWER DISTRIBUTION | 8 | BODY_COLOR | BODY COLOR
3556 | 2794 | PANEL,POWER DISTRIBUTION | 9 | VOLT_RTG | VOLTAGE RATING
3557 | 2794 | PANEL,POWER DISTRIBUTION | 10 | CURRENT_RTG | CURRENT RATING
3558 | 2794 | PANEL,POWER DISTRIBUTION | 11 | POLE_QTY | NUMBER OF POLES
3559 | 2794 | PANEL,POWER DISTRIBUTION | 12 | PHASE | PHASE
3560 | 2794 | PANEL,POWER DISTRIBUTION | 13 | SURFACE_TREATMENT | SURFACE TREATMENT
3561 | 2794 | PANEL,POWER DISTRIBUTION | 14 | MTG_METHOD | MOUNTING METHOD
3563 | 2794 | PANEL,POWER DISTRIBUTION | 16 | INDICATOR_LIGHT_COLOR | INDICATOR LIGHT COLOR
3573 | 2794 | PANEL,POWER DISTRIBUTION | 26 | SIZE | SIZE
3574 | 2794 | PANEL,POWER DISTRIBUTION | 27 | ENVIRON_PROT | ENVIRON PROTECTION
3575
3576 | 2795 | SWITCHBOARD,POWER | 1 | SHORT_NAME | SHORT NAME | SWITCHBOARD,PWR
3579 | 2795 | SWITCHBOARD,POWER | 4 | TYPE | TYPE
3580 | 2795 | SWITCHBOARD,POWER | 5 | SIZE | SIZE
3583 | 2795 | SWITCHBOARD,POWER | 8 | THK | THICKNESS
3584 | 2795 | SWITCHBOARD,POWER | 9 | MATL | MATERIAL
3585 | 2795 | SWITCHBOARD,POWER | 10 | SWITCHBOARD_DOOR_TYPE | SWITCHBOARD DOOR TYPE
3586 | 2795 | SWITCHBOARD,POWER | 11 | COLOR | COLOR
3587 | 2795 | SWITCHBOARD,POWER | 12 | ELECT_CONN_DATA | ELECTRICAL CONNECTION DATA
3588 | 2795 | SWITCHBOARD,POWER | 13 | FREQUENCY | FREQUENCY
3589 | 2795 | SWITCHBOARD,POWER | 14 | MTG_DATA | MOUNTING DATA
3590 | 2795 | SWITCHBOARD,POWER | 15 | FINISH | FINISH
3598
3599 | 2802 | RESISTANCE ELEMENT | 1 | SHORT_NAME | SHORT NAME | ELEMENT,RESISTANCE
3600 | 2802 | RESISTANCE ELEMENT | 2 | RESISTANCE_ELEMENT_TYPE | RESISTANCE ELEMENT TYPE
3601 | 2802 | RESISTANCE ELEMENT | 3 | BODY_WIDTH | BODY WIDTH
3602 | 2802 | RESISTANCE ELEMENT | 4 | BODY_LG | BODY LENGTH
3603 | 2802 | RESISTANCE ELEMENT | 5 | BODY_DIA | BODY DIA
3604 | 2802 | RESISTANCE ELEMENT | 6 | BODY_THK | BODY THK
3605 | 2802 | RESISTANCE ELEMENT | 7 | RESISTANCE_ELEMENT_MATL | RESISTANCE ELEMENT MATERIAL
3606 | 2802 | RESISTANCE ELEMENT | 8 | VOLT_RTG | VOLTAGE RATING
3607 | 2802 | RESISTANCE ELEMENT | 9 | POWER_RTG | POWER RATING
3608 | 2802 | RESISTANCE ELEMENT | 10 | RESISTANCE | RESISTANCE
3609 | 2802 | RESISTANCE ELEMENT | 11 | TOLERANCE | TOLERANCE
3610 | 2802 | RESISTANCE ELEMENT | 12 | SURFACE_TREATMENT | SURFACE TREATMENT
3611 | 2802 | RESISTANCE ELEMENT | 13 | TERMINAL_TYPE | TERMINAL TYPE
3612 | 2802 | RESISTANCE ELEMENT | 14 | RESISTANCE_ELEMENT_BASE_TYPE | RESISTANCE ELEMENT BASE TYPE
3613 | 2802 | RESISTANCE ELEMENT | 15 | MTG_METHOD | MOUNTING METHOD
3623
3663 | 2885 | HOLDER,SPRING | 1 | SHORT_NAME | SHORT NAME | HOLDER,SPRG
3665 | 2885 | HOLDER,SPRING | 3 | HOLDER_STYLE | HOLDER STYLE
3666 | 2885 | HOLDER,SPRING | 4 | DIMENSION | DIMENSION
3667 | 2885 | HOLDER,SPRING | 5 | MATL | MATERIAL
3668 | 2885 | HOLDER,SPRING | 6 | FINISH | FINISH
3669 | 2885 | HOLDER,SPRING | 7 | MTG_DATA | MOUNTING DATA
3677
3711 | 2937 | HOLDER,ELECTRICAL CONTACT BRUSH | 1 | SHORT_NAME | SHORT NAME | HOLDER,ELEC
3712 | 2937 | HOLDER,ELECTRICAL CONTACT BRUSH | 2 | HOLDER_SHAPE_STYLE | HOLDER SHAPE STYLE
3713 | 2937 | HOLDER,ELECTRICAL CONTACT BRUSH | 3 | HOLDER_SPECIFIC_USE | HOLDER SPECIFIC USE
3714 | 2937 | HOLDER,ELECTRICAL CONTACT BRUSH | 4 | HOLDER_TYPE | HOLDER TYPE
3715 | 2937 | HOLDER,ELECTRICAL CONTACT BRUSH | 5 | BODY_WIDTH | BODY WIDTH
3716 | 2937 | HOLDER,ELECTRICAL CONTACT BRUSH | 6 | BODY_HEIGHT | BODY HEIGHT
3717 | 2937 | HOLDER,ELECTRICAL CONTACT BRUSH | 7 | BODY_DEPTH | BODY DEPTH
3718 | 2937 | HOLDER,ELECTRICAL CONTACT BRUSH | 8 | HOLDER_MATL | HOLDER MATERIAL
3719 | 2937 | HOLDER,ELECTRICAL CONTACT BRUSH | 9 | THREAD_SERIES | THREAD SERIES
3720 | 2937 | HOLDER,ELECTRICAL CONTACT BRUSH | 10 | TERMINAL_TYPE | TERMINAL TYPE
3721 | 2937 | HOLDER,ELECTRICAL CONTACT BRUSH | 11 | SURFACE_TREATMENT | SURFACE TREATMENT
3722 | 2937 | HOLDER,ELECTRICAL CONTACT BRUSH | 12 | MTG_METHOD | MOUNTING METHOD
3732
3747 | 3129 | CRANE,OVERHEAD TRAVELING | 1 | SHORT_NAME | SHORT NAME | CRANE,OH
3748 | 3129 | CRANE,OVERHEAD TRAVELING | 2 | CRANE_TYPE | CRANE TYPE
3749 | 3129 | CRANE,OVERHEAD TRAVELING | 3 | BODY_WIDTH | BODY WIDTH
3750 | 3129 | CRANE,OVERHEAD TRAVELING | 4 | BODY_HEIGHT | BODY HEIGHT
3751 | 3129 | CRANE,OVERHEAD TRAVELING | 5 | BODY_DEPTH | BODY DEPTH
3752 | 3129 | CRANE,OVERHEAD TRAVELING | 6 | BODY_LG | BODY LENGTH
3754 | 3129 | CRANE,OVERHEAD TRAVELING | 8 | CRANE_MATL | CRANE MATERIAL
3755 | 3129 | CRANE,OVERHEAD TRAVELING | 9 | VOLT_RTG | VOLTAGE RATING
3757 | 3129 | CRANE,OVERHEAD TRAVELING | 11 | POWER_RTG | POWER RATING
3758 | 3129 | CRANE,OVERHEAD TRAVELING | 12 | PHASE | PHASE
3759 | 3129 | CRANE,OVERHEAD TRAVELING | 13 | FREQUENCY | FREQUENCY
3760 | 3129 | CRANE,OVERHEAD TRAVELING | 14 | MAX_LOAD | MAX LOAD
3761 | 3129 | CRANE,OVERHEAD TRAVELING | 15 | SAFE_WKG_LOAD | SAFE WORKING LOAD
3762 | 3129 | CRANE,OVERHEAD TRAVELING | 16 | CRANE_OPER_POWER_TYPE | CRANE OPERATING POWER TYPE
3763 | 3129 | CRANE,OVERHEAD TRAVELING | 17 | SPEED | SPEED
3764 | 3129 | CRANE,OVERHEAD TRAVELING | 18 | SPAN_DISTANCE | SPAN DISTANCE
3765 | 3129 | CRANE,OVERHEAD TRAVELING | 19 | TRAVERSING_STROKE | TRAVERSING STROKE
3766 | 3129 | CRANE,OVERHEAD TRAVELING | 20 | CRANE_CABLE_TYPE | CRANE CABLE TYPE
3767 | 3129 | CRANE,OVERHEAD TRAVELING | 21 | CABLE_LG | CABLE LENGTH
3768 | 3129 | CRANE,OVERHEAD TRAVELING | 22 | CRANE_CONN_TYPE | CRANE CONNECTION TYPE
3769 | 3129 | CRANE,OVERHEAD TRAVELING | 23 | CRANE_POWER_UNIT_TYPE | CRANE POWER UNIT TYPE
3770 | 3129 | CRANE,OVERHEAD TRAVELING | 24 | CRANE_MOTOR_TYPE | CRANE MOTOR TYPE
3771 | 3129 | CRANE,OVERHEAD TRAVELING | 25 | CRANE_OPER_METHOD | CRANE OPERATING METHOD
3772 | 3129 | CRANE,OVERHEAD TRAVELING | 26 | SURFACE_TREATMENT | SURFACE TREATMENT
3782 | 3129 | CRANE,OVERHEAD TRAVELING | 36 | SHAPE | SHAPE
3783
3784 | 3175 | INDICATOR,SIGHT,LIQUID | 1 | SHORT_NAME | SHORT NAME | INDICATOR,SIGHT
3786 | 3175 | INDICATOR,SIGHT,LIQUID | 3 | TYPE | TYPE
3787 | 3175 | INDICATOR,SIGHT,LIQUID | 4 | DIMENSION | DIMENSION
3788 | 3175 | INDICATOR,SIGHT,LIQUID | 5 | MATL | MATERIAL
3789 | 3175 | INDICATOR,SIGHT,LIQUID | 6 | MEASUREMENT_RANGE | MEASUREMENT RANGE
3790 | 3175 | INDICATOR,SIGHT,LIQUID | 7 | PRESSURE | PRESSURE
3791 | 3175 | INDICATOR,SIGHT,LIQUID | 8 | ELECT_DATA | ELECTRICAL RATING
3792 | 3175 | INDICATOR,SIGHT,LIQUID | 9 | DISPLAY_TYPE | DISPLAY TYPE
3793 | 3175 | INDICATOR,SIGHT,LIQUID | 10 | OPER_TEMP_RANGE | OPERATING TEMPERATURE RANGE
3794 | 3175 | INDICATOR,SIGHT,LIQUID | 11 | OPER_METHOD | OPERATING METHOD
3795 | 3175 | INDICATOR,SIGHT,LIQUID | 12 | MEDIA_DESIGNED | MEDIA DESIGNED
3796 | 3175 | INDICATOR,SIGHT,LIQUID | 13 | CONNECTION_DATA | CONNECTION DATA
3804
3822 | 3331 | CONNECTOR,HOSE,BULKHEAD | 1 | SHORT_NAME | SHORT NAME | CONNECTOR,MACHINERY
3825 | 3331 | CONNECTOR,HOSE,BULKHEAD | 4 | SHAPE | SHAPE
3826 | 3331 | CONNECTOR,HOSE,BULKHEAD | 5 | TYPE | TYPE
3827 | 3331 | CONNECTOR,HOSE,BULKHEAD | 6 | DIMENSION | DIMENSION
3828 | 3331 | CONNECTOR,HOSE,BULKHEAD | 7 | MATL | MATERIAL
3829 | 3331 | CONNECTOR,HOSE,BULKHEAD | 8 | PRESSURE | PRESSURE
3830 | 3331 | CONNECTOR,HOSE,BULKHEAD | 9 | COLOR | COLOR
3831 | 3331 | CONNECTOR,HOSE,BULKHEAD | 10 | CONNECTION_DATA | CONNECTION DATA
3832 | 3331 | CONNECTOR,HOSE,BULKHEAD | 11 | FINISH | FINISH
3840
3872 | 3372 | TRANSMITTER,LIQUID QUANTITY | 1 | SHORT_NAME | SHORT NAME | TRANSMITTER,FLOW
3873 | 3372 | TRANSMITTER,LIQUID QUANTITY | 2 | TX_FLOW_TYPE | TX FLOW TYPE
3874 | 3372 | TRANSMITTER,LIQUID QUANTITY | 3 | BODY_WIDTH | BODY WIDTH
3875 | 3372 | TRANSMITTER,LIQUID QUANTITY | 4 | BODY_HEIGHT | BODY HEIGHT
3876 | 3372 | TRANSMITTER,LIQUID QUANTITY | 5 | BODY_LG | BODY LENGTH
3877 | 3372 | TRANSMITTER,LIQUID QUANTITY | 6 | BODY_MATL | BODY MATERIAL
3878 | 3372 | TRANSMITTER,LIQUID QUANTITY | 7 | MAX_MEASUREMENT_FLOW | MAX MEASUREMENT FLOW
3879 | 3372 | TRANSMITTER,LIQUID QUANTITY | 8 | MIN_MEASUREMENT_FLOW | MIN MEASUREMENT FLOW
3880 | 3372 | TRANSMITTER,LIQUID QUANTITY | 9 | ACCURACY | ACCURACY
3881 | 3372 | TRANSMITTER,LIQUID QUANTITY | 10 | CALIBRATION | CALIBRATION
3882 | 3372 | TRANSMITTER,LIQUID QUANTITY | 11 | MAX_OPER_PRESS | MAX OPERATING PRESSURE
3883 | 3372 | TRANSMITTER,LIQUID QUANTITY | 12 | MIN_OPER_PRESS | MIN OPERATING PRESSURE
3884 | 3372 | TRANSMITTER,LIQUID QUANTITY | 13 | MAX_OPER_TEMP | MAX OPERATING TEMPERATURE
3885 | 3372 | TRANSMITTER,LIQUID QUANTITY | 14 | MINI_OPER_TEMP | MINI OPERATING TEMPERATURE
3886 | 3372 | TRANSMITTER,LIQUID QUANTITY | 15 | RESPONSE_TIME | RESPONSE TIME
3887 | 3372 | TRANSMITTER,LIQUID QUANTITY | 16 | DRIFT | DRIFT
3888 | 3372 | TRANSMITTER,LIQUID QUANTITY | 17 | INPUT_PRESS | INPUT PRESSURE
3889 | 3372 | TRANSMITTER,LIQUID QUANTITY | 18 | INPUT_VOLT | INPUT VOLTAGE
3891 | 3372 | TRANSMITTER,LIQUID QUANTITY | 20 | OUTPUT_PRESS | OUTPUT PRESSURE
3892 | 3372 | TRANSMITTER,LIQUID QUANTITY | 21 | OUTPUT_VOLT | OUTPUT VOLTAGE
3893 | 3372 | TRANSMITTER,LIQUID QUANTITY | 22 | OUTPUT_CURRENT | OUTPUT CURRENT
3894 | 3372 | TRANSMITTER,LIQUID QUANTITY | 23 | VOLT_RTG | VOLTAGE RATING
3895 | 3372 | TRANSMITTER,LIQUID QUANTITY | 24 | DIAPHRAGM_MATL | DIAPHRAGM MATERIAL
3896 | 3372 | TRANSMITTER,LIQUID QUANTITY | 25 | FILL_MATL | FILL MATERIAL
3897 | 3372 | TRANSMITTER,LIQUID QUANTITY | 26 | WETTED_PARTS_MATL | WETTED PARTS MATERIAL
3898 | 3372 | TRANSMITTER,LIQUID QUANTITY | 27 | SENSOR_TYPE | SENSOR TYPE
3899 | 3372 | TRANSMITTER,LIQUID QUANTITY | 28 | PROCESS_CONN_SIZE | PROCESS CONNECTION SIZE
3900 | 3372 | TRANSMITTER,LIQUID QUANTITY | 29 | PROCESS_CONN_TYPE | PROCESS CONNECTION TYPE
3901 | 3372 | TRANSMITTER,LIQUID QUANTITY | 30 | CONDUIT_CONN | CONDUIT CONNECTION
3902 | 3372 | TRANSMITTER,LIQUID QUANTITY | 31 | ACTUATION_METHOD | ACTUATION METHOD
3903 | 3372 | TRANSMITTER,LIQUID QUANTITY | 32 | ENCLOSURE_PROT_TYPE | ENCLOSURE PROT TYPE
3904 | 3372 | TRANSMITTER,LIQUID QUANTITY | 33 | MTG_METHOD | MOUNTING METHOD
3912
3913 | 3375 | TRANSMITTER,PRESSURE | 1 | SHORT_NAME | SHORT NAME | TRANSMITTER,PRES
3914 | 3375 | TRANSMITTER,PRESSURE | 2 | TX_TYPE | TX TYPE
3915 | 3375 | TRANSMITTER,PRESSURE | 3 | THERMOWELL_STYLE | THERMOWELL STYLE
3916 | 3375 | TRANSMITTER,PRESSURE | 4 | BODY_WIDTH | BODY WIDTH
3917 | 3375 | TRANSMITTER,PRESSURE | 5 | BODY_HEIGHT | BODY HEIGHT
3918 | 3375 | TRANSMITTER,PRESSURE | 6 | BODY_DEPTH | BODY DEPTH
3919 | 3375 | TRANSMITTER,PRESSURE | 7 | CASE_MATL | CASE MATERIAL
3920 | 3375 | TRANSMITTER,PRESSURE | 8 | MAXIMUM_MEASUREMENT_RANGE | MAXIMUM MEASUREMENT RANGE
3921 | 3375 | TRANSMITTER,PRESSURE | 9 | MINIMUM_MEASUREMENT_RANGE | MINIMUM MEASUREMENT RANGE
3922 | 3375 | TRANSMITTER,PRESSURE | 10 | INPUT_PRESS | INPUT PRESSURE
3923 | 3375 | TRANSMITTER,PRESSURE | 11 | INPUT_VOLT | INPUT VOLTAGE
3924 | 3375 | TRANSMITTER,PRESSURE | 12 | INPUT_CURRENT | INPUT CURRENT
3925 | 3375 | TRANSMITTER,PRESSURE | 13 | OUTPUT_PRESS | OUTPUT PRESSURE
3926 | 3375 | TRANSMITTER,PRESSURE | 14 | OUTPUT_VOLT | OUTPUT VOLTAGE
3927 | 3375 | TRANSMITTER,PRESSURE | 15 | OUTPUT_CURRENT | OUTPUT CURRENT
3928 | 3375 | TRANSMITTER,PRESSURE | 16 | VOLT_RTG | VOLTAGE RATING
3929 | 3375 | TRANSMITTER,PRESSURE | 17 | CONN_VOLT | CONNECTION VOLTAGE
3930 | 3375 | TRANSMITTER,PRESSURE | 18 | MAX_OPER_PRESS | MAX OPERATING PRESSURE
3931 | 3375 | TRANSMITTER,PRESSURE | 19 | MIN_OPER_PRESS | MIN OPERATING PRESSURE
3932 | 3375 | TRANSMITTER,PRESSURE | 20 | MAX_OPER_TEMP | MAX OPERATING TEMPERATURE
3933 | 3375 | TRANSMITTER,PRESSURE | 21 | MINI_OPER_TEMP | MINI OPERATING TEMPERATURE
3934 | 3375 | TRANSMITTER,PRESSURE | 22 | PLATINUM_RESISTANCE | PLATINUM RESISTANCE
3935 | 3375 | TRANSMITTER,PRESSURE | 23 | ACCURACY | ACCURACY
3936 | 3375 | TRANSMITTER,PRESSURE | 24 | ACTUATION_METHOD | ACTUATION METHOD
3937 | 3375 | TRANSMITTER,PRESSURE | 25 | DRIFT | DRIFT
3938 | 3375 | TRANSMITTER,PRESSURE | 26 | RESPONSE_TIME | RESPONSE TIME
3939 | 3375 | TRANSMITTER,PRESSURE | 27 | PROBE_LG | PROBE LENGTH
3940 | 3375 | TRANSMITTER,PRESSURE | 28 | PROBE_DIA | PROBE DIAMETER
3941 | 3375 | TRANSMITTER,PRESSURE | 29 | PROBE_TYPE | PROBE TYPE
3942 | 3375 | TRANSMITTER,PRESSURE | 30 | BODY_HEAD_MATL | BODY HEAD MATERIAL
3943 | 3375 | TRANSMITTER,PRESSURE | 31 | DIAPHRAGM_MATL | DIAPHRAGM MATERIAL
3944 | 3375 | TRANSMITTER,PRESSURE | 32 | WETTED_PARTS_MATL | WETTED PARTS MATERIAL
3945 | 3375 | TRANSMITTER,PRESSURE | 33 | FILL_MATL | FILL MATERIAL
3946 | 3375 | TRANSMITTER,PRESSURE | 34 | PROCESS_CONN_SIZE | PROCESS CONNECTION SIZE
3947 | 3375 | TRANSMITTER,PRESSURE | 35 | PROCESS_CONN_TYPE | PROCESS CONNECTION TYPE
3948 | 3375 | TRANSMITTER,PRESSURE | 36 | CONDUIT_CONN | CONDUIT CONNECTION
3949 | 3375 | TRANSMITTER,PRESSURE | 37 | MTG_METHOD | MOUNTING METHOD
3953
3954 | 3378 | INDICATOR,PRESSURE | 1 | SHORT_NAME | SHORT NAME | INDICATOR,PRES
3955 | 3378 | INDICATOR,PRESSURE | 2 | INDICATOR_PRESS_TYPE | INDICATOR PRESSURE TYPE
3956 | 3378 | INDICATOR,PRESSURE | 3 | BODY_WIDTH | BODY WIDTH
3957 | 3378 | INDICATOR,PRESSURE | 4 | BODY_HEIGHT | BODY HEIGHT
3958 | 3378 | INDICATOR,PRESSURE | 5 | BODY_LG | BODY LENGTH
3959 | 3378 | INDICATOR,PRESSURE | 6 | BODY_DIA | BODY DIA
3960 | 3378 | INDICATOR,PRESSURE | 7 | CASE_MATL | CASE MATERIAL
3961 | 3378 | INDICATOR,PRESSURE | 8 | MAX_MEASUREMENT_PRESS | MAX MEASUREMENT PRESSURE
3962 | 3378 | INDICATOR,PRESSURE | 9 | MIN_MEASUREMENT_PRESS | MIN MEASUREMENT PRESSURE
3963 | 3378 | INDICATOR,PRESSURE | 10 | ACCURACY | ACCURACY
3964 | 3378 | INDICATOR,PRESSURE | 11 | VOLT_RTG | VOLTAGE RATING
3965 | 3378 | INDICATOR,PRESSURE | 12 | CURRENT_RTG | CURRENT RATING
3966 | 3378 | INDICATOR,PRESSURE | 13 | INPUT_PRESS | INPUT PRESSURE
3968 | 3378 | INDICATOR,PRESSURE | 15 | OUTPUT_PRESS | OUTPUT PRESSURE
3969 | 3378 | INDICATOR,PRESSURE | 16 | OUTPUT_VOLT | OUTPUT VOLTAGE
3971 | 3378 | INDICATOR,PRESSURE | 18 | MAX_OPER_PRESS | MAX OPERATING PRESSURE
3972 | 3378 | INDICATOR,PRESSURE | 19 | MIN_OPER_PRESS | MIN OPERATING PRESSURE
3973 | 3378 | INDICATOR,PRESSURE | 20 | PRESENTATION_TYPE | PRESENTATION TYPE
3974 | 3378 | INDICATOR,PRESSURE | 21 | OPERATING_MEDIUM | OPERATING MEDIUM
3975 | 3378 | INDICATOR,PRESSURE | 22 | ACTUATION_METHOD | ACTUATION METHOD
3976 | 3378 | INDICATOR,PRESSURE | 23 | FREQUENCY | FREQUENCY
3977 | 3378 | INDICATOR,PRESSURE | 24 | PROCESS_CONN_SIZE | PROCESS CONNECTION SIZE
3978 | 3378 | INDICATOR,PRESSURE | 25 | PROCESS_CONN_TYPE | PROCESS CONNECTION TYPE
3979 | 3378 | INDICATOR,PRESSURE | 26 | MTG_METHOD | MOUNTING METHOD
3980 | 3378 | INDICATOR,PRESSURE | 27 | MTG_FACILITY_ARRANGEMENT | MOUNTING FACILITY ARRANGEMENT
3990 | 3378 | INDICATOR,PRESSURE | 37 | ELECT_CONN_DATA | ELECTRICAL CONNECTION DATA
3991
3992 | 3380 | INDICATOR,TEMPERATURE,ELECTRICAL RESISTANCE | 1 | SHORT_NAME | SHORT NAME | INDICATOR,TEMP
3993 | 3380 | INDICATOR,TEMPERATURE,ELECTRICAL RESISTANCE | 2 | INDICATOR_T_H_SPECIFIC_USE | INDICATOR T H SPECIFIC USE
3994 | 3380 | INDICATOR,TEMPERATURE,ELECTRICAL RESISTANCE | 3 | INDICATOR_T_H_SHAPE_STYLE | INDICATOR T H SHAPE STYLE
3995 | 3380 | INDICATOR,TEMPERATURE,ELECTRICAL RESISTANCE | 4 | INDICATOR_T_H_DISPLAY_TYPE | INDICATOR T H DISPLAY TYPE
3996 | 3380 | INDICATOR,TEMPERATURE,ELECTRICAL RESISTANCE | 5 | INDICATOR_T_H_TYPE | INDICATOR T H TYPE
3997 | 3380 | INDICATOR,TEMPERATURE,ELECTRICAL RESISTANCE | 6 | DIMENSION | DIMENSION
3998 | 3380 | INDICATOR,TEMPERATURE,ELECTRICAL RESISTANCE | 7 | CASE_MATL | CASE MATERIAL
3999 | 3380 | INDICATOR,TEMPERATURE,ELECTRICAL RESISTANCE | 8 | MEASUREMENT_RANGE | MEASUREMENT RANGE
4000 | 3380 | INDICATOR,TEMPERATURE,ELECTRICAL RESISTANCE | 9 | INDICATOR_T_H_SCALE_TYPE | INDICATOR T H SCALE TYPE
4001 | 3380 | INDICATOR,TEMPERATURE,ELECTRICAL RESISTANCE | 10 | ACCURACY | ACCURACY
4002 | 3380 | INDICATOR,TEMPERATURE,ELECTRICAL RESISTANCE | 11 | VOLT_RTG | VOLTAGE RATING
4003 | 3380 | INDICATOR,TEMPERATURE,ELECTRICAL RESISTANCE | 12 | CURRENT_RTG | CURRENT RATING
4004 | 3380 | INDICATOR,TEMPERATURE,ELECTRICAL RESISTANCE | 13 | CONN_VOLT | CONNECTION VOLTAGE
4005 | 3380 | INDICATOR,TEMPERATURE,ELECTRICAL RESISTANCE | 14 | FREQUENCY | FREQUENCY
4006 | 3380 | INDICATOR,TEMPERATURE,ELECTRICAL RESISTANCE | 15 | INPUT_DATA_TYPE | INPUT DATA TYPE
4007 | 3380 | INDICATOR,TEMPERATURE,ELECTRICAL RESISTANCE | 16 | OUTPUT_DATA_TYPE | OUTPUT DATA TYPE
4008 | 3380 | INDICATOR,TEMPERATURE,ELECTRICAL RESISTANCE | 17 | PRESENTATION_TYPE | PRESENTATION TYPE
4009 | 3380 | INDICATOR,TEMPERATURE,ELECTRICAL RESISTANCE | 18 | MEDIA_DESIGNED | MEDIA DESIGNED
4011 | 3380 | INDICATOR,TEMPERATURE,ELECTRICAL RESISTANCE | 20 | MTG_METHOD | MOUNTING METHOD
4023 | 3380 | INDICATOR,TEMPERATURE,ELECTRICAL RESISTANCE | 32 | DIA | DIAMETER
4024 | 3380 | INDICATOR,TEMPERATURE,ELECTRICAL RESISTANCE | 33 | SIZE | SIZE
4026 | 3380 | INDICATOR,TEMPERATURE,ELECTRICAL RESISTANCE | 35 | INDICATOR_DATA | INDICATOR DATA
4027
4028 | 3407 | PITOT-STATIC TUBE | 1 | SHORT_NAME | SHORT NAME | TUBE,PITOT-STATIC
4030 | 3407 | PITOT-STATIC TUBE | 3 | TYPE | TYPE
4031 | 3407 | PITOT-STATIC TUBE | 4 | MATL | MATERIAL
4032 | 3407 | PITOT-STATIC TUBE | 5 | TUBE_LG | TUBE LENGTH
4033 | 3407 | PITOT-STATIC TUBE | 6 | TUBE_DIA | TUBE DIAMETER
4034 | 3407 | PITOT-STATIC TUBE | 7 | PRESS_ORIFICE_SIZE | PRESSURE ORIFICE SIZE
4035 | 3407 | PITOT-STATIC TUBE | 8 | STATIC_ORIFICE_SIZE | STATIC ORIFICE SIZE
4036 | 3407 | PITOT-STATIC TUBE | 9 | MTG_DATA | MOUNTING DATA
4045
4068 | 3626 | TEST SET,COMPUTER | 1 | SHORT_NAME | SHORT NAME | TEST SET,COMPUTER
4070 | 3626 | TEST SET,COMPUTER | 3 | TYPE | TYPE
4071 | 3626 | TEST SET,COMPUTER | 4 | CONTENT | CONTENT
4072 | 3626 | TEST SET,COMPUTER | 5 | CONTENT_2 | CONTENT 2
4073 | 3626 | TEST SET,COMPUTER | 6 | CONTENT_3 | CONTENT 3
4074 | 3626 | TEST SET,COMPUTER | 7 | CONTENT_4 | CONTENT 4
4075 | 3626 | TEST SET,COMPUTER | 8 | CONTENT_5 | CONTENT 5
4076 | 3626 | TEST SET,COMPUTER | 9 | CONTENT_6 | CONTENT 6
4077 | 3626 | TEST SET,COMPUTER | 10 | CONTENT_7 | CONTENT 7
4078 | 3626 | TEST SET,COMPUTER | 11 | CONTENT_8 | CONTENT 8
4079 | 3626 | TEST SET,COMPUTER | 12 | CONTENT_9 | CONTENT 9
4087
4088 | 3633 | TEST SET,ELECTRICAL CABLE | 1 | SHORT_NAME | SHORT NAME | TEST SET,ELECTRICAL CABLE
4090 | 3633 | TEST SET,ELECTRICAL CABLE | 3 | TYPE | TYPE
4091 | 3633 | TEST SET,ELECTRICAL CABLE | 4 | ELECT_RTG | ELECTRICAL RATING
4092 | 3633 | TEST SET,ELECTRICAL CABLE | 5 | OUTPUT_VOLT | OUTPUT VOLTAGE
4093 | 3633 | TEST SET,ELECTRICAL CABLE | 6 | INPUT_DATA | INPUT DATA
4094 | 3633 | TEST SET,ELECTRICAL CABLE | 7 | OUTPUT_DATA | OUTPUT DATA
4095 | 3633 | TEST SET,ELECTRICAL CABLE | 8 | ELECT_CONN_DATA | ELECTRICAL CONNECTION DATA
4096 | 3633 | TEST SET,ELECTRICAL CABLE | 9 | DISPLAY_DATA | DISPLAY DATA
4097 | 3633 | TEST SET,ELECTRICAL CABLE | 10 | RANGE_DATA | RANGE DATA
4098 | 3633 | TEST SET,ELECTRICAL CABLE | 11 | SENSITIVITY | SENSITIVITY
4099 | 3633 | TEST SET,ELECTRICAL CABLE | 12 | MTG_DATA | MOUNTING DATA
4100 | 3633 | TEST SET,ELECTRICAL CABLE | 13 | GRADUATION_DATA | GRADUATION DATA
4101 | 3633 | TEST SET,ELECTRICAL CABLE | 14 | METHOD_OPERATION | METHOD OPERATION
4102 | 3633 | TEST SET,ELECTRICAL CABLE | 15 | CONTENT | CONTENT
4103 | 3633 | TEST SET,ELECTRICAL CABLE | 16 | CONTENT_2 | CONTENT 2
4104 | 3633 | TEST SET,ELECTRICAL CABLE | 17 | CONTENT_3 | CONTENT 3
4112
4134 | 3649 | TEST SET,INTERVALOMETER | 1 | SHORT_NAME | SHORT NAME | TEST SET,INTERVALOMETER
4136 | 3649 | TEST SET,INTERVALOMETER | 3 | TYPE | TYPE
4137 | 3649 | TEST SET,INTERVALOMETER | 4 | MATL | MATERIAL
4138 | 3649 | TEST SET,INTERVALOMETER | 5 | CONTENT | CONTENT
4139 | 3649 | TEST SET,INTERVALOMETER | 6 | CONTENT_2 | CONTENT 2
4140 | 3649 | TEST SET,INTERVALOMETER | 7 | CONTENT_3 | CONTENT 3
4141 | 3649 | TEST SET,INTERVALOMETER | 8 | CONTENT_4 | CONTENT 4
4142 | 3649 | TEST SET,INTERVALOMETER | 9 | CONTENT_5 | CONTENT 5
4143 | 3649 | TEST SET,INTERVALOMETER | 10 | CONTENT_6 | CONTENT 6
4151
4171 | 3667 | TEST SET,RELAY | 1 | SHORT_NAME | SHORT NAME | TEST SET,RELAY
4173 | 3667 | TEST SET,RELAY | 3 | TYPE | TYPE
4174 | 3667 | TEST SET,RELAY | 4 | DIMENSION | DIMENSION
4175 | 3667 | TEST SET,RELAY | 5 | INPUT_DATA | INPUT DATA
4176 | 3667 | TEST SET,RELAY | 6 | OUTPUT_DATA | OUTPUT DATA
4177 | 3667 | TEST SET,RELAY | 7 | ELECT_RTG | ELECTRICAL RATING
4178 | 3667 | TEST SET,RELAY | 8 | DISPLAY_TYPE | DISPLAY TYPE
4179 | 3667 | TEST SET,RELAY | 9 | TEST_RANGE | TEST RANGE
4180 | 3667 | TEST SET,RELAY | 10 | TEST_PARAMETERS | TEST PARAMETERS
4181 | 3667 | TEST SET,RELAY | 11 | ELECT_CONN_DATA | ELECTRICAL CONNECTION DATA
4182 | 3667 | TEST SET,RELAY | 12 | CONNECTION_DATA | CONNECTION DATA
4183 | 3667 | TEST SET,RELAY | 13 | SET_DATA | SET DATA
4184 | 3667 | TEST SET,RELAY | 14 | SET_RTG | SET RATING
4185 | 3667 | TEST SET,RELAY | 15 | GRADUATION_DATA | GRADUATION DATA
4186 | 3667 | TEST SET,RELAY | 16 | TEST_SET_DATA | TEST SET DATA
4187 | 3667 | TEST SET,RELAY | 17 | MTG_DATA | MOUNTING DATA
4197
4230 | 3768 | ELBOW,PIPE | 1 | SHORT_NAME | SHORT NAME | ELBOW,PIPE
4231 | 3768 | ELBOW,PIPE | 2 | ELBOW_TYPE | ELBOW TYPE
4232 | 3768 | ELBOW,PIPE | 3 | ELBOW_SPECIFIC_USE | ELBOW SPECIFIC USE
4233 | 3768 | ELBOW,PIPE | 4 | ELBOW_SHAPE_STYLE | ELBOW SHAPE STYLE
4234 | 3768 | ELBOW,PIPE | 5 | OUTSIDE_DIA | OUTSIDE DIAMETER
4235 | 3768 | ELBOW,PIPE | 6 | C_TO_E_LG | C TO E LENGTH
4238 | 3768 | ELBOW,PIPE | 9 | RADIUS | RADIUS
4240 | 3768 | ELBOW,PIPE | 11 | WALL_THK | WALL THICKNESS
4241 | 3768 | ELBOW,PIPE | 12 | NOMINAL_PIPE_SIZE | NOMINAL PIPE SIZE
4242 | 3768 | ELBOW,PIPE | 13 | PIPE_SCH | PIPE SCHEDULE
4243 | 3768 | ELBOW,PIPE | 14 | FLOW_ANGLE | FLOW ANGLE
4244 | 3768 | ELBOW,PIPE | 15 | ELBOW_MATL | ELBOW MATERIAL
4245 | 3768 | ELBOW,PIPE | 16 | ELBOW_CONN_TYPE | ELBOW CONNECTION TYPE
4246 | 3768 | ELBOW,PIPE | 17 | ELBOW_CONN_STYLE | ELBOW CONNECTION STYLE
4247 | 3768 | ELBOW,PIPE | 18 | MAX_OPER_PRESS | MAX OPERATING PRESSURE
4248 | 3768 | ELBOW,PIPE | 19 | MIN_OPER_PRESS | MIN OPERATING PRESSURE
4249 | 3768 | ELBOW,PIPE | 20 | MAX_OPER_TEMP | MAX OPERATING TEMPERATURE
4250 | 3768 | ELBOW,PIPE | 21 | MINI_OPER_TEMP | MINI OPERATING TEMPERATURE
4251 | 3768 | ELBOW,PIPE | 22 | OPERATING_MEDIUM | OPERATING MEDIUM
4252 | 3768 | ELBOW,PIPE | 23 | ELBOW_SWEEP_TYPE | ELBOW SWEEP TYPE
4256 | 3768 | ELBOW,PIPE | 27 | ELBOW_FLANGE_STYLE | ELBOW FLANGE STYLE
4257 | 3768 | ELBOW,PIPE | 28 | ELBOW_FLANGE_FACE_STYLE | ELBOW FLANGE FACE STYLE
4261 | 3768 | ELBOW,PIPE | 32 | TUBE_OD | TUBE OUTSIDE DIAMETER
4262 | 3768 | ELBOW,PIPE | 33 | THREAD_SERIES | THREAD SERIES
4263 | 3768 | ELBOW,PIPE | 34 | THREAD_SIZE | THREAD SIZE
4266 | 3768 | ELBOW,PIPE | 37 | SURFACE_TREATMENT | SURFACE TREATMENT
4270
4271 | 3771 | ELBOW,TUBE | 1 | SHORT_NAME | SHORT NAME | ELBOW,TUBE
4272 | 3771 | ELBOW,TUBE | 2 | ELBOW_TYPE | ELBOW TYPE
4273 | 3771 | ELBOW,TUBE | 3 | ELBOW_SPECIFIC_USE | ELBOW SPECIFIC USE
4274 | 3771 | ELBOW,TUBE | 4 | ELBOW_SHAPE_STYLE | ELBOW SHAPE STYLE
4275 | 3771 | ELBOW,TUBE | 5 | OUTSIDE_DIA | OUTSIDE DIAMETER
4279 | 3771 | ELBOW,TUBE | 9 | RADIUS | RADIUS
4281 | 3771 | ELBOW,TUBE | 11 | WALL_THK | WALL THICKNESS
4284 | 3771 | ELBOW,TUBE | 14 | FLOW_ANGLE | FLOW ANGLE
4285 | 3771 | ELBOW,TUBE | 15 | ELBOW_MATL | ELBOW MATERIAL
4286 | 3771 | ELBOW,TUBE | 16 | ELBOW_CONN_TYPE | ELBOW CONNECTION TYPE
4287 | 3771 | ELBOW,TUBE | 17 | ELBOW_CONN_STYLE | ELBOW CONNECTION STYLE
4288 | 3771 | ELBOW,TUBE | 18 | MAX_OPER_PRESS | MAX OPERATING PRESSURE
4292 | 3771 | ELBOW,TUBE | 22 | OPERATING_MEDIUM | OPERATING MEDIUM
4302 | 3771 | ELBOW,TUBE | 32 | TUBE_OD | TUBE OUTSIDE DIAMETER
4303 | 3771 | ELBOW,TUBE | 33 | THREAD_SERIES | THREAD SERIES
4304 | 3771 | ELBOW,TUBE | 34 | THREAD_SIZE | THREAD SIZE
4311
4312 | 3776 | ADAPTER,STRAIGHT,PIPE TO TUBE | 1 | SHORT_NAME | SHORT NAME | ADAPTER,PIPE TO TUBE
4313 | 3776 | ADAPTER,STRAIGHT,PIPE TO TUBE | 2 | ADAPTER_FITTING_TYPE | ADAPTER FITTING TYPE
4314 | 3776 | ADAPTER,STRAIGHT,PIPE TO TUBE | 3 | ADAPTER_FITTING_SPECIFIC_USE | ADAPTER FITTING SPECIFIC USE
4315 | 3776 | ADAPTER,STRAIGHT,PIPE TO TUBE | 4 | ADAPTER_FITTING_SHAPE_STYLE | ADAPTER FITTING SHAPE STYLE
4316 | 3776 | ADAPTER,STRAIGHT,PIPE TO TUBE | 5 | BODY_SIZE | BODY SIZE
4317 | 3776 | ADAPTER,STRAIGHT,PIPE TO TUBE | 6 | ADAPTER_FITTING_MATL | ADAPTER FITTING MATERIAL
4318 | 3776 | ADAPTER,STRAIGHT,PIPE TO TUBE | 7 | NOMINAL_PIPE_SIZE | NOMINAL PIPE SIZE
4319 | 3776 | ADAPTER,STRAIGHT,PIPE TO TUBE | 8 | TUBE_SIZE | TUBE SIZE
4320 | 3776 | ADAPTER,STRAIGHT,PIPE TO TUBE | 9 | THREAD_SERIES | THREAD SERIES
4321 | 3776 | ADAPTER,STRAIGHT,PIPE TO TUBE | 10 | ADAPTER_FITTING_CONN_STYLE | ADAPTER FITTING CONNECTION STYLE
4322 | 3776 | ADAPTER,STRAIGHT,PIPE TO TUBE | 11 | WALL_THK | WALL THICKNESS
4323 | 3776 | ADAPTER,STRAIGHT,PIPE TO TUBE | 12 | PIPE_SCH | PIPE SCHEDULE
4324 | 3776 | ADAPTER,STRAIGHT,PIPE TO TUBE | 13 | MAX_OPER_PRESS | MAX OPERATING PRESSURE
4326 | 3776 | ADAPTER,STRAIGHT,PIPE TO TUBE | 15 | MAX_OPER_TEMP | MAX OPERATING TEMPERATURE
4328 | 3776 | ADAPTER,STRAIGHT,PIPE TO TUBE | 17 | OPERATING_MEDIUM | OPERATING MEDIUM
4329 | 3776 | ADAPTER,STRAIGHT,PIPE TO TUBE | 18 | SURFACE_TREATMENT | SURFACE TREATMENT
4339 | 3776 | ADAPTER,STRAIGHT,PIPE TO TUBE | 28 | TUBE_CONN_DATA | TUBE CONNECTION DATA
4340
4341 | 3782 | NIPPLE,PIPE | 1 | SHORT_NAME | SHORT NAME | NIPPLE,PIPE
4344 | 3782 | NIPPLE,PIPE | 4 | TYPE | TYPE
4345 | 3782 | NIPPLE,PIPE | 5 | SIZE | SIZE
4347 | 3782 | NIPPLE,PIPE | 7 | MATL | MATERIAL
4348 | 3782 | NIPPLE,PIPE | 8 | PRESSURE | PRESSURE
4349 | 3782 | NIPPLE,PIPE | 9 | FITTING_TYPE | FITTING TYPE
4350 | 3782 | NIPPLE,PIPE | 10 | CONNECTION_DATA | CONNECTION DATA
4351 | 3782 | NIPPLE,PIPE | 11 | PIPE_SCH | PIPE SCHEDULE
4352 | 3782 | NIPPLE,PIPE | 12 | GRADE | GRADE
4353 | 3782 | NIPPLE,PIPE | 13 | NIPPLE_DATA | NIPPLE DATA
4354 | 3782 | NIPPLE,PIPE | 14 | FINISH | FINISH
4363
4364 | 3788 | UNION,TUBE | 1 | SHORT_NAME | SHORT NAME | UNION,TUBE
4365 | 3788 | UNION,TUBE | 2 | UNION_TYPE | UNION TYPE
4366 | 3788 | UNION,TUBE | 3 | UNION_SHAPE_STYLE | UNION SHAPE STYLE
4367 | 3788 | UNION,TUBE | 4 | OUTSIDE_DIA | OUTSIDE DIAMETER
4368 | 3788 | UNION,TUBE | 5 | THK | THICKNESS
4369 | 3788 | UNION,TUBE | 6 | LG | LENGTH
4371 | 3788 | UNION,TUBE | 8 | UNION_MATL | UNION MATERIAL
4372 | 3788 | UNION,TUBE | 9 | NOMINAL_PIPE_SIZE | NOMINAL PIPE SIZE
4373 | 3788 | UNION,TUBE | 10 | PIPE_SCH | PIPE SCHEDULE
4374 | 3788 | UNION,TUBE | 11 | MAX_OPER_PRESS | MAX OPERATING PRESSURE
4376 | 3788 | UNION,TUBE | 13 | MAX_OPER_TEMP | MAX OPERATING TEMPERATURE
4377 | 3788 | UNION,TUBE | 14 | MINI_OPER_TEMP | MINI OPERATING TEMPERATURE
4378 | 3788 | UNION,TUBE | 15 | UNION_CONN_TYPE | UNION CONNECTION TYPE
4379 | 3788 | UNION,TUBE | 16 | UNION_CONN_STYLE | UNION CONNECTION STYLE
4380 | 3788 | UNION,TUBE | 17 | UNION_FLANGE_STYLE | UNION FLANGE STYLE
4382 | 3788 | UNION,TUBE | 19 | PRESS_CLASS | PRESSURE CLASS
4384 | 3788 | UNION,TUBE | 21 | THREAD_SERIES | THREAD SERIES
4385 | 3788 | UNION,TUBE | 22 | OPERATING_MEDIUM | OPERATING MEDIUM
4386 | 3788 | UNION,TUBE | 23 | SURFACE_TREATMENT | SURFACE TREATMENT
4397
4418 | 3798 | FLANGE,PIPE | 1 | SHORT_NAME | SHORT NAME | FLANGE,PIPE
4419 | 3798 | FLANGE,PIPE | 2 | FLANGE_TYPE | FLANGE TYPE
4420 | 3798 | FLANGE,PIPE | 3 | FLANGE_SPECIFIC_USE | FLANGE SPECIFIC USE
4421 | 3798 | FLANGE,PIPE | 4 | FLANGE_SHAPE_STYLE | FLANGE SHAPE STYLE
4422 | 3798 | FLANGE,PIPE | 5 | SIZE | SIZE
4423 | 3798 | FLANGE,PIPE | 6 | OUTSIDE_DIA | OUTSIDE DIAMETER
4424 | 3798 | FLANGE,PIPE | 7 | INSIDE_DIA | INSIDE DIAMETER
4426 | 3798 | FLANGE,PIPE | 9 | THK | THICKNESS
4427 | 3798 | FLANGE,PIPE | 10 | FLANGE_MATL | FLANGE MATERIAL
4428 | 3798 | FLANGE,PIPE | 11 | PIPE_SCH | PIPE SCHEDULE
4429 | 3798 | FLANGE,PIPE | 12 | PRESS_CLASS | PRESSURE CLASS
4430 | 3798 | FLANGE,PIPE | 13 | FLANGE_FACE_SECTION_STYLE | FLANGE FACE SECTION STYLE
4431 | 3798 | FLANGE,PIPE | 14 | FLANGE_CONN_TYPE | FLANGE CONNECTION TYPE
4432 | 3798 | FLANGE,PIPE | 15 | NOMINAL_PIPE_SIZE | NOMINAL PIPE SIZE
4434 | 3798 | FLANGE,PIPE | 17 | MAX_OPER_PRESS | MAX OPERATING PRESSURE
4435 | 3798 | FLANGE,PIPE | 18 | MAX_OPER_TEMP | MAX OPERATING TEMPERATURE
4436 | 3798 | FLANGE,PIPE | 19 | MINI_OPER_TEMP | MINI OPERATING TEMPERATURE
4437 | 3798 | FLANGE,PIPE | 20 | OPERATING_MEDIUM | OPERATING MEDIUM
4438 | 3798 | FLANGE,PIPE | 21 | BOLT_CIRCLE_DIA | BOLT CIRCLE DIA
4439 | 3798 | FLANGE,PIPE | 22 | BOLT_HOLE_DIA | BOLT HOLE DIA
4440 | 3798 | FLANGE,PIPE | 23 | BOLT_HOLE_QTY | NUMBER OF BOLT HOLES
4441 | 3798 | FLANGE,PIPE | 24 | SURFACE_TREATMENT | SURFACE TREATMENT
4451 | 3798 | FLANGE,PIPE | 34 | GRADE | GRADE
4452 | 3798 | FLANGE,PIPE | 35 | CONNECTION_DATA_2 | CONNECTION DATA 2
4453 | 3798 | FLANGE,PIPE | 36 | FLANGE_TABLE | FLANGE TABLE
4454
4472 | 3804 | TEE,HOSE | 1 | SHORT_NAME | SHORT NAME | TEE,HOSE
4474 | 3804 | TEE,HOSE | 3 | SIZE | SIZE
4475 | 3804 | TEE,HOSE | 4 | THK | THICKNESS
4476 | 3804 | TEE,HOSE | 5 | MATL | MATERIAL
4477 | 3804 | TEE,HOSE | 6 | FITTING_PRESS_CLASS | FITTING PRESSURE CLASS
4478 | 3804 | TEE,HOSE | 7 | END_CONN_DATA | END CONNECTION DATA
4479 | 3804 | TEE,HOSE | 8 | BRANCH_CONN_DATA | BRANCH CONNECTION DATA
4480 | 3804 | TEE,HOSE | 9 | RUN_CONN_DATA | RUN CONNECTION DATA
4481 | 3804 | TEE,HOSE | 10 | FINISH | FINISH
4488
4489 | 3805 | TEE,PIPE | 1 | SHORT_NAME | SHORT NAME | TEE,PIPE
4490 | 3805 | TEE,PIPE | 2 | TEE_TYPE | TEE TYPE
4491 | 3805 | TEE,PIPE | 3 | TEE_SHAPE_STYLE | TEE SHAPE STYLE
4492 | 3805 | TEE,PIPE | 4 | NOMINAL_PIPE_SIZE_1 | NOMINAL PIPE SIZE 1
4493 | 3805 | TEE,PIPE | 5 | NOMINAL_PIPE_SIZE_2 | NOMINAL PIPE SIZE 2
4494 | 3805 | TEE,PIPE | 6 | NOMINAL_PIPE_SIZE_3 | NOMINAL PIPE SIZE 3
4495 | 3805 | TEE,PIPE | 7 | LG | LENGTH
4496 | 3805 | TEE,PIPE | 8 | THK | THICKNESS
4497 | 3805 | TEE,PIPE | 9 | OUTSIDE_DIA | OUTSIDE DIAMETER
4498 | 3805 | TEE,PIPE | 10 | TEE_MATL | TEE MATERIAL
4499 | 3805 | TEE,PIPE | 11 | PIPE_SCH | PIPE SCHEDULE
4500 | 3805 | TEE,PIPE | 12 | PIPE_MATL | PIPE MATERIAL
4501 | 3805 | TEE,PIPE | 13 | PRESS_CLASS | PRESSURE CLASS
4502 | 3805 | TEE,PIPE | 14 | TEE_CONN_TYPE_1 | TEE CONNECTION TYPE 1
4503 | 3805 | TEE,PIPE | 15 | TEE_CONN_STYLE_1 | TEE CONNECTION STYLE 1
4504 | 3805 | TEE,PIPE | 16 | TEE_CONN_TYPE_2 | TEE CONNECTION TYPE 2
4505 | 3805 | TEE,PIPE | 17 | TEE_CONN_STYLE_2 | TEE CONNECTION STYLE 2
4506 | 3805 | TEE,PIPE | 18 | TEE_CONN_TYPE_3 | TEE CONNECTION TYPE 3
4507 | 3805 | TEE,PIPE | 19 | TEE_CONN_STYLE_3 | TEE CONNECTION STYLE 3
4508 | 3805 | TEE,PIPE | 20 | TEE_FLANGE_STYLE | TEE FLANGE STYLE
4510 | 3805 | TEE,PIPE | 22 | MAX_OPER_PRESS | MAX OPERATING PRESSURE
4512 | 3805 | TEE,PIPE | 24 | MAX_OPER_TEMP | MAX OPERATING TEMPERATURE
4514 | 3805 | TEE,PIPE | 26 | OPERATING_MEDIUM | OPERATING MEDIUM
4515 | 3805 | TEE,PIPE | 27 | FLOW_ANGLE | FLOW ANGLE
4519 | 3805 | TEE,PIPE | 31 | SURFACE_TREATMENT | SURFACE TREATMENT
4529
4530 | 3809 | TEE,TUBE | 1 | SHORT_NAME | SHORT NAME | TEE,TUBE
4531 | 3809 | TEE,TUBE | 2 | TEE_TYPE | TEE TYPE
4532 | 3809 | TEE,TUBE | 3 | TEE_SPECIFIC_USE | TEE SPECIFIC USE
4533 | 3809 | TEE,TUBE | 4 | TEE_SHAPE_STYLE | TEE SHAPE STYLE
4534 | 3809 | TEE,TUBE | 5 | OUTSIDE_DIA | OUTSIDE DIAMETER
4535 | 3809 | TEE,TUBE | 6 | C_TO_E_LG | C TO E LENGTH
4536 | 3809 | TEE,TUBE | 7 | C_TO_C_LG | C TO C LENGTH
4537 | 3809 | TEE,TUBE | 8 | E_TO_E_LG | END TO END LENGTH
4540 | 3809 | TEE,TUBE | 11 | WALL_THK | WALL THICKNESS
4541 | 3809 | TEE,TUBE | 12 | NOMINAL_PIPE_SIZE | NOMINAL PIPE SIZE
4542 | 3809 | TEE,TUBE | 13 | PIPE_SCH | PIPE SCHEDULE
4544 | 3809 | TEE,TUBE | 15 | TEE_MATL | TEE MATERIAL
4545 | 3809 | TEE,TUBE | 16 | TEE_CONN_TYPE | TEE CONNECTION TYPE
4546 | 3809 | TEE,TUBE | 17 | TEE_CONN_STYLE | TEE CONNECTION STYLE
4547 | 3809 | TEE,TUBE | 18 | MAX_OPER_PRESS | MAX OPERATING PRESSURE
4549 | 3809 | TEE,TUBE | 20 | MAX_OPER_TEMP | MAX OPERATING TEMPERATURE
4551 | 3809 | TEE,TUBE | 22 | OPERATING_MEDIUM | OPERATING MEDIUM
4561 | 3809 | TEE,TUBE | 32 | TUBE_OD | TUBE OUTSIDE DIAMETER
4562 | 3809 | TEE,TUBE | 33 | THREAD_SERIES | THREAD SERIES
4563 | 3809 | TEE,TUBE | 34 | THREAD_SIZE | THREAD SIZE
4566 | 3809 | TEE,TUBE | 37 | SURFACE_TREATMENT | SURFACE TREATMENT
4570
4571 | 3815 | COMPRESSOR,RECIPROCATING | 1 | SHORT_NAME | SHORT NAME | COMPRESSOR,RECIPCTNG
4574 | 3815 | COMPRESSOR,RECIPROCATING | 4 | TYPE | TYPE
4575 | 3815 | COMPRESSOR,RECIPROCATING | 5 | SIZE | SIZE
4576 | 3815 | COMPRESSOR,RECIPROCATING | 6 | MATL | MATERIAL
4577 | 3815 | COMPRESSOR,RECIPROCATING | 7 | CAPACITY | CAPACITY
4578 | 3815 | COMPRESSOR,RECIPROCATING | 8 | PRESSURE | PRESSURE
4579 | 3815 | COMPRESSOR,RECIPROCATING | 9 | SPEED | SPEED
4580 | 3815 | COMPRESSOR,RECIPROCATING | 10 | CURRENT | CURRENT
4581 | 3815 | COMPRESSOR,RECIPROCATING | 11 | POWER | POWER
4582 | 3815 | COMPRESSOR,RECIPROCATING | 12 | FREQUENCY | FREQUENCY
4583 | 3815 | COMPRESSOR,RECIPROCATING | 13 | ELECT_DATA | ELECTRICAL RATING
4584 | 3815 | COMPRESSOR,RECIPROCATING | 14 | FUNCT | FUNCTION
4585 | 3815 | COMPRESSOR,RECIPROCATING | 15 | NO_STAGES | NUMBER OF STAGES
4586 | 3815 | COMPRESSOR,RECIPROCATING | 16 | COOLANT_DATA | COOLANT DATA
4587 | 3815 | COMPRESSOR,RECIPROCATING | 17 | DRIVE_DATA | DRIVE DATA
4588 | 3815 | COMPRESSOR,RECIPROCATING | 18 | CONNECTION_DATA | CONNECTION DATA
4589 | 3815 | COMPRESSOR,RECIPROCATING | 19 | MTG_DATA | MOUNTING DATA
4598
4599 | 3881 | RELAY,MOTOR DRIVEN | 1 | SHORT_NAME | SHORT NAME | RELAY,MTR
4601 | 3881 | RELAY,MOTOR DRIVEN | 3 | SHAPE | SHAPE
4602 | 3881 | RELAY,MOTOR DRIVEN | 4 | TYPE | TYPE
4603 | 3881 | RELAY,MOTOR DRIVEN | 5 | COIL_VOLT | COIL VOLT
4604 | 3881 | RELAY,MOTOR DRIVEN | 6 | OPER_VOLT | OPERATING VOLTAGE
4605 | 3881 | RELAY,MOTOR DRIVEN | 7 | CURRENT | CURRENT
4606 | 3881 | RELAY,MOTOR DRIVEN | 8 | POWER | POWER
4607 | 3881 | RELAY,MOTOR DRIVEN | 9 | TOLERANCE | TOLERANCE
4608 | 3881 | RELAY,MOTOR DRIVEN | 10 | FREQUENCY | FREQUENCY
4609 | 3881 | RELAY,MOTOR DRIVEN | 11 | NO_PHASES | NUMBER OF PHASES
4610 | 3881 | RELAY,MOTOR DRIVEN | 12 | NO_POLES | NUMBER OF POLES
4611 | 3881 | RELAY,MOTOR DRIVEN | 13 | CONTACT_MAX_CURRENT | CONTACT MAX CURRENT
4612 | 3881 | RELAY,MOTOR DRIVEN | 14 | CONTACT_MAX_VOLT | CONTACT MAX VOLT
4613 | 3881 | RELAY,MOTOR DRIVEN | 15 | DELAY_INTERVAL | DELAY INTERVAL
4614 | 3881 | RELAY,MOTOR DRIVEN | 16 | MOTOR_DATA | MOTOR DATA
4615 | 3881 | RELAY,MOTOR DRIVEN | 17 | CONTACT_DATA | CONTACT DATA
4616 | 3881 | RELAY,MOTOR DRIVEN | 18 | TERMINAL_DATA | TERMINAL DATA
4617 | 3881 | RELAY,MOTOR DRIVEN | 19 | COIL_RESISTANCE | COIL RESISTANCE
4618 | 3881 | RELAY,MOTOR DRIVEN | 20 | MTG_DATA | MOUNTING DATA
4625
4626 | 3883 | RELAY,THERMAL | 1 | SHORT_NAME | SHORT NAME | RELAY,THRM
4627 | 3883 | RELAY,THERMAL | 2 | RELAY_THERMAL_TYPE | RELAY THERMAL TYPE
4628 | 3883 | RELAY,THERMAL | 3 | SIZE | SIZE
4632 | 3883 | RELAY,THERMAL | 7 | MAX_CTRL_VOLT_RTG | MAX CONTROL VOLTAGE RATING
4633 | 3883 | RELAY,THERMAL | 8 | MIN_CTRL_VOLT_RTG | MIN CONTROL VOLTAGE RATING
4634 | 3883 | RELAY,THERMAL | 9 | MAX_CURRENT_RTG | MAX CURRENT RATING
4635 | 3883 | RELAY,THERMAL | 10 | MIN_CURRENT_RTG | MIN CURRENT RATING
4636 | 3883 | RELAY,THERMAL | 11 | MAX_POWER_RTG | MAX POWER RATING
4638 | 3883 | RELAY,THERMAL | 13 | NO_PHASES | NUMBER OF PHASES
4639 | 3883 | RELAY,THERMAL | 14 | FREQUENCY | FREQUENCY
4640 | 3883 | RELAY,THERMAL | 15 | MAX_TIME_DELAY_INTERVAL | MAX TIME DELAY INTERVAL
4642 | 3883 | RELAY,THERMAL | 17 | CONTACT_MAX_CURRENT | CONTACT MAX CURRENT
4643 | 3883 | RELAY,THERMAL | 18 | CONTACT_MAX_VOLT | CONTACT MAX VOLT
4644 | 3883 | RELAY,THERMAL | 19 | CONTACT_ARRANGEMENT | CONTACT ARRANGEMENT
4645 | 3883 | RELAY,THERMAL | 20 | TERMINAL_TYPE | TERMINAL TYPE
4646 | 3883 | RELAY,THERMAL | 21 | MAX_OPER_TEMP | MAX OPERATING TEMPERATURE
4647 | 3883 | RELAY,THERMAL | 22 | MINI_OPER_TEMP | MINI OPERATING TEMPERATURE
4649 | 3883 | RELAY,THERMAL | 24 | MTG_METHOD | MOUNTING METHOD
4660
4661 | 3886 | ADAPTER,POWER SUPPLY | 1 | SHORT_NAME | SHORT NAME | ADAPTER,PWR SUPPLY
4663 | 3886 | ADAPTER,POWER SUPPLY | 3 | TYPE | TYPE
4664 | 3886 | ADAPTER,POWER SUPPLY | 4 | SIZE | SIZE
4665 | 3886 | ADAPTER,POWER SUPPLY | 5 | VOLTAGE | VOLTAGE RATING
4666 | 3886 | ADAPTER,POWER SUPPLY | 6 | CURRENT | CURRENT
4667 | 3886 | ADAPTER,POWER SUPPLY | 7 | CAPACITY | CAPACITY
4668 | 3886 | ADAPTER,POWER SUPPLY | 8 | CONNECTION_DATA | CONNECTION DATA
4669 | 3886 | ADAPTER,POWER SUPPLY | 9 | TERMINAL_DATA | TERMINAL DATA
4676
4701 | 3908 | ARM,RECORDER PEN | 1 | SHORT_NAME | SHORT NAME | ARM,RECORDER PEN
4704 | 3908 | ARM,RECORDER PEN | 4 | TYPE | TYPE
4705 | 3908 | ARM,RECORDER PEN | 5 | SIZE | SIZE
4706 | 3908 | ARM,RECORDER PEN | 6 | MATL | MATERIAL
4707 | 3908 | ARM,RECORDER PEN | 7 | ARM_DATA | ARM DATA
4708 | 3908 | ARM,RECORDER PEN | 8 | CONNECTION_DATA | CONNECTION DATA
4716
4735 | 3912 | TEMPERATURE ELEMENT,BIMETALLIC,METEOROLOGICAL | 1 | SHORT_NAME | SHORT NAME | ELEMENT,TEMP,BIMETALLIC
4737 | 3912 | TEMPERATURE ELEMENT,BIMETALLIC,METEOROLOGICAL | 3 | TYPE | TYPE
4738 | 3912 | TEMPERATURE ELEMENT,BIMETALLIC,METEOROLOGICAL | 4 | SIZE | SIZE
4739 | 3912 | TEMPERATURE ELEMENT,BIMETALLIC,METEOROLOGICAL | 5 | MATL | MATERIAL
4740 | 3912 | TEMPERATURE ELEMENT,BIMETALLIC,METEOROLOGICAL | 6 | CONNECTION_DATA | CONNECTION DATA
4741 | 3912 | TEMPERATURE ELEMENT,BIMETALLIC,METEOROLOGICAL | 7 | ELEMENT_DATA | ELEMENT DATA
4742 | 3912 | TEMPERATURE ELEMENT,BIMETALLIC,METEOROLOGICAL | 8 | FINISH | FINISH
4743 | 3912 | TEMPERATURE ELEMENT,BIMETALLIC,METEOROLOGICAL | 9 | MTG_DATA | MOUNTING DATA
4750
4751 | 3914 | TEMPERATURE ELEMENT,RESISTANCE,METEOROLOGICAL | 1 | SHORT_NAME | SHORT NAME | ELEMENT,TEMP,RTD
4752 | 3914 | TEMPERATURE ELEMENT,RESISTANCE,METEOROLOGICAL | 2 | RTD_UNIT_TYPE | RTD UNIT TYPE
4753 | 3914 | TEMPERATURE ELEMENT,RESISTANCE,METEOROLOGICAL | 3 | BODY_WIDTH | BODY WIDTH
4754 | 3914 | TEMPERATURE ELEMENT,RESISTANCE,METEOROLOGICAL | 4 | BODY_HEIGHT | BODY HEIGHT
4755 | 3914 | TEMPERATURE ELEMENT,RESISTANCE,METEOROLOGICAL | 5 | BODY_OUTSIDE_DIA | BODY OUTSIDE DIA
4756 | 3914 | TEMPERATURE ELEMENT,RESISTANCE,METEOROLOGICAL | 6 | BODY_LG | BODY LENGTH
4757 | 3914 | TEMPERATURE ELEMENT,RESISTANCE,METEOROLOGICAL | 7 | RTD_UNIT_MATL | RTD UNIT MATERIAL
4758 | 3914 | TEMPERATURE ELEMENT,RESISTANCE,METEOROLOGICAL | 8 | VOLT_RTG | VOLTAGE RATING
4759 | 3914 | TEMPERATURE ELEMENT,RESISTANCE,METEOROLOGICAL | 9 | CURRENT_RTG | CURRENT RATING
4760 | 3914 | TEMPERATURE ELEMENT,RESISTANCE,METEOROLOGICAL | 10 | FREQUENCY | FREQUENCY
4761 | 3914 | TEMPERATURE ELEMENT,RESISTANCE,METEOROLOGICAL | 11 | RESISTANCE | RESISTANCE
4762 | 3914 | TEMPERATURE ELEMENT,RESISTANCE,METEOROLOGICAL | 12 | MAX_MEASUREMENT_TEMP | MAX MEASUREMENT TEMPERATURE
4763 | 3914 | TEMPERATURE ELEMENT,RESISTANCE,METEOROLOGICAL | 13 | MIN_MEASUREMENT_TEMP | MIN MEASUREMENT TEMPERATURE
4764 | 3914 | TEMPERATURE ELEMENT,RESISTANCE,METEOROLOGICAL | 14 | ACCURACY | ACCURACY
4765 | 3914 | TEMPERATURE ELEMENT,RESISTANCE,METEOROLOGICAL | 15 | TERMINAL_TYPE | TERMINAL TYPE
4766 | 3914 | TEMPERATURE ELEMENT,RESISTANCE,METEOROLOGICAL | 16 | CONN_SIZE | CONNECTION SIZE
4767 | 3914 | TEMPERATURE ELEMENT,RESISTANCE,METEOROLOGICAL | 17 | MECH_CONN_TYPE | MECH CONN TYPE
4768 | 3914 | TEMPERATURE ELEMENT,RESISTANCE,METEOROLOGICAL | 18 | MTG_METHOD | MOUNTING METHOD
4778
4779 | 3948 | HEAD,SPRINKLER,FIRE PROTECTION | 1 | SHORT_NAME | SHORT NAME | HEAD,SPRINKLER
4780 | 3948 | HEAD,SPRINKLER,FIRE PROTECTION | 2 | HEAD_SPECIFIC_USE | HEAD SPECIFIC USE
4781 | 3948 | HEAD,SPRINKLER,FIRE PROTECTION | 3 | HEAD_TYPE | HEAD TYPE
4782 | 3948 | HEAD,SPRINKLER,FIRE PROTECTION | 4 | BODY_WIDTH | BODY WIDTH
4783 | 3948 | HEAD,SPRINKLER,FIRE PROTECTION | 5 | BODY_HEIGHT | BODY HEIGHT
4785 | 3948 | HEAD,SPRINKLER,FIRE PROTECTION | 7 | BODY_OUTSIDE_DIA | BODY OUTSIDE DIA
4786 | 3948 | HEAD,SPRINKLER,FIRE PROTECTION | 8 | BODY_LG | BODY LENGTH
4787 | 3948 | HEAD,SPRINKLER,FIRE PROTECTION | 9 | HEAD_MATL | HEAD MATERIAL
4788 | 3948 | HEAD,SPRINKLER,FIRE PROTECTION | 10 | SURFACE_TREATMENT | SURFACE TREATMENT
4789 | 3948 | HEAD,SPRINKLER,FIRE PROTECTION | 11 | MAX_OPER_TEMP | MAX OPERATING TEMPERATURE
4790 | 3948 | HEAD,SPRINKLER,FIRE PROTECTION | 12 | MINI_OPER_TEMP | MINI OPERATING TEMPERATURE
4791 | 3948 | HEAD,SPRINKLER,FIRE PROTECTION | 13 | MAX_OPER_PRESS | MAX OPERATING PRESSURE
4792 | 3948 | HEAD,SPRINKLER,FIRE PROTECTION | 14 | MIN_OPER_PRESS | MIN OPERATING PRESSURE
4793 | 3948 | HEAD,SPRINKLER,FIRE PROTECTION | 15 | THREAD_SERIES | THREAD SERIES
4794 | 3948 | HEAD,SPRINKLER,FIRE PROTECTION | 16 | MEDIA_DESIGNED | MEDIA DESIGNED
4795 | 3948 | HEAD,SPRINKLER,FIRE PROTECTION | 17 | HEAD_SPRAY_PATTERN | HEAD SPRAY PATTERN
4796 | 3948 | HEAD,SPRINKLER,FIRE PROTECTION | 18 | SPRAY_ANGLE | SPRAY ANGLE
4797 | 3948 | HEAD,SPRINKLER,FIRE PROTECTION | 19 | MTG_METHOD | MOUNTING METHOD
4807 | 3948 | HEAD,SPRINKLER,FIRE PROTECTION | 29 | HEAD_DATA | HEAD DATA
4808
4809 | 3955 | REGULATOR,PRESSURE,AUTOMATIC SPRINKLER | 1 | SHORT_NAME | SHORT NAME | REGULATOR,PRES
4811 | 3955 | REGULATOR,PRESSURE,AUTOMATIC SPRINKLER | 3 | TYPE | TYPE
4812 | 3955 | REGULATOR,PRESSURE,AUTOMATIC SPRINKLER | 4 | VALVE_SIZE | VALVE SIZE
4813 | 3955 | REGULATOR,PRESSURE,AUTOMATIC SPRINKLER | 5 | VALVE_BODY_MATL | VALVE BODY MATERIAL
4814 | 3955 | REGULATOR,PRESSURE,AUTOMATIC SPRINKLER | 6 | PRESSURE | PRESSURE
4815 | 3955 | REGULATOR,PRESSURE,AUTOMATIC SPRINKLER | 7 | TEMPERATURE | TEMPERATURE
4816 | 3955 | REGULATOR,PRESSURE,AUTOMATIC SPRINKLER | 8 | SEAT_MATL | SEAT MATERIAL
4817 | 3955 | REGULATOR,PRESSURE,AUTOMATIC SPRINKLER | 9 | CONNECTION_DATA | CONNECTION DATA
4824
4844 | 4185 | FUSE LINK,ELECTRICAL | 1 | SHORT_NAME | SHORT NAME | LINK,FUSE
4846 | 4185 | FUSE LINK,ELECTRICAL | 3 | FUSE_ELEMENT_TYPE | FUSE ELEMENT TYPE
4847 | 4185 | FUSE LINK,ELECTRICAL | 4 | DIMENSION | DIMENSION
4848 | 4185 | FUSE LINK,ELECTRICAL | 5 | MATL | MATERIAL
4849 | 4185 | FUSE LINK,ELECTRICAL | 6 | VOLTAGE | VOLTAGE RATING
4850 | 4185 | FUSE LINK,ELECTRICAL | 7 | CURRENT | CURRENT
4851 | 4185 | FUSE LINK,ELECTRICAL | 8 | INDICATION_METHOD | INDICATION METHOD
4852 | 4185 | FUSE LINK,ELECTRICAL | 9 | DELAY_INTERVAL | DELAY INTERVAL
4853 | 4185 | FUSE LINK,ELECTRICAL | 10 | CONNECTION_DATA | CONNECTION DATA
4854 | 4185 | FUSE LINK,ELECTRICAL | 11 | MTG_DATA | MOUNTING DATA
4862
4896 | 4199 | EXPANSION JOINT,PIPE | 1 | SHORT_NAME | SHORT NAME | JOINT,EXPANSION
4897 | 4199 | EXPANSION JOINT,PIPE | 2 | EXPANSION_JOINT_TYPE | EXPANSION JOINT TYPE
4898 | 4199 | EXPANSION JOINT,PIPE | 3 | EXPANSION_JOINT_SHAPE_STYLE | EXPANSION JOINT SHAPE STYLE
4899 | 4199 | EXPANSION JOINT,PIPE | 4 | EXPANSION_JOINT_MATL | EXPANSION JOINT MATERIAL
4900 | 4199 | EXPANSION JOINT,PIPE | 5 | EXPANSION_JOINT_SPECIFIC_USE | EXPANSION JOINT SPECIFIC USE
4901 | 4199 | EXPANSION JOINT,PIPE | 6 | SIZE | SIZE
4902 | 4199 | EXPANSION JOINT,PIPE | 7 | OUTSIDE_DIA | OUTSIDE DIAMETER
4903 | 4199 | EXPANSION JOINT,PIPE | 8 | WALL_THK | WALL THICKNESS
4907 | 4199 | EXPANSION JOINT,PIPE | 12 | PIPE_SCH | PIPE SCHEDULE
4909 | 4199 | EXPANSION JOINT,PIPE | 14 | EXPANSION_JOINT_END_STYLE | EXPANSION JOINT END STYLE
4911 | 4199 | EXPANSION JOINT,PIPE | 16 | HARDNESS | HARDNESS
4912 | 4199 | EXPANSION JOINT,PIPE | 17 | THREAD_SERIES | THREAD SERIES
4913 | 4199 | EXPANSION JOINT,PIPE | 18 | OPER_TEMP | OPERATING TEMPERATURE
4914 | 4199 | EXPANSION JOINT,PIPE | 19 | OPER_PRESS | OPERATING PRESSURE
4916 | 4199 | EXPANSION JOINT,PIPE | 21 | SURFACE_TREATMENT | SURFACE TREATMENT
4926 | 4199 | EXPANSION JOINT,PIPE | 31 | FLANGE_DATA | FLANGE DATA
4927 | 4199 | EXPANSION JOINT,PIPE | 32 | FLANGE_TABLE | FLANGE TABLE
4928
4929 | 4200 | STRAINER,SEDIMENT | 1 | SHORT_NAME | SHORT NAME | STRAINER
4930 | 4200 | STRAINER,SEDIMENT | 2 | STRAINER_TYPE | STRAINER TYPE
4931 | 4200 | STRAINER,SEDIMENT | 3 | STRAINER_SHAPE_STYLE | STRAINER SHAPE STYLE
4932 | 4200 | STRAINER,SEDIMENT | 4 | SIZE | SIZE
4935 | 4200 | STRAINER,SEDIMENT | 7 | INSIDE_DIA | INSIDE DIAMETER
4936 | 4200 | STRAINER,SEDIMENT | 8 | OUTSIDE_DIA | OUTSIDE DIAMETER
4937 | 4200 | STRAINER,SEDIMENT | 9 | STRAINER_MATL | STRAINER MATERIAL
4938 | 4200 | STRAINER,SEDIMENT | 10 | MIN_OPER_PRESS | MIN OPERATING PRESSURE
4939 | 4200 | STRAINER,SEDIMENT | 11 | MAX_OPER_PRESS | MAX OPERATING PRESSURE
4940 | 4200 | STRAINER,SEDIMENT | 12 | MINI_OPER_TEMP | MINI OPERATING TEMPERATURE
4941 | 4200 | STRAINER,SEDIMENT | 13 | MAX_OPER_TEMP | MAX OPERATING TEMPERATURE
4942 | 4200 | STRAINER,SEDIMENT | 14 | CAPACITY | CAPACITY
4943 | 4200 | STRAINER,SEDIMENT | 15 | MESH_SIZE | MESH SIZE
4944 | 4200 | STRAINER,SEDIMENT | 16 | WIRE_DIA | WIRE DIAMETER
4945 | 4200 | STRAINER,SEDIMENT | 17 | MICRON_RTG | MICRON RATING
4946 | 4200 | STRAINER,SEDIMENT | 18 | STRAINER_CONN_TYPE | STRAINER CONNECTION TYPE
4947 | 4200 | STRAINER,SEDIMENT | 19 | STRAINER_CONN_STYLE | STRAINER CONNECTION STYLE
4948 | 4200 | STRAINER,SEDIMENT | 20 | STRAINER_FLANGE_STYLE | STRAINER FLANGE STYLE
4949 | 4200 | STRAINER,SEDIMENT | 21 | STRAINER_FLANGE_FACE_STYLE | STRAINER FLANGE FACE STYLE
4952 | 4200 | STRAINER,SEDIMENT | 24 | PRESS_CLASS | PRESSURE CLASS
4953 | 4200 | STRAINER,SEDIMENT | 25 | OPERATING_MEDIUM | OPERATING MEDIUM
4954 | 4200 | STRAINER,SEDIMENT | 26 | MTG_METHOD | MOUNTING METHOD
4955 | 4200 | STRAINER,SEDIMENT | 27 | SURFACE_TREATMENT | SURFACE TREATMENT
4966
4967 | 4214 | SEAL,PLAIN ENCASED | 1 | SHORT_NAME | SHORT NAME | SEAL,ENCASED
4968 | 4214 | SEAL,PLAIN ENCASED | 2 | ENCASED_SEAL_TYPE | ENCASED SEAL TYPE
4969 | 4214 | SEAL,PLAIN ENCASED | 3 | SIZE | SIZE
4971 | 4214 | SEAL,PLAIN ENCASED | 5 | INSIDE_DIA | INSIDE DIAMETER
4972 | 4214 | SEAL,PLAIN ENCASED | 6 | OUTSIDE_DIA | OUTSIDE DIAMETER
4973 | 4214 | SEAL,PLAIN ENCASED | 7 | THK | THICKNESS
4974 | 4214 | SEAL,PLAIN ENCASED | 8 | ENCASED_SEAL_MATL | ENCASED SEAL MATERIAL
4975 | 4214 | SEAL,PLAIN ENCASED | 9 | MINI_OPER_TEMP | MINI OPERATING TEMPERATURE
4976 | 4214 | SEAL,PLAIN ENCASED | 10 | MAX_OPER_TEMP | MAX OPERATING TEMPERATURE
4977 | 4214 | SEAL,PLAIN ENCASED | 11 | MIN_OPER_PRESS | MIN OPERATING PRESSURE
4978 | 4214 | SEAL,PLAIN ENCASED | 12 | MAX_OPER_PRESS | MAX OPERATING PRESSURE
4980 | 4214 | SEAL,PLAIN ENCASED | 14 | OPERATING_MEDIUM | OPERATING MEDIUM
4981 | 4214 | SEAL,PLAIN ENCASED | 15 | COLOR | COLOR
4982 | 4214 | SEAL,PLAIN ENCASED | 16 | SURFACE_TREATMENT | SURFACE TREATMENT
4992
4993 | 4226 | SPRING,HELICAL,COMPRESSION | 1 | SHORT_NAME | SHORT NAME | SPRING,HEL
4994 | 4226 | SPRING,HELICAL,COMPRESSION | 2 | HELICAL_SPRING_TYPE | HELICAL SPRING TYPE
4995 | 4226 | SPRING,HELICAL,COMPRESSION | 3 | HELICAL_SPRING_SPECIFIC_USE | HELICAL SPRING SPECIFIC USE
4996 | 4226 | SPRING,HELICAL,COMPRESSION | 4 | HELICAL_SPRING_SHAPE_STYLE | HELICAL SPRING SHAPE STYLE
4997 | 4226 | SPRING,HELICAL,COMPRESSION | 5 | HELICAL_SPRING_MATL | HELICAL SPRING MATERIAL
4998 | 4226 | SPRING,HELICAL,COMPRESSION | 6 | INSIDE_DIA | INSIDE DIAMETER
4999 | 4226 | SPRING,HELICAL,COMPRESSION | 7 | OUTSIDE_DIA | OUTSIDE DIAMETER
5000 | 4226 | SPRING,HELICAL,COMPRESSION | 8 | FREE_LG | FREE LENGTH
5001 | 4226 | SPRING,HELICAL,COMPRESSION | 9 | WIRE_DIA | WIRE DIAMETER
5002 | 4226 | SPRING,HELICAL,COMPRESSION | 10 | PITCH | PITCH
5003 | 4226 | SPRING,HELICAL,COMPRESSION | 11 | MIN_OPER_PRESS | MIN OPERATING PRESSURE
5004 | 4226 | SPRING,HELICAL,COMPRESSION | 12 | MAX_OPER_PRESS | MAX OPERATING PRESSURE
5005 | 4226 | SPRING,HELICAL,COMPRESSION | 13 | NO_TURNS | NUMBER OF TURNS
5006 | 4226 | SPRING,HELICAL,COMPRESSION | 14 | COIL_DIRECTION | COIL DIRECTION
5007 | 4226 | SPRING,HELICAL,COMPRESSION | 15 | HELICAL_SPRING_END_STYLE | HELICAL SPRING END STYLE
5008 | 4226 | SPRING,HELICAL,COMPRESSION | 16 | HARDNESS_RATING | HARDNESS RATING
5018
5019 | 4230 | PANEL,TEST,ELECTRICAL | 1 | SHORT_NAME | SHORT NAME | PANEL,TEST
5021 | 4230 | PANEL,TEST,ELECTRICAL | 3 | TYPE | TYPE
5022 | 4230 | PANEL,TEST,ELECTRICAL | 4 | SIZE | SIZE
5023 | 4230 | PANEL,TEST,ELECTRICAL | 5 | MATL | MATERIAL
5024 | 4230 | PANEL,TEST,ELECTRICAL | 6 | FUNCT | FUNCTION
5025 | 4230 | PANEL,TEST,ELECTRICAL | 7 | ELECT_RTG | ELECTRICAL RATING
5026 | 4230 | PANEL,TEST,ELECTRICAL | 8 | ELECT_CONN_DATA | ELECTRICAL CONNECTION DATA
5027 | 4230 | PANEL,TEST,ELECTRICAL | 9 | PANEL_DATA | PANEL DATA
5035
5036 | 4250 | SEAL,PLAIN | 1 | SHORT_NAME | SHORT NAME | SEAL,PLAIN
5037 | 4250 | SEAL,PLAIN | 2 | PLAIN_SEAL_TYPE | PLAIN SEAL TYPE
5038 | 4250 | SEAL,PLAIN | 3 | SIZE | SIZE
5040 | 4250 | SEAL,PLAIN | 5 | INSIDE_DIA | INSIDE DIAMETER
5041 | 4250 | SEAL,PLAIN | 6 | OUTSIDE_DIA | OUTSIDE DIAMETER
5042 | 4250 | SEAL,PLAIN | 7 | THK | THICKNESS
5043 | 4250 | SEAL,PLAIN | 8 | PLAIN_SEAL_MATL | PLAIN SEAL MATERIAL
5044 | 4250 | SEAL,PLAIN | 9 | MINI_OPER_TEMP | MINI OPERATING TEMPERATURE
5045 | 4250 | SEAL,PLAIN | 10 | MAX_OPER_TEMP | MAX OPERATING TEMPERATURE
5048 | 4250 | SEAL,PLAIN | 13 | HARDNESS_RATING | HARDNESS RATING
5049 | 4250 | SEAL,PLAIN | 14 | OPERATING_MEDIUM | OPERATING MEDIUM
5050 | 4250 | SEAL,PLAIN | 15 | COLOR | COLOR
5061
5062 | 4257 | SEPARATOR,OIL | 1 | SHORT_NAME | SHORT NAME | SEPERATOR
5065 | 4257 | SEPARATOR,OIL | 4 | TYPE | TYPE
5066 | 4257 | SEPARATOR,OIL | 5 | SIZE | SIZE
5067 | 4257 | SEPARATOR,OIL | 6 | MATL | MATERIAL
5068 | 4257 | SEPARATOR,OIL | 7 | OPER_METHOD | OPERATING METHOD
5069 | 4257 | SEPARATOR,OIL | 8 | CONNECTION_DATA | CONNECTION DATA
5070 | 4257 | SEPARATOR,OIL | 9 | MTG_DATA | MOUNTING DATA
5079
5080 | 4262 | FAN,VENTILATING | 1 | SHORT_NAME | SHORT NAME | FAN,COOLING
5081 | 4262 | FAN,VENTILATING | 2 | BLOWER_TYPE | BLOWER TYPE
5082 | 4262 | FAN,VENTILATING | 3 | BLOWER_SHAPE_STYLE | BLOWER SHAPE STYLE
5083 | 4262 | FAN,VENTILATING | 4 | SIZE | SIZE
5086 | 4262 | FAN,VENTILATING | 7 | DIA | DIAMETER
5087 | 4262 | FAN,VENTILATING | 8 | POWER_RTG | POWER RATING
5088 | 4262 | FAN,VENTILATING | 9 | CURRENT_RTG | CURRENT RATING
5089 | 4262 | FAN,VENTILATING | 10 | VOLT_RTG | VOLTAGE RATING
5090 | 4262 | FAN,VENTILATING | 11 | PHASE | PHASE
5091 | 4262 | FAN,VENTILATING | 12 | FREQUENCY_RTG | FREQUENCY RATING
5092 | 4262 | FAN,VENTILATING | 13 | SPEED_RATING | SPEED RATING
5093 | 4262 | FAN,VENTILATING | 14 | MAX_AMBIENT_TEMP | MAX AMBIENT TEMP
5094 | 4262 | FAN,VENTILATING | 15 | MIN_AMBIENT_TEMP | MIN AMBIENT TEMPERATURE
5095 | 4262 | FAN,VENTILATING | 16 | DISCH_FLOW_RATE | DISCH FLOW RATE
5096 | 4262 | FAN,VENTILATING | 17 | IMPELLER_DIA | IMPELLER DIAMETER
5097 | 4262 | FAN,VENTILATING | 18 | BLADE_LG | BLADE LG
5098 | 4262 | FAN,VENTILATING | 19 | BLADE_MATL | BLADE MATERIAL
5099 | 4262 | FAN,VENTILATING | 20 | BLADE_QTY | NUMBER OF BLADES
5100 | 4262 | FAN,VENTILATING | 21 | HOUSING_SHAPE_STYLE | HOUSING SHAPE STYLE
5101 | 4262 | FAN,VENTILATING | 22 | HOUSING_MATL | HOUSING MATERIAL
5102 | 4262 | FAN,VENTILATING | 23 | SHAFT_BEARING_TYPE | SHAFT BEARING TYPE
5103 | 4262 | FAN,VENTILATING | 24 | OPER_METHOD | OPERATING METHOD
5104 | 4262 | FAN,VENTILATING | 25 | DISCHARGE_OUTLET_DIRECT_SYS | DISCHARGE OUTLET DIRECT SYSTEM
5105 | 4262 | FAN,VENTILATING | 26 | ELECT_CONN_TYPE | ELECTRICAL CONNECTION TYPE
5106 | 4262 | FAN,VENTILATING | 27 | MECH_CONN_TYPE | MECH CONN TYPE
5107 | 4262 | FAN,VENTILATING | 28 | MTG_METHOD | MOUNTING METHOD
5119 | 4262 | FAN,VENTILATING | 40 | REV_PER_MINUTE | REVOLUTION PER MINUTE (RPM)
5120
5121 | 4359 | PURIFIER,CENTRIFUGAL,OIL | 1 | SHORT_NAME | SHORT NAME | PURIFIER,CENTFGL
5123 | 4359 | PURIFIER,CENTRIFUGAL,OIL | 3 | TYPE | TYPE
5124 | 4359 | PURIFIER,CENTRIFUGAL,OIL | 4 | DIMENSION | DIMENSION
5125 | 4359 | PURIFIER,CENTRIFUGAL,OIL | 5 | MATL | MATERIAL
5126 | 4359 | PURIFIER,CENTRIFUGAL,OIL | 6 | CAPACITY | CAPACITY
5127 | 4359 | PURIFIER,CENTRIFUGAL,OIL | 7 | POWER | POWER
5128 | 4359 | PURIFIER,CENTRIFUGAL,OIL | 8 | ELECT_DATA | ELECTRICAL RATING
5129 | 4359 | PURIFIER,CENTRIFUGAL,OIL | 9 | POWER_REQUIREMENT | POWER REQUIREMENT
5130 | 4359 | PURIFIER,CENTRIFUGAL,OIL | 10 | ROTATIONAL_SPEED | ROTATIONAL SPEED
5131 | 4359 | PURIFIER,CENTRIFUGAL,OIL | 11 | MTG_DATA | MOUNTING DATA
5132 | 4359 | PURIFIER,CENTRIFUGAL,OIL | 12 | FINISH | FINISH
5141
5142 | 4456 | SPROCKET WHEEL | 1 | SHORT_NAME | SHORT NAME | SPROCKET
5144 | 4456 | SPROCKET WHEEL | 3 | TYPE | TYPE
5145 | 4456 | SPROCKET WHEEL | 4 | SHAPE | SHAPE
5146 | 4456 | SPROCKET WHEEL | 5 | SIZE | SIZE
5147 | 4456 | SPROCKET WHEEL | 6 | DIA | DIAMETER
5148 | 4456 | SPROCKET WHEEL | 7 | BORE_DIA | BORE DIAMETER
5149 | 4456 | SPROCKET WHEEL | 8 | MATL | MATERIAL
5150 | 4456 | SPROCKET WHEEL | 9 | SPROCKET_DATA | SPROCKET DATA
5151 | 4456 | SPROCKET WHEEL | 10 | PITCH_DATA | PITCH DATA
5152 | 4456 | SPROCKET WHEEL | 11 | KEY_DATA | KEY DATA
5153 | 4456 | SPROCKET WHEEL | 12 | NO_TEETH | NUMBER OF TEETHS
5162
5163 | 4457 | CHAIN,ROLLER | 1 | SHORT_NAME | SHORT NAME | CHAIN,RLR
5164 | 4457 | CHAIN,ROLLER | 2 | CHAIN_SHAPE | CHAIN SHAPE
5165 | 4457 | CHAIN,ROLLER | 3 | CHAIN_TYPE | CHAIN TYPE
5166 | 4457 | CHAIN,ROLLER | 4 | BODY_WIDTH | BODY WIDTH
5167 | 4457 | CHAIN,ROLLER | 5 | BODY_LG | BODY LENGTH
5168 | 4457 | CHAIN,ROLLER | 6 | BODY_DIA | BODY DIA
5169 | 4457 | CHAIN,ROLLER | 7 | CHAIN_MATL | CHAIN MATERIAL
5170 | 4457 | CHAIN,ROLLER | 8 | ROLLER_DIA | ROLLER DIAMETER
5171 | 4457 | CHAIN,ROLLER | 9 | ROLLER_LG | ROLLER LENGTH
5172 | 4457 | CHAIN,ROLLER | 10 | PITCH_LG | PITCH LENGTH
5173 | 4457 | CHAIN,ROLLER | 11 | WIDTH_BETWEEN_PLATES | WIDTH BETWEEN PLATES
5174 | 4457 | CHAIN,ROLLER | 12 | SAFE_WKG_LOAD | SAFE WORKING LOAD
5175 | 4457 | CHAIN,ROLLER | 13 | CHAIN_END_STYLE | CHAIN END STYLE
5176 | 4457 | CHAIN,ROLLER | 14 | PIN_FASTENING_MEHTOD | PIN FASTENING MEHTOD
5178 | 4457 | CHAIN,ROLLER | 16 | SURFACE_TREATMENT | SURFACE TREATMENT
5188
5189 | 4459 | COUPLING,SHAFT,FLEXIBLE | 1 | SHORT_NAME | SHORT NAME | COUPLING,SHAFT
5190 | 4459 | COUPLING,SHAFT,FLEXIBLE | 2 | COUPLING_MATL | COUPLING MATERIAL
5191 | 4459 | COUPLING,SHAFT,FLEXIBLE | 3 | DIA | DIAMETER
5192 | 4459 | COUPLING,SHAFT,FLEXIBLE | 4 | INSIDE_DIA | INSIDE DIAMETER
5193 | 4459 | COUPLING,SHAFT,FLEXIBLE | 5 | LG | LENGTH
5195 | 4459 | COUPLING,SHAFT,FLEXIBLE | 7 | FLANGE_STYLE | FLANGE STYLE
5196 | 4459 | COUPLING,SHAFT,FLEXIBLE | 8 | FLANGE_FACE_STYLE | FLANGE FACE STYLE
5198 | 4459 | COUPLING,SHAFT,FLEXIBLE | 10 | MEDIA_DESIGNED | MEDIA DESIGNED
5199 | 4459 | COUPLING,SHAFT,FLEXIBLE | 11 | BORE_SIZE | BORE SIZE
5200 | 4459 | COUPLING,SHAFT,FLEXIBLE | 12 | SURFACE_TREATMENT | SURFACE TREATMENT
5210 | 4459 | COUPLING,SHAFT,FLEXIBLE | 22 | TYPE | TYPE
5211 | 4459 | COUPLING,SHAFT,FLEXIBLE | 23 | POWER | POWER
5212 | 4459 | COUPLING,SHAFT,FLEXIBLE | 24 | ROTATIONAL_SPEED | ROTATIONAL SPEED
5213 | 4459 | COUPLING,SHAFT,FLEXIBLE | 25 | COLOR | COLOR
5214 | 4459 | COUPLING,SHAFT,FLEXIBLE | 26 | KEYWAY_DATA | KEYWAY DATA
5215
5216 | 4479 | BELT,V | 1 | SHORT_NAME | SHORT NAME | BELT,V
5217 | 4479 | BELT,V | 2 | BELT_TYPE | BELT TYPE
5218 | 4479 | BELT,V | 3 | BELT_SHAPE_STYLE | BELT SHAPE STYLE
5219 | 4479 | BELT,V | 4 | IDBI_NO | IDBI NO
5220 | 4479 | BELT,V | 5 | SIZE | SIZE
5222 | 4479 | BELT,V | 7 | THK | THICKNESS
5223 | 4479 | BELT,V | 8 | BELT_MATL | BELT MATERIAL
5224 | 4479 | BELT,V | 9 | GROOVED_ANGLE | GROOVED ANGLE
5225 | 4479 | BELT,V | 10 | PITCH_DISTANCE | PITCH DISTANCE
5226 | 4479 | BELT,V | 11 | PITCH_LG | PITCH LENGTH
5227 | 4479 | BELT,V | 12 | CROSS_SECT_SIZE | CROSS SECTION SIZE
5228 | 4479 | BELT,V | 13 | STRENGTHENING_FEATURE | STRENGTHENING FEATURE
5229 | 4479 | BELT,V | 14 | ENVIRON_PROT | ENVIRON PROTECTION
5230 | 4479 | BELT,V | 15 | SURFACE_TREATMENT | SURFACE TREATMENT
5241
5242 | 4521 | PACKING,PREFORMED | 1 | SHORT_NAME | SHORT NAME | PACKING
5243 | 4521 | PACKING,PREFORMED | 2 | PACKING_TYPE | PACKING TYPE
5244 | 4521 | PACKING,PREFORMED | 3 | PACKING_SHAPE_STYLE | PACKING SHAPE STYLE
5245 | 4521 | PACKING,PREFORMED | 4 | SIZE | SIZE
5247 | 4521 | PACKING,PREFORMED | 6 | INSIDE_DIA | INSIDE DIAMETER
5248 | 4521 | PACKING,PREFORMED | 7 | OUTSIDE_DIA | OUTSIDE DIAMETER
5249 | 4521 | PACKING,PREFORMED | 8 | THK | THICKNESS
5250 | 4521 | PACKING,PREFORMED | 9 | PACKING_MATL | PACKING MATERIAL
5251 | 4521 | PACKING,PREFORMED | 10 | MINI_OPER_TEMP | MINI OPERATING TEMPERATURE
5252 | 4521 | PACKING,PREFORMED | 11 | MAX_OPER_TEMP | MAX OPERATING TEMPERATURE
5253 | 4521 | PACKING,PREFORMED | 12 | MIN_OPER_PRESS | MIN OPERATING PRESSURE
5254 | 4521 | PACKING,PREFORMED | 13 | MAX_OPER_PRESS | MAX OPERATING PRESSURE
5255 | 4521 | PACKING,PREFORMED | 14 | HARDNESS_RATING | HARDNESS RATING
5256 | 4521 | PACKING,PREFORMED | 15 | PACKING_RTG | PACKING RATING
5257 | 4521 | PACKING,PREFORMED | 16 | CROSS_SECT_SHAPE | CROSS SECTION SHAPE
5258 | 4521 | PACKING,PREFORMED | 17 | CUT_SHAPE | CUT SHAPE
5259 | 4521 | PACKING,PREFORMED | 18 | OPERATING_MEDIUM | OPERATING MEDIUM
5260 | 4521 | PACKING,PREFORMED | 19 | COLOR | COLOR
5271
5272 | 4522 | GASKET | 1 | SHORT_NAME | SHORT NAME | GASKET,SPL WND
5273 | 4522 | GASKET | 2 | GASKET_TYPE | GASKET TYPE
5274 | 4522 | GASKET | 3 | GASKET_SHAPE_STYLE | GASKET SHAPE STYLE
5275 | 4522 | GASKET | 4 | GASKET_CROSS_SECT_SHAPE | GASKET CROSS SECT SHAPE
5276 | 4522 | GASKET | 5 | NOMINAL_PIPE_SIZE | NOMINAL PIPE SIZE
5277 | 4522 | GASKET | 6 | SIZE | SIZE
5279 | 4522 | GASKET | 8 | THK | THICKNESS
5280 | 4522 | GASKET | 9 | INSIDE_DIA | INSIDE DIAMETER
5281 | 4522 | GASKET | 10 | OUTSIDE_DIA | OUTSIDE DIAMETER
5282 | 4522 | GASKET | 11 | PITCH_CIRCLE_DIA | PITCH CIRCLE DIA
5283 | 4522 | GASKET | 12 | GASKET_MATL | GASKET MATERIAL
5284 | 4522 | GASKET | 13 | RING_MATL | RING MATERIAL
5285 | 4522 | GASKET | 14 | FILLER_MATL | FILLER MATERIAL
5286 | 4522 | GASKET | 15 | HOOP_MATL | HOOP MATERIAL
5287 | 4522 | GASKET | 16 | MAX_OPER_TEMP | MAX OPERATING TEMPERATURE
5288 | 4522 | GASKET | 17 | MINI_OPER_TEMP | MINI OPERATING TEMPERATURE
5289 | 4522 | GASKET | 18 | MAX_OPER_PRESS | MAX OPERATING PRESSURE
5290 | 4522 | GASKET | 19 | MIN_OPER_PRESS | MIN OPERATING PRESSURE
5291 | 4522 | GASKET | 20 | STRESS_RATING | STRESS RATING
5292 | 4522 | GASKET | 21 | COMPRESSIBILITY | COMPRESSIBILITY
5293 | 4522 | GASKET | 22 | PT_VALUE | PT VALUE
5294 | 4522 | GASKET | 23 | CREEP_RESISTANCE | CREEP RESISTANCE
5295 | 4522 | GASKET | 24 | NO_BOLT_HOLES | NUMBER OF BOLT HOLES
5296 | 4522 | GASKET | 25 | BOLT_HOLE_DIA | BOLT HOLE DIA
5297 | 4522 | GASKET | 26 | CUT_SHAPE | CUT SHAPE
5298 | 4522 | GASKET | 27 | HARDNESS_RATING | HARDNESS RATING
5299 | 4522 | GASKET | 28 | OPERATING_MEDIUM | OPERATING MEDIUM
5300 | 4522 | GASKET | 29 | COLOR | COLOR
5301 | 4522 | GASKET | 30 | SURFACE_TREATMENT | SURFACE TREATMENT
5311 | 4522 | GASKET | 40 | DIMENSION | DIMENSION
5312
5313 | 4531 | PACKING MATERIAL | 1 | SHORT_NAME | SHORT NAME | PACKING,MATERIAL
5314 | 4531 | PACKING MATERIAL | 2 | PACKING_MATERIAL_TYPE | PACKING MATERIAL TYPE
5315 | 4531 | PACKING MATERIAL | 3 | PACKING_MATL_CROSS_SECT_SHAPE | PACKING MATERIAL CROSS SECT SHAPE
5318 | 4531 | PACKING MATERIAL | 6 | THK | THICKNESS
5319 | 4531 | PACKING MATERIAL | 7 | INSIDE_DIA | INSIDE DIAMETER
5320 | 4531 | PACKING MATERIAL | 8 | OUTSIDE_DIA | OUTSIDE DIAMETER
5321 | 4531 | PACKING MATERIAL | 9 | PACKING_MATERIAL_MATL | PACKING MATERIAL MATERIAL
5322 | 4531 | PACKING MATERIAL | 10 | MINI_OPER_TEMP | MINI OPERATING TEMPERATURE
5323 | 4531 | PACKING MATERIAL | 11 | MAX_OPER_TEMP | MAX OPERATING TEMPERATURE
5324 | 4531 | PACKING MATERIAL | 12 | MIN_OPER_PRESS | MIN OPERATING PRESSURE
5325 | 4531 | PACKING MATERIAL | 13 | MAX_OPER_PRESS | MAX OPERATING PRESSURE
5326 | 4531 | PACKING MATERIAL | 14 | CHEMICAL_RESISTANCE | CHEMICAL RESISTANCE
5327 | 4531 | PACKING MATERIAL | 15 | LINEAR_VELOCITY | LINEAR VELOCITY
5328 | 4531 | PACKING MATERIAL | 16 | MIN_TENSILE_STRENGTH | MIN TENSILE STRENGTH
5329 | 4531 | PACKING MATERIAL | 17 | LUBRICATION_MATERIAL | LUBRICATION MATERIAL
5330 | 4531 | PACKING MATERIAL | 18 | CONSTR_METHOD | CONSTRUCTION METHOD
5331 | 4531 | PACKING MATERIAL | 19 | COATING_MATL | COATING MATERIAL
5332 | 4531 | PACKING MATERIAL | 20 | HARDNESS_RATING | HARDNESS RATING
5335 | 4531 | PACKING MATERIAL | 23 | COLOR | COLOR
5336 | 4531 | PACKING MATERIAL | 24 | SURFACE_CONDITION | SURFACE CONDITION
5346 | 4531 | PACKING MATERIAL | 34 | SIZE | SIZE
5347
5348 | 4558 | TRIPPER,CIRCUIT BREAKER | 1 | SHORT_NAME | SHORT NAME | TRIPPER,CB
5350 | 4558 | TRIPPER,CIRCUIT BREAKER | 3 | TYPE | TYPE
5351 | 4558 | TRIPPER,CIRCUIT BREAKER | 4 | VOLTAGE | VOLTAGE RATING
5352 | 4558 | TRIPPER,CIRCUIT BREAKER | 5 | CURRENT | CURRENT
5353 | 4558 | TRIPPER,CIRCUIT BREAKER | 6 | FREQUENCY | FREQUENCY
5354 | 4558 | TRIPPER,CIRCUIT BREAKER | 7 | CONNECTION_DATA | CONNECTION DATA
5355 | 4558 | TRIPPER,CIRCUIT BREAKER | 8 | TERMINAL_DATA | TERMINAL DATA
5356 | 4558 | TRIPPER,CIRCUIT BREAKER | 9 | OPER_METHOD | OPERATING METHOD
5357 | 4558 | TRIPPER,CIRCUIT BREAKER | 10 | MTG_DATA | MOUNTING DATA
5364
5365 | 4575 | WINCH,DRUM,POWER OPERATED | 1 | SHORT_NAME | SHORT NAME | WINCH,DRUM
5367 | 4575 | WINCH,DRUM,POWER OPERATED | 3 | TYPE | TYPE
5368 | 4575 | WINCH,DRUM,POWER OPERATED | 4 | SIZE | SIZE
5369 | 4575 | WINCH,DRUM,POWER OPERATED | 5 | CAPACITY | CAPACITY
5370 | 4575 | WINCH,DRUM,POWER OPERATED | 6 | DRIVE_DATA | DRIVE DATA
5371 | 4575 | WINCH,DRUM,POWER OPERATED | 7 | CONNECTION_DATA | CONNECTION DATA
5380
5417 | 4842 | TIMER,INTERVAL | 1 | SHORT_NAME | SHORT NAME | TIMER
5418 | 4842 | TIMER,INTERVAL | 2 | TIMER_SEPCIFIC_USE | TIMER SEPCIFIC USE
5419 | 4842 | TIMER,INTERVAL | 3 | TIMER_TYPE | TIMER TYPE
5420 | 4842 | TIMER,INTERVAL | 4 | BODY_WIDTH | BODY WIDTH
5421 | 4842 | TIMER,INTERVAL | 5 | BODY_HEIGHT | BODY HEIGHT
5422 | 4842 | TIMER,INTERVAL | 6 | BODY_DEPTH | BODY DEPTH
5423 | 4842 | TIMER,INTERVAL | 7 | CASE_MATL | CASE MATERIAL
5425 | 4842 | TIMER,INTERVAL | 9 | TIME_RANGE | TIME RANGE
5426 | 4842 | TIMER,INTERVAL | 10 | TIMER_OPER_METHOD | TIMER OPERATING METHOD
5427 | 4842 | TIMER,INTERVAL | 11 | TIMER_CONTROL_TYPE | TIMER CONTROL TYPE
5428 | 4842 | TIMER,INTERVAL | 12 | VOLT_RTG | VOLTAGE RATING
5429 | 4842 | TIMER,INTERVAL | 13 | CURRENT_RTG | CURRENT RATING
5430 | 4842 | TIMER,INTERVAL | 14 | CONN_VOLT | CONNECTION VOLTAGE
5431 | 4842 | TIMER,INTERVAL | 15 | DISPLAY_TYPE | DISPLAY TYPE
5432 | 4842 | TIMER,INTERVAL | 16 | FREQUENCY | FREQUENCY
5433 | 4842 | TIMER,INTERVAL | 17 | TIMER_BEZEL_TYPE | TIMER BEZEL TYPE
5436 | 4842 | TIMER,INTERVAL | 20 | TIMER_CTRL_METHOD | TIMER CONTROL METHOD
5437 | 4842 | TIMER,INTERVAL | 21 | MTG_METHOD | MOUNTING METHOD
5447 | 4842 | TIMER,INTERVAL | 31 | CONNECTION_DATA | CONNECTION DATA
5448
5449 | 4853 | TRAP,STEAM | 1 | SHORT_NAME | SHORT NAME | TRAP,STEAM
5450 | 4853 | TRAP,STEAM | 2 | TRAP_SPECIFIC_USE | TRAP SPECIFIC USE
5451 | 4853 | TRAP,STEAM | 3 | TRAP_TYPE | TRAP TYPE
5452 | 4853 | TRAP,STEAM | 4 | BODY_WIDTH | BODY WIDTH
5453 | 4853 | TRAP,STEAM | 5 | BODY_HEIGHT | BODY HEIGHT
5454 | 4853 | TRAP,STEAM | 6 | BODY_DEPTH | BODY DEPTH
5455 | 4853 | TRAP,STEAM | 7 | BODY_DIA | BODY DIA
5456 | 4853 | TRAP,STEAM | 8 | BODY_MATL | BODY MATERIAL
5457 | 4853 | TRAP,STEAM | 9 | SEAT_MATL | SEAT MATERIAL
5458 | 4853 | TRAP,STEAM | 10 | TRIM_MATL | TRIM MATERIAL
5459 | 4853 | TRAP,STEAM | 11 | PLUG_MATL | PLUG MATERIAL
5460 | 4853 | TRAP,STEAM | 12 | MAX_OPER_PRESS | MAX OPERATING PRESSURE
5461 | 4853 | TRAP,STEAM | 13 | MAX_OPER_TEMP | MAX OPERATING TEMPERATURE
5462 | 4853 | TRAP,STEAM | 14 | MINI_OPER_TEMP | MINI OPERATING TEMPERATURE
5463 | 4853 | TRAP,STEAM | 15 | ORIFICE_SIZE | ORIFICE SIZE
5464 | 4853 | TRAP,STEAM | 16 | TRAP_OPER_METHOD | TRAP OPER METHOD
5465 | 4853 | TRAP,STEAM | 17 | FACE_WIDTH | FACE WIDTH
5466 | 4853 | TRAP,STEAM | 18 | FLANGE_OUTSIDE_DIA | FLANGE OUTSIDE DIA
5467 | 4853 | TRAP,STEAM | 19 | FLANGE_INSIDE_DIA | FLANGE INSIDE DIA
5471 | 4853 | TRAP,STEAM | 23 | BONNET_TYPE | BONNET TYPE
5472 | 4853 | TRAP,STEAM | 24 | TRAP_CONN_TYPE | TRAP CONNECTION TYPE
5475 | 4853 | TRAP,STEAM | 27 | SERVICE_WHICH_DESIGNED | SERVICE WHICH DESIGNED
5485 | 4853 | TRAP,STEAM | 37 | FLANGE_TABLE | FLANGE TABLE
5486 | 4853 | TRAP,STEAM | 38 | TRAP_DATA | TRAP DATA
5487 | 4853 | TRAP,STEAM | 39 | MTG_DATA | MOUNTING DATA
5488
5530 | 4877 | GUARD,LAMP | 1 | SHORT_NAME | SHORT NAME | GUARD,LAMP
5533 | 4877 | GUARD,LAMP | 4 | TYPE | TYPE
5534 | 4877 | GUARD,LAMP | 5 | DIMENSION | DIMENSION
5535 | 4877 | GUARD,LAMP | 6 | MATL | MATERIAL
5536 | 4877 | GUARD,LAMP | 7 | CONNECTION_DATA | CONNECTION DATA
5537 | 4877 | GUARD,LAMP | 8 | FINISH | FINISH
5544
5545 | 4899 | SIPHON,STEAM GAGE | 1 | SHORT_NAME | SHORT NAME | SIPHON,STEAM GAGE
5547 | 4899 | SIPHON,STEAM GAGE | 3 | TYPE | TYPE
5548 | 4899 | SIPHON,STEAM GAGE | 4 | SIZE | SIZE
5549 | 4899 | SIPHON,STEAM GAGE | 5 | MATL | MATERIAL
5550 | 4899 | SIPHON,STEAM GAGE | 6 | CONNECTION_DATA | CONNECTION DATA
5551 | 4899 | SIPHON,STEAM GAGE | 7 | FINISH | FINISH
5552 | 4899 | SIPHON,STEAM GAGE | 8 | MTG_DATA | MOUNTING DATA
5561
5578 | 5106 | CONTROL,REMOTE SWITCHING | 1 | SHORT_NAME | SHORT NAME | CONTROL,REMOTE SWITCHING
5580 | 5106 | CONTROL,REMOTE SWITCHING | 3 | TYPE | TYPE
5581 | 5106 | CONTROL,REMOTE SWITCHING | 4 | SIZE | SIZE
5582 | 5106 | CONTROL,REMOTE SWITCHING | 5 | CTRL_VOLT_RTG | CONTROL VOLTAGE RATING
5583 | 5106 | CONTROL,REMOTE SWITCHING | 6 | CTRL_CURRENT_RTG | CONTROL CURRENT RATING
5584 | 5106 | CONTROL,REMOTE SWITCHING | 7 | ELECT_CONN_DATA | ELECTRICAL CONNECTION DATA
5585 | 5106 | CONTROL,REMOTE SWITCHING | 8 | INPUT_DATA | INPUT DATA
5586 | 5106 | CONTROL,REMOTE SWITCHING | 9 | OUTPUT_DATA | OUTPUT DATA
5587 | 5106 | CONTROL,REMOTE SWITCHING | 10 | MTG_DATA | MOUNTING DATA
5596
5597 | 5135 | GEAR RACK | 1 | SHORT_NAME | SHORT NAME | GEAR RACK
5599 | 5135 | GEAR RACK | 3 | TYPE | TYPE
5600 | 5135 | GEAR RACK | 4 | OUTSIDE_DIA | OUTSIDE DIAMETER
5601 | 5135 | GEAR RACK | 5 | LG | LENGTH
5602 | 5135 | GEAR RACK | 6 | FACE_WIDTH | FACE WIDTH
5603 | 5135 | GEAR RACK | 7 | GEAR_MATL | GEAR MATERIAL
5604 | 5135 | GEAR RACK | 8 | PITCH | PITCH
5605 | 5135 | GEAR RACK | 9 | TOOTH_DATA | TOOTH DATA
5612
5613 | 5144 | VALVE,TRANSFER,AUTOMATIC PILOT | 1 | SHORT_NAME | SHORT NAME | VALVE,TRANSFER
5615 | 5144 | VALVE,TRANSFER,AUTOMATIC PILOT | 3 | TYPE | TYPE
5616 | 5144 | VALVE,TRANSFER,AUTOMATIC PILOT | 4 | SIZE | SIZE
5617 | 5144 | VALVE,TRANSFER,AUTOMATIC PILOT | 5 | VALVE_BODY_MATL | VALVE BODY MATERIAL
5618 | 5144 | VALVE,TRANSFER,AUTOMATIC PILOT | 6 | FUNCT | FUNCTION
5619 | 5144 | VALVE,TRANSFER,AUTOMATIC PILOT | 7 | VALVE_OPER_METHOD | VALVE OPERATING METHOD
5620 | 5144 | VALVE,TRANSFER,AUTOMATIC PILOT | 8 | VALVE_FLOW_MATL | VALVE FLOW MATERIAL
5628
5662 | 5372 | GEAR ASSEMBLY,SPEED DECREASER | 1 | SHORT_NAME | SHORT NAME | GEAR ASSY
5663 | 5372 | GEAR ASSEMBLY,SPEED DECREASER | 2 | SPEED_REDUCE_TYPE | SPEED REDUCE TYPE
5664 | 5372 | GEAR ASSEMBLY,SPEED DECREASER | 3 | GEAR_TYPE | GEAR TYPE
5665 | 5372 | GEAR ASSEMBLY,SPEED DECREASER | 4 | BODY_WIDTH | BODY WIDTH
5666 | 5372 | GEAR ASSEMBLY,SPEED DECREASER | 5 | BODY_HEIGHT | BODY HEIGHT
5667 | 5372 | GEAR ASSEMBLY,SPEED DECREASER | 6 | BODY_DEPTH | BODY DEPTH
5668 | 5372 | GEAR ASSEMBLY,SPEED DECREASER | 7 | BODY_LG | BODY LENGTH
5669 | 5372 | GEAR ASSEMBLY,SPEED DECREASER | 8 | BODY_DIA | BODY DIA
5670 | 5372 | GEAR ASSEMBLY,SPEED DECREASER | 9 | SHAFT_DIA | SHAFT DIA
5671 | 5372 | GEAR ASSEMBLY,SPEED DECREASER | 10 | SHAFT_LG | SHAFT LENGTH
5672 | 5372 | GEAR ASSEMBLY,SPEED DECREASER | 11 | SHAFT_END_STYLE | SHAFT END STYLE
5673 | 5372 | GEAR ASSEMBLY,SPEED DECREASER | 12 | INPUT_SHAFT_TYPE | INPUT SHAFT TYPE
5674 | 5372 | GEAR ASSEMBLY,SPEED DECREASER | 13 | OUTPUT_SHAFT_TYPE | OUTPUT SHAFT TYPE
5675 | 5372 | GEAR ASSEMBLY,SPEED DECREASER | 14 | INPUT_SPEED | INPUT SPEED
5676 | 5372 | GEAR ASSEMBLY,SPEED DECREASER | 15 | OUTPUT_SPEED | OUTPUT SPEED
5677 | 5372 | GEAR ASSEMBLY,SPEED DECREASER | 16 | RATIO | RATIO
5678 | 5372 | GEAR ASSEMBLY,SPEED DECREASER | 17 | DIRECTION_ROTN | DIRECTION ROTATION
5679 | 5372 | GEAR ASSEMBLY,SPEED DECREASER | 18 | SERVICE_FACTOR | SERVICE FACTOR
5680 | 5372 | GEAR ASSEMBLY,SPEED DECREASER | 19 | LUBRICATION_SYSTEM | LUBRICATION SYSTEM
5681 | 5372 | GEAR ASSEMBLY,SPEED DECREASER | 20 | POWER_RTG | POWER RATING
5682 | 5372 | GEAR ASSEMBLY,SPEED DECREASER | 21 | MTG_METHOD | MOUNTING METHOD
5693
5715 | 5387 | PANEL,MONITOR | 1 | SHORT_NAME | SHORT NAME | PANEL,MONITOR
5717 | 5387 | PANEL,MONITOR | 3 | TYPE | TYPE
5718 | 5387 | PANEL,MONITOR | 4 | DIMENSION | DIMENSION
5719 | 5387 | PANEL,MONITOR | 5 | MATL | MATERIAL
5720 | 5387 | PANEL,MONITOR | 6 | INDICATOR_TYPE | INDICATOR TYPE
5721 | 5387 | PANEL,MONITOR | 7 | FINISH | FINISH
5722 | 5387 | PANEL,MONITOR | 8 | MTG_DATA | MOUNTING DATA
5731
5749 | 5429 | VALVE,REGULATING,OIL PRESSURE,AUTOMATIC PILOT | 1 | SHORT_NAME | SHORT NAME | VALVE,REGULATING PRES
5751 | 5429 | VALVE,REGULATING,OIL PRESSURE,AUTOMATIC PILOT | 3 | TYPE | TYPE
5752 | 5429 | VALVE,REGULATING,OIL PRESSURE,AUTOMATIC PILOT | 4 | SIZE | SIZE
5753 | 5429 | VALVE,REGULATING,OIL PRESSURE,AUTOMATIC PILOT | 5 | PRESSURE | PRESSURE
5754 | 5429 | VALVE,REGULATING,OIL PRESSURE,AUTOMATIC PILOT | 6 | TEMPERATURE | TEMPERATURE
5755 | 5429 | VALVE,REGULATING,OIL PRESSURE,AUTOMATIC PILOT | 7 | OPER_METHOD | OPERATING METHOD
5756 | 5429 | VALVE,REGULATING,OIL PRESSURE,AUTOMATIC PILOT | 8 | VALVE_BODY_MATL | VALVE BODY MATERIAL
5757 | 5429 | VALVE,REGULATING,OIL PRESSURE,AUTOMATIC PILOT | 9 | DISK_MATL | DISK MATERIAL
5758 | 5429 | VALVE,REGULATING,OIL PRESSURE,AUTOMATIC PILOT | 10 | SEAT_MATL | SEAT MATERIAL
5759 | 5429 | VALVE,REGULATING,OIL PRESSURE,AUTOMATIC PILOT | 11 | SEAT_DIM | SEAT DIMENSION
5760 | 5429 | VALVE,REGULATING,OIL PRESSURE,AUTOMATIC PILOT | 12 | CONNECTION_DATA | CONNECTION DATA
5761 | 5429 | VALVE,REGULATING,OIL PRESSURE,AUTOMATIC PILOT | 13 | VALVE_DATA | VALVE DATA
5769
5810 | 5464 | GEAR,HELICAL | 1 | SHORT_NAME | SHORT NAME | GEAR,HEL
5812 | 5464 | GEAR,HELICAL | 3 | TYPE | TYPE
5813 | 5464 | GEAR,HELICAL | 4 | OUTSIDE_DIA | OUTSIDE DIAMETER
5814 | 5464 | GEAR,HELICAL | 5 | WIDTH | WIDTH
5815 | 5464 | GEAR,HELICAL | 6 | BORE_DIA | BORE DIAMETER
5816 | 5464 | GEAR,HELICAL | 7 | PITCH_DIA | PITCH DIA
5817 | 5464 | GEAR,HELICAL | 8 | FACE_WIDTH | FACE WIDTH
5818 | 5464 | GEAR,HELICAL | 9 | PITCH | PITCH
5819 | 5464 | GEAR,HELICAL | 10 | NO_TEETH | NUMBER OF TEETHS
5820 | 5464 | GEAR,HELICAL | 11 | MATL | MATERIAL
5821 | 5464 | GEAR,HELICAL | 12 | PRESS_ANGLE | PRESSURE ANGLE
5830
5884 | 5467 | GEAR,WORM | 1 | SHORT_NAME | SHORT NAME | GEAR,WORM
5885 | 5467 | GEAR,WORM | 2 | GEAR_SPECIFIC_USE | GEAR SPECIFIC USE
5886 | 5467 | GEAR,WORM | 3 | GEAR_STYLE | GEAR STYLE
5887 | 5467 | GEAR,WORM | 4 | GEAR_BODY_STYLE | GEAR BODY STYLE
5891 | 5467 | GEAR,WORM | 8 | SIZE | SIZE
5893 | 5467 | GEAR,WORM | 10 | OUTSIDE_DIA | OUTSIDE DIAMETER
5894 | 5467 | GEAR,WORM | 11 | GEAR_MATL | GEAR MATERIAL
5895 | 5467 | GEAR,WORM | 12 | BORE_DIA | BORE DIAMETER
5896 | 5467 | GEAR,WORM | 13 | NO_TEETH | NUMBER OF TEETHS
5897 | 5467 | GEAR,WORM | 14 | PRESS_ANGLE | PRESSURE ANGLE
5898 | 5467 | GEAR,WORM | 15 | RATIO | RATIO
5899 | 5467 | GEAR,WORM | 16 | FACE_WIDTH | FACE WIDTH
5900 | 5467 | GEAR,WORM | 17 | PITCH_DIA | PITCH DIA
5918
5919 | 5481 | VALVE,FLOAT | 1 | SHORT_NAME | SHORT NAME | VALVE,FLOAT
5921 | 5481 | VALVE,FLOAT | 3 | BODY_MATL | BODY MATERIAL
5922 | 5481 | VALVE,FLOAT | 4 | SIZE | SIZE
5923 | 5481 | VALVE,FLOAT | 5 | PRESSURE | PRESSURE
5924 | 5481 | VALVE,FLOAT | 6 | TEMPERATURE | TEMPERATURE
5925 | 5481 | VALVE,FLOAT | 7 | TYPE | TYPE
5926 | 5481 | VALVE,FLOAT | 8 | MEDIA_DESIGNED | MEDIA DESIGNED
5927 | 5481 | VALVE,FLOAT | 9 | SEAT_MATL | SEAT MATERIAL
5928 | 5481 | VALVE,FLOAT | 10 | FLOAT_DATA | FLOAT DATA
5929 | 5481 | VALVE,FLOAT | 11 | CONNECTION_DATA | CONNECTION DATA
5937
5938 | 5482 | VALVE,GATE | 1 | SHORT_NAME | SHORT NAME | VALVE,GATE
5939 | 5482 | VALVE,GATE | 2 | GATE_VALVE_TYPE | GATE VALVE TYPE
5940 | 5482 | VALVE,GATE | 3 | VALVE_SHAPE_STYLE | VALVE SHAPE STYLE
5941 | 5482 | VALVE,GATE | 4 | VALVE_SIZE | VALVE SIZE
5942 | 5482 | VALVE,GATE | 5 | VALVE_MATL | VALVE MATERIAL
5943 | 5482 | VALVE,GATE | 6 | MAX_OPER_PRESS | MAX OPERATING PRESSURE
5944 | 5482 | VALVE,GATE | 7 | MIN_OPER_PRESS | MIN OPERATING PRESSURE
5945 | 5482 | VALVE,GATE | 8 | MAX_OPER_TEMP | MAX OPERATING TEMPERATURE
5946 | 5482 | VALVE,GATE | 9 | MINI_OPER_TEMP | MINI OPERATING TEMPERATURE
5947 | 5482 | VALVE,GATE | 10 | SEAT_MATL | SEAT MATERIAL
5948 | 5482 | VALVE,GATE | 11 | STEM_MATL | STEM MATERIAL
5949 | 5482 | VALVE,GATE | 12 | TRIM_MATL | TRIM MATERIAL
5950 | 5482 | VALVE,GATE | 13 | DISK_MATL | DISK MATERIAL
5951 | 5482 | VALVE,GATE | 14 | LINING_MATL | LINING MATERIAL
5952 | 5482 | VALVE,GATE | 15 | BONNET_TYPE | BONNET TYPE
5953 | 5482 | VALVE,GATE | 16 | VALVE_CONN_TYPE | VALVE CONNECTION TYPE
5954 | 5482 | VALVE,GATE | 17 | VALVE_CONN_STYLE | VALVE CONNECTION STYLE
5955 | 5482 | VALVE,GATE | 18 | FLANGE_PRESS_CLASS | FLANGE PRESSURE CLASS
5956 | 5482 | VALVE,GATE | 19 | FLANGE_STYLE | FLANGE STYLE
5957 | 5482 | VALVE,GATE | 20 | FACE_WIDTH | FACE WIDTH
5958 | 5482 | VALVE,GATE | 21 | OPERATING_MEDIUM | OPERATING MEDIUM
5959 | 5482 | VALVE,GATE | 22 | FLOW_CTRL_DEVICE | FLOW CTRL DEVICE
5960 | 5482 | VALVE,GATE | 23 | VALVE_OPER_METHOD | VALVE OPERATING METHOD
5971
6008 | 5484 | VALVE,CROSS | 1 | SHORT_NAME | SHORT NAME | VALVE,CROSS
6010 | 5484 | VALVE,CROSS | 3 | TYPE | TYPE
6011 | 5484 | VALVE,CROSS | 4 | SIZE | SIZE
6012 | 5484 | VALVE,CROSS | 5 | PRESSURE | PRESSURE
6013 | 5484 | VALVE,CROSS | 6 | TEMPERATURE | TEMPERATURE
6014 | 5484 | VALVE,CROSS | 7 | MEDIA_DESIGNED | MEDIA DESIGNED
6015 | 5484 | VALVE,CROSS | 8 | BODY_MATL | BODY MATERIAL
6016 | 5484 | VALVE,CROSS | 9 | DISK_MATL | DISK MATERIAL
6017 | 5484 | VALVE,CROSS | 10 | SEAT_MATL | SEAT MATERIAL
6018 | 5484 | VALVE,CROSS | 11 | STEM_MATL | STEM MATERIAL
6019 | 5484 | VALVE,CROSS | 12 | TRIM_MATL | TRIM MATERIAL
6020 | 5484 | VALVE,CROSS | 13 | OPER_METHOD | OPERATING METHOD
6021 | 5484 | VALVE,CROSS | 14 | FACE_WIDTH | FACE WIDTH
6022 | 5484 | VALVE,CROSS | 15 | BONNET_DATA | BONNET DATA
6023 | 5484 | VALVE,CROSS | 16 | CONNECTION_DATA | CONNECTION DATA
6024 | 5484 | VALVE,CROSS | 17 | VALVE_DATA | VALVE DATA
6034
6035 | 5485 | VALVE,GLOBE | 1 | SHORT_NAME | SHORT NAME | VALVE,GLOBE
6036 | 5485 | VALVE,GLOBE | 2 | GLOBE_VALVE_TYPE | GLOBE VALVE TYPE
6037 | 5485 | VALVE,GLOBE | 3 | VALVE_SHAPE_STYLE | VALVE SHAPE STYLE
6038 | 5485 | VALVE,GLOBE | 4 | VALVE_SIZE | VALVE SIZE
6039 | 5485 | VALVE,GLOBE | 5 | VALVE_MATL | VALVE MATERIAL
6040 | 5485 | VALVE,GLOBE | 6 | MAX_OPER_PRESS | MAX OPERATING PRESSURE
6041 | 5485 | VALVE,GLOBE | 7 | MIN_OPER_PRESS | MIN OPERATING PRESSURE
6042 | 5485 | VALVE,GLOBE | 8 | MAX_OPER_TEMP | MAX OPERATING TEMPERATURE
6043 | 5485 | VALVE,GLOBE | 9 | MINI_OPER_TEMP | MINI OPERATING TEMPERATURE
6044 | 5485 | VALVE,GLOBE | 10 | SEAT_MATL | SEAT MATERIAL
6045 | 5485 | VALVE,GLOBE | 11 | STEM_MATL | STEM MATERIAL
6046 | 5485 | VALVE,GLOBE | 12 | TRIM_MATL | TRIM MATERIAL
6047 | 5485 | VALVE,GLOBE | 13 | DISK_MATL | DISK MATERIAL
6048 | 5485 | VALVE,GLOBE | 14 | BONNET_TYPE | BONNET TYPE
6049 | 5485 | VALVE,GLOBE | 15 | VALVE_CONN_TYPE | VALVE CONNECTION TYPE
6050 | 5485 | VALVE,GLOBE | 16 | VALVE_CONN_STYLE | VALVE CONNECTION STYLE
6051 | 5485 | VALVE,GLOBE | 17 | FLANGE_PRESS_CLASS | FLANGE PRESSURE CLASS
6052 | 5485 | VALVE,GLOBE | 18 | FLANGE_STYLE | FLANGE STYLE
6053 | 5485 | VALVE,GLOBE | 19 | FACE_WIDTH | FACE WIDTH
6054 | 5485 | VALVE,GLOBE | 20 | OPERATING_MEDIUM | OPERATING MEDIUM
6055 | 5485 | VALVE,GLOBE | 21 | FLOW_CTRL_DEVICE | FLOW CTRL DEVICE
6056 | 5485 | VALVE,GLOBE | 22 | VALVE_OPER_METHOD | VALVE OPERATING METHOD
6057 | 5485 | VALVE,GLOBE | 23 | SURFACE_TREATMENT | SURFACE TREATMENT
6067 | 5485 | VALVE,GLOBE | 33 | VALVE_DATA | VALVE DATA
6069
6070 | 5487 | VALVE,CHECK | 1 | SHORT_NAME | SHORT NAME | VALVE,CHECK
6071 | 5487 | VALVE,CHECK | 2 | CHECK_VALVE_TYPE | CHECK VALVE TYPE
6072 | 5487 | VALVE,CHECK | 3 | CHECK_VALVE_SPECIFIC_USE | CHECK VALVE SPECIFIC USE
6073 | 5487 | VALVE,CHECK | 4 | CHECK_VALVE_SHAPE_STYLE | CHECK VALVE SHAPE STYLE
6074 | 5487 | VALVE,CHECK | 5 | VALVE_SIZE | VALVE SIZE
6076 | 5487 | VALVE,CHECK | 7 | VALVE_MATL | VALVE MATERIAL
6077 | 5487 | VALVE,CHECK | 8 | MAX_OPER_PRESS | MAX OPERATING PRESSURE
6078 | 5487 | VALVE,CHECK | 9 | MIN_OPER_PRESS | MIN OPERATING PRESSURE
6079 | 5487 | VALVE,CHECK | 10 | MAX_OPER_TEMP | MAX OPERATING TEMPERATURE
6080 | 5487 | VALVE,CHECK | 11 | MINI_OPER_TEMP | MINI OPERATING TEMPERATURE
6081 | 5487 | VALVE,CHECK | 12 | SEAT_MATL | SEAT MATERIAL
6082 | 5487 | VALVE,CHECK | 13 | STEM_MATL | STEM MATERIAL
6083 | 5487 | VALVE,CHECK | 14 | TRIM_MATL | TRIM MATERIAL
6084 | 5487 | VALVE,CHECK | 15 | DISK_MATL | DISK MATERIAL
6085 | 5487 | VALVE,CHECK | 16 | BONNET_TYPE | BONNET TYPE
6086 | 5487 | VALVE,CHECK | 17 | VALVE_CONN_TYPE | VALVE CONNECTION TYPE
6087 | 5487 | VALVE,CHECK | 18 | VALVE_CONN_STYLE | VALVE CONNECTION STYLE
6088 | 5487 | VALVE,CHECK | 19 | FLANGE_PRESS_CLASS | FLANGE PRESSURE CLASS
6089 | 5487 | VALVE,CHECK | 20 | FLANGE_STYLE | FLANGE STYLE
6090 | 5487 | VALVE,CHECK | 21 | FACE_WIDTH | FACE WIDTH
6091 | 5487 | VALVE,CHECK | 22 | OPERATING_MEDIUM | OPERATING MEDIUM
6092 | 5487 | VALVE,CHECK | 23 | FLOW_CTRL_DEVICE | FLOW CTRL DEVICE
6093 | 5487 | VALVE,CHECK | 24 | VALVE_OPER_METHOD | VALVE OPERATING METHOD
6094 | 5487 | VALVE,CHECK | 25 | SURFACE_TREATMENT | SURFACE TREATMENT
6104 | 5487 | VALVE,CHECK | 35 | SIZE | SIZE
6105
6106 | 5488 | VALVE,SAFETY RELIEF | 1 | SHORT_NAME | SHORT NAME | VALVE,SAFETY
6107 | 5488 | VALVE,SAFETY RELIEF | 2 | SAFETY_RELIEF_VALVE_TYPE | SAFETY RELIEF VALVE TYPE
6108 | 5488 | VALVE,SAFETY RELIEF | 3 | VALVE_SHAPE_STYLE | VALVE SHAPE STYLE
6109 | 5488 | VALVE,SAFETY RELIEF | 4 | VALVE_SIZE | VALVE SIZE
6110 | 5488 | VALVE,SAFETY RELIEF | 5 | VALVE_MATL | VALVE MATERIAL
6111 | 5488 | VALVE,SAFETY RELIEF | 6 | MAX_ADJ_PRESS | MAX ADJ PRESSURE
6112 | 5488 | VALVE,SAFETY RELIEF | 7 | MIN_ADJ_PRESS | MIN ADJUSTABLE PRESSURE
6113 | 5488 | VALVE,SAFETY RELIEF | 8 | MAX_OPER_PRESS | MAX OPERATING PRESSURE
6114 | 5488 | VALVE,SAFETY RELIEF | 9 | MIN_OPER_PRESS | MIN OPERATING PRESSURE
6115 | 5488 | VALVE,SAFETY RELIEF | 10 | MAX_OPER_TEMP | MAX OPERATING TEMPERATURE
6116 | 5488 | VALVE,SAFETY RELIEF | 11 | MINI_OPER_TEMP | MINI OPERATING TEMPERATURE
6117 | 5488 | VALVE,SAFETY RELIEF | 12 | SEAT_MATL | SEAT MATERIAL
6118 | 5488 | VALVE,SAFETY RELIEF | 13 | TRIM_MATL | TRIM MATERIAL
6119 | 5488 | VALVE,SAFETY RELIEF | 14 | DISK_MATL | DISK MATERIAL
6120 | 5488 | VALVE,SAFETY RELIEF | 15 | SPRING_MATL | SPRING MATERIAL
6121 | 5488 | VALVE,SAFETY RELIEF | 16 | BONNET_TYPE | BONNET TYPE
6122 | 5488 | VALVE,SAFETY RELIEF | 17 | VALVE_CONN_TYPE | VALVE CONNECTION TYPE
6123 | 5488 | VALVE,SAFETY RELIEF | 18 | VALVE_CONN_STYLE | VALVE CONNECTION STYLE
6124 | 5488 | VALVE,SAFETY RELIEF | 19 | FLANGE_PRESS_CLASS | FLANGE PRESSURE CLASS
6125 | 5488 | VALVE,SAFETY RELIEF | 20 | FLANGE_STYLE | FLANGE STYLE
6126 | 5488 | VALVE,SAFETY RELIEF | 21 | OPERATING_MEDIUM | OPERATING MEDIUM
6127 | 5488 | VALVE,SAFETY RELIEF | 22 | FLOW_RATE | FLOW RATE
6132 | 5488 | VALVE,SAFETY RELIEF | 27 | VALVE_OPER_METHOD | VALVE OPERATING METHOD
6143 | 5488 | VALVE,SAFETY RELIEF | 38 | VALVE_DATA | VALVE DATA
6144
6145 | 5489 | VALVE,BUTTERFLY | 1 | SHORT_NAME | SHORT NAME | VALVE,BTRFLY
6146 | 5489 | VALVE,BUTTERFLY | 2 | BUTTERFLY_VALVE_TYPE | BUTTERFLY VALVE TYPE
6147 | 5489 | VALVE,BUTTERFLY | 3 | VALVE_SHAPE_STYLE | VALVE SHAPE STYLE
6148 | 5489 | VALVE,BUTTERFLY | 4 | VALVE_SIZE | VALVE SIZE
6149 | 5489 | VALVE,BUTTERFLY | 5 | VALVE_MATL | VALVE MATERIAL
6150 | 5489 | VALVE,BUTTERFLY | 6 | MAX_OPER_PRESS | MAX OPERATING PRESSURE
6151 | 5489 | VALVE,BUTTERFLY | 7 | MIN_OPER_PRESS | MIN OPERATING PRESSURE
6152 | 5489 | VALVE,BUTTERFLY | 8 | MAX_OPER_TEMP | MAX OPERATING TEMPERATURE
6153 | 5489 | VALVE,BUTTERFLY | 9 | MINI_OPER_TEMP | MINI OPERATING TEMPERATURE
6154 | 5489 | VALVE,BUTTERFLY | 10 | SEAT_MATL | SEAT MATERIAL
6155 | 5489 | VALVE,BUTTERFLY | 11 | STEM_MATL | STEM MATERIAL
6156 | 5489 | VALVE,BUTTERFLY | 12 | TRIM_MATL | TRIM MATERIAL
6157 | 5489 | VALVE,BUTTERFLY | 13 | DISK_MATL | DISK MATERIAL
6158 | 5489 | VALVE,BUTTERFLY | 14 | LINING_MATL | LINING MATERIAL
6159 | 5489 | VALVE,BUTTERFLY | 15 | BONNET_TYPE | BONNET TYPE
6160 | 5489 | VALVE,BUTTERFLY | 16 | VALVE_CONN_TYPE | VALVE CONNECTION TYPE
6161 | 5489 | VALVE,BUTTERFLY | 17 | VALVE_CONN_STYLE | VALVE CONNECTION STYLE
6162 | 5489 | VALVE,BUTTERFLY | 18 | FLANGE_PRESS_CLASS | FLANGE PRESSURE CLASS
6163 | 5489 | VALVE,BUTTERFLY | 19 | FLANGE_STYLE | FLANGE STYLE
6164 | 5489 | VALVE,BUTTERFLY | 20 | FACE_WIDTH | FACE WIDTH
6165 | 5489 | VALVE,BUTTERFLY | 21 | OPERATING_MEDIUM | OPERATING MEDIUM
6166 | 5489 | VALVE,BUTTERFLY | 22 | FLOW_RATE | FLOW RATE
6167 | 5489 | VALVE,BUTTERFLY | 23 | FLOW_STYLE | FLOW STYLE
6168 | 5489 | VALVE,BUTTERFLY | 24 | FLOW_CTRL_DEVICE | FLOW CTRL DEVICE
6169 | 5489 | VALVE,BUTTERFLY | 25 | VALVE_OPER_METHOD | VALVE OPERATING METHOD
6170 | 5489 | VALVE,BUTTERFLY | 26 | SURFACE_TREATMENT | SURFACE TREATMENT
6180
6181 | 5490 | VALVE,PLUG | 1 | SHORT_NAME | SHORT NAME | VALVE,PLUG
6182 | 5490 | VALVE,PLUG | 2 | PLUG_VALVE_TYPE | PLUG VALVE TYPE
6183 | 5490 | VALVE,PLUG | 3 | VALVE_SHAPE_STYLE | VALVE SHAPE STYLE
6184 | 5490 | VALVE,PLUG | 4 | VALVE_SIZE | VALVE SIZE
6185 | 5490 | VALVE,PLUG | 5 | VALVE_MATL | VALVE MATERIAL
6186 | 5490 | VALVE,PLUG | 6 | MAX_OPER_PRESS | MAX OPERATING PRESSURE
6188 | 5490 | VALVE,PLUG | 8 | MAX_OPER_TEMP | MAX OPERATING TEMPERATURE
6189 | 5490 | VALVE,PLUG | 9 | MINI_OPER_TEMP | MINI OPERATING TEMPERATURE
6190 | 5490 | VALVE,PLUG | 10 | PLUG_MATL | PLUG MATERIAL
6191 | 5490 | VALVE,PLUG | 11 | SEAT_MATL | SEAT MATERIAL
6192 | 5490 | VALVE,PLUG | 12 | STEM_MATL | STEM MATERIAL
6193 | 5490 | VALVE,PLUG | 13 | TRIM_MATL | TRIM MATERIAL
6194 | 5490 | VALVE,PLUG | 14 | LINING_MATL | LINING MATERIAL
6195 | 5490 | VALVE,PLUG | 15 | BONNET_TYPE | BONNET TYPE
6196 | 5490 | VALVE,PLUG | 16 | VALVE_CONN_TYPE | VALVE CONNECTION TYPE
6197 | 5490 | VALVE,PLUG | 17 | VALVE_CONN_STYLE | VALVE CONNECTION STYLE
6198 | 5490 | VALVE,PLUG | 18 | NO_PORTS | NUMBER OF PORTS
6199 | 5490 | VALVE,PLUG | 19 | FLANGE_PRESS_CLASS | FLANGE PRESSURE CLASS
6201 | 5490 | VALVE,PLUG | 21 | OPERATING_MEDIUM | OPERATING MEDIUM
6202 | 5490 | VALVE,PLUG | 22 | FLOW_RATE | FLOW RATE
6203 | 5490 | VALVE,PLUG | 23 | FLOW_STYLE | FLOW STYLE
6204 | 5490 | VALVE,PLUG | 24 | FLOW_CTRL_DEVICE | FLOW CTRL DEVICE
6205 | 5490 | VALVE,PLUG | 25 | VALVE_OPER_METHOD | VALVE OPERATING METHOD
6206 | 5490 | VALVE,PLUG | 26 | SURFACE_TREATMENT | SURFACE TREATMENT
6216
6217 | 5492 | VALVE,REGULATING,TEMPERATURE | 1 | SHORT_NAME | SHORT NAME | VALVE,REGULATING TEMP
6218 | 5492 | VALVE,REGULATING,TEMPERATURE | 2 | REGULATING_VALVE_TYPE | REGULATING VALVE TYPE
6219 | 5492 | VALVE,REGULATING,TEMPERATURE | 3 | REGULATING_VALVE_SPECIFIC_USE | REGULATING VALVE SPECIFIC USE
6220 | 5492 | VALVE,REGULATING,TEMPERATURE | 4 | VALVE_SHAPE_STYLE | VALVE SHAPE STYLE
6221 | 5492 | VALVE,REGULATING,TEMPERATURE | 5 | VALVE_SIZE | VALVE SIZE
6222 | 5492 | VALVE,REGULATING,TEMPERATURE | 6 | VALVE_MATL | VALVE MATERIAL
6223 | 5492 | VALVE,REGULATING,TEMPERATURE | 7 | MAX_OPER_PRESS | MAX OPERATING PRESSURE
6224 | 5492 | VALVE,REGULATING,TEMPERATURE | 8 | MIN_OPER_PRESS | MIN OPERATING PRESSURE
6225 | 5492 | VALVE,REGULATING,TEMPERATURE | 9 | MAX_OPER_TEMP | MAX OPERATING TEMPERATURE
6226 | 5492 | VALVE,REGULATING,TEMPERATURE | 10 | MINI_OPER_TEMP | MINI OPERATING TEMPERATURE
6227 | 5492 | VALVE,REGULATING,TEMPERATURE | 11 | SEAT_MATL | SEAT MATERIAL
6228 | 5492 | VALVE,REGULATING,TEMPERATURE | 12 | STEM_MATL | STEM MATERIAL
6230 | 5492 | VALVE,REGULATING,TEMPERATURE | 14 | DISK_MATL | DISK MATERIAL
6231 | 5492 | VALVE,REGULATING,TEMPERATURE | 15 | BONNET_TYPE | BONNET TYPE
6232 | 5492 | VALVE,REGULATING,TEMPERATURE | 16 | VALVE_CONN_TYPE | VALVE CONNECTION TYPE
6233 | 5492 | VALVE,REGULATING,TEMPERATURE | 17 | VALVE_CONN_STYLE | VALVE CONNECTION STYLE
6234 | 5492 | VALVE,REGULATING,TEMPERATURE | 18 | FLANGE_PRESS_CLASS | FLANGE PRESSURE CLASS
6235 | 5492 | VALVE,REGULATING,TEMPERATURE | 19 | FLANGE_STYLE | FLANGE STYLE
6236 | 5492 | VALVE,REGULATING,TEMPERATURE | 20 | FACE_WIDTH | FACE WIDTH
6237 | 5492 | VALVE,REGULATING,TEMPERATURE | 21 | OPERATING_MEDIUM | OPERATING MEDIUM
6238 | 5492 | VALVE,REGULATING,TEMPERATURE | 22 | FLOW_RATE | FLOW RATE
6239 | 5492 | VALVE,REGULATING,TEMPERATURE | 23 | FLOW_STYLE | FLOW STYLE
6240 | 5492 | VALVE,REGULATING,TEMPERATURE | 24 | FLOW_CTRL_DEVICE | FLOW CTRL DEVICE
6241 | 5492 | VALVE,REGULATING,TEMPERATURE | 25 | REGULATION_TYPE | REGULATION TYPE
6242 | 5492 | VALVE,REGULATING,TEMPERATURE | 26 | MANUAL_CONTROL_METHOD | MANUAL CONTROL METHOD
6243 | 5492 | VALVE,REGULATING,TEMPERATURE | 27 | VALVE_OPER_METHOD | VALVE OPERATING METHOD
6244 | 5492 | VALVE,REGULATING,TEMPERATURE | 28 | MTG_METHOD | MOUNTING METHOD
6255 | 5492 | VALVE,REGULATING,TEMPERATURE | 39 | OPER_PRESS | OPERATING PRESSURE
6256
6257 | 5493 | VALVE,EXPANSION | 1 | SHORT_NAME | SHORT NAME | VALVE,EXPNSN
6259 | 5493 | VALVE,EXPANSION | 3 | TYPE | TYPE
6260 | 5493 | VALVE,EXPANSION | 4 | SIZE | SIZE
6261 | 5493 | VALVE,EXPANSION | 5 | PRESSURE | PRESSURE
6262 | 5493 | VALVE,EXPANSION | 6 | TEMPERATURE | TEMPERATURE
6263 | 5493 | VALVE,EXPANSION | 7 | VALVE_BODY_MATL | VALVE BODY MATERIAL
6264 | 5493 | VALVE,EXPANSION | 8 | DISK_MATL | DISK MATERIAL
6265 | 5493 | VALVE,EXPANSION | 9 | SEAT_MATL | SEAT MATERIAL
6266 | 5493 | VALVE,EXPANSION | 10 | TRIM_MATL | TRIM MATERIAL
6267 | 5493 | VALVE,EXPANSION | 11 | STEM_MATL | STEM MATERIAL
6268 | 5493 | VALVE,EXPANSION | 12 | ORIFICE_SIZE | ORIFICE SIZE
6269 | 5493 | VALVE,EXPANSION | 13 | LINING_DATA | LINING DATA
6270 | 5493 | VALVE,EXPANSION | 14 | BONNET_DATA | BONNET DATA
6271 | 5493 | VALVE,EXPANSION | 15 | CONNECTION_DATA | CONNECTION DATA
6272 | 5493 | VALVE,EXPANSION | 16 | VALVE_DATA | VALVE DATA
6279
6280 | 5516 | RAM AND PUMP,HYDRAULIC | 1 | SHORT_NAME | SHORT NAME | RAM & PUMP,HYD
6282 | 5516 | RAM AND PUMP,HYDRAULIC | 3 | RAM_TYPE | RAM TYPE
6283 | 5516 | RAM AND PUMP,HYDRAULIC | 4 | PUMP_TYPE | PUMP TYPE
6284 | 5516 | RAM AND PUMP,HYDRAULIC | 5 | SIZE | SIZE
6285 | 5516 | RAM AND PUMP,HYDRAULIC | 6 | PUMP_RTG | PUMP RATING
6286 | 5516 | RAM AND PUMP,HYDRAULIC | 7 | PUMP_PRESS_RTG | PUMP PRESSURE RATING
6287 | 5516 | RAM AND PUMP,HYDRAULIC | 8 | OPER_METHOD | OPERATING METHOD
6295
6296 | 5579 | LEAK DETECTOR,REFRIGERANT GAS | 1 | SHORT_NAME | SHORT NAME | DETECTOR,LEAK
6299 | 5579 | LEAK DETECTOR,REFRIGERANT GAS | 4 | TYPE | TYPE
6300 | 5579 | LEAK DETECTOR,REFRIGERANT GAS | 5 | MEASUREMENT_RANGE | MEASUREMENT RANGE
6301 | 5579 | LEAK DETECTOR,REFRIGERANT GAS | 6 | ELEC_DATA | ELEC DATA
6302 | 5579 | LEAK DETECTOR,REFRIGERANT GAS | 7 | INPUT_DATA | INPUT DATA
6303 | 5579 | LEAK DETECTOR,REFRIGERANT GAS | 8 | OUTPUT_DATA | OUTPUT DATA
6304 | 5579 | LEAK DETECTOR,REFRIGERANT GAS | 9 | DISPLAY_DATA | DISPLAY DATA
6305 | 5579 | LEAK DETECTOR,REFRIGERANT GAS | 10 | MEDIA_DESIGNED | MEDIA DESIGNED
6306 | 5579 | LEAK DETECTOR,REFRIGERANT GAS | 11 | OPER_METHOD | OPERATING METHOD
6307 | 5579 | LEAK DETECTOR,REFRIGERANT GAS | 12 | MTG_DATA | MOUNTING DATA
6316
6330 | 5657 | GUN,AIR BLOW | 1 | SHORT_NAME | SHORT NAME | GUN,AIR BLOW
6332 | 5657 | GUN,AIR BLOW | 3 | TYPE | TYPE
6333 | 5657 | GUN,AIR BLOW | 4 | SIZE | SIZE
6334 | 5657 | GUN,AIR BLOW | 5 | MATL | MATERIAL
6335 | 5657 | GUN,AIR BLOW | 6 | CONNECTION_DATA | CONNECTION DATA
6336 | 5657 | GUN,AIR BLOW | 7 | PRESS_DATA | PRESSURE DATA
6337 | 5657 | GUN,AIR BLOW | 8 | METHOD_OPERATION | METHOD OPERATION
6338 | 5657 | GUN,AIR BLOW | 9 | FINISH | FINISH
6347
6348 | 5661 | CONTROL,HUMIDITY | 1 | SHORT_NAME | SHORT NAME | CONTROL,HUMIDITY
6350 | 5661 | CONTROL,HUMIDITY | 3 | TYPE | TYPE
6351 | 5661 | CONTROL,HUMIDITY | 4 | MEASUREMENT_RANGE | MEASUREMENT RANGE
6352 | 5661 | CONTROL,HUMIDITY | 5 | ELECT_DATA | ELECTRICAL RATING
6353 | 5661 | CONTROL,HUMIDITY | 6 | INPUT_DATA | INPUT DATA
6354 | 5661 | CONTROL,HUMIDITY | 7 | OUTPUT_DATA | OUTPUT DATA
6355 | 5661 | CONTROL,HUMIDITY | 8 | PROBE_DATA | PROBE DATA
6356 | 5661 | CONTROL,HUMIDITY | 9 | MTG_DATA | MOUNTING DATA
6365
6366 | 5662 | CONTROL,TEMPERATURE,INDICATING | 1 | SHORT_NAME | SHORT NAME | CONTROL,TEMP
6367 | 5662 | CONTROL,TEMPERATURE,INDICATING | 2 | CTRL_TEMP_TYPE | CONTROL TEMPERATUR TYPE
6368 | 5662 | CONTROL,TEMPERATURE,INDICATING | 3 | BODY_WIDTH | BODY WIDTH
6369 | 5662 | CONTROL,TEMPERATURE,INDICATING | 4 | BODY_HEIGHT | BODY HEIGHT
6370 | 5662 | CONTROL,TEMPERATURE,INDICATING | 5 | BODY_DEPTH | BODY DEPTH
6371 | 5662 | CONTROL,TEMPERATURE,INDICATING | 6 | CTRL_TEMP_MATL | CONTROL TEMPERATURE MATERIAL
6372 | 5662 | CONTROL,TEMPERATURE,INDICATING | 7 | MEASUREMENT_RANGE | MEASUREMENT RANGE
6373 | 5662 | CONTROL,TEMPERATURE,INDICATING | 8 | INPUT_DATA_TYPE | INPUT DATA TYPE
6374 | 5662 | CONTROL,TEMPERATURE,INDICATING | 9 | OUTPUT_DATA_TYPE | OUTPUT DATA TYPE
6375 | 5662 | CONTROL,TEMPERATURE,INDICATING | 10 | VOLT_RTG | VOLTAGE RATING
6376 | 5662 | CONTROL,TEMPERATURE,INDICATING | 11 | CURRENT_RTG | CURRENT RATING
6377 | 5662 | CONTROL,TEMPERATURE,INDICATING | 12 | CONN_VOLT | CONNECTION VOLTAGE
6378 | 5662 | CONTROL,TEMPERATURE,INDICATING | 13 | FREQUENCY | FREQUENCY
6379 | 5662 | CONTROL,TEMPERATURE,INDICATING | 14 | NO_CHANNELS | NUMBER OF CHANNELS
6380 | 5662 | CONTROL,TEMPERATURE,INDICATING | 15 | CTRL_TEMP_DISPLAY_TYPE | CONTROL TEMPERATURE DISPLAY TYPE
6381 | 5662 | CONTROL,TEMPERATURE,INDICATING | 16 | CTRL_TEMP_INDICATION_METHOD | CONTROL TEMPERATURE INDICATION METHOD
6382 | 5662 | CONTROL,TEMPERATURE,INDICATING | 17 | CTRL_TEMP_OPER_METHOD | CONTROL TEMPERATURE OPERATING METHOD
6383 | 5662 | CONTROL,TEMPERATURE,INDICATING | 18 | SENSING_ELEMENT_TYPE | SENSING ELEMENT TYPE
6384 | 5662 | CONTROL,TEMPERATURE,INDICATING | 19 | THREAD_SERIES | THREAD SERIES
6385 | 5662 | CONTROL,TEMPERATURE,INDICATING | 20 | TERMINAL_TYPE | TERMINAL TYPE
6386 | 5662 | CONTROL,TEMPERATURE,INDICATING | 21 | ENVIRON_PROT | ENVIRON PROTECTION
6388 | 5662 | CONTROL,TEMPERATURE,INDICATING | 23 | MTG_METHOD | MOUNTING METHOD
6398
6399 | 5664 | CONTROL,PRESSURE,RECORDING | 1 | SHORT_NAME | SHORT NAME | CONTROL,PRES
6401 | 5664 | CONTROL,PRESSURE,RECORDING | 3 | TYPE | TYPE
6402 | 5664 | CONTROL,PRESSURE,RECORDING | 4 | VOLTAGE | VOLTAGE RATING
6403 | 5664 | CONTROL,PRESSURE,RECORDING | 5 | CTRL_CURRENT_RTG | CONTROL CURRENT RATING
6404 | 5664 | CONTROL,PRESSURE,RECORDING | 6 | CTRL_WATTAGE_RTG | CONTROL WATTAGE RATING
6405 | 5664 | CONTROL,PRESSURE,RECORDING | 7 | SETPOINT_RANGE | SETPOINT RANGE
6406 | 5664 | CONTROL,PRESSURE,RECORDING | 8 | INPUT_DATA | INPUT DATA
6407 | 5664 | CONTROL,PRESSURE,RECORDING | 9 | ELECT_CONN_DATA | ELECTRICAL CONNECTION DATA
6408 | 5664 | CONTROL,PRESSURE,RECORDING | 10 | OUTPUT_DATA | OUTPUT DATA
6409 | 5664 | CONTROL,PRESSURE,RECORDING | 11 | CTRL_DATA | CONTROL DATA
6410 | 5664 | CONTROL,PRESSURE,RECORDING | 12 | MTG_DATA | MOUNTING DATA
6417
6418 | 5680 | PACKING WITH RETAINER | 1 | SHORT_NAME | SHORT NAME | PACKING & RETAINER
6419 | 5680 | PACKING WITH RETAINER | 2 | PACKING_TYPE | PACKING TYPE
6420 | 5680 | PACKING WITH RETAINER | 3 | PACKING_SHAPE_STYLE | PACKING SHAPE STYLE
6421 | 5680 | PACKING WITH RETAINER | 4 | SIZE | SIZE
6423 | 5680 | PACKING WITH RETAINER | 6 | THK | THICKNESS
6424 | 5680 | PACKING WITH RETAINER | 7 | INSIDE_DIA | INSIDE DIAMETER
6425 | 5680 | PACKING WITH RETAINER | 8 | OUTSIDE_DIA | OUTSIDE DIAMETER
6426 | 5680 | PACKING WITH RETAINER | 9 | PACKING_MATL | PACKING MATERIAL
6427 | 5680 | PACKING WITH RETAINER | 10 | OPERATING_MEDIUM | OPERATING MEDIUM
6429 | 5680 | PACKING WITH RETAINER | 12 | COLOR | COLOR
6430 | 5680 | PACKING WITH RETAINER | 13 | MINI_OPER_TEMP | MINI OPERATING TEMPERATURE
6431 | 5680 | PACKING WITH RETAINER | 14 | MAX_OPER_TEMP | MAX OPERATING TEMPERATURE
6432 | 5680 | PACKING WITH RETAINER | 15 | MIN_OPER_PRESS | MIN OPERATING PRESSURE
6433 | 5680 | PACKING WITH RETAINER | 16 | MAX_OPER_PRESS | MAX OPERATING PRESSURE
6437 | 5680 | PACKING WITH RETAINER | 20 | PACKING_JOINT_TYPE | PACKING JOINT TYPE
6447
6448 | 5706 | MIXER,LIQUID,REVOLVING SHAFT | 1 | SHORT_NAME | SHORT NAME | MIXER
6450 | 5706 | MIXER,LIQUID,REVOLVING SHAFT | 3 | TYPE | TYPE
6451 | 5706 | MIXER,LIQUID,REVOLVING SHAFT | 4 | SIZE | SIZE
6452 | 5706 | MIXER,LIQUID,REVOLVING SHAFT | 5 | ELECT_DATA | ELECTRICAL RATING
6453 | 5706 | MIXER,LIQUID,REVOLVING SHAFT | 6 | IMPELLER_DIA | IMPELLER DIAMETER
6454 | 5706 | MIXER,LIQUID,REVOLVING SHAFT | 7 | IMPELLER_MATL | IMPELLER MATERIAL
6455 | 5706 | MIXER,LIQUID,REVOLVING SHAFT | 8 | NO_BLADES | NUMBER OF BLADES
6456 | 5706 | MIXER,LIQUID,REVOLVING SHAFT | 9 | DRIVE_DATA | DRIVE DATA
6457 | 5706 | MIXER,LIQUID,REVOLVING SHAFT | 10 | MOTOR_DATA | MOTOR DATA
6458 | 5706 | MIXER,LIQUID,REVOLVING SHAFT | 11 | SHAFT_DATA | SHAFT DATA
6459 | 5706 | MIXER,LIQUID,REVOLVING SHAFT | 12 | MIXER_DATA | MIXER DATA
6460 | 5706 | MIXER,LIQUID,REVOLVING SHAFT | 13 | MTG_DATA | MOUNTING DATA
6468
6469 | 5764 | ADAPTER,LAMPHOLDER | 1 | SHORT_NAME | SHORT NAME | ADAPTER
6471 | 5764 | ADAPTER,LAMPHOLDER | 3 | TYPE | TYPE
6472 | 5764 | ADAPTER,LAMPHOLDER | 4 | DIMENSION | DIMENSION
6473 | 5764 | ADAPTER,LAMPHOLDER | 5 | MATL | MATERIAL
6474 | 5764 | ADAPTER,LAMPHOLDER | 6 | VOLTAGE | VOLTAGE RATING
6475 | 5764 | ADAPTER,LAMPHOLDER | 7 | CURRENT | CURRENT
6476 | 5764 | ADAPTER,LAMPHOLDER | 8 | FINISH | FINISH
6484
6500 | 5933 | PANEL,PROTECTION,ELECTRICAL SYSTEM | 1 | SHORT_NAME | SHORT NAME | PANEL,PROTECTION
6502 | 5933 | PANEL,PROTECTION,ELECTRICAL SYSTEM | 3 | TYPE | TYPE
6503 | 5933 | PANEL,PROTECTION,ELECTRICAL SYSTEM | 4 | SIZE | SIZE
6504 | 5933 | PANEL,PROTECTION,ELECTRICAL SYSTEM | 5 | MATL | MATERIAL
6505 | 5933 | PANEL,PROTECTION,ELECTRICAL SYSTEM | 6 | ELECT_RTG | ELECTRICAL RATING
6506 | 5933 | PANEL,PROTECTION,ELECTRICAL SYSTEM | 7 | ELECT_CONN_DATA | ELECTRICAL CONNECTION DATA
6507 | 5933 | PANEL,PROTECTION,ELECTRICAL SYSTEM | 8 | FUNCT | FUNCTION
6508 | 5933 | PANEL,PROTECTION,ELECTRICAL SYSTEM | 9 | DISPLAY_DATA | DISPLAY DATA
6509 | 5933 | PANEL,PROTECTION,ELECTRICAL SYSTEM | 10 | CABLE_ENTRY_DATA | CABLE ENTRY DATA
6510 | 5933 | PANEL,PROTECTION,ELECTRICAL SYSTEM | 11 | FINISH | FINISH
6511 | 5933 | PANEL,PROTECTION,ELECTRICAL SYSTEM | 12 | MTG_DATA | MOUNTING DATA
6514 | 5933 | PANEL,PROTECTION,ELECTRICAL SYSTEM | 15 | ENVIRON_PROT | ENVIRON PROTECTION
6521
6522 | 6073 | CAP,PIPE | 1 | SHORT_NAME | SHORT NAME | CAP,PIPE
6523 | 6073 | CAP,PIPE | 2 | PIPE_CAP_TYPE | PIPE CAP TYPE
6524 | 6073 | CAP,PIPE | 3 | PIPE_CAP_SHAPE_STYLE | PIPE CAP SHAPE STYLE
6525 | 6073 | CAP,PIPE | 4 | OUTSIDE_DIA | OUTSIDE DIAMETER
6527 | 6073 | CAP,PIPE | 6 | THK | THICKNESS
6528 | 6073 | CAP,PIPE | 7 | CAP_SIZE | CAP SIZE
6529 | 6073 | CAP,PIPE | 8 | PIPE_CAP_MATL | PIPE CAP MATERIAL
6531 | 6073 | CAP,PIPE | 10 | THREAD_SERIES | THREAD SERIES
6535 | 6073 | CAP,PIPE | 14 | MEDIA_DESIGNED | MEDIA DESIGNED
6546 | 6073 | CAP,PIPE | 25 | FITTING_PRESS_CLASS | FITTING PRESSURE CLASS
6547 | 6073 | CAP,PIPE | 26 | PIPE_SCH | PIPE SCHEDULE
6548
6549 | 6074 | CAP,TUBE | 1 | SHORT_NAME | SHORT NAME | CAP,TUBE
6550 | 6074 | CAP,TUBE | 2 | TUBE_CAP_TYPE | TUBE CAP TYPE
6551 | 6074 | CAP,TUBE | 3 | TUBE_CAP_SHAPE_STYLE | TUBE CAP SHAPE STYLE
6552 | 6074 | CAP,TUBE | 4 | OUTSIDE_DIA | OUTSIDE DIAMETER
6553 | 6074 | CAP,TUBE | 5 | LG | LENGTH
6554 | 6074 | CAP,TUBE | 6 | THK | THICKNESS
6555 | 6074 | CAP,TUBE | 7 | CAP_SIZE | CAP SIZE
6556 | 6074 | CAP,TUBE | 8 | TUBE_CAP_MATL | TUBE CAP MATERIAL
6557 | 6074 | CAP,TUBE | 9 | VALVE_TYPE | VALVE TYPE
6558 | 6074 | CAP,TUBE | 10 | THREAD_SERIES | THREAD SERIES
6559 | 6074 | CAP,TUBE | 11 | BOLT_HOLE_QTY | NUMBER OF BOLT HOLES
6560 | 6074 | CAP,TUBE | 12 | BOLT_HOLE_DIA | BOLT HOLE DIA
6561 | 6074 | CAP,TUBE | 13 | SURFACE_TREATMENT | SURFACE TREATMENT
6562 | 6074 | CAP,TUBE | 14 | MEDIA_DESIGNED | MEDIA DESIGNED
6572 | 6074 | CAP,TUBE | 24 | FITTING_PRESS_CLASS | FITTING PRESSURE CLASS
6573
6574 | 6076 | COUPLING,PIPE | 1 | SHORT_NAME | SHORT NAME | COUPLING,PIPE
6575 | 6076 | COUPLING,PIPE | 2 | COUPLING_SPECIFIC_USE | COUPLING SPECIFIC USE
6576 | 6076 | COUPLING,PIPE | 3 | COUPLING_SHAPE_STYLE | COUPLING SHAPE STYLE
6577 | 6076 | COUPLING,PIPE | 4 | COUPLING_CONN_STYLE | COUPLING CONNECTION STYLE
6578 | 6076 | COUPLING,PIPE | 5 | COUPLING_MATL | COUPLING MATERIAL
6579 | 6076 | COUPLING,PIPE | 6 | BODY_SIZE | BODY SIZE
6580 | 6076 | COUPLING,PIPE | 7 | DIA | DIAMETER
6581 | 6076 | COUPLING,PIPE | 8 | INSIDE_DIA | INSIDE DIAMETER
6582 | 6076 | COUPLING,PIPE | 9 | LG | LENGTH
6583 | 6076 | COUPLING,PIPE | 10 | BORE_DIA | BORE DIAMETER
6584 | 6076 | COUPLING,PIPE | 11 | MAX_OPER_PRESS | MAX OPERATING PRESSURE
6585 | 6076 | COUPLING,PIPE | 12 | MIN_OPER_PRESS | MIN OPERATING PRESSURE
6586 | 6076 | COUPLING,PIPE | 13 | PIPE_SCH | PIPE SCHEDULE
6587 | 6076 | COUPLING,PIPE | 14 | COUPLING_FLANGE_STYLE | COUPLING FLANGE STYLE
6588 | 6076 | COUPLING,PIPE | 15 | COUPLING_FLANGE_FACE_STYLE | COUPLING FLANGE FACE STYLE
6589 | 6076 | COUPLING,PIPE | 16 | THREAD_SERIES | THREAD SERIES
6590 | 6076 | COUPLING,PIPE | 17 | OPERATING_MEDIUM | OPERATING MEDIUM
6591 | 6076 | COUPLING,PIPE | 18 | SURFACE_TREATMENT | SURFACE TREATMENT
6601 | 6076 | COUPLING,PIPE | 28 | CONNECTION_DATA_2 | CONNECTION DATA 2
6602
6603 | 6160 | CONTACT ASSEMBLY,ELECTRICAL | 1 | SHORT_NAME | SHORT NAME | COTACT ASSY:
6604 | 6160 | CONTACT ASSEMBLY,ELECTRICAL | 2 | CONTACT_ASSY_TYPE | CONTACT ASSY TYPE
6605 | 6160 | CONTACT ASSEMBLY,ELECTRICAL | 3 | CONTACT_ASSY_MATL | CONTACT ASSY MATERIAL
6606 | 6160 | CONTACT ASSEMBLY,ELECTRICAL | 4 | BODY_SIZE | BODY SIZE
6609 | 6160 | CONTACT ASSEMBLY,ELECTRICAL | 7 | BODY_COLOR | BODY COLOR
6610 | 6160 | CONTACT ASSEMBLY,ELECTRICAL | 8 | VOLT_RTG | VOLTAGE RATING
6612 | 6160 | CONTACT ASSEMBLY,ELECTRICAL | 10 | CONTACT_MAX_CURRENT | CONTACT MAX CURRENT
6613 | 6160 | CONTACT ASSEMBLY,ELECTRICAL | 11 | CONTACT_MAX_VOLT | CONTACT MAX VOLT
6614 | 6160 | CONTACT ASSEMBLY,ELECTRICAL | 12 | CURRENT_RTG | CURRENT RATING
6615 | 6160 | CONTACT ASSEMBLY,ELECTRICAL | 13 | MAX_OPER_TEMP | MAX OPERATING TEMPERATURE
6617 | 6160 | CONTACT ASSEMBLY,ELECTRICAL | 15 | AUX_CONTACT_DATA | AUXILIARY CONTACT DATA
6618 | 6160 | CONTACT ASSEMBLY,ELECTRICAL | 16 | TERMINAL_TYPE | TERMINAL TYPE
6621 | 6160 | CONTACT ASSEMBLY,ELECTRICAL | 19 | MTG_METHOD | MOUNTING METHOD
6631 | 6160 | CONTACT ASSEMBLY,ELECTRICAL | 29 | CONTACT_ARRANGEMENT | CONTACT ARRANGEMENT
6632
6633 | 6188 | CASTER,SWIVEL | 1 | SHORT_NAME | SHORT NAME | CASTER,SWIVEL
6635 | 6188 | CASTER,SWIVEL | 3 | SHAPE | SHAPE
6636 | 6188 | CASTER,SWIVEL | 4 | TYPE | TYPE
6637 | 6188 | CASTER,SWIVEL | 5 | SIZE | SIZE
6638 | 6188 | CASTER,SWIVEL | 6 | MATL | MATERIAL
6639 | 6188 | CASTER,SWIVEL | 7 | FINISH | FINISH
6640 | 6188 | CASTER,SWIVEL | 8 | WHEEL_MATL | WHEEL MATERIAL
6641 | 6188 | CASTER,SWIVEL | 9 | WHEEL_FINISH | WHEEL FINISH
6642 | 6188 | CASTER,SWIVEL | 10 | BEARING_DATA | BEARING DATA
6643 | 6188 | CASTER,SWIVEL | 11 | LOAD_SERVICE_RTG | LOAD SERVICE RATING
6644 | 6188 | CASTER,SWIVEL | 12 | MTG_DATA | MOUNTING DATA
6651
6652 | 6219 | JUNCTION BOX | 1 | SHORT_NAME | SHORT NAME | BOX,JUNCTION
6653 | 6219 | JUNCTION BOX | 2 | JUNCTION_BOX_USE | JUNCTION BOX USE
6654 | 6219 | JUNCTION BOX | 3 | JUNCTION_BOX_TYPE | JUNCTION BOX TYPE
6655 | 6219 | JUNCTION BOX | 4 | BODY_WIDTH | BODY WIDTH
6656 | 6219 | JUNCTION BOX | 5 | BODY_HEIGHT | BODY HEIGHT
6657 | 6219 | JUNCTION BOX | 6 | BODY_DEPTH | BODY DEPTH
6658 | 6219 | JUNCTION BOX | 7 | BODY_LG | BODY LENGTH
6659 | 6219 | JUNCTION BOX | 8 | THK | THICKNESS
6660 | 6219 | JUNCTION BOX | 9 | JUNCTION_BOX_MATL | JUNCTION BOX MATERIAL
6661 | 6219 | JUNCTION BOX | 10 | COLOR | COLOR
6662 | 6219 | JUNCTION BOX | 11 | JUNCTION_BOX_COVER_TYPE | JUNCTION BOX COVER TYPE
6663 | 6219 | JUNCTION BOX | 12 | COVER_ATTACH_METHOD | COVER ATTACH METHOD
6664 | 6219 | JUNCTION BOX | 13 | CABLE_ENTRY_DIA | CABLE ENTRY DIA
6665 | 6219 | JUNCTION BOX | 14 | CONTENT_1 | CONTENT 1
6666 | 6219 | JUNCTION BOX | 15 | CONTENT_2 | CONTENT 2
6667 | 6219 | JUNCTION BOX | 16 | CONTENT_3 | CONTENT 3
6668 | 6219 | JUNCTION BOX | 17 | CONTENT_4 | CONTENT 4
6669 | 6219 | JUNCTION BOX | 18 | CONTENT_5 | CONTENT 5
6670 | 6219 | JUNCTION BOX | 19 | CONTENT_6 | CONTENT 6
6671 | 6219 | JUNCTION BOX | 20 | CONTENT_7 | CONTENT 7
6672 | 6219 | JUNCTION BOX | 21 | CONTENT_8 | CONTENT 8
6673 | 6219 | JUNCTION BOX | 22 | SURFACE_TREATMENT | SURFACE TREATMENT
6674 | 6219 | JUNCTION BOX | 23 | ENVIRON_PROT | ENVIRON PROTECTION
6675 | 6219 | JUNCTION BOX | 24 | MTG_METHOD | MOUNTING METHOD
6685 | 6219 | JUNCTION BOX | 34 | SIZE | SIZE
6686 | 6219 | JUNCTION BOX | 35 | ASSY_DATA | ASSY DATA
6687
6688 | 6353 | RACK,ELECTRICAL EQUIPMENT | 1 | SHORT_NAME | SHORT NAME | RACK,ELEC
6691 | 6353 | RACK,ELECTRICAL EQUIPMENT | 4 | TYPE | TYPE
6692 | 6353 | RACK,ELECTRICAL EQUIPMENT | 5 | SIZE | SIZE
6696 | 6353 | RACK,ELECTRICAL EQUIPMENT | 9 | THK | THICKNESS
6697 | 6353 | RACK,ELECTRICAL EQUIPMENT | 10 | MATL | MATERIAL
6698 | 6353 | RACK,ELECTRICAL EQUIPMENT | 11 | COLOR | COLOR
6699 | 6353 | RACK,ELECTRICAL EQUIPMENT | 12 | CAPACITY | CAPACITY
6700 | 6353 | RACK,ELECTRICAL EQUIPMENT | 13 | NO_SHELF | NUMBER OF SHELFS
6701 | 6353 | RACK,ELECTRICAL EQUIPMENT | 14 | RACK_DATA | RACK DATA
6702 | 6353 | RACK,ELECTRICAL EQUIPMENT | 15 | ELECT_DATA | ELECTRICAL RATING
6703 | 6353 | RACK,ELECTRICAL EQUIPMENT | 16 | CONSTR_DATA | CONSTRUCTION DATA
6704 | 6353 | RACK,ELECTRICAL EQUIPMENT | 17 | FINISH | FINISH
6705 | 6353 | RACK,ELECTRICAL EQUIPMENT | 18 | MTG_DATA | MOUNTING DATA
6714
6733 | 6486 | AIR CONDITIONER | 1 | SHORT_NAME | SHORT NAME | A/C
6734 | 6486 | AIR CONDITIONER | 2 | AIR_CONDITIONER_TYPE | AIR CONDITIONER TYPE
6735 | 6486 | AIR CONDITIONER | 3 | BODY_WIDTH | BODY WIDTH
6736 | 6486 | AIR CONDITIONER | 4 | BODY_HEIGHT | BODY HEIGHT
6737 | 6486 | AIR CONDITIONER | 5 | BODY_DEPTH | BODY DEPTH
6738 | 6486 | AIR CONDITIONER | 6 | REFRIGERANT_TYPE | REFRIGERANT TYPE
6739 | 6486 | AIR CONDITIONER | 7 | CABINET_MATL | CABINET MATERIAL
6741 | 6486 | AIR CONDITIONER | 9 | VOLT_RTG | VOLTAGE RATING
6742 | 6486 | AIR CONDITIONER | 10 | CURRENT_RTG | CURRENT RATING
6743 | 6486 | AIR CONDITIONER | 11 | POWER_RTG | POWER RATING
6744 | 6486 | AIR CONDITIONER | 12 | PHASE | PHASE
6745 | 6486 | AIR CONDITIONER | 13 | FREQUENCY | FREQUENCY
6746 | 6486 | AIR CONDITIONER | 14 | MOTOR_CAPACITY | MOTOR CAPACITY
6747 | 6486 | AIR CONDITIONER | 15 | AIR_FLOW | AIR FLOW
6748 | 6486 | AIR CONDITIONER | 16 | HEATING_CAPACITY | HEATING CAPACITY
6749 | 6486 | AIR CONDITIONER | 17 | HUMIDIFY_CAPACITY | HUMIDIFY CAPACITY
6750 | 6486 | AIR CONDITIONER | 18 | DEHUMIDIFY_CAPACITY | DEHUMIDIFY CAPACITY
6751 | 6486 | AIR CONDITIONER | 19 | COOLING_CAPACITY | COOLING CAPACITY
6752 | 6486 | AIR CONDITIONER | 20 | EFFICIENCY | EFFICIENCY
6754 | 6486 | AIR CONDITIONER | 22 | COMPRESSOR_UNIT_TYPE | COMPRESSOR UNIT TYPE
6755 | 6486 | AIR CONDITIONER | 23 | CONDENSER_COOLING_TYPE | CONDENSER COOLING TYPE
6756 | 6486 | AIR CONDITIONER | 24 | MTG_METHOD | MOUNTING METHOD
6766 | 6486 | AIR CONDITIONER | 34 | SIZE | SIZE
6767 | 6486 | AIR CONDITIONER | 35 | ELECT_DATA | ELECTRICAL RATING
6768
6789 | 6509 | VALVE,PNEUMATIC TANK | 1 | SHORT_NAME | SHORT NAME | VALVE,PNEU
6791 | 6509 | VALVE,PNEUMATIC TANK | 3 | TYPE | TYPE
6792 | 6509 | VALVE,PNEUMATIC TANK | 4 | SIZE | SIZE
6793 | 6509 | VALVE,PNEUMATIC TANK | 5 | BODY_MATL | BODY MATERIAL
6794 | 6509 | VALVE,PNEUMATIC TANK | 6 | SEAT_MATL | SEAT MATERIAL
6795 | 6509 | VALVE,PNEUMATIC TANK | 7 | TRIM_MATL | TRIM MATERIAL
6796 | 6509 | VALVE,PNEUMATIC TANK | 8 | STEM_MATL | STEM MATERIAL
6797 | 6509 | VALVE,PNEUMATIC TANK | 9 | PRESSURE | PRESSURE
6798 | 6509 | VALVE,PNEUMATIC TANK | 10 | TEMPERATURE | TEMPERATURE
6799 | 6509 | VALVE,PNEUMATIC TANK | 11 | MEDIA_DESIGNED | MEDIA DESIGNED
6800 | 6509 | VALVE,PNEUMATIC TANK | 12 | OPER_METHOD | OPERATING METHOD
6801 | 6509 | VALVE,PNEUMATIC TANK | 13 | FLANGE_TABLE | FLANGE TABLE
6802 | 6509 | VALVE,PNEUMATIC TANK | 14 | BONNET_DATA | BONNET DATA
6803 | 6509 | VALVE,PNEUMATIC TANK | 15 | CONNECTION_DATA | CONNECTION DATA
6804 | 6509 | VALVE,PNEUMATIC TANK | 16 | VALVE_DATA | VALVE DATA
6813
6814 | 6657 | SCREW,MACHINE | 1 | SHORT_NAME | SHORT NAME | SCREW,MACH
6815 | 6657 | SCREW,MACHINE | 2 | SCREW_TYPE | SCREW TYPE
6816 | 6657 | SCREW,MACHINE | 3 | SCREW_USE | SCREW USE
6817 | 6657 | SCREW,MACHINE | 4 | SCREW_SHAPE_STYLE | SCREW SHAPE STYLE
6818 | 6657 | SCREW,MACHINE | 5 | DIAMETER | DIAMETER
6819 | 6657 | SCREW,MACHINE | 6 | LG | LENGTH
6820 | 6657 | SCREW,MACHINE | 7 | SCREW_HEAD_STYLE | SCREW HEAD STYLE
6821 | 6657 | SCREW,MACHINE | 8 | HEAD_HEIGHT | HEAD HEIGHT
6822 | 6657 | SCREW,MACHINE | 9 | HEAD_WIDTH | HEAD WIDTH
6831 | 6657 | SCREW,MACHINE | 18 | THREAD_SERIES | THREAD SERIES
6832 | 6657 | SCREW,MACHINE | 19 | THREAD_SIZE | THREAD SIZE
6833 | 6657 | SCREW,MACHINE | 20 | THREAD_PITCH | THREAD PITCH
6835 | 6657 | SCREW,MACHINE | 22 | THREAD_LENGTH | THREAD LENGTH
6837 | 6657 | SCREW,MACHINE | 24 | SCREW_MATL | SCREW MATERIAL
6838 | 6657 | SCREW,MACHINE | 25 | THREAD_CLASS | THREAD CLASS
6839 | 6657 | SCREW,MACHINE | 26 | STRENGTH_GRADE | STRENGTH GRADE
6852 | 6657 | SCREW,MACHINE | 39 | SURFACE_TREATMENT | SURFACE TREATMENT
6854
6855 | 6672 | SETSCREW | 1 | SHORT_NAME | SHORT NAME | SCREW,SET
6856 | 6672 | SETSCREW | 2 | SCREW_TYPE | SCREW TYPE
6857 | 6672 | SETSCREW | 3 | SCREW_SHAPE_STYLE | SCREW SHAPE STYLE
6858 | 6672 | SETSCREW | 4 | DIAMETER | DIAMETER
6859 | 6672 | SETSCREW | 5 | LG | LENGTH
6860 | 6672 | SETSCREW | 6 | SCREW_HEAD_STYLE | SCREW HEAD STYLE
6868 | 6672 | SETSCREW | 14 | THREAD_SERIES | THREAD SERIES
6870 | 6672 | SETSCREW | 16 | THREAD_PITCH | THREAD PITCH
6874 | 6672 | SETSCREW | 20 | SCREW_MATL | SCREW MATERIAL
6875 | 6672 | SETSCREW | 21 | STRENGTH_GRADE | STRENGTH GRADE
6879 | 6672 | SETSCREW | 25 | INTERNAL_DRIVE_STYLE | INTERNAL DRIVE STYLE
6880 | 6672 | SETSCREW | 26 | POINT_STYLE | POINT STYLE
6883 | 6672 | SETSCREW | 29 | SURFACE_TREATMENT | SURFACE TREATMENT
6893
6908 | 6935 | ADAPTER,ELECTRICAL CONDUIT | 1 | SHORT_NAME | SHORT NAME | ADAPTER,ELEC
6910 | 6935 | ADAPTER,ELECTRICAL CONDUIT | 3 | CONDUIT_ADAPTER_TYPE | CONDUIT ADAPTER TYPE
6911 | 6935 | ADAPTER,ELECTRICAL CONDUIT | 4 | CONDUIT_ADAPTER_MATL | CONDUIT ADAPTER MATERIAL
6912 | 6935 | ADAPTER,ELECTRICAL CONDUIT | 5 | CONDUIT_ADAPTER_COLOR | CONDUIT ADAPTER COLOR
6914 | 6935 | ADAPTER,ELECTRICAL CONDUIT | 7 | CONNECTION_DATA | CONNECTION DATA
6915 | 6935 | ADAPTER,ELECTRICAL CONDUIT | 8 | CONDUIT_ADAPTER_FINISH | CONDUIT ADAPTER FINISH
6923
6939 | 6944 | ELBOW,ELECTRICAL CONDUIT | 1 | SHORT_NAME | SHORT NAME | ELBOW,ELEC
6940 | 6944 | ELBOW,ELECTRICAL CONDUIT | 2 | ELEC_CONDUIT_ELBOW_TYPE | ELEC CONDUIT ELBOW TYPE
6941 | 6944 | ELBOW,ELECTRICAL CONDUIT | 3 | ELEC_CONDUIT_ELBOW_SHAPE_STYLE | ELEC CONDUIT ELBOW SHAPE STYLE
6942 | 6944 | ELBOW,ELECTRICAL CONDUIT | 4 | ELBOW_SPECIFIC_USE | ELBOW SPECIFIC USE
6943 | 6944 | ELBOW,ELECTRICAL CONDUIT | 5 | NOMINAL_PIPE_SIZE | NOMINAL PIPE SIZE
6944 | 6944 | ELBOW,ELECTRICAL CONDUIT | 6 | WALL_THK | WALL THICKNESS
6945 | 6944 | ELBOW,ELECTRICAL CONDUIT | 7 | ELBOW_MATL | ELBOW MATERIAL
6946 | 6944 | ELBOW,ELECTRICAL CONDUIT | 8 | OPERATING_MEDIUM | OPERATING MEDIUM
6947 | 6944 | ELBOW,ELECTRICAL CONDUIT | 9 | ELBOW_CONN_TYPE | ELBOW CONNECTION TYPE
6948 | 6944 | ELBOW,ELECTRICAL CONDUIT | 10 | ELBOW_CONN_STYLE | ELBOW CONNECTION STYLE
6953 | 6944 | ELBOW,ELECTRICAL CONDUIT | 15 | ELBOW_CPLG_FLANGE_SHAPE | ELBOW COUPLING FLANGE SHAPE
6955 | 6944 | ELBOW,ELECTRICAL CONDUIT | 17 | ELBOW_FLANGE_STYLE | ELBOW FLANGE STYLE
6961 | 6944 | ELBOW,ELECTRICAL CONDUIT | 23 | SURFACE_TREATMENT | SURFACE TREATMENT
6971 | 6944 | ELBOW,ELECTRICAL CONDUIT | 33 | DUTY_RTG | DUTY RATING
6972 | 6944 | ELBOW,ELECTRICAL CONDUIT | 34 | ANGLE_DATA | ANGLE DATA
6973 | 6944 | ELBOW,ELECTRICAL CONDUIT | 35 | COLOR | COLOR
6974 | 6944 | ELBOW,ELECTRICAL CONDUIT | 36 | ANGLE | ANGLE
6975
6992 | 6998 | BEND,ELECTRICAL CONDUIT | 1 | SHORT_NAME | SHORT NAME | BEND,ELEC
6994 | 6998 | BEND,ELECTRICAL CONDUIT | 3 | SIZE | SIZE
6995 | 6998 | BEND,ELECTRICAL CONDUIT | 4 | MATL | MATERIAL
6996 | 6998 | BEND,ELECTRICAL CONDUIT | 5 | DUTY_RTG | DUTY RATING
6997 | 6998 | BEND,ELECTRICAL CONDUIT | 6 | CONNECTION_DATA | CONNECTION DATA
6998 | 6998 | BEND,ELECTRICAL CONDUIT | 7 | ANGLE_DATA | ANGLE DATA
6999 | 6998 | BEND,ELECTRICAL CONDUIT | 8 | SWEEP_RADIUS | SWEEP RADIUS
7000 | 6998 | BEND,ELECTRICAL CONDUIT | 9 | FINISH | FINISH
7008
7009 | 7118 | THERMOCOUPLE,CONTACT | 1 | SHORT_NAME | SHORT NAME | THERMOCOUPLE,E TYPE
7010 | 7118 | THERMOCOUPLE,CONTACT | 2 | TC_TYPE | THERMOCOUPLE TYPE
7011 | 7118 | THERMOCOUPLE,CONTACT | 3 | TC_ELEMENT_TYPE | THERMOCOUPLE ELEMENT TYPE
7012 | 7118 | THERMOCOUPLE,CONTACT | 4 | TC_HEAD_TYPE | THERMOCOUPLE HEAD TYPE
7013 | 7118 | THERMOCOUPLE,CONTACT | 5 | BODY_WIDTH | BODY WIDTH
7014 | 7118 | THERMOCOUPLE,CONTACT | 6 | BODY_HEIGHT | BODY HEIGHT
7015 | 7118 | THERMOCOUPLE,CONTACT | 7 | BODY_LG | BODY LENGTH
7016 | 7118 | THERMOCOUPLE,CONTACT | 8 | MAX_MEASUREMENT_TEMP | MAX MEASUREMENT TEMPERATURE
7017 | 7118 | THERMOCOUPLE,CONTACT | 9 | MIN_MEASUREMENT_TEMP | MIN MEASUREMENT TEMPERATURE
7018 | 7118 | THERMOCOUPLE,CONTACT | 10 | ACCURACY | ACCURACY
7019 | 7118 | THERMOCOUPLE,CONTACT | 11 | SHEATH_DIA | SHEATH DIAMETER
7020 | 7118 | THERMOCOUPLE,CONTACT | 12 | SHEATH_LG | SHEATH LENGTH
7021 | 7118 | THERMOCOUPLE,CONTACT | 13 | SHEATH_MATL | SHEATH MATERIAL
7022 | 7118 | THERMOCOUPLE,CONTACT | 14 | NO_CONDUCTOR_WIRE | NUMBER OF CONDUCTOR WIRE
7023 | 7118 | THERMOCOUPLE,CONTACT | 15 | NO_ELEMENT | NUMBER OF ELEMENT
7024 | 7118 | THERMOCOUPLE,CONTACT | 16 | LEAD_WIRE_DIA | LEAD WIRE DIA
7025 | 7118 | THERMOCOUPLE,CONTACT | 17 | CONDUIT_CONN | CONDUIT CONNECTION
7026 | 7118 | THERMOCOUPLE,CONTACT | 18 | PROCESS_CONN_SIZE | PROCESS CONNECTION SIZE
7027 | 7118 | THERMOCOUPLE,CONTACT | 19 | PROCESS_CONN_TYPE | PROCESS CONNECTION TYPE
7028 | 7118 | THERMOCOUPLE,CONTACT | 20 | MAX_OPER_TEMP | MAX OPERATING TEMPERATURE
7029 | 7118 | THERMOCOUPLE,CONTACT | 21 | MINI_OPER_TEMP | MINI OPERATING TEMPERATURE
7030 | 7118 | THERMOCOUPLE,CONTACT | 22 | TC_TIP_SHAPE | THERMOCOUPLE TIP SHAPE
7031 | 7118 | THERMOCOUPLE,CONTACT | 23 | TERMINAL_TYPE | TERMINAL TYPE
7032 | 7118 | THERMOCOUPLE,CONTACT | 24 | MTG_METHOD | MOUNTING METHOD
7042 | 7118 | THERMOCOUPLE,CONTACT | 34 | INSULATION_MATL | INSULATION MATERIAL
7043 | 7118 | THERMOCOUPLE,CONTACT | 35 | THERMOCOUPLE_DATA | THERMOCOUPLE DATA
7044 | 7118 | THERMOCOUPLE,CONTACT | 36 | THERMOCOUPLE_WIRE_MATL | THERMOCOUPLE WIRE MATERIAL
7045 | 7118 | THERMOCOUPLE,CONTACT | 37 | THERMOWELL_DATA | THERMOWELL DATA
7047
7074 | 7318 | CONTROL,ROTARY SWITCH | 1 | SHORT_NAME | SHORT NAME | CONTROL,RTRY
7076 | 7318 | CONTROL,ROTARY SWITCH | 3 | TYPE | TYPE
7077 | 7318 | CONTROL,ROTARY SWITCH | 4 | CTRL_VOLT_RTG | CONTROL VOLTAGE RATING
7078 | 7318 | CONTROL,ROTARY SWITCH | 5 | CTRL_CURRENT_RTG | CONTROL CURRENT RATING
7079 | 7318 | CONTROL,ROTARY SWITCH | 6 | CTRL_WATTAGE_RTG | CONTROL WATTAGE RATING
7080 | 7318 | CONTROL,ROTARY SWITCH | 7 | ELECT_CONN_DATA | ELECTRICAL CONNECTION DATA
7081 | 7318 | CONTROL,ROTARY SWITCH | 8 | INPUT_DATA | INPUT DATA
7082 | 7318 | CONTROL,ROTARY SWITCH | 9 | OUTPUT_DATA | OUTPUT DATA
7083 | 7318 | CONTROL,ROTARY SWITCH | 10 | CTRL_DATA | CONTROL DATA
7084 | 7318 | CONTROL,ROTARY SWITCH | 11 | MTG_DATA | MOUNTING DATA
7091
7092 | 7330 | METER,HYDROGEN ION TEST | 1 | SHORT_NAME | SHORT NAME | METER,HYDROGEN
7094 | 7330 | METER,HYDROGEN ION TEST | 3 | TYPE | TYPE
7095 | 7330 | METER,HYDROGEN ION TEST | 4 | SIZE | SIZE
7096 | 7330 | METER,HYDROGEN ION TEST | 5 | ELECT_DATA | ELECTRICAL RATING
7097 | 7330 | METER,HYDROGEN ION TEST | 6 | MEASUREMENT_RANGE | MEASUREMENT RANGE
7098 | 7330 | METER,HYDROGEN ION TEST | 7 | CALIBRATION | CALIBRATION
7099 | 7330 | METER,HYDROGEN ION TEST | 8 | ACCURACY | ACCURACY
7100 | 7330 | METER,HYDROGEN ION TEST | 9 | FREQUENCY | FREQUENCY
7101 | 7330 | METER,HYDROGEN ION TEST | 10 | INPUT_DATA | INPUT DATA
7102 | 7330 | METER,HYDROGEN ION TEST | 11 | OUTPUT_DATA | OUTPUT DATA
7103 | 7330 | METER,HYDROGEN ION TEST | 12 | DISPLAY_TYPE | DISPLAY TYPE
7104 | 7330 | METER,HYDROGEN ION TEST | 13 | OPER_CURRENT | OPERATING CURRENT
7105 | 7330 | METER,HYDROGEN ION TEST | 14 | OPER_METHOD | OPERATING METHOD
7106 | 7330 | METER,HYDROGEN ION TEST | 15 | CASE_MATL | CASE MATERIAL
7107 | 7330 | METER,HYDROGEN ION TEST | 16 | MTG_DATA | MOUNTING DATA
7115
7116 | 7343 | PYROMETER,INDICATING | 1 | SHORT_NAME | SHORT NAME | PYROMETER,IND
7118 | 7343 | PYROMETER,INDICATING | 3 | TYPE | TYPE
7119 | 7343 | PYROMETER,INDICATING | 4 | MEASUREMENT_RANGE | MEASUREMENT RANGE
7120 | 7343 | PYROMETER,INDICATING | 5 | ELECT_DATA | ELECTRICAL RATING
7121 | 7343 | PYROMETER,INDICATING | 6 | SENSOR_TYPE | SENSOR TYPE
7122 | 7343 | PYROMETER,INDICATING | 7 | DISPLAY_TYPE | DISPLAY TYPE
7123 | 7343 | PYROMETER,INDICATING | 8 | OUTPUT_DATA | OUTPUT DATA
7124 | 7343 | PYROMETER,INDICATING | 9 | FREQUENCY | FREQUENCY
7125 | 7343 | PYROMETER,INDICATING | 10 | ELECT_CONN_DATA | ELECTRICAL CONNECTION DATA
7133
7149 | 7419 | THERMOMETER,INDICATING,CAPILLARY TUBE AND BULB | 1 | SHORT_NAME | SHORT NAME | THERMOMETER
7150 | 7419 | THERMOMETER,INDICATING,CAPILLARY TUBE AND BULB | 2 | THERMOMETER_TYPE | THERMOMETER TYPE
7151 | 7419 | THERMOMETER,INDICATING,CAPILLARY TUBE AND BULB | 3 | THERMOMETER_SHAPE_STYLE | THERMOMETER SHAPE STYLE
7152 | 7419 | THERMOMETER,INDICATING,CAPILLARY TUBE AND BULB | 4 | SIZE | SIZE
7155 | 7419 | THERMOMETER,INDICATING,CAPILLARY TUBE AND BULB | 7 | DIA | DIAMETER
7156 | 7419 | THERMOMETER,INDICATING,CAPILLARY TUBE AND BULB | 8 | DIAL_DIA | DIAL DIA
7157 | 7419 | THERMOMETER,INDICATING,CAPILLARY TUBE AND BULB | 9 | MAX_MEASUREMENT_TEMP | MAX MEASUREMENT TEMPERATURE
7158 | 7419 | THERMOMETER,INDICATING,CAPILLARY TUBE AND BULB | 10 | MIN_MEASUREMENT_TEMP | MIN MEASUREMENT TEMPERATURE
7159 | 7419 | THERMOMETER,INDICATING,CAPILLARY TUBE AND BULB | 11 | MAX_AMBIENT_TEMP | MAX AMBIENT TEMP
7160 | 7419 | THERMOMETER,INDICATING,CAPILLARY TUBE AND BULB | 12 | MIN_AMBIENT_TEMP | MIN AMBIENT TEMPERATURE
7161 | 7419 | THERMOMETER,INDICATING,CAPILLARY TUBE AND BULB | 13 | VOLT_RTG | VOLTAGE RATING
7162 | 7419 | THERMOMETER,INDICATING,CAPILLARY TUBE AND BULB | 14 | FREQUENCY | FREQUENCY
7164 | 7419 | THERMOMETER,INDICATING,CAPILLARY TUBE AND BULB | 16 | ACCURACY | ACCURACY
7165 | 7419 | THERMOMETER,INDICATING,CAPILLARY TUBE AND BULB | 17 | STEM_MATL | STEM MATERIAL
7166 | 7419 | THERMOMETER,INDICATING,CAPILLARY TUBE AND BULB | 18 | BULB_MATL | BULB MATERIAL
7167 | 7419 | THERMOMETER,INDICATING,CAPILLARY TUBE AND BULB | 19 | CASE_MATL | CASE MATERIAL
7168 | 7419 | THERMOMETER,INDICATING,CAPILLARY TUBE AND BULB | 20 | STEM_DIA | STEM DIAMETER
7169 | 7419 | THERMOMETER,INDICATING,CAPILLARY TUBE AND BULB | 21 | STEM_LG | STEM LENGTH
7170 | 7419 | THERMOMETER,INDICATING,CAPILLARY TUBE AND BULB | 22 | BULB_DIA | BULB DIAMETER
7171 | 7419 | THERMOMETER,INDICATING,CAPILLARY TUBE AND BULB | 23 | BULB_LG | BULB LENGTH
7172 | 7419 | THERMOMETER,INDICATING,CAPILLARY TUBE AND BULB | 24 | CAPILLARY_TUBE_LG | CAPILLARY TUBE LENGTH
7173 | 7419 | THERMOMETER,INDICATING,CAPILLARY TUBE AND BULB | 25 | INDICATOR_CONN_METHOD | INDICATOR CONNECTION METHOD
7174 | 7419 | THERMOMETER,INDICATING,CAPILLARY TUBE AND BULB | 26 | BULB_CONN_TYPE | BULB CONNECTION TYPE
7175 | 7419 | THERMOMETER,INDICATING,CAPILLARY TUBE AND BULB | 27 | SCALE_TYPE | SCALE TYPE
7176 | 7419 | THERMOMETER,INDICATING,CAPILLARY TUBE AND BULB | 28 | MAX_SCALE_MEASUREMENT | MAX SCALE MEASUREMENT
7177 | 7419 | THERMOMETER,INDICATING,CAPILLARY TUBE AND BULB | 29 | MIN_SCALE_MEASUREMENT | MIN SCALE MEASUREMENT
7178 | 7419 | THERMOMETER,INDICATING,CAPILLARY TUBE AND BULB | 30 | GRADUATION_UNIT | GRADUATION UNIT
7179 | 7419 | THERMOMETER,INDICATING,CAPILLARY TUBE AND BULB | 31 | DISPLAY_TYPE | DISPLAY TYPE
7181 | 7419 | THERMOMETER,INDICATING,CAPILLARY TUBE AND BULB | 33 | ENTRY_TYPE | ENTRY TYPE
7182 | 7419 | THERMOMETER,INDICATING,CAPILLARY TUBE AND BULB | 34 | RESOLUTION | RESOLUTION
7183 | 7419 | THERMOMETER,INDICATING,CAPILLARY TUBE AND BULB | 35 | MEASUREMENT_TYPE | MEASUREMENT TYPE
7185 | 7419 | THERMOMETER,INDICATING,CAPILLARY TUBE AND BULB | 37 | ACTUATING_TYPE | ACTUATING TYPE
7186 | 7419 | THERMOMETER,INDICATING,CAPILLARY TUBE AND BULB | 38 | ACTUATING_MEDIUM | ACTUATING MEDIUM
7188 | 7419 | THERMOMETER,INDICATING,CAPILLARY TUBE AND BULB | 40 | CASE_TYPE | CASE TYPE
7189
7190 | 7428 | GAGE,PRESSURE,DIAL INDICATING | 1 | SHORT_NAME | SHORT NAME | GAUGE,PRES
7191 | 7428 | GAGE,PRESSURE,DIAL INDICATING | 2 | GAUGE_TYPE | GAUGE TYPE
7192 | 7428 | GAGE,PRESSURE,DIAL INDICATING | 3 | GAUGE_USE | GAUGE USE
7193 | 7428 | GAGE,PRESSURE,DIAL INDICATING | 4 | GAUGE_STYLE | GAUGE STYLE
7194 | 7428 | GAGE,PRESSURE,DIAL INDICATING | 5 | DIA | DIAMETER
7195 | 7428 | GAGE,PRESSURE,DIAL INDICATING | 6 | SIZE | SIZE
7197 | 7428 | GAGE,PRESSURE,DIAL INDICATING | 8 | THK | THICKNESS
7198 | 7428 | GAGE,PRESSURE,DIAL INDICATING | 9 | GAUGE_MATL | GAUGE MATERIAL
7199 | 7428 | GAGE,PRESSURE,DIAL INDICATING | 10 | CASE_MATL | CASE MATERIAL
7200 | 7428 | GAGE,PRESSURE,DIAL INDICATING | 11 | MINIMUM_MEASUREMENT_RANGE | MINIMUM MEASUREMENT RANGE
7201 | 7428 | GAGE,PRESSURE,DIAL INDICATING | 12 | MAXIMUM_MEASUREMENT_RANGE | MAXIMUM MEASUREMENT RANGE
7202 | 7428 | GAGE,PRESSURE,DIAL INDICATING | 13 | ACCURACY | ACCURACY
7203 | 7428 | GAGE,PRESSURE,DIAL INDICATING | 14 | OPERATING_MEDIUM | OPERATING MEDIUM
7204 | 7428 | GAGE,PRESSURE,DIAL INDICATING | 15 | GRADUATION_UNIT | GRADUATION UNIT
7205 | 7428 | GAGE,PRESSURE,DIAL INDICATING | 16 | DAMPING_METHOD | DAMPING METHOD
7206 | 7428 | GAGE,PRESSURE,DIAL INDICATING | 17 | FILL_MATL | FILL MATERIAL
7207 | 7428 | GAGE,PRESSURE,DIAL INDICATING | 18 | DIAPHRAGM_MATL | DIAPHRAGM MATERIAL
7208 | 7428 | GAGE,PRESSURE,DIAL INDICATING | 19 | SCALE_TYPE | SCALE TYPE
7209 | 7428 | GAGE,PRESSURE,DIAL INDICATING | 20 | SCALE_SMALLEST_INCREMENT | SCALE SMALLEST INCREMENT
7210 | 7428 | GAGE,PRESSURE,DIAL INDICATING | 21 | SEALING_METHOD | SEALING METHOD
7211 | 7428 | GAGE,PRESSURE,DIAL INDICATING | 22 | CONDUIT_CONN | CONDUIT CONNECTION
7212 | 7428 | GAGE,PRESSURE,DIAL INDICATING | 23 | PROCESS_CONN_SIZE | PROCESS CONNECTION SIZE
7213 | 7428 | GAGE,PRESSURE,DIAL INDICATING | 24 | PROCESS_CONN_TYPE | PROCESS CONNECTION TYPE
7214 | 7428 | GAGE,PRESSURE,DIAL INDICATING | 25 | CONNECTION_LOCATION | CONNECTION LOCATION
7215 | 7428 | GAGE,PRESSURE,DIAL INDICATING | 26 | ACTUATION_METHOD | ACTUATION METHOD
7216 | 7428 | GAGE,PRESSURE,DIAL INDICATING | 27 | INDICATOR_TYPE | INDICATOR TYPE
7217 | 7428 | GAGE,PRESSURE,DIAL INDICATING | 28 | POINTER_TYPE | POINTER TYPE
7218 | 7428 | GAGE,PRESSURE,DIAL INDICATING | 29 | POINTER_COLOR | POINTER COLOR
7225 | 7428 | GAGE,PRESSURE,DIAL INDICATING | 36 | GAUGE_CASE_TYPE | GAUGE CASE TYPE
7226 | 7428 | GAGE,PRESSURE,DIAL INDICATING | 37 | BEZEL_TYPE | BEZEL TYPE
7227 | 7428 | GAGE,PRESSURE,DIAL INDICATING | 38 | MIN_OPER_PRESS | MIN OPERATING PRESSURE
7228 | 7428 | GAGE,PRESSURE,DIAL INDICATING | 39 | MAX_OPER_PRESS | MAX OPERATING PRESSURE
7229 | 7428 | GAGE,PRESSURE,DIAL INDICATING | 40 | MINI_OPER_TEMP | MINI OPERATING TEMPERATURE
7230
7231 | 7451 | MANOMETER,VERTICAL TUBE | 1 | SHORT_NAME | SHORT NAME | MANOMETER
7233 | 7451 | MANOMETER,VERTICAL TUBE | 3 | SHAPE | SHAPE
7234 | 7451 | MANOMETER,VERTICAL TUBE | 4 | TYPE | TYPE
7235 | 7451 | MANOMETER,VERTICAL TUBE | 5 | SIZE | SIZE
7236 | 7451 | MANOMETER,VERTICAL TUBE | 6 | MATL | MATERIAL
7237 | 7451 | MANOMETER,VERTICAL TUBE | 7 | RANGE | RANGE
7238 | 7451 | MANOMETER,VERTICAL TUBE | 8 | ACCURACY | ACCURACY
7239 | 7451 | MANOMETER,VERTICAL TUBE | 9 | TEMP_RANGE | TEMPERATURE RANGE
7240 | 7451 | MANOMETER,VERTICAL TUBE | 10 | MANOMETER_DATA | MANOMETER DATA
7241 | 7451 | MANOMETER,VERTICAL TUBE | 11 | CONNECTION_DATA | CONNECTION DATA
7242 | 7451 | MANOMETER,VERTICAL TUBE | 12 | DIFFERENTIAL_PRESS | DIFFERENTIAL PRESSURE
7243 | 7451 | MANOMETER,VERTICAL TUBE | 13 | MTG_DATA | MOUNTING DATA
7251
7252 | 7468 | CONTROL ASSEMBLY,PUSH-PULL | 1 | SHORT_NAME | SHORT NAME | CONTROL ASSY
7254 | 7468 | CONTROL ASSEMBLY,PUSH-PULL | 3 | CABLE_SIZE | CABLE SIZE
7255 | 7468 | CONTROL ASSEMBLY,PUSH-PULL | 4 | CABLE_LG | CABLE LENGTH
7256 | 7468 | CONTROL ASSEMBLY,PUSH-PULL | 5 | CABLE_MATL | CABLE MATERIAL
7257 | 7468 | CONTROL ASSEMBLY,PUSH-PULL | 6 | CABLE_PROT_COVER | CABLE PROTECTION COVER
7258 | 7468 | CONTROL ASSEMBLY,PUSH-PULL | 7 | CABLE_ENTRY_DATA | CABLE ENTRY DATA
7265
7266 | 7623 | RING,RETAINING | 1 | SHORT_NAME | SHORT NAME | RING,RETNG
7267 | 7623 | RING,RETAINING | 2 | RETAINING_RING_TYPE | RETAINING RING TYPE
7268 | 7623 | RING,RETAINING | 3 | RETAINING_RING_SHAPE_STYLE | RETAINING RING SHAPE STYLE
7269 | 7623 | RING,RETAINING | 4 | RETAINING_RING_MATL | RETAINING RING MATERIAL
7270 | 7623 | RING,RETAINING | 5 | OUTSIDE_DIA | OUTSIDE DIAMETER
7271 | 7623 | RING,RETAINING | 6 | INSIDE_DIA | INSIDE DIAMETER
7272 | 7623 | RING,RETAINING | 7 | THK | THICKNESS
7273 | 7623 | RING,RETAINING | 8 | MAX_OPER_PRESS | MAX OPERATING PRESSURE
7274 | 7623 | RING,RETAINING | 9 | MIN_OPER_PRESS | MIN OPERATING PRESSURE
7275 | 7623 | RING,RETAINING | 10 | SHAFT_DIA | SHAFT DIA
7276 | 7623 | RING,RETAINING | 11 | RETAINING_RING_CROSS_SECT | RETAINING RING CROSS SECTION
7277 | 7623 | RING,RETAINING | 12 | RETAINING_RING_END_STYLE | RETAINING RING END STYLE
7278 | 7623 | RING,RETAINING | 13 | SURFACE_TREATMENT | SURFACE TREATMENT
7288
7309 | 7848 | VALVE,CYLINDER,GAS | 1 | SHORT_NAME | SHORT NAME | VALVE,CYL
7311 | 7848 | VALVE,CYLINDER,GAS | 3 | VALVE_BODY_MATL | VALVE BODY MATERIAL
7312 | 7848 | VALVE,CYLINDER,GAS | 4 | SIZE | SIZE
7313 | 7848 | VALVE,CYLINDER,GAS | 5 | PRESSURE | PRESSURE
7314 | 7848 | VALVE,CYLINDER,GAS | 6 | TYPE | TYPE
7315 | 7848 | VALVE,CYLINDER,GAS | 7 | MEDIA_DESIGNED | MEDIA DESIGNED
7316 | 7848 | VALVE,CYLINDER,GAS | 8 | VALVE_OPER_METHOD | VALVE OPERATING METHOD
7317 | 7848 | VALVE,CYLINDER,GAS | 9 | CONNECTION_DATA | CONNECTION DATA
7318 | 7848 | VALVE,CYLINDER,GAS | 10 | FINISH | FINISH
7326
7327 | 7961 | PACKING ASSEMBLY | 1 | SHORT_NAME | SHORT NAME | PACKING ASSY
7328 | 7961 | PACKING ASSEMBLY | 2 | PACKING_SET_TYPE | PACKING SET TYPE
7329 | 7961 | PACKING ASSEMBLY | 3 | PACKING_SET_SHAPE_STYLE | PACKING SET SHAPE STYLE
7330 | 7961 | PACKING ASSEMBLY | 4 | INSIDE_DIA | INSIDE DIAMETER
7331 | 7961 | PACKING ASSEMBLY | 5 | OUTSIDE_DIA | OUTSIDE DIAMETER
7332 | 7961 | PACKING ASSEMBLY | 6 | THK | THICKNESS
7333 | 7961 | PACKING ASSEMBLY | 7 | SIZE | SIZE
7335 | 7961 | PACKING ASSEMBLY | 9 | PACKING_SET_MATL | PACKING SET MATERIAL
7336 | 7961 | PACKING ASSEMBLY | 10 | MINI_OPER_TEMP | MINI OPERATING TEMPERATURE
7337 | 7961 | PACKING ASSEMBLY | 11 | MAX_OPER_TEMP | MAX OPERATING TEMPERATURE
7338 | 7961 | PACKING ASSEMBLY | 12 | MIN_OPER_PRESS | MIN OPERATING PRESSURE
7339 | 7961 | PACKING ASSEMBLY | 13 | MAX_OPER_PRESS | MAX OPERATING PRESSURE
7340 | 7961 | PACKING ASSEMBLY | 14 | PACKING_SET_CROSS_SECT_SHAPE | PACKING SET CROSS SECTION SHAPE
7341 | 7961 | PACKING ASSEMBLY | 15 | HARDNESS_RATING | HARDNESS RATING
7342 | 7961 | PACKING ASSEMBLY | 16 | CUT_SHAPE | CUT SHAPE
7343 | 7961 | PACKING ASSEMBLY | 17 | OPERATING_MEDIUM | OPERATING MEDIUM
7344 | 7961 | PACKING ASSEMBLY | 18 | COLOR | COLOR
7346 | 7961 | PACKING ASSEMBLY | 20 | CONTENT | CONTENT
7347 | 7961 | PACKING ASSEMBLY | 21 | CONTENT_2 | CONTENT 2
7348 | 7961 | PACKING ASSEMBLY | 22 | CONTENT_3 | CONTENT 3
7349 | 7961 | PACKING ASSEMBLY | 23 | CONTENT_4 | CONTENT 4
7350 | 7961 | PACKING ASSEMBLY | 24 | CONTENT_5 | CONTENT 5
7363
7364 | 8010 | INSERT,FLEXIBLE COUPLING | 1 | SHORT_NAME | SHORT NAME | INSERT,FLEX COUPLING
7367 | 8010 | INSERT,FLEXIBLE COUPLING | 4 | TYPE | TYPE
7368 | 8010 | INSERT,FLEXIBLE COUPLING | 5 | SIZE | SIZE
7369 | 8010 | INSERT,FLEXIBLE COUPLING | 6 | MATL | MATERIAL
7370 | 8010 | INSERT,FLEXIBLE COUPLING | 7 | SPEED | SPEED
7371 | 8010 | INSERT,FLEXIBLE COUPLING | 8 | PRESSURE | PRESSURE
7372 | 8010 | INSERT,FLEXIBLE COUPLING | 9 | THD_SIZE_SERIES | THREAD SIZE SERIES
7373 | 8010 | INSERT,FLEXIBLE COUPLING | 10 | CONNECTION_DATA | CONNECTION DATA
7382
7383 | 8059 | LEAD,TEST | 1 | SHORT_NAME | SHORT NAME | LEAD,TEST
7386 | 8059 | LEAD,TEST | 4 | TYPE | TYPE
7387 | 8059 | LEAD,TEST | 5 | CABLE_SIZE | CABLE SIZE
7388 | 8059 | LEAD,TEST | 6 | LG | LENGTH
7389 | 8059 | LEAD,TEST | 7 | FUNCT | FUNCTION
7390 | 8059 | LEAD,TEST | 8 | TEMPERATURE | TEMPERATURE
7392 | 8059 | LEAD,TEST | 10 | ELECT_RTG | ELECTRICAL RATING
7393 | 8059 | LEAD,TEST | 11 | COLOR | COLOR
7394 | 8059 | LEAD,TEST | 12 | CURRENT | CURRENT
7395 | 8059 | LEAD,TEST | 13 | ELECT_DATA | ELECTRICAL RATING
7396 | 8059 | LEAD,TEST | 14 | NO_WIRES | NUMBER OF WIRES
7397 | 8059 | LEAD,TEST | 15 | NUMBER_IN_SET | NUMBER IN SET
7398 | 8059 | LEAD,TEST | 16 | CONDUCTOR_SIZE | CONDUCTOR SIZE
7399 | 8059 | LEAD,TEST | 17 | CONDUCTOR_DATA | CONDUCTOR DATA
7400 | 8059 | LEAD,TEST | 18 | INSULATION_DATA | INSULATION DATA
7401 | 8059 | LEAD,TEST | 19 | CONNECTION_DATA | CONNECTION DATA
7410
7411 | 8066 | METER,TIME TOTALIZING | 1 | SHORT_NAME | SHORT NAME | METER,TIME
7413 | 8066 | METER,TIME TOTALIZING | 3 | TYPE | TYPE
7414 | 8066 | METER,TIME TOTALIZING | 4 | SIZE | SIZE
7415 | 8066 | METER,TIME TOTALIZING | 5 | ELECT_DATA | ELECTRICAL RATING
7416 | 8066 | METER,TIME TOTALIZING | 6 | ELECT_CONN_DATA | ELECTRICAL CONNECTION DATA
7417 | 8066 | METER,TIME TOTALIZING | 7 | DISPLAY_TYPE | DISPLAY TYPE
7418 | 8066 | METER,TIME TOTALIZING | 8 | FREQUENCY | FREQUENCY
7419 | 8066 | METER,TIME TOTALIZING | 9 | COUNTING_RANGE | COUNTING RANGE
7420 | 8066 | METER,TIME TOTALIZING | 10 | CASE_MATL | CASE MATERIAL
7421 | 8066 | METER,TIME TOTALIZING | 11 | MTG_DATA | MOUNTING DATA
7428
7429 | 8109 | PULLEY,GROOVE | 1 | SHORT_NAME | SHORT NAME | PULLEY,GROOVE
7430 | 8109 | PULLEY,GROOVE | 2 | PULLEY_SHAPE_STYLE | PULLEY SHAPE STYLE
7431 | 8109 | PULLEY,GROOVE | 3 | GROOVED_PULLEY_STYLE | GROOVED PULLEY STYLE
7432 | 8109 | PULLEY,GROOVE | 4 | PULLEY_SPRK_HUBS_STYLE | PULLEY SPRK HUBS STYLE
7434 | 8109 | PULLEY,GROOVE | 6 | PULLEY_TYPE | PULLEY TYPE
7435 | 8109 | PULLEY,GROOVE | 7 | OUTSIDE_DIA | OUTSIDE DIAMETER
7436 | 8109 | PULLEY,GROOVE | 8 | PULLEY_MATL | PULLEY MATERIAL
7437 | 8109 | PULLEY,GROOVE | 9 | BORE_DIA | BORE DIAMETER
7438 | 8109 | PULLEY,GROOVE | 10 | GROOVE_SHAPE | GROOVE SHAPE
7439 | 8109 | PULLEY,GROOVE | 11 | NO_GROOVES | NUMBER OF GROOVES
7440 | 8109 | PULLEY,GROOVE | 12 | FACE_WIDTH | FACE WIDTH
7441 | 8109 | PULLEY,GROOVE | 13 | PITCH_DIA | PITCH DIA
7442 | 8109 | PULLEY,GROOVE | 14 | ROOT_DIA | ROOT DIAMETER
7443 | 8109 | PULLEY,GROOVE | 15 | KEY_HEIGHT | KEY HEIGHT
7444 | 8109 | PULLEY,GROOVE | 16 | KEY_THK | KEY THICKNESS
7445 | 8109 | PULLEY,GROOVE | 17 | KEY_WIDTH | KEY WIDTH
7446 | 8109 | PULLEY,GROOVE | 18 | KEYWAY_HEIGHT | KEYWAY HEIGHT
7447 | 8109 | PULLEY,GROOVE | 19 | KEYWAY_LG | KEYWAY LENGTH
7448 | 8109 | PULLEY,GROOVE | 20 | KEYWAY_WIDTH | KEYWAY WIDTH
7449 | 8109 | PULLEY,GROOVE | 21 | REV_PER_MINUTE | REVOLUTION PER MINUTE (RPM)
7450 | 8109 | PULLEY,GROOVE | 22 | SECURING_METHOD | SECURING METHOD
7451 | 8109 | PULLEY,GROOVE | 23 | SURFACE_TREATMENT | SURFACE TREATMENT
7461
7522 | 8392 | RING,DEE | 1 | SHORT_NAME | SHORT NAME | RING,DEE
7524 | 8392 | RING,DEE | 3 | TYPE | TYPE
7525 | 8392 | RING,DEE | 4 | SIZE | SIZE
7526 | 8392 | RING,DEE | 5 | THK | THICKNESS
7527 | 8392 | RING,DEE | 6 | MATL | MATERIAL
7528 | 8392 | RING,DEE | 7 | RING_DATA | RING DATA
7529 | 8392 | RING,DEE | 8 | CONNECTION_DATA | CONNECTION DATA
7536
7556 | 8468 | COLLECTOR,DUST | 1 | SHORT_NAME | SHORT NAME | COLLECTOR,DUST
7558 | 8468 | COLLECTOR,DUST | 3 | TYPE | TYPE
7559 | 8468 | COLLECTOR,DUST | 4 | SIZE | SIZE
7560 | 8468 | COLLECTOR,DUST | 5 | MATL | MATERIAL
7561 | 8468 | COLLECTOR,DUST | 6 | POWER | POWER
7562 | 8468 | COLLECTOR,DUST | 7 | ELECT_DATA | ELECTRICAL RATING
7563 | 8468 | COLLECTOR,DUST | 8 | CAPACITY | CAPACITY
7564 | 8468 | COLLECTOR,DUST | 9 | PRESSURE | PRESSURE
7565 | 8468 | COLLECTOR,DUST | 10 | AIR_FLOW | AIR FLOW
7566 | 8468 | COLLECTOR,DUST | 11 | FILTER_DATA | FILTER DATA
7567 | 8468 | COLLECTOR,DUST | 12 | MTG_DATA | MOUNTING DATA
7575
7576 | 8505 | REDUCER,PIPE | 1 | SHORT_NAME | SHORT NAME | REDUCER,PRESSURE
7577 | 8505 | REDUCER,PIPE | 2 | REDUCER_TYPE | REDUCER TYPE
7578 | 8505 | REDUCER,PIPE | 3 | REDUCER_SPECIFIC_USE | REDUCER SPECIFIC USE
7579 | 8505 | REDUCER,PIPE | 4 | BODY_SIZE | BODY SIZE
7580 | 8505 | REDUCER,PIPE | 5 | REDUCER_MATL | REDUCER MATERIAL
7581 | 8505 | REDUCER,PIPE | 6 | REDUCER_CONN_STYLE | REDUCER CONNECTION STYLE
7582 | 8505 | REDUCER,PIPE | 7 | PIPE_SCH | PIPE SCHEDULE
7583 | 8505 | REDUCER,PIPE | 8 | WALL_THK | WALL THICKNESS
7584 | 8505 | REDUCER,PIPE | 9 | THREAD_SERIES | THREAD SERIES
7585 | 8505 | REDUCER,PIPE | 10 | MAX_OPER_PRESS | MAX OPERATING PRESSURE
7586 | 8505 | REDUCER,PIPE | 11 | FITTING_PRESS_CLASS | FITTING PRESSURE CLASS
7587 | 8505 | REDUCER,PIPE | 12 | SURFACE_TREATMENT | SURFACE TREATMENT
7596 | 8505 | REDUCER,PIPE | 21 | REDUCER_DATA | REDUCER DATA
7597
7598 | 8528 | CROSS,PIPE | 1 | SHORT_NAME | SHORT NAME | CROSS,PIPE
7601 | 8528 | CROSS,PIPE | 4 | TYPE | TYPE
7602 | 8528 | CROSS,PIPE | 5 | SIZE | SIZE
7603 | 8528 | CROSS,PIPE | 6 | MATL | MATERIAL
7604 | 8528 | CROSS,PIPE | 7 | CONNECTION_DATA | CONNECTION DATA
7605 | 8528 | CROSS,PIPE | 8 | FITTING_PRESS_CLASS | FITTING PRESSURE CLASS
7606 | 8528 | CROSS,PIPE | 9 | FLANGE_DATA | FLANGE DATA
7607 | 8528 | CROSS,PIPE | 10 | END_DATA | END DATA
7615
7628 | 8911 | REEL,CABLE | 1 | SHORT_NAME | SHORT NAME | REEL,CABLE
7630 | 8911 | REEL,CABLE | 3 | TYPE | TYPE
7631 | 8911 | REEL,CABLE | 4 | SIZE | SIZE
7632 | 8911 | REEL,CABLE | 5 | MATL | MATERIAL
7633 | 8911 | REEL,CABLE | 6 | COLOR | COLOR
7634 | 8911 | REEL,CABLE | 7 | SPOOL_CAPACITY | SPOOL CAPACITY
7635 | 8911 | REEL,CABLE | 8 | ELECT_DATA | ELECTRICAL RATING
7636 | 8911 | REEL,CABLE | 9 | CABLE_DATA | CABLE DATA
7637 | 8911 | REEL,CABLE | 10 | FINISH | FINISH
7646
7647 | 9663 | BOX CONNECTOR,ELECTRICAL | 1 | SHORT_NAME | SHORT NAME | BOX,ELECTRICAL
7650 | 9663 | BOX CONNECTOR,ELECTRICAL | 4 | TYPE | TYPE
7651 | 9663 | BOX CONNECTOR,ELECTRICAL | 5 | SIZE | SIZE
7652 | 9663 | BOX CONNECTOR,ELECTRICAL | 6 | MATL | MATERIAL
7653 | 9663 | BOX CONNECTOR,ELECTRICAL | 7 | BOX_DATA | BOX DATA
7654 | 9663 | BOX CONNECTOR,ELECTRICAL | 8 | CONNECTOR_DATA | CONNECTOR DATA
7655 | 9663 | BOX CONNECTOR,ELECTRICAL | 9 | FINISH | FINISH
7656 | 9663 | BOX CONNECTOR,ELECTRICAL | 10 | COVER_ATTACH_METHOD | COVER ATTACH METHOD
7657 | 9663 | BOX CONNECTOR,ELECTRICAL | 11 | MTG_DATA | MOUNTING DATA
7666
7667 | 9664 | COUPLING,ELECTRICAL CONDUIT | 1 | SHORT_NAME | SHORT NAME | COUPLING,ELEC
7669 | 9664 | COUPLING,ELECTRICAL CONDUIT | 3 | TYPE | TYPE
7670 | 9664 | COUPLING,ELECTRICAL CONDUIT | 4 | SIZE | SIZE
7671 | 9664 | COUPLING,ELECTRICAL CONDUIT | 5 | MATL | MATERIAL
7672 | 9664 | COUPLING,ELECTRICAL CONDUIT | 6 | COLOR | COLOR
7673 | 9664 | COUPLING,ELECTRICAL CONDUIT | 7 | CONNECTION_DATA | CONNECTION DATA
7674 | 9664 | COUPLING,ELECTRICAL CONDUIT | 8 | FINISH | FINISH
7682
7698 | 10089 | IMPELLER,PUMP,CENTRIFUGAL | 1 | SHORT_NAME | SHORT NAME | IMPELLER,PUMP
7699 | 10089 | IMPELLER,PUMP,CENTRIFUGAL | 2 | IMPELLER_TYPE | IMPELLER TYPE
7700 | 10089 | IMPELLER,PUMP,CENTRIFUGAL | 3 | IMPELLER_SPECIFIC_USE | IMPELLER SPECIFIC USE
7701 | 10089 | IMPELLER,PUMP,CENTRIFUGAL | 4 | IMPELLER_SHAPE_STYLE | IMPELLER SHAPE STYLE
7702 | 10089 | IMPELLER,PUMP,CENTRIFUGAL | 5 | IMPELLER_MATL | IMPELLER MATERIAL
7703 | 10089 | IMPELLER,PUMP,CENTRIFUGAL | 6 | DIA | DIAMETER
7706 | 10089 | IMPELLER,PUMP,CENTRIFUGAL | 9 | NO_VANES | NUMBER OF VANES
7707 | 10089 | IMPELLER,PUMP,CENTRIFUGAL | 10 | VANE_ANGLE | VANE ANGLE
7708 | 10089 | IMPELLER,PUMP,CENTRIFUGAL | 11 | SHAFT_DIA | SHAFT DIA
7709 | 10089 | IMPELLER,PUMP,CENTRIFUGAL | 12 | SHAFT_LG | SHAFT LENGTH
7710 | 10089 | IMPELLER,PUMP,CENTRIFUGAL | 13 | SHAFT_END_STYLE | SHAFT END STYLE
7711 | 10089 | IMPELLER,PUMP,CENTRIFUGAL | 14 | DISCHARGE_OUTLET_DIRECT_SYS | DISCHARGE OUTLET DIRECT SYSTEM
7712 | 10089 | IMPELLER,PUMP,CENTRIFUGAL | 15 | OPERATING_MEDIUM | OPERATING MEDIUM
7713 | 10089 | IMPELLER,PUMP,CENTRIFUGAL | 16 | ENVIRON_PROT | ENVIRON PROTECTION
7714 | 10089 | IMPELLER,PUMP,CENTRIFUGAL | 17 | SURFACE_TREATMENT | SURFACE TREATMENT
7715 | 10089 | IMPELLER,PUMP,CENTRIFUGAL | 18 | MTG_FACILITY | MOUNTING FACILITY
7716 | 10089 | IMPELLER,PUMP,CENTRIFUGAL | 19 | METHOD_ATTACH | METHOD ATTACHMENT
7726 | 10089 | IMPELLER,PUMP,CENTRIFUGAL | 29 | SIZE | SIZE
7727
7728 | 10118 | AIR CLEANER,INTAKE | 1 | SHORT_NAME | SHORT NAME | CLEANER,AIR
7731 | 10118 | AIR CLEANER,INTAKE | 4 | TYPE | TYPE
7732 | 10118 | AIR CLEANER,INTAKE | 5 | DIMENSION | DIMENSION
7733 | 10118 | AIR CLEANER,INTAKE | 6 | MATL | MATERIAL
7734 | 10118 | AIR CLEANER,INTAKE | 7 | RTG | RATING
7735 | 10118 | AIR CLEANER,INTAKE | 8 | POWER | POWER
7736 | 10118 | AIR CLEANER,INTAKE | 9 | ELECT_DATA | ELECTRICAL RATING
7737 | 10118 | AIR CLEANER,INTAKE | 10 | CLEANER_DATA | CLEANER DATA
7738 | 10118 | AIR CLEANER,INTAKE | 11 | DRYER_DATA | DRYER DATA
7739 | 10118 | AIR CLEANER,INTAKE | 12 | COOLER_DATA | COOLER DATA
7740 | 10118 | AIR CLEANER,INTAKE | 13 | CONNECTION_DATA | CONNECTION DATA
7744 | 10118 | AIR CLEANER,INTAKE | 17 | MTG_DATA | MOUNTING DATA
7750
7751 | 10194 | RESISTOR,VOLTAGE SENSITIVE | 1 | SHORT_NAME | SHORT NAME | RESISTOR,V
7753 | 10194 | RESISTOR,VOLTAGE SENSITIVE | 3 | TYPE | TYPE
7754 | 10194 | RESISTOR,VOLTAGE SENSITIVE | 4 | DIMENSION | DIMENSION
7755 | 10194 | RESISTOR,VOLTAGE SENSITIVE | 5 | VOLTAGE | VOLTAGE RATING
7756 | 10194 | RESISTOR,VOLTAGE SENSITIVE | 6 | WATT_RTG | WATTAGE RATING
7757 | 10194 | RESISTOR,VOLTAGE SENSITIVE | 7 | RESISTANCE | RESISTANCE
7758 | 10194 | RESISTOR,VOLTAGE SENSITIVE | 8 | TOLERANCE | TOLERANCE
7759 | 10194 | RESISTOR,VOLTAGE SENSITIVE | 9 | MAX_OPER_TEMP | MAX OPERATING TEMPERATURE
7760 | 10194 | RESISTOR,VOLTAGE SENSITIVE | 10 | TERMINAL_DATA | TERMINAL DATA
7761 | 10194 | RESISTOR,VOLTAGE SENSITIVE | 11 | MTG_DATA | MOUNTING DATA
7769
7770 | 10255 | DEFLECTOR,DIRT AND LIQUID | 1 | SHORT_NAME | SHORT NAME | DEFLECTOR
7772 | 10255 | DEFLECTOR,DIRT AND LIQUID | 3 | TYPE | TYPE
7773 | 10255 | DEFLECTOR,DIRT AND LIQUID | 4 | SIZE | SIZE
7775 | 10255 | DEFLECTOR,DIRT AND LIQUID | 6 | OUTSIDE_DIA | OUTSIDE DIAMETER
7776 | 10255 | DEFLECTOR,DIRT AND LIQUID | 7 | MATL | MATERIAL
7777 | 10255 | DEFLECTOR,DIRT AND LIQUID | 8 | HUB_LG | HUB LENGTH
7778 | 10255 | DEFLECTOR,DIRT AND LIQUID | 9 | BODY_LG | BODY LENGTH
7779 | 10255 | DEFLECTOR,DIRT AND LIQUID | 10 | SHAFT_SIZE | SHAFT SIZE
7780 | 10255 | DEFLECTOR,DIRT AND LIQUID | 11 | MTG_DATA | MOUNTING DATA
7789
7790 | 10849 | MUFFLER,EXHAUST | 1 | SHORT_NAME | SHORT NAME | MUFFLER
7793 | 10849 | MUFFLER,EXHAUST | 4 | TYPE | TYPE
7794 | 10849 | MUFFLER,EXHAUST | 5 | SIZE | SIZE
7795 | 10849 | MUFFLER,EXHAUST | 6 | MATL | MATERIAL
7796 | 10849 | MUFFLER,EXHAUST | 7 | CONNECTION_DATA | CONNECTION DATA
7805
7821 | 10987 | FILTER UNIT,WATER PURIFICATION,FRAME MOUNTED | 1 | SHORT_NAME | SHORT NAME | FILTER UNIT
7823 | 10987 | FILTER UNIT,WATER PURIFICATION,FRAME MOUNTED | 3 | TYPE | TYPE
7824 | 10987 | FILTER UNIT,WATER PURIFICATION,FRAME MOUNTED | 4 | CAPACITY | CAPACITY
7825 | 10987 | FILTER UNIT,WATER PURIFICATION,FRAME MOUNTED | 5 | FILTER_ELEMENT_MATL | FILTER ELEMENT MATERIAL
7826 | 10987 | FILTER UNIT,WATER PURIFICATION,FRAME MOUNTED | 6 | MATL | MATERIAL
7827 | 10987 | FILTER UNIT,WATER PURIFICATION,FRAME MOUNTED | 7 | MTG_DATA | MOUNTING DATA
7828 | 10987 | FILTER UNIT,WATER PURIFICATION,FRAME MOUNTED | 8 | FILTER_RTG | FILTER RATING
7829 | 10987 | FILTER UNIT,WATER PURIFICATION,FRAME MOUNTED | 9 | UNIT_SIZE | UNIT SIZE
7830 | 10987 | FILTER UNIT,WATER PURIFICATION,FRAME MOUNTED | 10 | UNIT_DATA | UNIT DATA
7831 | 10987 | FILTER UNIT,WATER PURIFICATION,FRAME MOUNTED | 11 | UNIT_CONN_DATA | UNIT CONNECTION DATA
7832 | 10987 | FILTER UNIT,WATER PURIFICATION,FRAME MOUNTED | 12 | UNIT_MTG_DATA | UNIT MOUNTING DATA
7833 | 10987 | FILTER UNIT,WATER PURIFICATION,FRAME MOUNTED | 13 | FRAME_DATA | FRAME DATA
7842
7843 | 10998 | VALVE,SOLENOID | 1 | SHORT_NAME | SHORT NAME | VALVE,SOL
7844 | 10998 | VALVE,SOLENOID | 2 | SOLENOID_VALVE_TYPE | SOLENOID VALVE TYPE
7845 | 10998 | VALVE,SOLENOID | 3 | VALVE_SHAPE_STYLE | VALVE SHAPE STYLE
7846 | 10998 | VALVE,SOLENOID | 4 | VALVE_SIZE | VALVE SIZE
7847 | 10998 | VALVE,SOLENOID | 5 | VALVE_MATL | VALVE MATERIAL
7848 | 10998 | VALVE,SOLENOID | 6 | VOLT_RTG | VOLTAGE RATING
7849 | 10998 | VALVE,SOLENOID | 7 | CURRENT_RTG | CURRENT RATING
7850 | 10998 | VALVE,SOLENOID | 8 | FREQUENCY_RTG | FREQUENCY RATING
7851 | 10998 | VALVE,SOLENOID | 9 | PHASE | PHASE
7852 | 10998 | VALVE,SOLENOID | 10 | MAX_OPER_PRESS | MAX OPERATING PRESSURE
7853 | 10998 | VALVE,SOLENOID | 11 | MIN_OPER_PRESS | MIN OPERATING PRESSURE
7854 | 10998 | VALVE,SOLENOID | 12 | MAX_OPER_TEMP | MAX OPERATING TEMPERATURE
7855 | 10998 | VALVE,SOLENOID | 13 | MINI_OPER_TEMP | MINI OPERATING TEMPERATURE
7856 | 10998 | VALVE,SOLENOID | 14 | SEAT_MATL | SEAT MATERIAL
7857 | 10998 | VALVE,SOLENOID | 15 | DISK_MATL | DISK MATERIAL
7858 | 10998 | VALVE,SOLENOID | 16 | PISTON_MATL | PISTON MATERIAL
7859 | 10998 | VALVE,SOLENOID | 17 | NO_SOLENOIDS | NUMBER OF SOLENOIDS
7860 | 10998 | VALVE,SOLENOID | 18 | NO_POSITIONS | NUMBER OF POSITIONS
7861 | 10998 | VALVE,SOLENOID | 19 | NO_WAYS | NUMBER OF WAYS
7862 | 10998 | VALVE,SOLENOID | 20 | NO_PORTS | NUMBER OF PORTS
7863 | 10998 | VALVE,SOLENOID | 21 | BONNET_TYPE | BONNET TYPE
7864 | 10998 | VALVE,SOLENOID | 22 | VALVE_CONN_TYPE | VALVE CONNECTION TYPE
7865 | 10998 | VALVE,SOLENOID | 23 | VALVE_CONN_STYLE | VALVE CONNECTION STYLE
7866 | 10998 | VALVE,SOLENOID | 24 | FLANGE_PRESS_CLASS | FLANGE PRESSURE CLASS
7867 | 10998 | VALVE,SOLENOID | 25 | FLANGE_STYLE | FLANGE STYLE
7868 | 10998 | VALVE,SOLENOID | 26 | OPERATING_MEDIUM | OPERATING MEDIUM
7869 | 10998 | VALVE,SOLENOID | 27 | FLOW_RATE | FLOW RATE
7870 | 10998 | VALVE,SOLENOID | 28 | FLOW_STYLE | FLOW STYLE
7871 | 10998 | VALVE,SOLENOID | 29 | FLOW_CTRL_DEVICE | FLOW CTRL DEVICE
7872 | 10998 | VALVE,SOLENOID | 30 | VALVE_OPER_METHOD | VALVE OPERATING METHOD
7873 | 10998 | VALVE,SOLENOID | 31 | SURFACE_TREATMENT | SURFACE TREATMENT
7883
7884 | 11034 | BREATHER | 1 | SHORT_NAME | SHORT NAME | BREATHER
7886 | 11034 | BREATHER | 3 | SIZE | SIZE
7887 | 11034 | BREATHER | 4 | MATL | MATERIAL
7888 | 11034 | BREATHER | 5 | MEDIA_DESIGNED | MEDIA DESIGNED
7889 | 11034 | BREATHER | 6 | TEMP_DATA | TEMPERATURE DATA
7890 | 11034 | BREATHER | 7 | MTG_DATA | MOUNTING DATA
7898
7899 | 11059 | SPRING,LEAF | 1 | SHORT_NAME | SHORT NAME | SPRING,LEAF
7901 | 11059 | SPRING,LEAF | 3 | TYPE | TYPE
7902 | 11059 | SPRING,LEAF | 4 | DIMENSION | DIMENSION
7903 | 11059 | SPRING,LEAF | 5 | MATL | MATERIAL
7904 | 11059 | SPRING,LEAF | 6 | SPRING_RTG | SPRING RATING
7905 | 11059 | SPRING,LEAF | 7 | FINISH | FINISH
7906 | 11059 | SPRING,LEAF | 8 | MTG_DATA | MOUNTING DATA
7915
7916 | 11074 | SHACKLE | 1 | SHORT_NAME | SHORT NAME | SHACKLE
7919 | 11074 | SHACKLE | 4 | TYPE | TYPE
7920 | 11074 | SHACKLE | 5 | SIZE | SIZE
7922 | 11074 | SHACKLE | 7 | SHACKLE_OPENING_WIDTH | SHACKLE OPENING WIDTH
7923 | 11074 | SHACKLE | 8 | MATL | MATERIAL
7924 | 11074 | SHACKLE | 9 | SAFE_WKG_LOAD | SAFE WORKING LOAD
7926 | 11074 | SHACKLE | 11 | PIN_DATA | PIN DATA
7928 | 11074 | SHACKLE | 13 | FINISH | FINISH
7935
7936 | 11154 | HOOK,HOIST | 1 | SHORT_NAME | SHORT NAME | HOOK,HOIST
7939 | 11154 | HOOK,HOIST | 4 | TYPE | TYPE
7940 | 11154 | HOOK,HOIST | 5 | SIZE | SIZE
7941 | 11154 | HOOK,HOIST | 6 | MATL | MATERIAL
7942 | 11154 | HOOK,HOIST | 7 | CHAIN_SIZE | CHAIN SIZE
7943 | 11154 | HOOK,HOIST | 8 | SAFE_WKG_LOAD | SAFE WORKING LOAD
7945 | 11154 | HOOK,HOIST | 10 | FINISH | FINISH
7953
7954 | 11251 | BUTTON,PLUG | 1 | SHORT_NAME | SHORT NAME | BUTTON,PLUG
7956 | 11251 | BUTTON,PLUG | 3 | TYPE | TYPE
7957 | 11251 | BUTTON,PLUG | 4 | SIZE | SIZE
7958 | 11251 | BUTTON,PLUG | 5 | MATL | MATERIAL
7959 | 11251 | BUTTON,PLUG | 6 | SHAPE | SHAPE
7960 | 11251 | BUTTON,PLUG | 7 | COLOR | COLOR
7962 | 11251 | BUTTON,PLUG | 9 | USAGE_DESIGN | USAGE DESIGN
7968
8001 | 11405 | LINING,FRICTION | 1 | SHORT_NAME | SHORT NAME | LINING,BRAKE
8004 | 11405 | LINING,FRICTION | 4 | TYPE | TYPE
8005 | 11405 | LINING,FRICTION | 5 | SIZE | SIZE
8006 | 11405 | LINING,FRICTION | 6 | MATL | MATERIAL
8007 | 11405 | LINING,FRICTION | 7 | FINISH | FINISH
8008 | 11405 | LINING,FRICTION | 8 | MTG_DATA | MOUNTING DATA
8009 | 11405 | LINING,FRICTION | 9 | CONTENT | CONTENT
8010 | 11405 | LINING,FRICTION | 10 | CONTENT_2 | CONTENT 2
8019
8042 | 11444 | INSERT,SCREW THREAD | 1 | SHORT_NAME | SHORT NAME | INSERT,SCR
8044 | 11444 | INSERT,SCREW THREAD | 3 | SIZE | SIZE
8046 | 11444 | INSERT,SCREW THREAD | 5 | MATL | MATERIAL
8047 | 11444 | INSERT,SCREW THREAD | 6 | THD_SIZE_SERIES | THREAD SIZE SERIES
8048 | 11444 | INSERT,SCREW THREAD | 7 | THDS_PER_IN | THREADS PER INCH
8049 | 11444 | INSERT,SCREW THREAD | 8 | THD_PITCH | THREAD PITCH
8050 | 11444 | INSERT,SCREW THREAD | 9 | DRILL_SIZE | DRILL SIZE
8058
8059 | 11459 | RING,PISTON | 1 | SHORT_NAME | SHORT NAME | RING,PISTON
8061 | 11459 | RING,PISTON | 3 | TYPE | TYPE
8062 | 11459 | RING,PISTON | 4 | SIZE | SIZE
8063 | 11459 | RING,PISTON | 5 | INSIDE_DIA | INSIDE DIAMETER
8064 | 11459 | RING,PISTON | 6 | BORE_DIA | BORE DIAMETER
8065 | 11459 | RING,PISTON | 7 | THK | THICKNESS
8066 | 11459 | RING,PISTON | 8 | MATL | MATERIAL
8067 | 11459 | RING,PISTON | 9 | JOINT_STYLE | JOINT STYLE
8068 | 11459 | RING,PISTON | 10 | CROSS_SECT_SHAPE | CROSS SECTION SHAPE
8069 | 11459 | RING,PISTON | 11 | FINISH | FINISH
8077
8078 | 11468 | SPOOL PIECE | 1 | SHORT_NAME | SHORT NAME | SPOOL
8081 | 11468 | SPOOL PIECE | 4 | TYPE | TYPE
8082 | 11468 | SPOOL PIECE | 5 | SIZE | SIZE
8083 | 11468 | SPOOL PIECE | 6 | INSIDE_DIA | INSIDE DIAMETER
8085 | 11468 | SPOOL PIECE | 8 | WALL_THK | WALL THICKNESS
8086 | 11468 | SPOOL PIECE | 9 | MATL | MATERIAL
8087 | 11468 | SPOOL PIECE | 10 | PRESSURE | PRESSURE
8088 | 11468 | SPOOL PIECE | 11 | PIPE_SCH | PIPE SCHEDULE
8089 | 11468 | SPOOL PIECE | 12 | FLANGE_DATA | FLANGE DATA
8090 | 11468 | SPOOL PIECE | 13 | FLANGE_TABLE | FLANGE TABLE
8091 | 11468 | SPOOL PIECE | 14 | LINING_DATA | LINING DATA
8092 | 11468 | SPOOL PIECE | 15 | HOLE_DATA | HOLE DATA
8093 | 11468 | SPOOL PIECE | 16 | CONNECTION_DATA | CONNECTION DATA
8101
8143 | 13125 | RING,WELDING,PIPE JOINT | 1 | SHORT_NAME | SHORT NAME | RING,PIPE
8145 | 13125 | RING,WELDING,PIPE JOINT | 3 | TYPE_FITTING | TYPE FITTING
8146 | 13125 | RING,WELDING,PIPE JOINT | 4 | INSIDE_DIA | INSIDE DIAMETER
8147 | 13125 | RING,WELDING,PIPE JOINT | 5 | OUTSIDE_DIA | OUTSIDE DIAMETER
8148 | 13125 | RING,WELDING,PIPE JOINT | 6 | WIDTH | WIDTH
8149 | 13125 | RING,WELDING,PIPE JOINT | 7 | THK | THICKNESS
8150 | 13125 | RING,WELDING,PIPE JOINT | 8 | MATL | MATERIAL
8151 | 13125 | RING,WELDING,PIPE JOINT | 9 | PIPE_SIZE | PIPE SIZE
8152 | 13125 | RING,WELDING,PIPE JOINT | 10 | CONNECTION_DATA | CONNECTION DATA
8153 | 13125 | RING,WELDING,PIPE JOINT | 11 | FINISH | FINISH
8161
8162 | 13126 | RAM,HYDRAULIC | 1 | SHORT_NAME | SHORT NAME | RAM,HYD
8164 | 13126 | RAM,HYDRAULIC | 3 | TYPE | TYPE
8165 | 13126 | RAM,HYDRAULIC | 4 | ROD_DIA | ROD DIAMETER
8166 | 13126 | RAM,HYDRAULIC | 5 | COLLAPSED_HEIGHT | COLLAPSED HEIGHT
8167 | 13126 | RAM,HYDRAULIC | 6 | LOAD_CAPACITY | LOAD CAPACITY
8168 | 13126 | RAM,HYDRAULIC | 7 | CLOSING_DEV | CLOSING DEVICE
8169 | 13126 | RAM,HYDRAULIC | 8 | STROKE | STROKE
8177
8178 | 13154 | ANODE,CORROSION PREVENTIVE | 1 | SHORT_NAME | SHORT NAME | ANODE
8180 | 13154 | ANODE,CORROSION PREVENTIVE | 3 | TYPE | TYPE
8181 | 13154 | ANODE,CORROSION PREVENTIVE | 4 | SIZE | SIZE
8182 | 13154 | ANODE,CORROSION PREVENTIVE | 5 | MATL | MATERIAL
8183 | 13154 | ANODE,CORROSION PREVENTIVE | 6 | SHAPE | SHAPE
8184 | 13154 | ANODE,CORROSION PREVENTIVE | 7 | FINISH | FINISH
8185 | 13154 | ANODE,CORROSION PREVENTIVE | 8 | MTG_DATA | MOUNTING DATA
8194
8195 | 13204 | BEARING,PLAIN,SPHERICAL | 1 | SHORT_NAME | SHORT NAME | BEARING,PLAIN,SPHERICAL
8197 | 13204 | BEARING,PLAIN,SPHERICAL | 3 | SHAPE | SHAPE
8198 | 13204 | BEARING,PLAIN,SPHERICAL | 4 | IBI_NO | BEARING DESIGNATION NUMBER
8199 | 13204 | BEARING,PLAIN,SPHERICAL | 5 | TYPE | TYPE
8200 | 13204 | BEARING,PLAIN,SPHERICAL | 6 | SIZE | SIZE
8201 | 13204 | BEARING,PLAIN,SPHERICAL | 7 | BODY_DIA | BODY DIA
8202 | 13204 | BEARING,PLAIN,SPHERICAL | 8 | BORE_DIA | BORE DIAMETER
8204 | 13204 | BEARING,PLAIN,SPHERICAL | 10 | MATL | MATERIAL
8205 | 13204 | BEARING,PLAIN,SPHERICAL | 11 | TOLERANCE | TOLERANCE
8206 | 13204 | BEARING,PLAIN,SPHERICAL | 12 | LUBRICATION_FEATURE | LUBRICATION FEATURE
8207 | 13204 | BEARING,PLAIN,SPHERICAL | 13 | SEAL_DATA | SEAL DATA
8216
8217 | 13205 | BEARING,SLEEVE | 1 | SHORT_NAME | SHORT NAME | BEARING,SLV
8218 | 13205 | BEARING,SLEEVE | 2 | SLEEVE_BEARING_TYPE | SLEEVE BEARING TYPE
8219 | 13205 | BEARING,SLEEVE | 3 | SLEEVE_BEARING_SHAPE_STYLE | SLEEVE BEARING SHAPE STYLE
8220 | 13205 | BEARING,SLEEVE | 4 | IBI_NO | BEARING DESIGNATION NUMBER
8221 | 13205 | BEARING,SLEEVE | 5 | OUTSIDE_DIA | OUTSIDE DIAMETER
8222 | 13205 | BEARING,SLEEVE | 6 | BORE_DIA | BORE DIAMETER
8223 | 13205 | BEARING,SLEEVE | 7 | LG | LENGTH
8224 | 13205 | BEARING,SLEEVE | 8 | BRG_MATL | BEARING MATERIAL
8225 | 13205 | BEARING,SLEEVE | 9 | LUBRICATION_MATERIAL | LUBRICATION MATERIAL
8226 | 13205 | BEARING,SLEEVE | 10 | LUBRICATION_METHOD | LUBRICATION METHOD
8227 | 13205 | BEARING,SLEEVE | 11 | BEARING_BORE_STYLE | BEARING BORE STYLE
8228 | 13205 | BEARING,SLEEVE | 12 | BRG_CROSS_SECT_SHAPE | BRG CROSS SECT SHAPE
8234 | 13205 | BEARING,SLEEVE | 18 | SURFACE_TREATMENT | SURFACE TREATMENT
8244 | 13205 | BEARING,SLEEVE | 28 | DIMENSION | DIMENSION
8245
8246 | 13206 | BUSHING,SLEEVE | 1 | SHORT_NAME | SHORT NAME | BUSHING,SLEEVE
8247 | 13206 | BUSHING,SLEEVE | 2 | BUSHING_TYPE | BUSHING TYPE
8248 | 13206 | BUSHING,SLEEVE | 3 | BUSHING_SHAPE_STYLE | BUSHING SHAPE STYLE
8249 | 13206 | BUSHING,SLEEVE | 4 | BUSHING_SPECIFIC_USE | BUSHING SPECIFIC USE
8250 | 13206 | BUSHING,SLEEVE | 5 | OUTSIDE_DIA | OUTSIDE DIAMETER
8251 | 13206 | BUSHING,SLEEVE | 6 | BORE_DIA | BORE DIAMETER
8252 | 13206 | BUSHING,SLEEVE | 7 | BORE_LG | BORE LENGTH
8253 | 13206 | BUSHING,SLEEVE | 8 | THK | THICKNESS
8254 | 13206 | BUSHING,SLEEVE | 9 | BUSHING_MATL | BUSHING MATERIAL
8255 | 13206 | BUSHING,SLEEVE | 10 | BUSHING_CONN_TYPE | BUSHING CONNECTION TYPE
8256 | 13206 | BUSHING,SLEEVE | 11 | LINING_TYPE | LINING TYPE
8257 | 13206 | BUSHING,SLEEVE | 12 | BUSHING_CROSS_SECT_SHAPE | BUSHING CROSS SECTION SHAPE
8258 | 13206 | BUSHING,SLEEVE | 13 | BUSHING_CENTER_HOLE_SHAPE | BUSHING CENTER HOLE SHAPE
8259 | 13206 | BUSHING,SLEEVE | 14 | HARDNESS_RATING | HARDNESS RATING
8260 | 13206 | BUSHING,SLEEVE | 15 | LUBRICATION_FEATURE | LUBRICATION FEATURE
8261 | 13206 | BUSHING,SLEEVE | 16 | LUBRICATION_METHOD | LUBRICATION METHOD
8262 | 13206 | BUSHING,SLEEVE | 17 | SURFACE_TREATMENT | SURFACE TREATMENT
8272
8273 | 13207 | SPACER,SLEEVE | 1 | SHORT_NAME | SHORT NAME | SPACER,SLV
8274 | 13207 | SPACER,SLEEVE | 2 | SPACER_TYPE | SPACER TYPE
8275 | 13207 | SPACER,SLEEVE | 3 | SPACER_SHAPE_STYLE | SPACER SHAPE STYLE
8276 | 13207 | SPACER,SLEEVE | 4 | SIZE | SIZE
8278 | 13207 | SPACER,SLEEVE | 6 | THK | THICKNESS
8279 | 13207 | SPACER,SLEEVE | 7 | INSIDE_DIA | INSIDE DIAMETER
8280 | 13207 | SPACER,SLEEVE | 8 | OUTSIDE_DIA | OUTSIDE DIAMETER
8281 | 13207 | SPACER,SLEEVE | 9 | SPACER_MATL | SPACER MATERIAL
8282 | 13207 | SPACER,SLEEVE | 10 | HARDNESS_RATING | HARDNESS RATING
8285 | 13207 | SPACER,SLEEVE | 13 | SPACER_CROSS_SECT_SHAPE | SPACER CROSS SECTION SHAPE
8286 | 13207 | SPACER,SLEEVE | 14 | SURFACE_TREATMENT | SURFACE TREATMENT
8296 | 13207 | SPACER,SLEEVE | 24 | CONTENT | CONTENT
8297 | 13207 | SPACER,SLEEVE | 25 | CONTENT_2 | CONTENT 2
8302
8303 | 13209 | BEARING,PLAIN,ROD END | 1 | SHORT_NAME | SHORT NAME | BEARING,PLAIN,ROD END
8305 | 13209 | BEARING,PLAIN,ROD END | 3 | IBI_NO | BEARING DESIGNATION NUMBER
8306 | 13209 | BEARING,PLAIN,ROD END | 4 | TYPE | TYPE
8307 | 13209 | BEARING,PLAIN,ROD END | 5 | BORE_DATA | BORE DIAMETER
8308 | 13209 | BEARING,PLAIN,ROD END | 6 | OUTSIDE_DIA | OUTSIDE DIAMETER
8309 | 13209 | BEARING,PLAIN,ROD END | 7 | SIZE | SIZE
8311 | 13209 | BEARING,PLAIN,ROD END | 9 | MATL | MATERIAL
8312 | 13209 | BEARING,PLAIN,ROD END | 10 | CONNECTION_DATA | CONNECTION DATA
8321
8322 | 13211 | BEARING,WASHER,THRUST | 1 | SHORT_NAME | SHORT NAME | WASHER,BEARING
8324 | 13211 | BEARING,WASHER,THRUST | 3 | IBI_NO | BEARING DESIGNATION NUMBER
8325 | 13211 | BEARING,WASHER,THRUST | 4 | TYPE | TYPE
8326 | 13211 | BEARING,WASHER,THRUST | 5 | INSIDE_DIA | INSIDE DIAMETER
8327 | 13211 | BEARING,WASHER,THRUST | 6 | OUTSIDE_DIA | OUTSIDE DIAMETER
8328 | 13211 | BEARING,WASHER,THRUST | 7 | THK | THICKNESS
8329 | 13211 | BEARING,WASHER,THRUST | 8 | MATL | MATERIAL
8330 | 13211 | BEARING,WASHER,THRUST | 9 | LUBR_DATA | LUBR DATA
8331 | 13211 | BEARING,WASHER,THRUST | 10 | BRG_DATA | BRG DATA
8332 | 13211 | BEARING,WASHER,THRUST | 11 | FINISH | FINISH
8341
8357 | 13379 | HANDWHEEL | 1 | SHORT_NAME | SHORT NAME | HANDWHEEL
8359 | 13379 | HANDWHEEL | 3 | INSIDE_DIA | INSIDE DIAMETER
8360 | 13379 | HANDWHEEL | 4 | OUTSIDE_DIA | OUTSIDE DIAMETER
8361 | 13379 | HANDWHEEL | 5 | MATL | MATERIAL
8362 | 13379 | HANDWHEEL | 6 | HANDWHEEL_CONSTR_DATA | HANDWHEEL CONSTRUCTION DATA
8363 | 13379 | HANDWHEEL | 7 | CONNECTION_DATA | CONNECTION DATA
8364 | 13379 | HANDWHEEL | 8 | FINISH | FINISH
8373
8374 | 13383 | SWITCH,PRESSURE-THERMOSTATIC | 1 | SHORT_NAME | SHORT NAME | SWITCH,PRESSURE
8376 | 13383 | SWITCH,PRESSURE-THERMOSTATIC | 3 | SIZE | SIZE
8377 | 13383 | SWITCH,PRESSURE-THERMOSTATIC | 4 | VOLTAGE | VOLTAGE RATING
8378 | 13383 | SWITCH,PRESSURE-THERMOSTATIC | 5 | CURRENT | CURRENT
8379 | 13383 | SWITCH,PRESSURE-THERMOSTATIC | 6 | ELECT_CONN_DATA | ELECTRICAL CONNECTION DATA
8380 | 13383 | SWITCH,PRESSURE-THERMOSTATIC | 7 | TEMP_RANGE | TEMPERATURE RANGE
8381 | 13383 | SWITCH,PRESSURE-THERMOSTATIC | 8 | PRESS_RANGE | PRESSURE RANGE
8382 | 13383 | SWITCH,PRESSURE-THERMOSTATIC | 9 | CONTACT_DATA | CONTACT DATA
8383 | 13383 | SWITCH,PRESSURE-THERMOSTATIC | 10 | TERMINAL_DATA | TERMINAL DATA
8384 | 13383 | SWITCH,PRESSURE-THERMOSTATIC | 11 | MEDIA_DESIGNED | MEDIA DESIGNED
8385 | 13383 | SWITCH,PRESSURE-THERMOSTATIC | 12 | MTG_DATA | MOUNTING DATA
8387 | 13383 | SWITCH,PRESSURE-THERMOSTATIC | 14 | ENVIRON_PROT | ENVIRON PROTECTION
8393
8394 | 13390 | VALVE SECTION,PIPELINE | 1 | SHORT_NAME | SHORT NAME | VALVE SECTION
8396 | 13390 | VALVE SECTION,PIPELINE | 3 | SECTION_DIA | SECTION DIAMETER
8397 | 13390 | VALVE SECTION,PIPELINE | 4 | SECTION_MATL | SECTION MATERIAL
8398 | 13390 | VALVE SECTION,PIPELINE | 5 | VALVE_DATA | VALVE DATA
8399 | 13390 | VALVE SECTION,PIPELINE | 6 | FLANGE_TABLE | FLANGE TABLE
8400 | 13390 | VALVE SECTION,PIPELINE | 7 | CONNECTION_DATA | CONNECTION DATA
8408
8409 | 13393 | WASHER,FLAT | 1 | SHORT_NAME | SHORT NAME | WASHER,FLAT
8410 | 13393 | WASHER,FLAT | 2 | WASHER_TYPE | WASHER TYPE
8411 | 13393 | WASHER,FLAT | 3 | WASHER_USE | WASHER USE
8412 | 13393 | WASHER,FLAT | 4 | WASHER_SHAPE_STYLE | WASHER SHAPE STYLE
8413 | 13393 | WASHER,FLAT | 5 | INSIDE_DIA | INSIDE DIAMETER
8414 | 13393 | WASHER,FLAT | 6 | OUTSIDE_DIA | OUTSIDE DIAMETER
8415 | 13393 | WASHER,FLAT | 7 | THK | THICKNESS
8416 | 13393 | WASHER,FLAT | 8 | WASHER_MATL | WASHER MATERIAL
8417 | 13393 | WASHER,FLAT | 9 | STRENGTH_GRADE | STRENGTH GRADE
8419 | 13393 | WASHER,FLAT | 11 | HARDNESS_RATING | HARDNESS RATING
8421 | 13393 | WASHER,FLAT | 13 | WASHER_PERIPHERAL_SHAPE | WASHER PERIPHERAL SHAPE
8422 | 13393 | WASHER,FLAT | 14 | WASHER_CENTER_HOLE_SHAPE | WASHER CENTER HOLE SHAPE
8423 | 13393 | WASHER,FLAT | 15 | WASHER_CROSS_SECT_SHAPE | WASHER CROSS SECTION SHAPE
8424 | 13393 | WASHER,FLAT | 16 | SURFACE_TREATMENT | SURFACE TREATMENT
8434 | 13393 | WASHER,FLAT | 26 | SIZE | SIZE
8435
8436 | 13432 | CAP,PROTECTIVE,DUST AND MOISTURE SEAL | 1 | SHORT_NAME | SHORT NAME | CAP,PROT
8439 | 13432 | CAP,PROTECTIVE,DUST AND MOISTURE SEAL | 4 | TYPE | TYPE
8440 | 13432 | CAP,PROTECTIVE,DUST AND MOISTURE SEAL | 5 | DIMENSION | DIMENSION
8441 | 13432 | CAP,PROTECTIVE,DUST AND MOISTURE SEAL | 6 | MATL | MATERIAL
8442 | 13432 | CAP,PROTECTIVE,DUST AND MOISTURE SEAL | 7 | COLOR | COLOR
8443 | 13432 | CAP,PROTECTIVE,DUST AND MOISTURE SEAL | 8 | SHAPE | SHAPE
8444 | 13432 | CAP,PROTECTIVE,DUST AND MOISTURE SEAL | 9 | PRESS_RANGE | PRESSURE RANGE
8445 | 13432 | CAP,PROTECTIVE,DUST AND MOISTURE SEAL | 10 | ELECT_DATA | ELECTRICAL RATING
8446 | 13432 | CAP,PROTECTIVE,DUST AND MOISTURE SEAL | 11 | CONNECTION_DATA | CONNECTION DATA
8455
8456 | 13435 | CAP-PLUG,PROTECTIVE,DUST AND MOISTURE SEAL | 1 | SHORT_NAME | SHORT NAME | CAP,PLUG
8458 | 13435 | CAP-PLUG,PROTECTIVE,DUST AND MOISTURE SEAL | 3 | TYPE | TYPE
8459 | 13435 | CAP-PLUG,PROTECTIVE,DUST AND MOISTURE SEAL | 4 | SIZE | SIZE
8460 | 13435 | CAP-PLUG,PROTECTIVE,DUST AND MOISTURE SEAL | 5 | INSIDE_DIA | INSIDE DIAMETER
8461 | 13435 | CAP-PLUG,PROTECTIVE,DUST AND MOISTURE SEAL | 6 | OUTSIDE_DIA | OUTSIDE DIAMETER
8462 | 13435 | CAP-PLUG,PROTECTIVE,DUST AND MOISTURE SEAL | 7 | MATL | MATERIAL
8463 | 13435 | CAP-PLUG,PROTECTIVE,DUST AND MOISTURE SEAL | 8 | COLOR | COLOR
8464 | 13435 | CAP-PLUG,PROTECTIVE,DUST AND MOISTURE SEAL | 9 | PRESS_RANGE | PRESSURE RANGE
8465 | 13435 | CAP-PLUG,PROTECTIVE,DUST AND MOISTURE SEAL | 10 | CONNECTION_DATA | CONNECTION DATA
8466 | 13435 | CAP-PLUG,PROTECTIVE,DUST AND MOISTURE SEAL | 11 | FINISH | FINISH
8474
8475 | 13566 | CLAMP,HOSE | 1 | SHORT_NAME | SHORT NAME | CLAMP,HOSE
8476 | 13566 | CLAMP,HOSE | 2 | CLAMP_TYPE | CLAMP TYPE
8477 | 13566 | CLAMP,HOSE | 3 | CLAMP_SPECIFIC_USE | CLAMP SPECIFIC USE
8478 | 13566 | CLAMP,HOSE | 4 | CLAMP_SHAPE_STYLE | CLAMP SHAPE STYLE
8479 | 13566 | CLAMP,HOSE | 5 | SIZE | SIZE
8482 | 13566 | CLAMP,HOSE | 8 | INSIDE_DIA | INSIDE DIAMETER
8483 | 13566 | CLAMP,HOSE | 9 | CLAMP_MATL | CLAMP MATERIAL
8484 | 13566 | CLAMP,HOSE | 10 | CLAMP_FASTENING_DEVICE_TYPE | CLAMP FASTENING DEVICE TYPE
8485 | 13566 | CLAMP,HOSE | 11 | CLAMP_CONN_TYPE | CLAMP CONN TYPE
8486 | 13566 | CLAMP,HOSE | 12 | THREAD_STYLE | THREAD STYLE
8487 | 13566 | CLAMP,HOSE | 13 | BOLT_HEAD_STYLE | BOLT HEAD STYLE
8488 | 13566 | CLAMP,HOSE | 14 | HOSE_SIZE | HOSE SIZE
8489 | 13566 | CLAMP,HOSE | 15 | CONDUCTOR_SIZE | CONDUCTOR SIZE
8490 | 13566 | CLAMP,HOSE | 16 | NOMINAL_PIPE_SIZE | NOMINAL PIPE SIZE
8491 | 13566 | CLAMP,HOSE | 17 | FITTING_PRESS_CLASS | FITTING PRESSURE CLASS
8492 | 13566 | CLAMP,HOSE | 18 | SAFE_WKG_LOAD | SAFE WORKING LOAD
8494 | 13566 | CLAMP,HOSE | 20 | COLOR | COLOR
8495 | 13566 | CLAMP,HOSE | 21 | MTG_METHOD | MOUNTING METHOD
8496 | 13566 | CLAMP,HOSE | 22 | ENVIRON_PROT | ENVIRON PROTECTION
8497 | 13566 | CLAMP,HOSE | 23 | SURFACE_TREATMENT | SURFACE TREATMENT
8507 | 13566 | CLAMP,HOSE | 33 | CONDUIT_DATA | CONDUIT DATA
8508 | 13566 | CLAMP,HOSE | 34 | LINING_DATA | LINING DATA
8509
8510 | 13593 | CHUCK,AIR,INFLATING | 1 | SHORT_NAME | SHORT NAME | FITTING,HOSE
8512 | 13593 | CHUCK,AIR,INFLATING | 3 | TYPE | TYPE
8513 | 13593 | CHUCK,AIR,INFLATING | 4 | SIZE | SIZE
8514 | 13593 | CHUCK,AIR,INFLATING | 5 | MATL | MATERIAL
8515 | 13593 | CHUCK,AIR,INFLATING | 6 | CONNECTION_DATA | CONNECTION DATA
8524
8525 | 13619 | VALVE,DIAPHRAGM,STOP | 1 | SHORT_NAME | SHORT NAME | VALVE,DIAPH
8526 | 13619 | VALVE,DIAPHRAGM,STOP | 2 | DIAPHRAGM_VALVE_TYPE | DIAPHRAGM VALVE TYPE
8527 | 13619 | VALVE,DIAPHRAGM,STOP | 3 | VALVE_SHAPE_STYLE | VALVE SHAPE STYLE
8528 | 13619 | VALVE,DIAPHRAGM,STOP | 4 | VALVE_SIZE | VALVE SIZE
8529 | 13619 | VALVE,DIAPHRAGM,STOP | 5 | VALVE_MATL | VALVE MATERIAL
8530 | 13619 | VALVE,DIAPHRAGM,STOP | 6 | MAX_OPER_PRESS | MAX OPERATING PRESSURE
8531 | 13619 | VALVE,DIAPHRAGM,STOP | 7 | MIN_OPER_PRESS | MIN OPERATING PRESSURE
8532 | 13619 | VALVE,DIAPHRAGM,STOP | 8 | MAX_OPER_TEMP | MAX OPERATING TEMPERATURE
8533 | 13619 | VALVE,DIAPHRAGM,STOP | 9 | MINI_OPER_TEMP | MINI OPERATING TEMPERATURE
8534 | 13619 | VALVE,DIAPHRAGM,STOP | 10 | DIAPHRAGM_MATL | DIAPHRAGM MATERIAL
8535 | 13619 | VALVE,DIAPHRAGM,STOP | 11 | SEAT_MATL | SEAT MATERIAL
8536 | 13619 | VALVE,DIAPHRAGM,STOP | 12 | STEM_MATL | STEM MATERIAL
8537 | 13619 | VALVE,DIAPHRAGM,STOP | 13 | TRIM_MATL | TRIM MATERIAL
8538 | 13619 | VALVE,DIAPHRAGM,STOP | 14 | LINING_MATL | LINING MATERIAL
8539 | 13619 | VALVE,DIAPHRAGM,STOP | 15 | BONNET_TYPE | BONNET TYPE
8540 | 13619 | VALVE,DIAPHRAGM,STOP | 16 | VALVE_CONN_TYPE | VALVE CONNECTION TYPE
8541 | 13619 | VALVE,DIAPHRAGM,STOP | 17 | VALVE_CONN_STYLE | VALVE CONNECTION STYLE
8542 | 13619 | VALVE,DIAPHRAGM,STOP | 18 | FLANGE_PRESS_CLASS | FLANGE PRESSURE CLASS
8543 | 13619 | VALVE,DIAPHRAGM,STOP | 19 | FLANGE_STYLE | FLANGE STYLE
8544 | 13619 | VALVE,DIAPHRAGM,STOP | 20 | FACE_WIDTH | FACE WIDTH
8545 | 13619 | VALVE,DIAPHRAGM,STOP | 21 | OPERATING_MEDIUM | OPERATING MEDIUM
8547 | 13619 | VALVE,DIAPHRAGM,STOP | 23 | VALVE_OPER_METHOD | VALVE OPERATING METHOD
8558
8559 | 13706 | RETAINER,PACKING | 1 | SHORT_NAME | SHORT NAME | RETAINER,PACKING
8560 | 13706 | RETAINER,PACKING | 2 | RETAINER_SPECIFIC_USE | RETAINER SPECIFIC USE
8561 | 13706 | RETAINER,PACKING | 3 | RETAINER_TYPE | RETAINER TYPE
8562 | 13706 | RETAINER,PACKING | 4 | RETAINER_SEAL_STYLE | RETAINER SEAL STYLE
8563 | 13706 | RETAINER,PACKING | 5 | RETAINER_BEARING_STYLE | RETAINER BEARING STYLE
8564 | 13706 | RETAINER,PACKING | 6 | INSIDE_DIA | INSIDE DIAMETER
8565 | 13706 | RETAINER,PACKING | 7 | OUTSIDE_DIA | OUTSIDE DIAMETER
8566 | 13706 | RETAINER,PACKING | 8 | SIZE | SIZE
8568 | 13706 | RETAINER,PACKING | 10 | THK | THICKNESS
8569 | 13706 | RETAINER,PACKING | 11 | RETAINER_MATL | RETAINER MATERIAL
8570 | 13706 | RETAINER,PACKING | 12 | VALVE_SIZE | VALVE SIZE
8571 | 13706 | RETAINER,PACKING | 13 | SHAFT_DIA | SHAFT DIA
8572 | 13706 | RETAINER,PACKING | 14 | RETAINER_CROSS_SECT_SHAPE | RETAINER CROSS SECTION SHAPE
8573 | 13706 | RETAINER,PACKING | 15 | OPERATING_MEDIUM | OPERATING MEDIUM
8576 | 13706 | RETAINER,PACKING | 18 | MTG_METHOD | MOUNTING METHOD
8577 | 13706 | RETAINER,PACKING | 19 | SURFACE_TREATMENT | SURFACE TREATMENT
8588
8608 | 13742 | COUPLING,SHAFT,RIGID | 1 | SHORT_NAME | SHORT NAME | COUPLING,SHAFT
8610 | 13742 | COUPLING,SHAFT,RIGID | 3 | TYPE | TYPE
8611 | 13742 | COUPLING,SHAFT,RIGID | 4 | DIMENSION | DIMENSION
8612 | 13742 | COUPLING,SHAFT,RIGID | 5 | MATL | MATERIAL
8613 | 13742 | COUPLING,SHAFT,RIGID | 6 | POWER | POWER
8614 | 13742 | COUPLING,SHAFT,RIGID | 7 | ROTATIONAL_SPEED | ROTATIONAL SPEED
8615 | 13742 | COUPLING,SHAFT,RIGID | 8 | KEYWAY_DATA | KEYWAY DATA
8616 | 13742 | COUPLING,SHAFT,RIGID | 9 | CONNECTION_DATA | CONNECTION DATA
8617 | 13742 | COUPLING,SHAFT,RIGID | 10 | FINISH | FINISH
8626
8627 | 13743 | COLLAR,SHAFT | 1 | SHORT_NAME | SHORT NAME | COLLAR,SHFT
8630 | 13743 | COLLAR,SHAFT | 4 | TYPE | TYPE
8631 | 13743 | COLLAR,SHAFT | 5 | OUTSIDE_DIA | OUTSIDE DIAMETER
8632 | 13743 | COLLAR,SHAFT | 6 | BORE_DATA | BORE DIAMETER
8633 | 13743 | COLLAR,SHAFT | 7 | WIDTH | WIDTH
8634 | 13743 | COLLAR,SHAFT | 8 | MATL | MATERIAL
8635 | 13743 | COLLAR,SHAFT | 9 | FINISH | FINISH
8636 | 13743 | COLLAR,SHAFT | 10 | METHOD_ATTACH | METHOD ATTACHMENT
8644
8645 | 14370 | BOLT AND SPACER KIT | 1 | SHORT_NAME | SHORT NAME | KIT,BOLT & SPACER
8647 | 14370 | BOLT AND SPACER KIT | 3 | TYPE | TYPE
8648 | 14370 | BOLT AND SPACER KIT | 4 | KIT_DATA | KIT DATA
8649 | 14370 | BOLT AND SPACER KIT | 5 | CONTENT | CONTENT
8650 | 14370 | BOLT AND SPACER KIT | 6 | CONTENT_2 | CONTENT 2
8651 | 14370 | BOLT AND SPACER KIT | 7 | CONTENT_3 | CONTENT 3
8659
8660 | 14741 | PUMP,CENTRIFUGAL | 1 | SHORT_NAME | SHORT NAME | PUMP,CENTFGL
8661 | 14741 | PUMP,CENTRIFUGAL | 2 | PUMP_SPECIFIC_USE | PUMP SPECIFIC USE
8662 | 14741 | PUMP,CENTRIFUGAL | 3 | PUMP_SHAPE_STYLE | PUMP SHAPE STYLE
8663 | 14741 | PUMP,CENTRIFUGAL | 4 | PUMP_TYPE | PUMP TYPE
8664 | 14741 | PUMP,CENTRIFUGAL | 5 | SIZE | SIZE
8667 | 14741 | PUMP,CENTRIFUGAL | 8 | PUMP_MATL | PUMP MATERIAL
8668 | 14741 | PUMP,CENTRIFUGAL | 9 | HOUSING_MATL | HOUSING MATERIAL
8669 | 14741 | PUMP,CENTRIFUGAL | 10 | PISTON_MATL | PISTON MATERIAL
8670 | 14741 | PUMP,CENTRIFUGAL | 11 | ROTOR_MATL | ROTOR MATERIAL
8671 | 14741 | PUMP,CENTRIFUGAL | 12 | IMPELLER_MATL | IMPELLER MATERIAL
8672 | 14741 | PUMP,CENTRIFUGAL | 13 | FLOW_RATE | FLOW RATE
8673 | 14741 | PUMP,CENTRIFUGAL | 14 | MAX_OPER_PRESS | MAX OPERATING PRESSURE
8674 | 14741 | PUMP,CENTRIFUGAL | 15 | MIN_OPER_PRESS | MIN OPERATING PRESSURE
8675 | 14741 | PUMP,CENTRIFUGAL | 16 | PUMP_HEAD | PUMP HEAD
8676 | 14741 | PUMP,CENTRIFUGAL | 17 | INLET_SIZE | INLET SIZE
8677 | 14741 | PUMP,CENTRIFUGAL | 18 | OUTLET_SIZE | OUTLET SIZE
8678 | 14741 | PUMP,CENTRIFUGAL | 19 | OPERATING_MEDIUM | OPERATING MEDIUM
8679 | 14741 | PUMP,CENTRIFUGAL | 20 | POWER_RTG | POWER RATING
8680 | 14741 | PUMP,CENTRIFUGAL | 21 | VOLT_RTG | VOLTAGE RATING
8681 | 14741 | PUMP,CENTRIFUGAL | 22 | NO_PHASES | NUMBER OF PHASES
8682 | 14741 | PUMP,CENTRIFUGAL | 23 | ROTATIONAL_SPEED | ROTATIONAL SPEED
8683 | 14741 | PUMP,CENTRIFUGAL | 24 | MOTOR_TYPE | MOTOR TYPE
8684 | 14741 | PUMP,CENTRIFUGAL | 25 | DRIVE_CONN_TYPE | DRIVE CONN TYPE
8686 | 14741 | PUMP,CENTRIFUGAL | 27 | SEALING_METHOD | SEALING METHOD
8687 | 14741 | PUMP,CENTRIFUGAL | 28 | INTAKE_DISCHARGE_CONN | INTAKE DISCHARGE CONN
8690 | 14741 | PUMP,CENTRIFUGAL | 31 | MTG_METHOD | MOUNTING METHOD
8700
8701 | 14893 | WATER PURIFICATION EQUIPMENT SET | 1 | SHORT_NAME | SHORT NAME | WATER PURIFICATION EQUIPMENT SET
8703 | 14893 | WATER PURIFICATION EQUIPMENT SET | 3 | TYPE | TYPE
8704 | 14893 | WATER PURIFICATION EQUIPMENT SET | 4 | SIZE | SIZE
8705 | 14893 | WATER PURIFICATION EQUIPMENT SET | 5 | FUNCT | FUNCTION
8706 | 14893 | WATER PURIFICATION EQUIPMENT SET | 6 | CONTENT | CONTENT
8707 | 14893 | WATER PURIFICATION EQUIPMENT SET | 7 | CONTENT_2 | CONTENT 2
8708 | 14893 | WATER PURIFICATION EQUIPMENT SET | 8 | CONTENT_3 | CONTENT 3
8709 | 14893 | WATER PURIFICATION EQUIPMENT SET | 9 | CONTENT_4 | CONTENT 4
8710 | 14893 | WATER PURIFICATION EQUIPMENT SET | 10 | CONTENT_5 | CONTENT 5
8711 | 14893 | WATER PURIFICATION EQUIPMENT SET | 11 | CONTENT_6 | CONTENT 6
8712 | 14893 | WATER PURIFICATION EQUIPMENT SET | 12 | CONTENT_7 | CONTENT 7
8713 | 14893 | WATER PURIFICATION EQUIPMENT SET | 13 | CONTENT_8 | CONTENT 8
8714 | 14893 | WATER PURIFICATION EQUIPMENT SET | 14 | CONTENT_9 | CONTENT 9
8722
8723 | 14926 | FUSE BOX | 1 | SHORT_NAME | SHORT NAME | BOX,FUSE
8725 | 14926 | FUSE BOX | 3 | TYPE | TYPE
8726 | 14926 | FUSE BOX | 4 | SIZE | SIZE
8727 | 14926 | FUSE BOX | 5 | MATL | MATERIAL
8728 | 14926 | FUSE BOX | 6 | VOLTAGE | VOLTAGE RATING
8729 | 14926 | FUSE BOX | 7 | CURRENT | CURRENT
8730 | 14926 | FUSE BOX | 8 | MTG_DATA | MOUNTING DATA
8739
8758 | 15046 | PLUG,TIP | 1 | SHORT_NAME | SHORT NAME | PLUG,TIP
8761 | 15046 | PLUG,TIP | 4 | SHAPE | SHAPE
8762 | 15046 | PLUG,TIP | 5 | TYPE | TYPE
8763 | 15046 | PLUG,TIP | 6 | SIZE | SIZE
8764 | 15046 | PLUG,TIP | 7 | CONTACT_MAX_VOLT | CONTACT MAX VOLT
8765 | 15046 | PLUG,TIP | 8 | CONTACT_MAX_CURRENT | CONTACT MAX CURRENT
8766 | 15046 | PLUG,TIP | 9 | CONTACT_QTY | NUMBER OF CONTACTS
8767 | 15046 | PLUG,TIP | 10 | METHOD_ATTACH | METHOD ATTACHMENT
8768 | 15046 | PLUG,TIP | 11 | SHELL_COLOR | SHELL COLOR
8769 | 15046 | PLUG,TIP | 12 | SHELL_MATL | SHELL MATERIAL
8777
8796 | 15091 | ADAPTER,CONNECTOR | 1 | SHORT_NAME | SHORT NAME | ADAPTER,CONN
8798 | 15091 | ADAPTER,CONNECTOR | 3 | TYPE | TYPE
8799 | 15091 | ADAPTER,CONNECTOR | 4 | SIZE | SIZE
8800 | 15091 | ADAPTER,CONNECTOR | 5 | CONTACT_MAX_VOLT | CONTACT MAX VOLT
8801 | 15091 | ADAPTER,CONNECTOR | 6 | CONTACT_MAX_CURRENT | CONTACT MAX CURRENT
8802 | 15091 | ADAPTER,CONNECTOR | 7 | CONTACT_QTY | NUMBER OF CONTACTS
8803 | 15091 | ADAPTER,CONNECTOR | 8 | SHELL_COLOR | SHELL COLOR
8804 | 15091 | ADAPTER,CONNECTOR | 9 | SHELL_MATL | SHELL MATERIAL
8812
8813 | 15093 | CONNECTOR,RECEPTACLE,ELECTRICAL | 1 | SHORT_NAME | SHORT NAME | CONNECTOR,RECEPTACLE
8816 | 15093 | CONNECTOR,RECEPTACLE,ELECTRICAL | 4 | TYPE | TYPE
8817 | 15093 | CONNECTOR,RECEPTACLE,ELECTRICAL | 5 | SIZE | SIZE
8818 | 15093 | CONNECTOR,RECEPTACLE,ELECTRICAL | 6 | CONTACT_MAX_VOLT | CONTACT MAX VOLT
8819 | 15093 | CONNECTOR,RECEPTACLE,ELECTRICAL | 7 | CONTACT_MAX_CURRENT | CONTACT MAX CURRENT
8820 | 15093 | CONNECTOR,RECEPTACLE,ELECTRICAL | 8 | CONTACT_QTY | NUMBER OF CONTACTS
8821 | 15093 | CONNECTOR,RECEPTACLE,ELECTRICAL | 9 | CABLE_ENTRY_DATA | CABLE ENTRY DATA
8822 | 15093 | CONNECTOR,RECEPTACLE,ELECTRICAL | 10 | SHELL_COLOR | SHELL COLOR
8823 | 15093 | CONNECTOR,RECEPTACLE,ELECTRICAL | 11 | SHELL_MATL | SHELL MATERIAL
8824 | 15093 | CONNECTOR,RECEPTACLE,ELECTRICAL | 12 | MTG_DATA | MOUNTING DATA
8825 | 15093 | CONNECTOR,RECEPTACLE,ELECTRICAL | 13 | CONNECTION_DATA | CONNECTION DATA
8826 | 15093 | CONNECTOR,RECEPTACLE,ELECTRICAL | 14 | FINISH | FINISH
8829 | 15093 | CONNECTOR,RECEPTACLE,ELECTRICAL | 17 | ENVIRON_PROT | ENVIRON PROTECTION
8836
8889 | 15293 | WINDING,MOTOR FIELD | 1 | SHORT_NAME | SHORT NAME | WINDING,MTR
8892 | 15293 | WINDING,MOTOR FIELD | 4 | TYPE | TYPE
8893 | 15293 | WINDING,MOTOR FIELD | 5 | SIZE | SIZE
8894 | 15293 | WINDING,MOTOR FIELD | 6 | VOLTAGE | VOLTAGE RATING
8895 | 15293 | WINDING,MOTOR FIELD | 7 | POWER | POWER
8896 | 15293 | WINDING,MOTOR FIELD | 8 | ELECT_CONN_DATA | ELECTRICAL CONNECTION DATA
8897 | 15293 | WINDING,MOTOR FIELD | 9 | MOTOR_TYPE | MOTOR TYPE
8898 | 15293 | WINDING,MOTOR FIELD | 10 | NO_TURNS | NUMBER OF TURNS
8899 | 15293 | WINDING,MOTOR FIELD | 11 | WIRE_GAUGE | WIRE GAUGE
8900 | 15293 | WINDING,MOTOR FIELD | 12 | WIRE_MATL | WIRE MATERIAL
8901 | 15293 | WINDING,MOTOR FIELD | 13 | INSULATION_DATA | INSULATION DATA
8902 | 15293 | WINDING,MOTOR FIELD | 14 | POLE_DATA | POLE DATA
8903 | 15293 | WINDING,MOTOR FIELD | 15 | WINDING_DATA | WINDING DATA
8912
9046 | 15884 | VALVE,POPPET,ENGINE | 1 | SHORT_NAME | SHORT NAME | VALVE,POPPET
9048 | 15884 | VALVE,POPPET,ENGINE | 3 | MATL | MATERIAL
9049 | 15884 | VALVE,POPPET,ENGINE | 4 | SIZE | SIZE
9050 | 15884 | VALVE,POPPET,ENGINE | 5 | PRESSURE | PRESSURE
9051 | 15884 | VALVE,POPPET,ENGINE | 6 | FUNCT | FUNCTION
9052 | 15884 | VALVE,POPPET,ENGINE | 7 | TYPE | TYPE
9053 | 15884 | VALVE,POPPET,ENGINE | 8 | STEM_DIA | STEM DIAMETER
9054 | 15884 | VALVE,POPPET,ENGINE | 9 | STEM_LG | STEM LENGTH
9055 | 15884 | VALVE,POPPET,ENGINE | 10 | FACE_DIA | FACE DIAMETER
9063
9064 | 15900 | NUT ASSORTMENT | 1 | SHORT_NAME | SHORT NAME | NUT ASSY
9066 | 15900 | NUT ASSORTMENT | 3 | TYPE | TYPE
9067 | 15900 | NUT ASSORTMENT | 4 | CONTENT | CONTENT
9068 | 15900 | NUT ASSORTMENT | 5 | CONTENT_2 | CONTENT 2
9069 | 15900 | NUT ASSORTMENT | 6 | CONTENT_3 | CONTENT 3
9070 | 15900 | NUT ASSORTMENT | 7 | CONTENT_4 | CONTENT 4
9071 | 15900 | NUT ASSORTMENT | 8 | CONTENT_5 | CONTENT 5
9072 | 15900 | NUT ASSORTMENT | 9 | CONTENT_6 | CONTENT 6
9073 | 15900 | NUT ASSORTMENT | 10 | CONTENT_7 | CONTENT 7
9082
9083 | 15902 | WASHER ASSORTMENT | 1 | SHORT_NAME | SHORT NAME | KIT,WASHER
9085 | 15902 | WASHER ASSORTMENT | 3 | TYPE | TYPE
9086 | 15902 | WASHER ASSORTMENT | 4 | MATL | MATERIAL
9087 | 15902 | WASHER ASSORTMENT | 5 | CONTENT | CONTENT
9088 | 15902 | WASHER ASSORTMENT | 6 | CONTENT_2 | CONTENT 2
9089 | 15902 | WASHER ASSORTMENT | 7 | CONTENT_3 | CONTENT 3
9090 | 15902 | WASHER ASSORTMENT | 8 | CONTENT_4 | CONTENT 4
9091 | 15902 | WASHER ASSORTMENT | 9 | CONTENT_5 | CONTENT 5
9092 | 15902 | WASHER ASSORTMENT | 10 | FINISH | FINISH
9100
9101 | 15947 | ROD,THREADED END | 1 | SHORT_NAME | SHORT NAME | ROD,THD END
9102 | 15947 | ROD,THREADED END | 2 | ROD_SHAPE_STYLE | ROD SHAPE STYLE
9103 | 15947 | ROD,THREADED END | 3 | ROD_SPECIFIC_USE | ROD SPECIFIC USE
9104 | 15947 | ROD,THREADED END | 4 | ROD_TYPE | ROD TYPE
9105 | 15947 | ROD,THREADED END | 5 | ROD_MATL | ROD MATERIAL
9106 | 15947 | ROD,THREADED END | 6 | OUTSIDE_DIA | OUTSIDE DIAMETER
9108 | 15947 | ROD,THREADED END | 8 | COLOR | COLOR
9109 | 15947 | ROD,THREADED END | 9 | THREAD_SERIES | THREAD SERIES
9110 | 15947 | ROD,THREADED END | 10 | THREAD_LENGTH | THREAD LENGTH
9111 | 15947 | ROD,THREADED END | 11 | ROD_CROSS_SECT_SHAPE | ROD CROSS SECTION SHAPE
9115 | 15947 | ROD,THREADED END | 15 | SURFACE_TREATMENT | SURFACE TREATMENT
9125 | 15947 | ROD,THREADED END | 25 | SIZE | SIZE
9126
9127 | 15948 | STUD,PLAIN | 1 | SHORT_NAME | SHORT NAME | STUD,PLAIN
9128 | 15948 | STUD,PLAIN | 2 | STUD_TYPE | STUD TYPE
9129 | 15948 | STUD,PLAIN | 3 | STUD_SPECIFIC_USE | STUD SPECIFIC USE
9130 | 15948 | STUD,PLAIN | 4 | STUD_SHAPE_STYLE | STUD SHAPE STYLE
9131 | 15948 | STUD,PLAIN | 5 | DIAMETER | DIAMETER
9133 | 15948 | STUD,PLAIN | 7 | STUD_MATL | STUD MATERIAL
9134 | 15948 | STUD,PLAIN | 8 | THREAD_SERIES | THREAD SERIES
9135 | 15948 | STUD,PLAIN | 9 | THREAD_SIZE | THREAD SIZE
9136 | 15948 | STUD,PLAIN | 10 | THREAD_DIRECTION | THREAD DIRECTION
9137 | 15948 | STUD,PLAIN | 11 | THREAD_LENGTH | THREAD LENGTH
9139 | 15948 | STUD,PLAIN | 13 | THREAD_PITCH | THREAD PITCH
9140 | 15948 | STUD,PLAIN | 14 | STRENGTH_GRADE | STRENGTH GRADE
9141 | 15948 | STUD,PLAIN | 15 | STUD_LOCKING_METHOD | STUD LOCKING METHOD
9143 | 15948 | STUD,PLAIN | 17 | MINIMUM_TENSILE_STRENGTH | MINIMUM TENSILE STRENGTH
9145 | 15948 | STUD,PLAIN | 19 | SURFACE_TREATMENT | SURFACE TREATMENT
9155 | 15948 | STUD,PLAIN | 29 | SIZE | SIZE
9157
9158 | 16013 | RING,LOCK,SERRATED | 1 | SHORT_NAME | SHORT NAME | RING,LOCK
9160 | 16013 | RING,LOCK,SERRATED | 3 | SHAPE | SHAPE
9161 | 16013 | RING,LOCK,SERRATED | 4 | TYPE | TYPE
9162 | 16013 | RING,LOCK,SERRATED | 5 | SIZE | SIZE
9163 | 16013 | RING,LOCK,SERRATED | 6 | INSIDE_DIA | INSIDE DIAMETER
9164 | 16013 | RING,LOCK,SERRATED | 7 | RING_OD | RING OUTSIDE DIAMETER
9165 | 16013 | RING,LOCK,SERRATED | 8 | THK | THICKNESS
9166 | 16013 | RING,LOCK,SERRATED | 9 | MATL | MATERIAL
9167 | 16013 | RING,LOCK,SERRATED | 10 | MTG_DATA | MOUNTING DATA
9175
9196 | 16124 | INDICATOR,RATE OF FLOW | 1 | SHORT_NAME | SHORT NAME | INDICATOR,FLOW
9197 | 16124 | INDICATOR,RATE OF FLOW | 2 | INDICATOR_FLOW_SPECIFIC_USE | INDICATOR FLOW SPECIFIC USE
9198 | 16124 | INDICATOR,RATE OF FLOW | 3 | INDICATOR_FLOW_TYPE | INDICATOR FLOW TYPE
9199 | 16124 | INDICATOR,RATE OF FLOW | 4 | BODY_WIDTH | BODY WIDTH
9200 | 16124 | INDICATOR,RATE OF FLOW | 5 | BODY_HEIGHT | BODY HEIGHT
9201 | 16124 | INDICATOR,RATE OF FLOW | 6 | BODY_LG | BODY LENGTH
9202 | 16124 | INDICATOR,RATE OF FLOW | 7 | CASE_MATL | CASE MATERIAL
9203 | 16124 | INDICATOR,RATE OF FLOW | 8 | MAX_MEASUREMENT_FLOW | MAX MEASUREMENT FLOW
9204 | 16124 | INDICATOR,RATE OF FLOW | 9 | MIN_MEASUREMENT_FLOW | MIN MEASUREMENT FLOW
9205 | 16124 | INDICATOR,RATE OF FLOW | 10 | ACCURACY | ACCURACY
9206 | 16124 | INDICATOR,RATE OF FLOW | 11 | VOLT_RTG | VOLTAGE RATING
9207 | 16124 | INDICATOR,RATE OF FLOW | 12 | CURRENT_RTG | CURRENT RATING
9208 | 16124 | INDICATOR,RATE OF FLOW | 13 | INPUT_FLOW | INPUT FLOW
9209 | 16124 | INDICATOR,RATE OF FLOW | 14 | INPUT_VOLT | INPUT VOLTAGE
9210 | 16124 | INDICATOR,RATE OF FLOW | 15 | OUTPUT_FLOW | OUTPUT FLOW
9211 | 16124 | INDICATOR,RATE OF FLOW | 16 | OUTPUT_VOLT | OUTPUT VOLTAGE
9212 | 16124 | INDICATOR,RATE OF FLOW | 17 | OUTPUT_CURRENT | OUTPUT CURRENT
9213 | 16124 | INDICATOR,RATE OF FLOW | 18 | MAX_OPER_PRESS | MAX OPERATING PRESSURE
9214 | 16124 | INDICATOR,RATE OF FLOW | 19 | MIN_OPER_PRESS | MIN OPERATING PRESSURE
9215 | 16124 | INDICATOR,RATE OF FLOW | 20 | PRESENTATION_TYPE | PRESENTATION TYPE
9216 | 16124 | INDICATOR,RATE OF FLOW | 21 | OPERATING_MEDIUM | OPERATING MEDIUM
9217 | 16124 | INDICATOR,RATE OF FLOW | 22 | ACTUATION_METHOD | ACTUATION METHOD
9218 | 16124 | INDICATOR,RATE OF FLOW | 23 | FREQUENCY | FREQUENCY
9219 | 16124 | INDICATOR,RATE OF FLOW | 24 | PROCESS_CONN_SIZE | PROCESS CONNECTION SIZE
9220 | 16124 | INDICATOR,RATE OF FLOW | 25 | PROCESS_CONN_TYPE | PROCESS CONNECTION TYPE
9221 | 16124 | INDICATOR,RATE OF FLOW | 26 | MTG_METHOD | MOUNTING METHOD
9222 | 16124 | INDICATOR,RATE OF FLOW | 27 | MTG_FACILITY_ARRANGEMENT | MOUNTING FACILITY ARRANGEMENT
9232 | 16124 | INDICATOR,RATE OF FLOW | 37 | ELECT_CONN_DATA | ELECTRICAL CONNECTION DATA
9235
9316 | 16208 | LAMPHOLDER | 1 | SHORT_NAME | SHORT NAME | HOLDER,LAMP
9319 | 16208 | LAMPHOLDER | 4 | TYPE | TYPE
9320 | 16208 | LAMPHOLDER | 5 | SIZE | SIZE
9321 | 16208 | LAMPHOLDER | 6 | MATL | MATERIAL
9322 | 16208 | LAMPHOLDER | 7 | LAMP_TYPE_QTY | LAMP TYPE QTY
9323 | 16208 | LAMPHOLDER | 8 | COLOR | COLOR
9324 | 16208 | LAMPHOLDER | 9 | VOLTAGE | VOLTAGE RATING
9325 | 16208 | LAMPHOLDER | 10 | CURRENT | CURRENT
9326 | 16208 | LAMPHOLDER | 11 | WATT_RTG | WATTAGE RATING
9327 | 16208 | LAMPHOLDER | 12 | SOCKET_DATA | SOCKET DATA
9328 | 16208 | LAMPHOLDER | 13 | TERMINAL_DATA | TERMINAL DATA
9329 | 16208 | LAMPHOLDER | 14 | MTG_DATA | MOUNTING DATA
9338
9339 | 16285 | TERMINAL,WIRE ROPE,SOCKET | 1 | SHORT_NAME | SHORT NAME | TERMINAL,WIRE ROPE
9341 | 16285 | TERMINAL,WIRE ROPE,SOCKET | 3 | TYPE | TYPE
9342 | 16285 | TERMINAL,WIRE ROPE,SOCKET | 4 | SIZE | SIZE
9343 | 16285 | TERMINAL,WIRE ROPE,SOCKET | 5 | SHAPE | SHAPE
9344 | 16285 | TERMINAL,WIRE ROPE,SOCKET | 6 | MATL | MATERIAL
9345 | 16285 | TERMINAL,WIRE ROPE,SOCKET | 7 | CONNECTION_DATA | CONNECTION DATA
9354
9355 | 16376 | HOUSING,ELECTRICAL ROTATING EQUIPMENT | 1 | SHORT_NAME | SHORT NAME | HOUSING,ELEC
9358 | 16376 | HOUSING,ELECTRICAL ROTATING EQUIPMENT | 4 | TYPE | TYPE
9359 | 16376 | HOUSING,ELECTRICAL ROTATING EQUIPMENT | 5 | DIMENSION | DIMENSION
9360 | 16376 | HOUSING,ELECTRICAL ROTATING EQUIPMENT | 6 | MATL | MATERIAL
9361 | 16376 | HOUSING,ELECTRICAL ROTATING EQUIPMENT | 7 | COLOR | COLOR
9362 | 16376 | HOUSING,ELECTRICAL ROTATING EQUIPMENT | 8 | SHAPE | SHAPE
9363 | 16376 | HOUSING,ELECTRICAL ROTATING EQUIPMENT | 9 | PRESSURE | PRESSURE
9364 | 16376 | HOUSING,ELECTRICAL ROTATING EQUIPMENT | 10 | TEMPERATURE | TEMPERATURE
9365 | 16376 | HOUSING,ELECTRICAL ROTATING EQUIPMENT | 11 | CAPACITY | CAPACITY
9366 | 16376 | HOUSING,ELECTRICAL ROTATING EQUIPMENT | 12 | EFFICIENCY | EFFICIENCY
9367 | 16376 | HOUSING,ELECTRICAL ROTATING EQUIPMENT | 13 | PUMP_INLET_SIZE | PUMP INLET SIZE
9368 | 16376 | HOUSING,ELECTRICAL ROTATING EQUIPMENT | 14 | PUMP_OUTLET_SIZE | PUMP OUTLET SIZE
9369 | 16376 | HOUSING,ELECTRICAL ROTATING EQUIPMENT | 15 | ELECT_DATA | ELECTRICAL RATING
9370 | 16376 | HOUSING,ELECTRICAL ROTATING EQUIPMENT | 16 | CONNECTION_DATA | CONNECTION DATA
9371 | 16376 | HOUSING,ELECTRICAL ROTATING EQUIPMENT | 17 | MEDIA_DESIGNED | MEDIA DESIGNED
9372 | 16376 | HOUSING,ELECTRICAL ROTATING EQUIPMENT | 18 | FINISH | FINISH
9373 | 16376 | HOUSING,ELECTRICAL ROTATING EQUIPMENT | 19 | MTG_DATA | MOUNTING DATA
9382
9383 | 16408 | TEST SET,INSULATION BREAKDOWN | 1 | SHORT_NAME | SHORT NAME | TEST SET
9385 | 16408 | TEST SET,INSULATION BREAKDOWN | 3 | TYPE | TYPE
9386 | 16408 | TEST SET,INSULATION BREAKDOWN | 4 | DIMENSION | DIMENSION
9387 | 16408 | TEST SET,INSULATION BREAKDOWN | 5 | MEASUREMENT_RANGE | MEASUREMENT RANGE
9388 | 16408 | TEST SET,INSULATION BREAKDOWN | 6 | OPER_VOLT | OPERATING VOLTAGE
9389 | 16408 | TEST SET,INSULATION BREAKDOWN | 7 | RESISTANCE | RESISTANCE
9390 | 16408 | TEST SET,INSULATION BREAKDOWN | 8 | SENSITIVITY | SENSITIVITY
9391 | 16408 | TEST SET,INSULATION BREAKDOWN | 9 | CIRC_TYPE | CIRCUIT TYPE
9392 | 16408 | TEST SET,INSULATION BREAKDOWN | 10 | DISPLAY_TYPE | DISPLAY TYPE
9393 | 16408 | TEST SET,INSULATION BREAKDOWN | 11 | INDICATOR_TYPE | INDICATOR TYPE
9394 | 16408 | TEST SET,INSULATION BREAKDOWN | 12 | MOVEMENT_TYPE | MOVEMENT TYPE
9395 | 16408 | TEST SET,INSULATION BREAKDOWN | 13 | MTG_DATA | MOUNTING DATA
9404
9405 | 16409 | INDICATOR,LINE VOLTAGE | 1 | SHORT_NAME | SHORT NAME | INDICATOR,VOLTAGE
9407 | 16409 | INDICATOR,LINE VOLTAGE | 3 | TYPE | TYPE
9408 | 16409 | INDICATOR,LINE VOLTAGE | 4 | MEASUREMENT_RANGE | MEASUREMENT RANGE
9409 | 16409 | INDICATOR,LINE VOLTAGE | 5 | SCALE_DATA | SCALE DATA
9410 | 16409 | INDICATOR,LINE VOLTAGE | 6 | ELECT_DATA | ELECTRICAL RATING
9411 | 16409 | INDICATOR,LINE VOLTAGE | 7 | ELECT_CONN_DATA | ELECTRICAL CONNECTION DATA
9412 | 16409 | INDICATOR,LINE VOLTAGE | 8 | DISPLAY_SIZE | DISPLAY SIZE
9413 | 16409 | INDICATOR,LINE VOLTAGE | 9 | DISPLAY_TYPE | DISPLAY TYPE
9414 | 16409 | INDICATOR,LINE VOLTAGE | 10 | INDICATOR_DATA | INDICATOR DATA
9415 | 16409 | INDICATOR,LINE VOLTAGE | 11 | MTG_DATA | MOUNTING DATA
9423
9424 | 16412 | COUNTER,ELECTRICAL | 1 | SHORT_NAME | SHORT NAME | COUNTER,ELEC
9426 | 16412 | COUNTER,ELECTRICAL | 3 | SHAPE | SHAPE
9427 | 16412 | COUNTER,ELECTRICAL | 4 | TYPE | TYPE
9428 | 16412 | COUNTER,ELECTRICAL | 5 | SIZE | SIZE
9429 | 16412 | COUNTER,ELECTRICAL | 6 | FLOW_RATE | FLOW RATE
9430 | 16412 | COUNTER,ELECTRICAL | 7 | ELECT_DATA | ELECTRICAL RATING
9431 | 16412 | COUNTER,ELECTRICAL | 8 | INPUT_DATA | INPUT DATA
9432 | 16412 | COUNTER,ELECTRICAL | 9 | OUTPUT_DATA | OUTPUT DATA
9433 | 16412 | COUNTER,ELECTRICAL | 10 | OPER_CURRENT | OPERATING CURRENT
9434 | 16412 | COUNTER,ELECTRICAL | 11 | FREQUENCY | FREQUENCY
9435 | 16412 | COUNTER,ELECTRICAL | 12 | NO_DIGITS | NUMBER OF DIGITS
9436 | 16412 | COUNTER,ELECTRICAL | 13 | DISPLAY_TYPE | DISPLAY TYPE
9437 | 16412 | COUNTER,ELECTRICAL | 14 | COUNTER_DATA | COUNTER DATA
9438 | 16412 | COUNTER,ELECTRICAL | 15 | MTG_DATA | MOUNTING DATA
9447
9466 | 16447 | METER,SALINITY INDICATING,ELECTRIC | 1 | SHORT_NAME | SHORT NAME | METER,SALINITY INDICATING
9468 | 16447 | METER,SALINITY INDICATING,ELECTRIC | 3 | TYPE | TYPE
9469 | 16447 | METER,SALINITY INDICATING,ELECTRIC | 4 | SIZE | SIZE
9470 | 16447 | METER,SALINITY INDICATING,ELECTRIC | 5 | CASE_MATL | CASE MATERIAL
9471 | 16447 | METER,SALINITY INDICATING,ELECTRIC | 6 | MEASUREMENT_RANGE | MEASUREMENT RANGE
9472 | 16447 | METER,SALINITY INDICATING,ELECTRIC | 7 | SCALE_DATA | SCALE DATA
9473 | 16447 | METER,SALINITY INDICATING,ELECTRIC | 8 | ELECT_DATA | ELECTRICAL RATING
9474 | 16447 | METER,SALINITY INDICATING,ELECTRIC | 9 | ELECT_CONN_DATA | ELECTRICAL CONNECTION DATA
9475 | 16447 | METER,SALINITY INDICATING,ELECTRIC | 10 | DISPLAY_TYPE | DISPLAY TYPE
9476 | 16447 | METER,SALINITY INDICATING,ELECTRIC | 11 | METER_DATA | METER DATA
9477 | 16447 | METER,SALINITY INDICATING,ELECTRIC | 12 | CASE_FINISH | CASE FINISH
9478 | 16447 | METER,SALINITY INDICATING,ELECTRIC | 13 | MTG_DATA | MOUNTING DATA
9486
9487 | 16449 | VOLTMETER | 1 | SHORT_NAME | SHORT NAME | VOLTMETER
9490 | 16449 | VOLTMETER | 4 | INDICATOR_TYPE | INDICATOR TYPE
9491 | 16449 | VOLTMETER | 5 | BODY_DIMENSION | BODY DIMENSION
9492 | 16449 | VOLTMETER | 6 | FACE_DIMENSION | FACE DIMENSION
9493 | 16449 | VOLTMETER | 7 | MEASUREMENT_RANGE | MEASUREMENT RANGE
9494 | 16449 | VOLTMETER | 8 | ACCURACY | ACCURACY
9495 | 16449 | VOLTMETER | 9 | VOLTAGE | VOLTAGE RATING
9496 | 16449 | VOLTMETER | 10 | MOVEMENT_TYPE | MOVEMENT TYPE
9497 | 16449 | VOLTMETER | 11 | CIRC_TYPE | CIRCUIT TYPE
9498 | 16449 | VOLTMETER | 12 | DISPLAY_TYPE | DISPLAY TYPE
9499 | 16449 | VOLTMETER | 13 | FULL_SCALE_DEFLECTION | FULL SCALE DEFLECTION
9500 | 16449 | VOLTMETER | 14 | FREQUENCY | FREQUENCY
9501 | 16449 | VOLTMETER | 15 | SENSITIVITY | SENSITIVITY
9502 | 16449 | VOLTMETER | 16 | RATIO | RATIO
9505 | 16449 | VOLTMETER | 19 | CONNECTION_DATA | CONNECTION DATA
9506 | 16449 | VOLTMETER | 20 | MTG_DATA | MOUNTING DATA
9508 | 16449 | VOLTMETER | 22 | ENVIRON_PROT | ENVIRON PROTECTION
9515
9516 | 16450 | AMMETER | 1 | SHORT_NAME | SHORT NAME | AMMETER
9518 | 16450 | AMMETER | 3 | INDICATOR_TYPE | INDICATOR TYPE
9519 | 16450 | AMMETER | 4 | BODY_DIMENSION | BODY DIMENSION
9520 | 16450 | AMMETER | 5 | FACE_DIMENSION | FACE DIMENSION
9521 | 16450 | AMMETER | 6 | MEASUREMENT_RANGE | MEASUREMENT RANGE
9522 | 16450 | AMMETER | 7 | ACCURACY | ACCURACY
9523 | 16450 | AMMETER | 8 | POWER_REQUIREMENT | POWER REQUIREMENT
9524 | 16450 | AMMETER | 9 | ELECT_CONN_DATA | ELECTRICAL CONNECTION DATA
9525 | 16450 | AMMETER | 10 | CIRC_TYPE | CIRCUIT TYPE
9526 | 16450 | AMMETER | 11 | DISPLAY_TYPE | DISPLAY TYPE
9527 | 16450 | AMMETER | 12 | MOVEMENT_TYPE | MOVEMENT TYPE
9528 | 16450 | AMMETER | 13 | FULL_SCALE_DEFLECTION | FULL SCALE DEFLECTION
9529 | 16450 | AMMETER | 14 | SENSITIVITY | SENSITIVITY
9530 | 16450 | AMMETER | 15 | RATIO | RATIO
9531 | 16450 | AMMETER | 16 | FREQUENCY | FREQUENCY
9532 | 16450 | AMMETER | 17 | NO_DIGITS | NUMBER OF DIGITS
9533 | 16450 | AMMETER | 18 | TEMP_RANGE | TEMPERATURE RANGE
9534 | 16450 | AMMETER | 19 | MOVEMENT_SUSPENSION | MOVEMENT SUSPENSION
9535 | 16450 | AMMETER | 20 | INSTALLATION_DESIGN | INSTALLATION DESIGN
9536 | 16450 | AMMETER | 21 | MTG_DATA | MOUNTING DATA
9545
9568 | 16452 | METER,POWER FACTOR | 1 | SHORT_NAME | SHORT NAME | METER,PWR FACTOR
9570 | 16452 | METER,POWER FACTOR | 3 | SIZE | SIZE
9571 | 16452 | METER,POWER FACTOR | 4 | MEASUREMENT_RANGE | MEASUREMENT RANGE
9572 | 16452 | METER,POWER FACTOR | 5 | VOLTAGE | VOLTAGE RATING
9573 | 16452 | METER,POWER FACTOR | 6 | CURRENT | CURRENT
9574 | 16452 | METER,POWER FACTOR | 7 | POWER | POWER
9575 | 16452 | METER,POWER FACTOR | 8 | METER_FREQ_RTG | METER FREQUENCY RATING
9576 | 16452 | METER,POWER FACTOR | 9 | ELECT_CONN_DATA | ELECTRICAL CONNECTION DATA
9577 | 16452 | METER,POWER FACTOR | 10 | DISPLAY_DATA | DISPLAY DATA
9578 | 16452 | METER,POWER FACTOR | 11 | OPER_METHOD | OPERATING METHOD
9579 | 16452 | METER,POWER FACTOR | 12 | TEMP_RANGE | TEMPERATURE RANGE
9580 | 16452 | METER,POWER FACTOR | 13 | MTG_DATA | MOUNTING DATA
9589
9670 | 16516 | THERMOSTAT,FLOW CONTROL | 1 | SHORT_NAME | SHORT NAME | THERMOSTAT
9672 | 16516 | THERMOSTAT,FLOW CONTROL | 3 | CALIBRATION | CALIBRATION
9673 | 16516 | THERMOSTAT,FLOW CONTROL | 4 | SENSOR_TYPE | SENSOR TYPE
9674 | 16516 | THERMOSTAT,FLOW CONTROL | 5 | SHAFT_TYPE | SHAFT TYPE
9675 | 16516 | THERMOSTAT,FLOW CONTROL | 6 | BODY_MATL | BODY MATERIAL
9676 | 16516 | THERMOSTAT,FLOW CONTROL | 7 | INLET_CONN_SIZE | INLET CONNECTION SIZE
9677 | 16516 | THERMOSTAT,FLOW CONTROL | 8 | OUTLET_CONN_SIZE | OUTLET CONNECTION SIZE
9678 | 16516 | THERMOSTAT,FLOW CONTROL | 9 | FLOW_RATE | FLOW RATE
9679 | 16516 | THERMOSTAT,FLOW CONTROL | 10 | CONNECTION_DATA | CONNECTION DATA
9680 | 16516 | THERMOSTAT,FLOW CONTROL | 11 | MTG_DATA | MOUNTING DATA
9688
9689 | 16584 | DISK,SOLID,PLAIN | 1 | SHORT_NAME | SHORT NAME | DISC
9692 | 16584 | DISK,SOLID,PLAIN | 4 | SHAPE | SHAPE
9693 | 16584 | DISK,SOLID,PLAIN | 5 | TYPE | TYPE
9694 | 16584 | DISK,SOLID,PLAIN | 6 | SIZE | SIZE
9695 | 16584 | DISK,SOLID,PLAIN | 7 | DIA | DIAMETER
9696 | 16584 | DISK,SOLID,PLAIN | 8 | THK | THICKNESS
9697 | 16584 | DISK,SOLID,PLAIN | 9 | MATL | MATERIAL
9698 | 16584 | DISK,SOLID,PLAIN | 10 | FINISH | FINISH
9699 | 16584 | DISK,SOLID,PLAIN | 11 | CONNECTION_DATA | CONNECTION DATA
9708
9709 | 16619 | BALL JOINT | 1 | SHORT_NAME | SHORT NAME | JOINT,BALL
9711 | 16619 | BALL JOINT | 3 | SIZE | SIZE
9712 | 16619 | BALL JOINT | 4 | MATL | MATERIAL
9713 | 16619 | BALL JOINT | 5 | CONNECTION_DATA | CONNECTION DATA
9720
9738 | 16988 | COCK,DRAIN | 1 | SHORT_NAME | SHORT NAME | COCK,DRAIN
9741 | 16988 | COCK,DRAIN | 4 | TYPE | TYPE
9742 | 16988 | COCK,DRAIN | 5 | SIZE | SIZE
9743 | 16988 | COCK,DRAIN | 6 | MATL | MATERIAL
9744 | 16988 | COCK,DRAIN | 7 | TEMPERATURE | TEMPERATURE
9745 | 16988 | COCK,DRAIN | 8 | THD_SIZE_SERIES | THREAD SIZE SERIES
9746 | 16988 | COCK,DRAIN | 9 | CONNECTION_DATA | CONNECTION DATA
9747 | 16988 | COCK,DRAIN | 10 | FINISH | FINISH
9756
9780 | 16996 | VALVE,RELIEF,PRESSURE AND TEMPERATURE | 1 | SHORT_NAME | SHORT NAME | VALVE,RELIEF
9782 | 16996 | VALVE,RELIEF,PRESSURE AND TEMPERATURE | 3 | TYPE | TYPE
9783 | 16996 | VALVE,RELIEF,PRESSURE AND TEMPERATURE | 4 | SIZE | SIZE
9784 | 16996 | VALVE,RELIEF,PRESSURE AND TEMPERATURE | 5 | MATL | MATERIAL
9785 | 16996 | VALVE,RELIEF,PRESSURE AND TEMPERATURE | 6 | PRESSURE | PRESSURE
9786 | 16996 | VALVE,RELIEF,PRESSURE AND TEMPERATURE | 7 | TEMPERATURE | TEMPERATURE
9787 | 16996 | VALVE,RELIEF,PRESSURE AND TEMPERATURE | 8 | BODY_DESIGN_TYPE | BODY DESIGN TYPE
9788 | 16996 | VALVE,RELIEF,PRESSURE AND TEMPERATURE | 9 | MEDIA_DESIGNED | MEDIA DESIGNED
9789 | 16996 | VALVE,RELIEF,PRESSURE AND TEMPERATURE | 10 | CONNECTION_DATA | CONNECTION DATA
9790 | 16996 | VALVE,RELIEF,PRESSURE AND TEMPERATURE | 11 | FINISH | FINISH
9799
9800 | 17169 | REGULATOR,ENGINE GENERATOR | 1 | SHORT_NAME | SHORT NAME | REGULATOR
9802 | 17169 | REGULATOR,ENGINE GENERATOR | 3 | TYPE | TYPE
9803 | 17169 | REGULATOR,ENGINE GENERATOR | 4 | ELECT_RTG | ELECTRICAL RATING
9804 | 17169 | REGULATOR,ENGINE GENERATOR | 5 | MTG_DATA | MOUNTING DATA
9812
9870 | 17362 | COMMUNICATION SYSTEM | 1 | SHORT_NAME | SHORT NAME | SYSTEM,COMM
9872 | 17362 | COMMUNICATION SYSTEM | 3 | TYPE | TYPE
9873 | 17362 | COMMUNICATION SYSTEM | 4 | SIZE | SIZE
9874 | 17362 | COMMUNICATION SYSTEM | 5 | POWER | POWER
9875 | 17362 | COMMUNICATION SYSTEM | 6 | ELECT_DATA | ELECTRICAL RATING
9876 | 17362 | COMMUNICATION SYSTEM | 7 | FREQUENCY | FREQUENCY
9877 | 17362 | COMMUNICATION SYSTEM | 8 | COMMS_SPEED | COMMS SPEED
9878 | 17362 | COMMUNICATION SYSTEM | 9 | COMMS_PROTOCOL | COMMS PROTOCOL
9879 | 17362 | COMMUNICATION SYSTEM | 10 | INPUT_DATA | INPUT DATA
9880 | 17362 | COMMUNICATION SYSTEM | 11 | OUTPUT_DATA | OUTPUT DATA
9881 | 17362 | COMMUNICATION SYSTEM | 12 | CONTENT | CONTENT
9882 | 17362 | COMMUNICATION SYSTEM | 13 | CONTENT_2 | CONTENT 2
9883 | 17362 | COMMUNICATION SYSTEM | 14 | CONTENT_3 | CONTENT 3
9884 | 17362 | COMMUNICATION SYSTEM | 15 | CONTENT_4 | CONTENT 4
9885 | 17362 | COMMUNICATION SYSTEM | 16 | CONTENT_5 | CONTENT 5
9886 | 17362 | COMMUNICATION SYSTEM | 17 | CONTENT_6 | CONTENT 6
9887 | 17362 | COMMUNICATION SYSTEM | 18 | CONTENT_7 | CONTENT 7
9888 | 17362 | COMMUNICATION SYSTEM | 19 | MTG_DATA | MOUNTING DATA
9897
9918 | 17533 | CRANK,HAND | 1 | SHORT_NAME | SHORT NAME | CRANK,HAND
9921 | 17533 | CRANK,HAND | 4 | TYPE | TYPE
9922 | 17533 | CRANK,HAND | 5 | SIZE | SIZE
9923 | 17533 | CRANK,HAND | 6 | MATL | MATERIAL
9924 | 17533 | CRANK,HAND | 7 | CONNECTION_DATA | CONNECTION DATA
9925 | 17533 | CRANK,HAND | 8 | FINISH | FINISH
9926 | 17533 | CRANK,HAND | 9 | MTG_DATA | MOUNTING DATA
9934
9935 | 17645 | LOCKNUT,TUBE FITTING | 1 | SHORT_NAME | SHORT NAME | NUT,LOCK
9938 | 17645 | LOCKNUT,TUBE FITTING | 4 | TYPE | TYPE
9939 | 17645 | LOCKNUT,TUBE FITTING | 5 | MATL | MATERIAL
9940 | 17645 | LOCKNUT,TUBE FITTING | 6 | THD_SIZE_SERIES | THREAD SIZE SERIES
9941 | 17645 | LOCKNUT,TUBE FITTING | 7 | THD_PITCH | THREAD PITCH
9942 | 17645 | LOCKNUT,TUBE FITTING | 8 | COLOR | COLOR
9943 | 17645 | LOCKNUT,TUBE FITTING | 9 | TUBE_OD | TUBE OUTSIDE DIAMETER
9944 | 17645 | LOCKNUT,TUBE FITTING | 10 | GRADE | GRADE
9945 | 17645 | LOCKNUT,TUBE FITTING | 11 | CONNECTION_DATA | CONNECTION DATA
9946 | 17645 | LOCKNUT,TUBE FITTING | 12 | FINISH | FINISH
9955
9956 | 17652 | CONNECTOR SET,ELECTRICAL | 1 | SHORT_NAME | SHORT NAME | CONNECTOR,ELEC
9959 | 17652 | CONNECTOR SET,ELECTRICAL | 4 | TYPE | TYPE
9960 | 17652 | CONNECTOR SET,ELECTRICAL | 5 | SIZE | SIZE
9961 | 17652 | CONNECTOR SET,ELECTRICAL | 6 | MATL | MATERIAL
9962 | 17652 | CONNECTOR SET,ELECTRICAL | 7 | COLOR | COLOR
9964 | 17652 | CONNECTOR SET,ELECTRICAL | 9 | CONTACT_MAX_CURRENT | CONTACT MAX CURRENT
9965 | 17652 | CONNECTOR SET,ELECTRICAL | 10 | CONTACT_MAX_VOLT | CONTACT MAX VOLT
9966 | 17652 | CONNECTOR SET,ELECTRICAL | 11 | ELECT_DATA | ELECTRICAL RATING
9967 | 17652 | CONNECTOR SET,ELECTRICAL | 12 | CONTACT_QTY_TYPE | CONTACT QTY TYPE
9968 | 17652 | CONNECTOR SET,ELECTRICAL | 13 | CONTENT | CONTENT
9969 | 17652 | CONNECTOR SET,ELECTRICAL | 14 | CONTENT_2 | CONTENT 2
9970 | 17652 | CONNECTOR SET,ELECTRICAL | 15 | CONTENT_3 | CONTENT 3
9971 | 17652 | CONNECTOR SET,ELECTRICAL | 16 | CONTENT_4 | CONTENT 4
9972 | 17652 | CONNECTOR SET,ELECTRICAL | 17 | CONTENT_5 | CONTENT 5
9973 | 17652 | CONNECTOR SET,ELECTRICAL | 18 | CABLE_ENTRY_DATA | CABLE ENTRY DATA
9974 | 17652 | CONNECTOR SET,ELECTRICAL | 19 | FINISH | FINISH
9983
10002 | 18036 | BEARING,BALL AND ROLLER,RADIAL AND THRUST | 1 | SHORT_NAME | SHORT NAME | BEARING SET
10004 | 18036 | BEARING,BALL AND ROLLER,RADIAL AND THRUST | 3 | IBI_NO | BEARING DESIGNATION NUMBER
10005 | 18036 | BEARING,BALL AND ROLLER,RADIAL AND THRUST | 4 | TYPE | TYPE
10006 | 18036 | BEARING,BALL AND ROLLER,RADIAL AND THRUST | 5 | BORE_DATA | BORE DIAMETER
10007 | 18036 | BEARING,BALL AND ROLLER,RADIAL AND THRUST | 6 | OUTSIDE_DIA | OUTSIDE DIAMETER
10008 | 18036 | BEARING,BALL AND ROLLER,RADIAL AND THRUST | 7 | WIDTH | WIDTH
10009 | 18036 | BEARING,BALL AND ROLLER,RADIAL AND THRUST | 8 | LUBR_DATA | LUBR DATA
10010 | 18036 | BEARING,BALL AND ROLLER,RADIAL AND THRUST | 9 | BRG_SPEED | BRG SPEED
10011 | 18036 | BEARING,BALL AND ROLLER,RADIAL AND THRUST | 10 | BRG_SHIELD_DATA | BRG SHIELD DATA
10012 | 18036 | BEARING,BALL AND ROLLER,RADIAL AND THRUST | 11 | CAGE_MATL | CAGE MATERIAL
10013 | 18036 | BEARING,BALL AND ROLLER,RADIAL AND THRUST | 12 | TOLERANCE | TOLERANCE
10014 | 18036 | BEARING,BALL AND ROLLER,RADIAL AND THRUST | 13 | NO_ROWS | NUMBER OF ROWS
10023
10024 | 18249 | WORM SHAFT | 1 | SHORT_NAME | SHORT NAME | SHAFT,WORM
10026 | 18249 | WORM SHAFT | 3 | TYPE | TYPE
10027 | 18249 | WORM SHAFT | 4 | SHAFT_DIA | SHAFT DIA
10028 | 18249 | WORM SHAFT | 5 | LG | LENGTH
10029 | 18249 | WORM SHAFT | 6 | MATL | MATERIAL
10030 | 18249 | WORM SHAFT | 7 | SPROCKET_TYPE | SPROCKET TYPE
10031 | 18249 | WORM SHAFT | 8 | NO_TEETH | NUMBER OF TEETHS
10032 | 18249 | WORM SHAFT | 9 | RATIO | RATIO
10033 | 18249 | WORM SHAFT | 10 | PITCH | PITCH
10034 | 18249 | WORM SHAFT | 11 | CONNECTION_DATA | CONNECTION DATA
10042
10043 | 18263 | RESTRICTOR,FLUID FLOW | 1 | SHORT_NAME | SHORT NAME | RESTRICTOR,FLUID FLOW
10046 | 18263 | RESTRICTOR,FLUID FLOW | 4 | TYPE | TYPE
10047 | 18263 | RESTRICTOR,FLUID FLOW | 5 | SIZE | SIZE
10048 | 18263 | RESTRICTOR,FLUID FLOW | 6 | OUTSIDE_DIA | OUTSIDE DIAMETER
10050 | 18263 | RESTRICTOR,FLUID FLOW | 8 | MATL | MATERIAL
10051 | 18263 | RESTRICTOR,FLUID FLOW | 9 | PRESSURE | PRESSURE
10052 | 18263 | RESTRICTOR,FLUID FLOW | 10 | ORIFICE_DIA | ORIFICE DIAMETER
10053 | 18263 | RESTRICTOR,FLUID FLOW | 11 | ORIFICE_CAPACITY | ORIFICE CAPACITY
10054 | 18263 | RESTRICTOR,FLUID FLOW | 12 | THD_DATA | THREAD DATA
10055 | 18263 | RESTRICTOR,FLUID FLOW | 13 | CONNECTION_DATA | CONNECTION DATA
10063
10064 | 18285 | FITTING KIT,TUBE-PIPE | 1 | SHORT_NAME | SHORT NAME | FITTING,TUBE-PIPE
10066 | 18285 | FITTING KIT,TUBE-PIPE | 3 | TYPE | TYPE
10067 | 18285 | FITTING KIT,TUBE-PIPE | 4 | MATL | MATERIAL
10068 | 18285 | FITTING KIT,TUBE-PIPE | 5 | CONTENT | CONTENT
10069 | 18285 | FITTING KIT,TUBE-PIPE | 6 | CONTENT_2 | CONTENT 2
10070 | 18285 | FITTING KIT,TUBE-PIPE | 7 | CONTENT_3 | CONTENT 3
10077
10078 | 18286 | PIPE FITTING ASSORTMENT | 1 | SHORT_NAME | SHORT NAME | FITTING SET,PIPE
10080 | 18286 | PIPE FITTING ASSORTMENT | 3 | TYPE | TYPE
10081 | 18286 | PIPE FITTING ASSORTMENT | 4 | SIZE | SIZE
10082 | 18286 | PIPE FITTING ASSORTMENT | 5 | MATL | MATERIAL
10083 | 18286 | PIPE FITTING ASSORTMENT | 6 | THK | THICKNESS
10084 | 18286 | PIPE FITTING ASSORTMENT | 7 | PRESSURE | PRESSURE
10085 | 18286 | PIPE FITTING ASSORTMENT | 8 | SCHEDULE | SCHEDULE
10086 | 18286 | PIPE FITTING ASSORTMENT | 9 | CONTENT | CONTENT
10087 | 18286 | PIPE FITTING ASSORTMENT | 10 | CONTENT_2 | CONTENT 2
10088 | 18286 | PIPE FITTING ASSORTMENT | 11 | CONTENT_3 | CONTENT 3
10089 | 18286 | PIPE FITTING ASSORTMENT | 12 | CONNECTION_DATA | CONNECTION DATA
10097
10098 | 18294 | INSULATOR,WASHER | 1 | SHORT_NAME | SHORT NAME | INSULATOR,WASHER
10100 | 18294 | INSULATOR,WASHER | 3 | INSIDE_DIA | INSIDE DIAMETER
10101 | 18294 | INSULATOR,WASHER | 4 | OUTSIDE_DIA | OUTSIDE DIAMETER
10102 | 18294 | INSULATOR,WASHER | 5 | THK | THICKNESS
10103 | 18294 | INSULATOR,WASHER | 6 | INSULATOR_MATL | INSULATOR MATERIAL
10104 | 18294 | INSULATOR,WASHER | 7 | VOLTAGE | VOLTAGE RATING
10105 | 18294 | INSULATOR,WASHER | 8 | INSULATOR_SHAPE | INSULATOR SHAPE
10106 | 18294 | INSULATOR,WASHER | 9 | HOLE_DATA | HOLE DATA
10114
10115 | 18301 | INSULATOR,BUSHING | 1 | SHORT_NAME | SHORT NAME | INSULATOR,BUSH
10118 | 18301 | INSULATOR,BUSHING | 4 | TYPE | TYPE
10119 | 18301 | INSULATOR,BUSHING | 5 | VOLTAGE | VOLTAGE RATING
10120 | 18301 | INSULATOR,BUSHING | 6 | CURRENT | CURRENT
10121 | 18301 | INSULATOR,BUSHING | 7 | DUTY_RTG | DUTY RATING
10122 | 18301 | INSULATOR,BUSHING | 8 | DIMENSION | DIMENSION
10123 | 18301 | INSULATOR,BUSHING | 9 | INSIDE_DIA | INSIDE DIAMETER
10124 | 18301 | INSULATOR,BUSHING | 10 | OUTSIDE_DIA | OUTSIDE DIAMETER
10125 | 18301 | INSULATOR,BUSHING | 11 | LG | LENGTH
10126 | 18301 | INSULATOR,BUSHING | 12 | MATL | MATERIAL
10127 | 18301 | INSULATOR,BUSHING | 13 | MTG_DATA | MOUNTING DATA
10136
10137 | 18310 | NOZZLE,DISTRIBUTION,WATER | 1 | SHORT_NAME | SHORT NAME | NOZZLE,WATER
10138 | 18310 | NOZZLE,DISTRIBUTION,WATER | 2 | NOZZLE_SEPCIFIC_USE | NOZZLE SEPCIFIC USE
10139 | 18310 | NOZZLE,DISTRIBUTION,WATER | 3 | NOZZLE_TYPE | NOZZLE TYPE
10140 | 18310 | NOZZLE,DISTRIBUTION,WATER | 4 | LG | LENGTH
10141 | 18310 | NOZZLE,DISTRIBUTION,WATER | 5 | THK | THICKNESS
10142 | 18310 | NOZZLE,DISTRIBUTION,WATER | 6 | INSIDE_DIA | INSIDE DIAMETER
10143 | 18310 | NOZZLE,DISTRIBUTION,WATER | 7 | OUTSIDE_DIA | OUTSIDE DIAMETER
10144 | 18310 | NOZZLE,DISTRIBUTION,WATER | 8 | NOZZLE_MATL | NOZZLE MATERIAL
10145 | 18310 | NOZZLE,DISTRIBUTION,WATER | 9 | MAX_OPER_TEMP | MAX OPERATING TEMPERATURE
10146 | 18310 | NOZZLE,DISTRIBUTION,WATER | 10 | MINI_OPER_TEMP | MINI OPERATING TEMPERATURE
10147 | 18310 | NOZZLE,DISTRIBUTION,WATER | 11 | MAX_OPER_PRESS | MAX OPERATING PRESSURE
10148 | 18310 | NOZZLE,DISTRIBUTION,WATER | 12 | MIN_OPER_PRESS | MIN OPERATING PRESSURE
10149 | 18310 | NOZZLE,DISTRIBUTION,WATER | 13 | VALVE_SIZE | VALVE SIZE
10150 | 18310 | NOZZLE,DISTRIBUTION,WATER | 14 | ORIFICE_DIA | ORIFICE DIAMETER
10151 | 18310 | NOZZLE,DISTRIBUTION,WATER | 15 | NOZZLE_FITTING_TYPE | NOZZLE FITTING TYPE
10152 | 18310 | NOZZLE,DISTRIBUTION,WATER | 16 | SPRAY_SHAPE | SPRAY SHAPE
10153 | 18310 | NOZZLE,DISTRIBUTION,WATER | 17 | SPRAY_ANGLE | SPRAY ANGLE
10154 | 18310 | NOZZLE,DISTRIBUTION,WATER | 18 | NOZZLE_CONN_TYPE | NOZZLE CONN TYPE
10155 | 18310 | NOZZLE,DISTRIBUTION,WATER | 19 | INLET_OUTLET_CONN_TYPE | INLET OUTLET CONNECTION TYPE
10157 | 18310 | NOZZLE,DISTRIBUTION,WATER | 21 | SERVICE_WHICH_DESIGNED | SERVICE WHICH DESIGNED
10158 | 18310 | NOZZLE,DISTRIBUTION,WATER | 22 | MTG_METHOD | MOUNTING METHOD
10159 | 18310 | NOZZLE,DISTRIBUTION,WATER | 23 | SURFACE_TREATMENT | SURFACE TREATMENT
10169
10170 | 18437 | EXTENSION SHAFT | 1 | SHORT_NAME | SHORT NAME | EXTENSION,SHAFT
10172 | 18437 | EXTENSION SHAFT | 3 | TYPE | TYPE
10173 | 18437 | EXTENSION SHAFT | 4 | DIMENSION | DIMENSION
10174 | 18437 | EXTENSION SHAFT | 5 | MATL | MATERIAL
10182
10199 | 18533 | CONTROLLER,FEED WATER PUMP AND BURNER,BOILER | 1 | SHORT_NAME | SHORT NAME | CONTROLLER,PUMP-BURNER
10201 | 18533 | CONTROLLER,FEED WATER PUMP AND BURNER,BOILER | 3 | TYPE | TYPE
10202 | 18533 | CONTROLLER,FEED WATER PUMP AND BURNER,BOILER | 4 | FUNCT | FUNCTION
10205 | 18533 | CONTROLLER,FEED WATER PUMP AND BURNER,BOILER | 7 | INPUT_DATA | INPUT DATA
10206 | 18533 | CONTROLLER,FEED WATER PUMP AND BURNER,BOILER | 8 | OUTPUT_DATA | OUTPUT DATA
10207 | 18533 | CONTROLLER,FEED WATER PUMP AND BURNER,BOILER | 9 | RANGE | RANGE
10208 | 18533 | CONTROLLER,FEED WATER PUMP AND BURNER,BOILER | 10 | TEMP_DATA | TEMPERATURE DATA
10209 | 18533 | CONTROLLER,FEED WATER PUMP AND BURNER,BOILER | 11 | PRESS_DATA | PRESSURE DATA
10210 | 18533 | CONTROLLER,FEED WATER PUMP AND BURNER,BOILER | 12 | DISPLAY_DATA | DISPLAY DATA
10211 | 18533 | CONTROLLER,FEED WATER PUMP AND BURNER,BOILER | 13 | OPER_METHOD | OPERATING METHOD
10212 | 18533 | CONTROLLER,FEED WATER PUMP AND BURNER,BOILER | 14 | CONNECTION_DATA | CONNECTION DATA
10213 | 18533 | CONTROLLER,FEED WATER PUMP AND BURNER,BOILER | 15 | CONTROLLER_DATA | CONTROLLER DATA
10214 | 18533 | CONTROLLER,FEED WATER PUMP AND BURNER,BOILER | 16 | MTG_DATA | MOUNTING DATA
10221
10222 | 18534 | COLUMN ASSEMBLY,DEEP WELL PUMP | 1 | SHORT_NAME | SHORT NAME | COLUMN ASSY,PUMP
10224 | 18534 | COLUMN ASSEMBLY,DEEP WELL PUMP | 3 | TYPE | TYPE
10225 | 18534 | COLUMN ASSEMBLY,DEEP WELL PUMP | 4 | SIZE | SIZE
10226 | 18534 | COLUMN ASSEMBLY,DEEP WELL PUMP | 5 | MATL | MATERIAL
10227 | 18534 | COLUMN ASSEMBLY,DEEP WELL PUMP | 6 | ROTATIONAL_SPEED | ROTATIONAL SPEED
10228 | 18534 | COLUMN ASSEMBLY,DEEP WELL PUMP | 7 | END_CONN_DATA | END CONNECTION DATA
10229 | 18534 | COLUMN ASSEMBLY,DEEP WELL PUMP | 8 | COLUMN_DATA | COLUMN DATA
10237
10238 | 18556 | VARMETER | 1 | SHORT_NAME | SHORT NAME | VARMETER
10240 | 18556 | VARMETER | 3 | TYPE | TYPE
10241 | 18556 | VARMETER | 4 | SIZE | SIZE
10242 | 18556 | VARMETER | 5 | MEASUREMENT_RANGE | MEASUREMENT RANGE
10243 | 18556 | VARMETER | 6 | GRADUATION_DATA | GRADUATION DATA
10244 | 18556 | VARMETER | 7 | TOLERANCE | TOLERANCE
10245 | 18556 | VARMETER | 8 | DISPLAY_DATA | DISPLAY DATA
10246 | 18556 | VARMETER | 9 | TRANSFORMATION_RATIO | TRANSFORMATION RATIO
10247 | 18556 | VARMETER | 10 | ELECT_CONN_DATA | ELECTRICAL CONNECTION DATA
10248 | 18556 | VARMETER | 11 | ELECT_DATA | ELECTRICAL RATING
10250 | 18556 | VARMETER | 13 | MTG_DATA | MOUNTING DATA
10258
10259 | 18681 | COUPLING HALF,QUICK DISCONNECT | 1 | SHORT_NAME | SHORT NAME | COUPLING,HALF
10261 | 18681 | COUPLING HALF,QUICK DISCONNECT | 3 | SHAPE | SHAPE
10262 | 18681 | COUPLING HALF,QUICK DISCONNECT | 4 | TYPE | TYPE
10263 | 18681 | COUPLING HALF,QUICK DISCONNECT | 5 | SIZE | SIZE
10264 | 18681 | COUPLING HALF,QUICK DISCONNECT | 6 | MATL | MATERIAL
10265 | 18681 | COUPLING HALF,QUICK DISCONNECT | 7 | PRESSURE | PRESSURE
10267 | 18681 | COUPLING HALF,QUICK DISCONNECT | 9 | KEYWAY_DATA | KEYWAY DATA
10268 | 18681 | COUPLING HALF,QUICK DISCONNECT | 10 | CONNECTION_DATA | CONNECTION DATA
10276
10277 | 18706 | CONDUIT,METAL,FLEXIBLE | 1 | SHORT_NAME | SHORT NAME | CONDUIT,METAL
10278 | 18706 | CONDUIT,METAL,FLEXIBLE | 2 | CONDUIT_SHAPE_STYLE | CONDUIT SHAPE STYLE
10279 | 18706 | CONDUIT,METAL,FLEXIBLE | 3 | CONDUIT_SPECIFIC_USE | CONDUIT SPECIFIC USE
10280 | 18706 | CONDUIT,METAL,FLEXIBLE | 4 | CONDUIT_TYPE | CONDUIT TYPE
10281 | 18706 | CONDUIT,METAL,FLEXIBLE | 5 | LG | LENGTH
10282 | 18706 | CONDUIT,METAL,FLEXIBLE | 6 | OUTSIDE_DIA | OUTSIDE DIAMETER
10283 | 18706 | CONDUIT,METAL,FLEXIBLE | 7 | INSIDE_DIA | INSIDE DIAMETER
10284 | 18706 | CONDUIT,METAL,FLEXIBLE | 8 | WALL_THK | WALL THICKNESS
10285 | 18706 | CONDUIT,METAL,FLEXIBLE | 9 | CONDUIT_MATL | CONDUIT MATERIAL
10286 | 18706 | CONDUIT,METAL,FLEXIBLE | 10 | INTENSITY | INTENSITY
10287 | 18706 | CONDUIT,METAL,FLEXIBLE | 11 | COLOR | COLOR
10288 | 18706 | CONDUIT,METAL,FLEXIBLE | 12 | CONDUIT_TERM_END_TYPE | CONDUIT TERM END TYPE
10296 | 18706 | CONDUIT,METAL,FLEXIBLE | 20 | SURFACE_TREATMENT | SURFACE TREATMENT
10306
10307 | 18727 | GAGE,LIQUID QUANTITY,FLOAT TYPE | 1 | SHORT_NAME | SHORT NAME | GAUGE,LIQUID QTY
10309 | 18727 | GAGE,LIQUID QUANTITY,FLOAT TYPE | 3 | TYPE | TYPE
10310 | 18727 | GAGE,LIQUID QUANTITY,FLOAT TYPE | 4 | MATL | MATERIAL
10311 | 18727 | GAGE,LIQUID QUANTITY,FLOAT TYPE | 5 | MEASUREMENT_RANGE | MEASUREMENT RANGE
10312 | 18727 | GAGE,LIQUID QUANTITY,FLOAT TYPE | 6 | INPUT_DATA | INPUT DATA
10313 | 18727 | GAGE,LIQUID QUANTITY,FLOAT TYPE | 7 | ELECT_DATA | ELECTRICAL RATING
10314 | 18727 | GAGE,LIQUID QUANTITY,FLOAT TYPE | 8 | DISPLAY_DATA | DISPLAY DATA
10315 | 18727 | GAGE,LIQUID QUANTITY,FLOAT TYPE | 9 | MEDIA_DESIGNED | MEDIA DESIGNED
10316 | 18727 | GAGE,LIQUID QUANTITY,FLOAT TYPE | 10 | FLOAT_SIZE | FLOAT SIZE
10317 | 18727 | GAGE,LIQUID QUANTITY,FLOAT TYPE | 11 | FLOAT_MATL | FLOAT MATERIAL
10318 | 18727 | GAGE,LIQUID QUANTITY,FLOAT TYPE | 12 | FLOAT_DATA | FLOAT DATA
10319 | 18727 | GAGE,LIQUID QUANTITY,FLOAT TYPE | 13 | CONNECTION_DATA | CONNECTION DATA
10320 | 18727 | GAGE,LIQUID QUANTITY,FLOAT TYPE | 14 | GAUGE_DATA | GAUGE DATA
10321 | 18727 | GAGE,LIQUID QUANTITY,FLOAT TYPE | 15 | MTG_DATA | MOUNTING DATA
10330
10331 | 18740 | PAPER,FILTER | 1 | SHORT_NAME | SHORT NAME | PAPER,FILTER
10334 | 18740 | PAPER,FILTER | 4 | TYPE | TYPE
10335 | 18740 | PAPER,FILTER | 5 | SIZE | SIZE
10336 | 18740 | PAPER,FILTER | 6 | MATL | MATERIAL
10337 | 18740 | PAPER,FILTER | 7 | MICRON_RTG | MICRON RATING
10338 | 18740 | PAPER,FILTER | 8 | FINISH | FINISH
10347
10382 | 19138 | DAMPENER,FLUID PRESSURE | 1 | SHORT_NAME | SHORT NAME | DAMPENER
10385 | 19138 | DAMPENER,FLUID PRESSURE | 4 | TYPE | TYPE
10386 | 19138 | DAMPENER,FLUID PRESSURE | 5 | SIZE | SIZE
10387 | 19138 | DAMPENER,FLUID PRESSURE | 6 | PRESSURE | PRESSURE
10388 | 19138 | DAMPENER,FLUID PRESSURE | 7 | TEMPERATURE | TEMPERATURE
10389 | 19138 | DAMPENER,FLUID PRESSURE | 8 | BODY_MATL | BODY MATERIAL
10390 | 19138 | DAMPENER,FLUID PRESSURE | 9 | SEAT_MATL | SEAT MATERIAL
10391 | 19138 | DAMPENER,FLUID PRESSURE | 10 | STEM_MATL | STEM MATERIAL
10392 | 19138 | DAMPENER,FLUID PRESSURE | 11 | MEDIA_DESIGNED | MEDIA DESIGNED
10393 | 19138 | DAMPENER,FLUID PRESSURE | 12 | CONNECTION_DATA | CONNECTION DATA
10394 | 19138 | DAMPENER,FLUID PRESSURE | 13 | MTG_DATA | MOUNTING DATA
10403
10404 | 19442 | SADDLE,PIPE COVERING PROTECTION | 1 | SHORT_NAME | SHORT NAME | SADDLE,PIPE INSULATION
10407 | 19442 | SADDLE,PIPE COVERING PROTECTION | 4 | TYPE | TYPE
10408 | 19442 | SADDLE,PIPE COVERING PROTECTION | 5 | SIZE | SIZE
10409 | 19442 | SADDLE,PIPE COVERING PROTECTION | 6 | MATL | MATERIAL
10410 | 19442 | SADDLE,PIPE COVERING PROTECTION | 7 | CLOSURE_DATA | CLOSURE DATA
10411 | 19442 | SADDLE,PIPE COVERING PROTECTION | 8 | FINISH | FINISH
10419
10420 | 19572 | AMPLIFIER-POWER SUPPLY | 1 | SHORT_NAME | SHORT NAME | POWER SUPPLY,AMP
10422 | 19572 | AMPLIFIER-POWER SUPPLY | 3 | TYPE | TYPE
10423 | 19572 | AMPLIFIER-POWER SUPPLY | 4 | VOLTAGE | VOLTAGE RATING
10424 | 19572 | AMPLIFIER-POWER SUPPLY | 5 | OPER_CURRENT | OPERATING CURRENT
10425 | 19572 | AMPLIFIER-POWER SUPPLY | 6 | POWER | POWER
10426 | 19572 | AMPLIFIER-POWER SUPPLY | 7 | FREQUENCY | FREQUENCY
10427 | 19572 | AMPLIFIER-POWER SUPPLY | 8 | SIZE | SIZE
10428 | 19572 | AMPLIFIER-POWER SUPPLY | 9 | INPUT_DATA | INPUT DATA
10429 | 19572 | AMPLIFIER-POWER SUPPLY | 10 | OUTPUT_DATA | OUTPUT DATA
10430 | 19572 | AMPLIFIER-POWER SUPPLY | 11 | ELECT_CONN_DATA | ELECTRICAL CONNECTION DATA
10431 | 19572 | AMPLIFIER-POWER SUPPLY | 12 | MTG_DATA | MOUNTING DATA
10440
10441 | 19576 | SPRING ASSORTMENT | 1 | SHORT_NAME | SHORT NAME | SPRING SET
10444 | 19576 | SPRING ASSORTMENT | 4 | TYPE | TYPE
10445 | 19576 | SPRING ASSORTMENT | 5 | SIZE | SIZE
10446 | 19576 | SPRING ASSORTMENT | 6 | MATL | MATERIAL
10447 | 19576 | SPRING ASSORTMENT | 7 | CONTENT | CONTENT
10448 | 19576 | SPRING ASSORTMENT | 8 | CONTENT_2 | CONTENT 2
10449 | 19576 | SPRING ASSORTMENT | 9 | CONTENT_3 | CONTENT 3
10450 | 19576 | SPRING ASSORTMENT | 10 | CONTENT_4 | CONTENT 4
10451 | 19576 | SPRING ASSORTMENT | 11 | CONTENT_5 | CONTENT 5
10459
10497 | 19618 | CONTROL,RECORDER | 1 | SHORT_NAME | SHORT NAME | CONTROL,RECORDER
10499 | 19618 | CONTROL,RECORDER | 3 | TYPE | TYPE
10500 | 19618 | CONTROL,RECORDER | 4 | MEASUREMENT_RANGE | MEASUREMENT RANGE
10501 | 19618 | CONTROL,RECORDER | 5 | ELECT_DATA | ELECTRICAL RATING
10502 | 19618 | CONTROL,RECORDER | 6 | ELECT_CONN_DATA | ELECTRICAL CONNECTION DATA
10503 | 19618 | CONTROL,RECORDER | 7 | SIZE | SIZE
10504 | 19618 | CONTROL,RECORDER | 8 | INPUT_DATA | INPUT DATA
10505 | 19618 | CONTROL,RECORDER | 9 | OUTPUT_DATA | OUTPUT DATA
10507 | 19618 | CONTROL,RECORDER | 11 | MTG_DATA | MOUNTING DATA
10514
10515 | 19735 | DISTRIBUTION BOX | 1 | SHORT_NAME | SHORT NAME | BOX,DISTRBN
10517 | 19735 | DISTRIBUTION BOX | 3 | TYPE | TYPE
10518 | 19735 | DISTRIBUTION BOX | 4 | SIZE | SIZE
10522 | 19735 | DISTRIBUTION BOX | 8 | MATL | MATERIAL
10523 | 19735 | DISTRIBUTION BOX | 9 | COLOR | COLOR
10524 | 19735 | DISTRIBUTION BOX | 10 | FINISH | FINISH
10525 | 19735 | DISTRIBUTION BOX | 11 | MTG_DATA | MOUNTING DATA
10534
10535 | 19760 | DISCONNECT SWITCH,AIR,OUTDOOR | 1 | SHORT_NAME | SHORT NAME | SWITCH,DISCONN
10537 | 19760 | DISCONNECT SWITCH,AIR,OUTDOOR | 3 | TYPE | TYPE
10538 | 19760 | DISCONNECT SWITCH,AIR,OUTDOOR | 4 | VOLTAGE | VOLTAGE RATING
10539 | 19760 | DISCONNECT SWITCH,AIR,OUTDOOR | 5 | CURRENT | CURRENT
10540 | 19760 | DISCONNECT SWITCH,AIR,OUTDOOR | 6 | SIZE | SIZE
10541 | 19760 | DISCONNECT SWITCH,AIR,OUTDOOR | 7 | MATL | MATERIAL
10542 | 19760 | DISCONNECT SWITCH,AIR,OUTDOOR | 8 | FUNCT | FUNCTION
10543 | 19760 | DISCONNECT SWITCH,AIR,OUTDOOR | 9 | SWITCH_DATA | SWITCH DATA
10544 | 19760 | DISCONNECT SWITCH,AIR,OUTDOOR | 10 | CONNECTION_DATA | CONNECTION DATA
10545 | 19760 | DISCONNECT SWITCH,AIR,OUTDOOR | 11 | MTG_DATA | MOUNTING DATA
10552
10553 | 20318 | BAND,RETAINING | 1 | SHORT_NAME | SHORT NAME | BAND,RETNG
10556 | 20318 | BAND,RETAINING | 4 | TYPE | TYPE
10557 | 20318 | BAND,RETAINING | 5 | SIZE | SIZE
10560 | 20318 | BAND,RETAINING | 8 | THK | THICKNESS
10561 | 20318 | BAND,RETAINING | 9 | MATL | MATERIAL
10562 | 20318 | BAND,RETAINING | 10 | FINISH | FINISH
10571
10572 | 20348 | FUSE LINK,THERMAL | 1 | SHORT_NAME | SHORT NAME | FUSE,THERMAL
10574 | 20348 | FUSE LINK,THERMAL | 3 | VOLTAGE | VOLTAGE RATING
10575 | 20348 | FUSE LINK,THERMAL | 4 | CURRENT | CURRENT
10576 | 20348 | FUSE LINK,THERMAL | 5 | SIZE | SIZE
10577 | 20348 | FUSE LINK,THERMAL | 6 | DIA | DIAMETER
10579 | 20348 | FUSE LINK,THERMAL | 8 | BODY_LG | BODY LENGTH
10580 | 20348 | FUSE LINK,THERMAL | 9 | BODY_MATL | BODY MATERIAL
10581 | 20348 | FUSE LINK,THERMAL | 10 | FUSE_TRIP_TEMP | FUSE TRIP TEMP
10588
10589 | 20424 | CONTROL,RATE OF FLOW,LIQUID | 1 | SHORT_NAME | SHORT NAME | CONTROL,FLOW RATE
10591 | 20424 | CONTROL,RATE OF FLOW,LIQUID | 3 | TYPE | TYPE
10592 | 20424 | CONTROL,RATE OF FLOW,LIQUID | 4 | SIZE | SIZE
10593 | 20424 | CONTROL,RATE OF FLOW,LIQUID | 5 | MATL | MATERIAL
10594 | 20424 | CONTROL,RATE OF FLOW,LIQUID | 6 | CTRL_RANGE | CONTROL RANGE
10595 | 20424 | CONTROL,RATE OF FLOW,LIQUID | 7 | OUTPUT_DATA | OUTPUT DATA
10596 | 20424 | CONTROL,RATE OF FLOW,LIQUID | 8 | INPUT_DATA | INPUT DATA
10597 | 20424 | CONTROL,RATE OF FLOW,LIQUID | 9 | MEDIA_DESIGNED | MEDIA DESIGNED
10598 | 20424 | CONTROL,RATE OF FLOW,LIQUID | 10 | OPER_METHOD | OPERATING METHOD
10599 | 20424 | CONTROL,RATE OF FLOW,LIQUID | 11 | INDICATOR_DATA | INDICATOR DATA
10600 | 20424 | CONTROL,RATE OF FLOW,LIQUID | 12 | CONNECTION_DATA | CONNECTION DATA
10601 | 20424 | CONTROL,RATE OF FLOW,LIQUID | 13 | FINISH | FINISH
10610
10633 | 20572 | VALVE,SHUTTLE | 1 | SHORT_NAME | SHORT NAME | VALVE,SHUTTLE
10635 | 20572 | VALVE,SHUTTLE | 3 | MATL | MATERIAL
10636 | 20572 | VALVE,SHUTTLE | 4 | SIZE | SIZE
10637 | 20572 | VALVE,SHUTTLE | 5 | PRESSURE | PRESSURE
10638 | 20572 | VALVE,SHUTTLE | 6 | TYPE | TYPE
10639 | 20572 | VALVE,SHUTTLE | 7 | SEAT_MATL | SEAT MATERIAL
10640 | 20572 | VALVE,SHUTTLE | 8 | CONNECTION_DATA | CONNECTION DATA
10648
10649 | 20587 | SEMICONDUCTOR DEVICE,PHOTO | 1 | SHORT_NAME | SHORT NAME | PHOTOCELL
10651 | 20587 | SEMICONDUCTOR DEVICE,PHOTO | 3 | TYPE | TYPE
10652 | 20587 | SEMICONDUCTOR DEVICE,PHOTO | 4 | VOLTAGE | VOLTAGE RATING
10653 | 20587 | SEMICONDUCTOR DEVICE,PHOTO | 5 | CURRENT | CURRENT
10654 | 20587 | SEMICONDUCTOR DEVICE,PHOTO | 6 | POWER | POWER
10655 | 20587 | SEMICONDUCTOR DEVICE,PHOTO | 7 | SIZE | SIZE
10656 | 20587 | SEMICONDUCTOR DEVICE,PHOTO | 8 | MATL | MATERIAL
10657 | 20587 | SEMICONDUCTOR DEVICE,PHOTO | 9 | ACTIVE_AREA | ACTIVE AREA
10658 | 20587 | SEMICONDUCTOR DEVICE,PHOTO | 10 | HALF_ANGLE | HALF ANGLE
10659 | 20587 | SEMICONDUCTOR DEVICE,PHOTO | 11 | PEAK_RESPONSE | PEAK RESPONSE
10660 | 20587 | SEMICONDUCTOR DEVICE,PHOTO | 12 | DEVICE_TYPE | DEVICE TYPE
10661 | 20587 | SEMICONDUCTOR DEVICE,PHOTO | 13 | DEVICE_TYPE_NUMBER | DEVICE TYPE NUMBER
10662 | 20587 | SEMICONDUCTOR DEVICE,PHOTO | 14 | DEVICE_FUNCT | DEVICE FUNCTION
10663 | 20587 | SEMICONDUCTOR DEVICE,PHOTO | 15 | DEVICE_MTG_DATA | DEVICE MOUNTING DATA
10664 | 20587 | SEMICONDUCTOR DEVICE,PHOTO | 16 | TERMINAL_DATA | TERMINAL DATA
10665 | 20587 | SEMICONDUCTOR DEVICE,PHOTO | 17 | CONNECTION_DATA | CONNECTION DATA
10673
10674 | 20588 | TRANSISTOR | 1 | SHORT_NAME | SHORT NAME | TRANSISTOR
10676 | 20588 | TRANSISTOR | 3 | TYPE | TYPE
10677 | 20588 | TRANSISTOR | 4 | TYPE_NO | TYPE NO
10678 | 20588 | TRANSISTOR | 5 | VOLTAGE | VOLTAGE RATING
10679 | 20588 | TRANSISTOR | 6 | CURRENT | CURRENT
10680 | 20588 | TRANSISTOR | 7 | POWER | POWER
10681 | 20588 | TRANSISTOR | 8 | SIZE | SIZE
10682 | 20588 | TRANSISTOR | 9 | MATL | MATERIAL
10683 | 20588 | TRANSISTOR | 10 | TEMPERATURE | TEMPERATURE
10684 | 20588 | TRANSISTOR | 11 | SEMICON_MATL | SEMICON MATERIAL
10685 | 20588 | TRANSISTOR | 12 | JUNCTION_CONFIG | JUNCTION CONFIGURATION
10692
10693 | 20589 | SEMICONDUCTOR DEVICE,DIODE | 1 | SHORT_NAME | SHORT NAME | DIODE
10694 | 20589 | SEMICONDUCTOR DEVICE,DIODE | 2 | DIODE_FUNCT_TYPE | DIODE FUNCTION TYPE
10695 | 20589 | SEMICONDUCTOR DEVICE,DIODE | 3 | SIZE | SIZE
10698 | 20589 | SEMICONDUCTOR DEVICE,DIODE | 6 | DIA | DIAMETER
10699 | 20589 | SEMICONDUCTOR DEVICE,DIODE | 7 | DIODE_MATL | DIODE MATERIAL
10700 | 20589 | SEMICONDUCTOR DEVICE,DIODE | 8 | VOLT_RTG | VOLTAGE RATING
10701 | 20589 | SEMICONDUCTOR DEVICE,DIODE | 9 | CURRENT_RTG | CURRENT RATING
10702 | 20589 | SEMICONDUCTOR DEVICE,DIODE | 10 | POWER_RTG | POWER RATING
10703 | 20589 | SEMICONDUCTOR DEVICE,DIODE | 11 | RESISTANCE | RESISTANCE
10704 | 20589 | SEMICONDUCTOR DEVICE,DIODE | 12 | FREQUENCY | FREQUENCY
10705 | 20589 | SEMICONDUCTOR DEVICE,DIODE | 13 | MAX_OPER_TEMP | MAX OPERATING TEMPERATURE
10706 | 20589 | SEMICONDUCTOR DEVICE,DIODE | 14 | MINI_OPER_TEMP | MINI OPERATING TEMPERATURE
10707 | 20589 | SEMICONDUCTOR DEVICE,DIODE | 15 | TOLERANCE | TOLERANCE
10708 | 20589 | SEMICONDUCTOR DEVICE,DIODE | 16 | CASE | CASE
10709 | 20589 | SEMICONDUCTOR DEVICE,DIODE | 17 | SEMICONDUCTOR_DEVICE_TYPE | SEMICONDUCTOR DEVICE TYPE
10710 | 20589 | SEMICONDUCTOR DEVICE,DIODE | 18 | MTG_METHOD | MOUNTING METHOD
10711 | 20589 | SEMICONDUCTOR DEVICE,DIODE | 19 | TERMINAL_TYPE | TERMINAL TYPE
10721
10769 | 20825 | GASKET AND SHIM SET | 1 | SHORT_NAME | SHORT NAME | GASKET & SHIM SET
10771 | 20825 | GASKET AND SHIM SET | 3 | TYPE | TYPE
10772 | 20825 | GASKET AND SHIM SET | 4 | SIZE | SIZE
10773 | 20825 | GASKET AND SHIM SET | 5 | CONTENT | CONTENT
10774 | 20825 | GASKET AND SHIM SET | 6 | CONTENT_2 | CONTENT 2
10775 | 20825 | GASKET AND SHIM SET | 7 | CONTENT_3 | CONTENT 3
10776 | 20825 | GASKET AND SHIM SET | 8 | CONTENT_4 | CONTENT 4
10777 | 20825 | GASKET AND SHIM SET | 9 | CONTENT_5 | CONTENT 5
10785
10803 | 20962 | VALVE,BALL | 1 | SHORT_NAME | SHORT NAME | VALVE,BALL
10804 | 20962 | VALVE,BALL | 2 | BALL_VALVE_TYPE | BALL VALVE TYPE
10805 | 20962 | VALVE,BALL | 3 | VALVE_SHAPE_STYLE | VALVE SHAPE STYLE
10806 | 20962 | VALVE,BALL | 4 | VALVE_SIZE | VALVE SIZE
10807 | 20962 | VALVE,BALL | 5 | VALVE_MATL | VALVE MATERIAL
10808 | 20962 | VALVE,BALL | 6 | MAX_OPER_PRESS | MAX OPERATING PRESSURE
10809 | 20962 | VALVE,BALL | 7 | MIN_OPER_PRESS | MIN OPERATING PRESSURE
10810 | 20962 | VALVE,BALL | 8 | MAX_OPER_TEMP | MAX OPERATING TEMPERATURE
10811 | 20962 | VALVE,BALL | 9 | MINI_OPER_TEMP | MINI OPERATING TEMPERATURE
10812 | 20962 | VALVE,BALL | 10 | BALL_MATL | BALL MATERIAL
10813 | 20962 | VALVE,BALL | 11 | SEAT_MATL | SEAT MATERIAL
10814 | 20962 | VALVE,BALL | 12 | STEM_MATL | STEM MATERIAL
10815 | 20962 | VALVE,BALL | 13 | TRIM_MATL | TRIM MATERIAL
10816 | 20962 | VALVE,BALL | 14 | LINING_MATL | LINING MATERIAL
10817 | 20962 | VALVE,BALL | 15 | BONNET_TYPE | BONNET TYPE
10818 | 20962 | VALVE,BALL | 16 | VALVE_CONN_TYPE | VALVE CONNECTION TYPE
10819 | 20962 | VALVE,BALL | 17 | VALVE_CONN_STYLE | VALVE CONNECTION STYLE
10820 | 20962 | VALVE,BALL | 18 | FLANGE_PRESS_CLASS | FLANGE PRESSURE CLASS
10821 | 20962 | VALVE,BALL | 19 | FLANGE_STYLE | FLANGE STYLE
10822 | 20962 | VALVE,BALL | 20 | FACE_WIDTH | FACE WIDTH
10823 | 20962 | VALVE,BALL | 21 | OPERATING_MEDIUM | OPERATING MEDIUM
10826 | 20962 | VALVE,BALL | 24 | FLOW_CTRL_DEVICE | FLOW CTRL DEVICE
10827 | 20962 | VALVE,BALL | 25 | VALVE_OPER_METHOD | VALVE OPERATING METHOD
10838 | 20962 | VALVE,BALL | 36 | BALL_TYPE | BALL TYPE
10839
10840 | 20977 | ACCUMULATOR,HYDRAULIC | 1 | SHORT_NAME | SHORT NAME | ACCUMULATOR,HYD
10842 | 20977 | ACCUMULATOR,HYDRAULIC | 3 | DIMENSION | DIMENSION
10843 | 20977 | ACCUMULATOR,HYDRAULIC | 4 | HOUSING_MATL | HOUSING MATERIAL
10844 | 20977 | ACCUMULATOR,HYDRAULIC | 5 | DIAPHRAGM_MATL | DIAPHRAGM MATERIAL
10845 | 20977 | ACCUMULATOR,HYDRAULIC | 6 | STORAGE_DATA | STORAGE DATA
10846 | 20977 | ACCUMULATOR,HYDRAULIC | 7 | OPER_PRESS | OPERATING PRESSURE
10847 | 20977 | ACCUMULATOR,HYDRAULIC | 8 | TEMP_DATA | TEMPERATURE DATA
10848 | 20977 | ACCUMULATOR,HYDRAULIC | 9 | CONNECTION_DATA | CONNECTION DATA
10849 | 20977 | ACCUMULATOR,HYDRAULIC | 10 | MTG_DATA | MOUNTING DATA
10858
10875 | 21205 | SEAL RING,METAL | 1 | SHORT_NAME | SHORT NAME | RING,SEAL
10876 | 21205 | SEAL RING,METAL | 2 | SEAL_RING_TYPE | SEAL RING TYPE
10877 | 21205 | SEAL RING,METAL | 3 | SIZE | SIZE
10879 | 21205 | SEAL RING,METAL | 5 | INSIDE_DIA | INSIDE DIAMETER
10880 | 21205 | SEAL RING,METAL | 6 | OUTSIDE_DIA | OUTSIDE DIAMETER
10881 | 21205 | SEAL RING,METAL | 7 | THK | THICKNESS
10882 | 21205 | SEAL RING,METAL | 8 | SEAL_RING_MATL | SEAL RING MATERIAL
10883 | 21205 | SEAL RING,METAL | 9 | HARDNESS_RATING | HARDNESS RATING
10884 | 21205 | SEAL RING,METAL | 10 | MINI_OPER_TEMP | MINI OPERATING TEMPERATURE
10885 | 21205 | SEAL RING,METAL | 11 | MAX_OPER_TEMP | MAX OPERATING TEMPERATURE
10886 | 21205 | SEAL RING,METAL | 12 | MIN_OPER_PRESS | MIN OPERATING PRESSURE
10887 | 21205 | SEAL RING,METAL | 13 | MAX_OPER_PRESS | MAX OPERATING PRESSURE
10888 | 21205 | SEAL RING,METAL | 14 | OPERATING_MEDIUM | OPERATING MEDIUM
10890 | 21205 | SEAL RING,METAL | 16 | SURFACE_TREATMENT | SURFACE TREATMENT
10901 | 21205 | SEAL RING,METAL | 27 | MTG_DATA | MOUNTING DATA
10903
10918 | 21284 | DEHUMIDIFIER,SPACE | 1 | SHORT_NAME | SHORT NAME | DEHUMIDIFIER
10921 | 21284 | DEHUMIDIFIER,SPACE | 4 | TYPE | TYPE
10922 | 21284 | DEHUMIDIFIER,SPACE | 5 | SIZE | SIZE
10923 | 21284 | DEHUMIDIFIER,SPACE | 6 | MATL | MATERIAL
10924 | 21284 | DEHUMIDIFIER,SPACE | 7 | ELECT_DATA | ELECTRICAL RATING
10925 | 21284 | DEHUMIDIFIER,SPACE | 8 | VOLTAGE | VOLTAGE RATING
10926 | 21284 | DEHUMIDIFIER,SPACE | 9 | ELECT_RTG | ELECTRICAL RATING
10927 | 21284 | DEHUMIDIFIER,SPACE | 10 | DEHUMIDIFIER_DESICCANT_MATL | DEHUMIDIFIER DESICCANT MATERIAL
10928 | 21284 | DEHUMIDIFIER,SPACE | 11 | DEHUMIDIFIER_DESICCANT_QTY | DEHUMIDIFIER DESICCANT QTY
10929 | 21284 | DEHUMIDIFIER,SPACE | 12 | DEHUMIDIFIER_DESICCANT_DRUM_NO | DEHUMIDIFIER DESICCANT DRUM NO
10930 | 21284 | DEHUMIDIFIER,SPACE | 13 | DEHUMIDIFIER_DESICCANT_REGEN | DEHUMIDIFIER DESICCANT REGEN
10931 | 21284 | DEHUMIDIFIER,SPACE | 14 | MTG_DATA | MOUNTING DATA
10940
10962 | 21439 | PIPE,PLASTIC | 1 | SHORT_NAME | SHORT NAME | PIPE,NONMETALLIC
10964 | 21439 | PIPE,PLASTIC | 3 | SHAPE | SHAPE
10965 | 21439 | PIPE,PLASTIC | 4 | TYPE | TYPE
10966 | 21439 | PIPE,PLASTIC | 5 | SIZE | SIZE
10967 | 21439 | PIPE,PLASTIC | 6 | NOM_BORE | NOMINAL BORE
10968 | 21439 | PIPE,PLASTIC | 7 | OUTSIDE_DIA | OUTSIDE DIAMETER
10970 | 21439 | PIPE,PLASTIC | 9 | WALL_THK | WALL THICKNESS
10971 | 21439 | PIPE,PLASTIC | 10 | MATL | MATERIAL
10972 | 21439 | PIPE,PLASTIC | 11 | PRESSURE | PRESSURE
10973 | 21439 | PIPE,PLASTIC | 12 | SCHEDULE | SCHEDULE
10974 | 21439 | PIPE,PLASTIC | 13 | CLASS | CLASS
10975 | 21439 | PIPE,PLASTIC | 14 | COLOR | COLOR
10977 | 21439 | PIPE,PLASTIC | 16 | END_DATA | END DATA
10978 | 21439 | PIPE,PLASTIC | 17 | FINISH | FINISH
10986
10987 | 21538 | PLATE,RETAINING,ELECTRICAL CONNECTOR | 1 | SHORT_NAME | SHORT NAME | PLATE,ELECTRICAL
10990 | 21538 | PLATE,RETAINING,ELECTRICAL CONNECTOR | 4 | TYPE | TYPE
10991 | 21538 | PLATE,RETAINING,ELECTRICAL CONNECTOR | 5 | SIZE | SIZE
10992 | 21538 | PLATE,RETAINING,ELECTRICAL CONNECTOR | 6 | MATL | MATERIAL
10993 | 21538 | PLATE,RETAINING,ELECTRICAL CONNECTOR | 7 | FINISH | FINISH
10994 | 21538 | PLATE,RETAINING,ELECTRICAL CONNECTOR | 8 | MTG_DATA | MOUNTING DATA
11003
11020 | 21856 | ACCELEROMETER,ELECTRICAL,ANGULAR | 1 | SHORT_NAME | SHORT NAME | ACCELEROMETER,ELEC
11023 | 21856 | ACCELEROMETER,ELECTRICAL,ANGULAR | 4 | TYPE | TYPE
11024 | 21856 | ACCELEROMETER,ELECTRICAL,ANGULAR | 5 | SIZE | SIZE
11025 | 21856 | ACCELEROMETER,ELECTRICAL,ANGULAR | 6 | MEASUREMENT_RANGE | MEASUREMENT RANGE
11026 | 21856 | ACCELEROMETER,ELECTRICAL,ANGULAR | 7 | OPER_RANGE | OPERATING RANGE
11027 | 21856 | ACCELEROMETER,ELECTRICAL,ANGULAR | 8 | TEMP_RANGE | TEMPERATURE RANGE
11028 | 21856 | ACCELEROMETER,ELECTRICAL,ANGULAR | 9 | ELECT_DATA | ELECTRICAL RATING
11029 | 21856 | ACCELEROMETER,ELECTRICAL,ANGULAR | 10 | INPUT_DATA | INPUT DATA
11030 | 21856 | ACCELEROMETER,ELECTRICAL,ANGULAR | 11 | OUTPUT_DATA | OUTPUT DATA
11031 | 21856 | ACCELEROMETER,ELECTRICAL,ANGULAR | 12 | OPER_METHOD | OPERATING METHOD
11032 | 21856 | ACCELEROMETER,ELECTRICAL,ANGULAR | 13 | ELECT_CONN_DATA | ELECTRICAL CONNECTION DATA
11033 | 21856 | ACCELEROMETER,ELECTRICAL,ANGULAR | 14 | SIMULATOR_DATA | SIMULATOR DATA
11034 | 21856 | ACCELEROMETER,ELECTRICAL,ANGULAR | 15 | SIMULATOR_MTG_DATA | SIMULATOR MOUNTING DATA
11043
11044 | 21890 | BURNER HEAD UNIT | 1 | SHORT_NAME | SHORT NAME | BURNER,HD
11046 | 21890 | BURNER HEAD UNIT | 3 | BURNER_HEAD_DESIGN_TYPE | BURNER HEAD DESIGN TYPE
11047 | 21890 | BURNER HEAD UNIT | 4 | SIZE | SIZE
11048 | 21890 | BURNER HEAD UNIT | 5 | MATL | MATERIAL
11049 | 21890 | BURNER HEAD UNIT | 6 | MTG_DATA | MOUNTING DATA
11050 | 21890 | BURNER HEAD UNIT | 7 | ELECT_DATA | ELECTRICAL RATING
11059
11060 | 21956 | CABLE ASSEMBLY AND REEL | 1 | SHORT_NAME | SHORT NAME | CABLE,REEL
11062 | 21956 | CABLE ASSEMBLY AND REEL | 3 | TYPE | TYPE
11063 | 21956 | CABLE ASSEMBLY AND REEL | 4 | DIMENSION | DIMENSION
11064 | 21956 | CABLE ASSEMBLY AND REEL | 5 | LG | LENGTH
11065 | 21956 | CABLE ASSEMBLY AND REEL | 6 | MATL | MATERIAL
11066 | 21956 | CABLE ASSEMBLY AND REEL | 7 | VOLTAGE | VOLTAGE RATING
11067 | 21956 | CABLE ASSEMBLY AND REEL | 8 | CURRENT | CURRENT
11068 | 21956 | CABLE ASSEMBLY AND REEL | 9 | FREQUENCY | FREQUENCY
11069 | 21956 | CABLE ASSEMBLY AND REEL | 10 | CONDUCTOR_SIZE | CONDUCTOR SIZE
11070 | 21956 | CABLE ASSEMBLY AND REEL | 11 | CONDUCTOR_MATL | CONDUCTOR MATERIAL
11071 | 21956 | CABLE ASSEMBLY AND REEL | 12 | CONDUCTOR_QTY | NUMBER OF CONDUCTORS
11072 | 21956 | CABLE ASSEMBLY AND REEL | 13 | SHEATHING_DATA | SHEATHING DATA
11073 | 21956 | CABLE ASSEMBLY AND REEL | 14 | MTG_DATA | MOUNTING DATA
11082
11083 | 21962 | BEARING BLANK,SLEEVE | 1 | SHORT_NAME | SHORT NAME | BEARING,SLEEVE
11085 | 21962 | BEARING BLANK,SLEEVE | 3 | DIMENSION | DIMENSION
11086 | 21962 | BEARING BLANK,SLEEVE | 4 | LG | LENGTH
11087 | 21962 | BEARING BLANK,SLEEVE | 5 | MATL | MATERIAL
11088 | 21962 | BEARING BLANK,SLEEVE | 6 | FINISH | FINISH
11095
11096 | 21963 | BEARING HALF SET,SLEEVE | 1 | SHORT_NAME | SHORT NAME | BEARING HALF SET,SLEEVE
11098 | 21963 | BEARING HALF SET,SLEEVE | 3 | INSIDE_DIA | INSIDE DIAMETER
11099 | 21963 | BEARING HALF SET,SLEEVE | 4 | OUTSIDE_DIA | OUTSIDE DIAMETER
11100 | 21963 | BEARING HALF SET,SLEEVE | 5 | WIDTH | WIDTH
11101 | 21963 | BEARING HALF SET,SLEEVE | 6 | MATL | MATERIAL
11102 | 21963 | BEARING HALF SET,SLEEVE | 7 | LUBR_DATA | LUBR DATA
11103 | 21963 | BEARING HALF SET,SLEEVE | 8 | TOLERANCE | TOLERANCE
11104 | 21963 | BEARING HALF SET,SLEEVE | 9 | NUMBER_IN_SET | NUMBER IN SET
11105 | 21963 | BEARING HALF SET,SLEEVE | 10 | CONTENT | CONTENT
11106 | 21963 | BEARING HALF SET,SLEEVE | 11 | CONTENT_2 | CONTENT 2
11107 | 21963 | BEARING HALF SET,SLEEVE | 12 | CONTENT_3 | CONTENT 3
11108 | 21963 | BEARING HALF SET,SLEEVE | 13 | CONTENT_4 | CONTENT 4
11109 | 21963 | BEARING HALF SET,SLEEVE | 14 | CONTENT_5 | CONTENT 5
11110 | 21963 | BEARING HALF SET,SLEEVE | 15 | FINISH | FINISH
11118
11158 | 21988 | CONNECTING LINK,RIGID | 1 | SHORT_NAME | SHORT NAME | LINK,CONN
11161 | 21988 | CONNECTING LINK,RIGID | 4 | TYPE | TYPE
11162 | 21988 | CONNECTING LINK,RIGID | 5 | MATL | MATERIAL
11163 | 21988 | CONNECTING LINK,RIGID | 6 | SIZE | SIZE
11164 | 21988 | CONNECTING LINK,RIGID | 7 | THK | THICKNESS
11166 | 21988 | CONNECTING LINK,RIGID | 9 | LINK_PITCH | LINK PITCH
11167 | 21988 | CONNECTING LINK,RIGID | 10 | CROSS_SECT_SHAPE | CROSS SECTION SHAPE
11168 | 21988 | CONNECTING LINK,RIGID | 11 | C_TO_C_LG | C TO C LENGTH
11169 | 21988 | CONNECTING LINK,RIGID | 12 | CROSS_SECT_SIZE | CROSS SECTION SIZE
11170 | 21988 | CONNECTING LINK,RIGID | 13 | FINISH | FINISH
11171 | 21988 | CONNECTING LINK,RIGID | 14 | CONNECTION_DATA | CONNECTION DATA
11172 | 21988 | CONNECTING LINK,RIGID | 15 | MTG_DATA | MOUNTING DATA
11181
11182 | 21989 | TUBE ASSEMBLY,METAL | 1 | SHORT_NAME | SHORT NAME | TUBE ASSY
11185 | 21989 | TUBE ASSEMBLY,METAL | 4 | TYPE | TYPE
11186 | 21989 | TUBE ASSEMBLY,METAL | 5 | SIZE | SIZE
11188 | 21989 | TUBE ASSEMBLY,METAL | 7 | WALL_THK | WALL THICKNESS
11189 | 21989 | TUBE ASSEMBLY,METAL | 8 | OUTSIDE_DIA | OUTSIDE DIAMETER
11190 | 21989 | TUBE ASSEMBLY,METAL | 9 | MATL | MATERIAL
11191 | 21989 | TUBE ASSEMBLY,METAL | 10 | CROSS_SECT_SHAPE | CROSS SECTION SHAPE
11192 | 21989 | TUBE ASSEMBLY,METAL | 11 | MAX_OPER_PRESS | MAX OPERATING PRESSURE
11193 | 21989 | TUBE ASSEMBLY,METAL | 12 | MAX_OPER_TEMP | MAX OPERATING TEMPERATURE
11194 | 21989 | TUBE ASSEMBLY,METAL | 13 | FIRST_END_CONN | FIRST END CONNECTION
11195 | 21989 | TUBE ASSEMBLY,METAL | 14 | SECOND_END_CONN | SECOND END CONNECTION
11196 | 21989 | TUBE ASSEMBLY,METAL | 15 | TUBE_END_CONN | TUBE END CONNECTION
11197 | 21989 | TUBE ASSEMBLY,METAL | 16 | TUBE_CONSTR | TUBE CONSTR
11198 | 21989 | TUBE ASSEMBLY,METAL | 17 | PITCH | PITCH
11207
11225 | 22109 | SHAFT,STRAIGHT | 1 | SHORT_NAME | SHORT NAME | SHAFT
11226 | 22109 | SHAFT,STRAIGHT | 2 | SHAFT_TYPE | SHAFT TYPE
11227 | 22109 | SHAFT,STRAIGHT | 3 | SHAFT_SHAPE_STYLE | SHAFT SHAPE STYLE
11228 | 22109 | SHAFT,STRAIGHT | 4 | SHAFT_SPECIFIC_USE | SHAFT SPECIFIC USE
11230 | 22109 | SHAFT,STRAIGHT | 6 | DIA | DIAMETER
11231 | 22109 | SHAFT,STRAIGHT | 7 | SHOULDER_LG | SHOULDER LENGTH
11232 | 22109 | SHAFT,STRAIGHT | 8 | SHOULDER_DIA | SHOULDER DIAMETER
11233 | 22109 | SHAFT,STRAIGHT | 9 | SPLINE_WIDTH | SPLINE WIDTH
11237 | 22109 | SHAFT,STRAIGHT | 13 | KEYWAY_WIDTH | KEYWAY WIDTH
11238 | 22109 | SHAFT,STRAIGHT | 14 | KEYWAY_DEPTH | KEYWAY DEPTH
11239 | 22109 | SHAFT,STRAIGHT | 15 | KEYWAY_LG | KEYWAY LENGTH
11240 | 22109 | SHAFT,STRAIGHT | 16 | SHAFT_MATL | SHAFT MATERIAL
11241 | 22109 | SHAFT,STRAIGHT | 17 | SHAFT_END_STYLE | SHAFT END STYLE
11242 | 22109 | SHAFT,STRAIGHT | 18 | TOLERANCE | TOLERANCE
11243 | 22109 | SHAFT,STRAIGHT | 19 | SURFACE_TREATMENT | SURFACE TREATMENT
11254 | 22109 | SHAFT,STRAIGHT | 30 | SIZE | SIZE
11255 | 22109 | SHAFT,STRAIGHT | 31 | SHAFT_DATA | SHAFT DATA
11256 | 22109 | SHAFT,STRAIGHT | 32 | SHAFT_END_DATA | SHAFT END DATA
11258
11259 | 22113 | SEAT,VALVE | 1 | SHORT_NAME | SHORT NAME | SEAT,VALVE
11261 | 22113 | SEAT,VALVE | 3 | INSIDE_DIA | INSIDE DIAMETER
11262 | 22113 | SEAT,VALVE | 4 | OUTSIDE_DIA | OUTSIDE DIAMETER
11263 | 22113 | SEAT,VALVE | 5 | THK | THICKNESS
11264 | 22113 | SEAT,VALVE | 6 | SEAT_MATL | SEAT MATERIAL
11265 | 22113 | SEAT,VALVE | 7 | VALVE_TYPE | VALVE TYPE
11266 | 22113 | SEAT,VALVE | 8 | VALVE_HEAD_DIA | VALVE HEAD DIAMETER
11267 | 22113 | SEAT,VALVE | 9 | MAX_OPER_PRESS | MAX OPERATING PRESSURE
11268 | 22113 | SEAT,VALVE | 10 | MIN_OPER_PRESS | MIN OPERATING PRESSURE
11269 | 22113 | SEAT,VALVE | 11 | MAX_OPER_TEMP | MAX OPERATING TEMPERATURE
11270 | 22113 | SEAT,VALVE | 12 | MINI_OPER_TEMP | MINI OPERATING TEMPERATURE
11271 | 22113 | SEAT,VALVE | 13 | HARDNESS_RATING | HARDNESS RATING
11272 | 22113 | SEAT,VALVE | 14 | SEAT_SURFACE_SHAPE | SEAT SURFACE SHAPE
11273 | 22113 | SEAT,VALVE | 15 | SURFACE_TREATMENT | SURFACE TREATMENT
11274 | 22113 | SEAT,VALVE | 16 | MTG_METHOD | MOUNTING METHOD
11284 | 22113 | SEAT,VALVE | 26 | SIZE | SIZE
11286
11320 | 22232 | METEOROLOGICAL MEASURING SET | 1 | SHORT_NAME | SHORT NAME | METEOROLOGICAL MEASURING SET
11322 | 22232 | METEOROLOGICAL MEASURING SET | 3 | TYPE | TYPE
11323 | 22232 | METEOROLOGICAL MEASURING SET | 4 | MATL | MATERIAL
11324 | 22232 | METEOROLOGICAL MEASURING SET | 5 | POWER | POWER
11325 | 22232 | METEOROLOGICAL MEASURING SET | 6 | VOLTAGE | VOLTAGE RATING
11326 | 22232 | METEOROLOGICAL MEASURING SET | 7 | MEASUREMENT_RANGE | MEASUREMENT RANGE
11327 | 22232 | METEOROLOGICAL MEASURING SET | 8 | METHOD_OPERATION | METHOD OPERATION
11328 | 22232 | METEOROLOGICAL MEASURING SET | 9 | OUTPUT_DATA | OUTPUT DATA
11329 | 22232 | METEOROLOGICAL MEASURING SET | 10 | DISPLAY_TYPE | DISPLAY TYPE
11338
11339 | 22247 | LOCKING PLATE,NUT AND BOLT | 1 | SHORT_NAME | SHORT NAME | PLATE,LOCKING
11341 | 22247 | LOCKING PLATE,NUT AND BOLT | 3 | TYPE | TYPE
11342 | 22247 | LOCKING PLATE,NUT AND BOLT | 4 | SIZE | SIZE
11343 | 22247 | LOCKING PLATE,NUT AND BOLT | 5 | MATL | MATERIAL
11344 | 22247 | LOCKING PLATE,NUT AND BOLT | 6 | HOLE_DIA | HOLE DIAMETER
11345 | 22247 | LOCKING PLATE,NUT AND BOLT | 7 | HOLE_NO | HOLE NO
11346 | 22247 | LOCKING PLATE,NUT AND BOLT | 8 | HOLE_DATA | HOLE DATA
11354
11355 | 22284 | INVERTER,POWER,STATIC | 1 | SHORT_NAME | SHORT NAME | INVERTER,PWR
11357 | 22284 | INVERTER,POWER,STATIC | 3 | TYPE | TYPE
11358 | 22284 | INVERTER,POWER,STATIC | 4 | VOLTAGE | VOLTAGE RATING
11359 | 22284 | INVERTER,POWER,STATIC | 5 | CURRENT | CURRENT
11360 | 22284 | INVERTER,POWER,STATIC | 6 | POWER | POWER
11361 | 22284 | INVERTER,POWER,STATIC | 7 | INPUT_DATA | INPUT DATA
11362 | 22284 | INVERTER,POWER,STATIC | 8 | OUTPUT_DATA | OUTPUT DATA
11363 | 22284 | INVERTER,POWER,STATIC | 9 | FREQUENCY | FREQUENCY
11364 | 22284 | INVERTER,POWER,STATIC | 10 | RESOLUTION | RESOLUTION
11365 | 22284 | INVERTER,POWER,STATIC | 11 | CONNECTION_DATA | CONNECTION DATA
11366 | 22284 | INVERTER,POWER,STATIC | 12 | MTG_DATA | MOUNTING DATA
11374
11402 | 22534 | RING,WEARING | 1 | SHORT_NAME | SHORT NAME | RING,WEAR
11403 | 22534 | RING,WEARING | 2 | WEARING_RING_TYPE | WEARING RING TYPE
11404 | 22534 | RING,WEARING | 3 | WEARING_RING_SHAPE_STYLE | WEARING RING SHAPE STYLE
11405 | 22534 | RING,WEARING | 4 | WEARING_RING_MATL | WEARING RING MATERIAL
11407 | 22534 | RING,WEARING | 6 | THK | THICKNESS
11408 | 22534 | RING,WEARING | 7 | INSIDE_DIA | INSIDE DIAMETER
11409 | 22534 | RING,WEARING | 8 | OUTSIDE_DIA | OUTSIDE DIAMETER
11410 | 22534 | RING,WEARING | 9 | ANGLE | ANGLE
11411 | 22534 | RING,WEARING | 10 | ENVIRON_PROT | ENVIRON PROTECTION
11412 | 22534 | RING,WEARING | 11 | SURFACE_TREATMENT | SURFACE TREATMENT
11422 | 22534 | RING,WEARING | 21 | SIZE | SIZE
11423
11424 | 22670 | HOSE,NONMETALLIC | 1 | SHORT_NAME | SHORT NAME | HOSE,NONMETALLIC
11425 | 22670 | HOSE,NONMETALLIC | 2 | HOSE_TYPE | HOSE TYPE
11426 | 22670 | HOSE,NONMETALLIC | 3 | HOSE_SPECIFIC_USE | HOSE SPECIFIC USE
11427 | 22670 | HOSE,NONMETALLIC | 4 | HOSE_SHAPE_STYLE | HOSE SHAPE STYLE
11428 | 22670 | HOSE,NONMETALLIC | 5 | SIZE | SIZE
11431 | 22670 | HOSE,NONMETALLIC | 8 | WALL_THK | WALL THICKNESS
11432 | 22670 | HOSE,NONMETALLIC | 9 | OUTSIDE_DIA | OUTSIDE DIAMETER
11433 | 22670 | HOSE,NONMETALLIC | 10 | INSIDE_DIA | INSIDE DIAMETER
11434 | 22670 | HOSE,NONMETALLIC | 11 | HOSE_MATL | HOSE MATERIAL
11435 | 22670 | HOSE,NONMETALLIC | 12 | COLOR | COLOR
11436 | 22670 | HOSE,NONMETALLIC | 13 | MINI_OPER_TEMP | MINI OPERATING TEMPERATURE
11437 | 22670 | HOSE,NONMETALLIC | 14 | MAX_OPER_TEMP | MAX OPERATING TEMPERATURE
11438 | 22670 | HOSE,NONMETALLIC | 15 | MAX_OPER_PRESS | MAX OPERATING PRESSURE
11439 | 22670 | HOSE,NONMETALLIC | 16 | OPERATING_MEDIUM | OPERATING MEDIUM
11440 | 22670 | HOSE,NONMETALLIC | 17 | HOSE_CROSS_SECT_SHAPE | HOSE CROSS SECTION SHAPE
11441 | 22670 | HOSE,NONMETALLIC | 18 | MIN_BENDING_RADIUS | MIN BENDING RADIUS
11442 | 22670 | HOSE,NONMETALLIC | 19 | MINIMUM_TENSILE_STRENGTH | MINIMUM TENSILE STRENGTH
11444 | 22670 | HOSE,NONMETALLIC | 21 | HOSE_COMPOSITION_TYPE | HOSE COMPOSITION TYPE
11445 | 22670 | HOSE,NONMETALLIC | 22 | HOSE_CONN_TYPE | HOSE CONNECTION TYPE
11446 | 22670 | HOSE,NONMETALLIC | 23 | HOSE_CONN_STYLE | HOSE CONNECTION STYLE
11447 | 22670 | HOSE,NONMETALLIC | 24 | HOSE_COUPLING_STYLE | HOSE COUPLING STYLE
11449 | 22670 | HOSE,NONMETALLIC | 26 | SURFACE_TREATMENT | SURFACE TREATMENT
11459 | 22670 | HOSE,NONMETALLIC | 36 | PRESSURE | PRESSURE
11460 | 22670 | HOSE,NONMETALLIC | 37 | CONSTRUCTION | CONSTRUCTION
11461 | 22670 | HOSE,NONMETALLIC | 38 | OVERALL_LG | OVERALL LENGTH
11462 | 22670 | HOSE,NONMETALLIC | 39 | CONTENT | CONTENT
11463 | 22670 | HOSE,NONMETALLIC | 40 | CONTENT_2 | CONTENT 2
11464
11465 | 22784 | SHIM SET | 1 | SHORT_NAME | SHORT NAME | SHIM SET
11467 | 22784 | SHIM SET | 3 | TYPE | TYPE
11468 | 22784 | SHIM SET | 4 | SIZE | SIZE
11469 | 22784 | SHIM SET | 5 | MATL | MATERIAL
11470 | 22784 | SHIM SET | 6 | CONTENT | CONTENT
11471 | 22784 | SHIM SET | 7 | CONTENT_2 | CONTENT 2
11472 | 22784 | SHIM SET | 8 | CONTENT_3 | CONTENT 3
11473 | 22784 | SHIM SET | 9 | CONTENT_4 | CONTENT 4
11474 | 22784 | SHIM SET | 10 | CONTENT_5 | CONTENT 5
11475 | 22784 | SHIM SET | 11 | CONTENT_6 | CONTENT 6
11476 | 22784 | SHIM SET | 12 | CONTENT_7 | CONTENT 7
11477 | 22784 | SHIM SET | 13 | CONTENT_8 | CONTENT 8
11485
11540 | 24328 | SEAT,HELICAL COMPRESSION SPRING | 1 | SHORT_NAME | SHORT NAME | HOLDER,SPRING
11543 | 24328 | SEAT,HELICAL COMPRESSION SPRING | 4 | TYPE | TYPE
11544 | 24328 | SEAT,HELICAL COMPRESSION SPRING | 5 | DIMENSION | DIMENSION
11545 | 24328 | SEAT,HELICAL COMPRESSION SPRING | 6 | MATL | MATERIAL
11546 | 24328 | SEAT,HELICAL COMPRESSION SPRING | 7 | PRESSURE | PRESSURE
11547 | 24328 | SEAT,HELICAL COMPRESSION SPRING | 8 | END_STYLE | END STYLE
11548 | 24328 | SEAT,HELICAL COMPRESSION SPRING | 9 | SEAT_DATA | SEAT DATA
11557
11571 | 26088 | ELECTRONIC COMPONENTS ASSEMBLY | 1 | SHORT_NAME | SHORT NAME | ELECTRONIC ASSY
11573 | 26088 | ELECTRONIC COMPONENTS ASSEMBLY | 3 | SIZE | SIZE
11574 | 26088 | ELECTRONIC COMPONENTS ASSEMBLY | 4 | OPER_CURRENT | OPERATING CURRENT
11575 | 26088 | ELECTRONIC COMPONENTS ASSEMBLY | 5 | ELECT_DATA | ELECTRICAL RATING
11576 | 26088 | ELECTRONIC COMPONENTS ASSEMBLY | 6 | ELECT_CONN_DATA | ELECTRICAL CONNECTION DATA
11577 | 26088 | ELECTRONIC COMPONENTS ASSEMBLY | 7 | INPUT_DATA | INPUT DATA
11578 | 26088 | ELECTRONIC COMPONENTS ASSEMBLY | 8 | OUTPUT_DATA | OUTPUT DATA
11579 | 26088 | ELECTRONIC COMPONENTS ASSEMBLY | 9 | COMPONENT_TYPE | COMPONENT TYPE
11580 | 26088 | ELECTRONIC COMPONENTS ASSEMBLY | 10 | FUNCT | FUNCTION
11581 | 26088 | ELECTRONIC COMPONENTS ASSEMBLY | 11 | MTG_DATA | MOUNTING DATA
11589
11608 | 26690 | BASE,ELECTRICAL RELAY | 1 | SHORT_NAME | SHORT NAME | BASE,ELEC RELAY
11611 | 26690 | BASE,ELECTRICAL RELAY | 4 | TYPE | TYPE
11612 | 26690 | BASE,ELECTRICAL RELAY | 5 | DIMENSION | DIMENSION
11613 | 26690 | BASE,ELECTRICAL RELAY | 6 | MATL | MATERIAL
11614 | 26690 | BASE,ELECTRICAL RELAY | 7 | VOLTAGE | VOLTAGE RATING
11615 | 26690 | BASE,ELECTRICAL RELAY | 8 | AMP_RTG | AMPERAGE
11616 | 26690 | BASE,ELECTRICAL RELAY | 9 | POINT_QTY | POINT QTY
11617 | 26690 | BASE,ELECTRICAL RELAY | 10 | TERMINAL_DATA | TERMINAL DATA
11618 | 26690 | BASE,ELECTRICAL RELAY | 11 | HOLE_DATA | HOLE DATA
11619 | 26690 | BASE,ELECTRICAL RELAY | 12 | MAGNETIC_HOLDING_POWER | MAGNETIC HOLDING POWER
11620 | 26690 | BASE,ELECTRICAL RELAY | 13 | FINISH | FINISH
11621 | 26690 | BASE,ELECTRICAL RELAY | 14 | MTG_DATA | MOUNTING DATA
11629
11669 | 27489 | VALVE,VACUUM REGULATING | 1 | SHORT_NAME | SHORT NAME | VALVE,VACUUM
11672 | 27489 | VALVE,VACUUM REGULATING | 4 | TYPE | TYPE
11673 | 27489 | VALVE,VACUUM REGULATING | 5 | SIZE | SIZE
11674 | 27489 | VALVE,VACUUM REGULATING | 6 | VALVE_BODY_MATL | VALVE BODY MATERIAL
11675 | 27489 | VALVE,VACUUM REGULATING | 7 | CONNECTION_DATA | CONNECTION DATA
11676 | 27489 | VALVE,VACUUM REGULATING | 8 | FLANGE_DATA | FLANGE DATA
11677 | 27489 | VALVE,VACUUM REGULATING | 9 | PRESS_RANGE | PRESSURE RANGE
11678 | 27489 | VALVE,VACUUM REGULATING | 10 | TEMPERATURE | TEMPERATURE
11679 | 27489 | VALVE,VACUUM REGULATING | 11 | DISK_MATL | DISK MATERIAL
11680 | 27489 | VALVE,VACUUM REGULATING | 12 | SEAT_MATL | SEAT MATERIAL
11681 | 27489 | VALVE,VACUUM REGULATING | 13 | OPER_PRESS | OPERATING PRESSURE
11682 | 27489 | VALVE,VACUUM REGULATING | 14 | OPER_METHOD | OPERATING METHOD
11683 | 27489 | VALVE,VACUUM REGULATING | 15 | MEDIA_DESIGNED | MEDIA DESIGNED
11692
11709 | 27565 | VALVE,REGULATING,FLUID PRESSURE | 1 | SHORT_NAME | SHORT NAME | VALVE,REG
11710 | 27565 | VALVE,REGULATING,FLUID PRESSURE | 2 | REGULATING_VALVE_TYPE | REGULATING VALVE TYPE
11711 | 27565 | VALVE,REGULATING,FLUID PRESSURE | 3 | VALVE_SHAPE_STYLE | VALVE SHAPE STYLE
11712 | 27565 | VALVE,REGULATING,FLUID PRESSURE | 4 | VALVE_SIZE | VALVE SIZE
11713 | 27565 | VALVE,REGULATING,FLUID PRESSURE | 5 | VALVE_MATL | VALVE MATERIAL
11714 | 27565 | VALVE,REGULATING,FLUID PRESSURE | 6 | MAX_OPER_TEMP | MAX OPERATING TEMPERATURE
11715 | 27565 | VALVE,REGULATING,FLUID PRESSURE | 7 | MINI_OPER_TEMP | MINI OPERATING TEMPERATURE
11716 | 27565 | VALVE,REGULATING,FLUID PRESSURE | 8 | MAX_OUTLET_PRESS | MAX OUTLET PRESSURE
11717 | 27565 | VALVE,REGULATING,FLUID PRESSURE | 9 | MIN_OUTLET_PRESS | MIN OUTLET PRESSURE
11718 | 27565 | VALVE,REGULATING,FLUID PRESSURE | 10 | MAX_INLET_PRESS | MAX INLET PRESSURE
11719 | 27565 | VALVE,REGULATING,FLUID PRESSURE | 11 | MIN_INLET_PRESS | MIN INLET PRESSURE
11720 | 27565 | VALVE,REGULATING,FLUID PRESSURE | 12 | MAX_SPRING_PRESS | MAX SPRING PRESSURE
11721 | 27565 | VALVE,REGULATING,FLUID PRESSURE | 13 | MIN_SPRING_PRESS | MIN SPRING PRESSURE
11722 | 27565 | VALVE,REGULATING,FLUID PRESSURE | 14 | DIAPHRAGM_MATL | DIAPHRAGM MATERIAL
11723 | 27565 | VALVE,REGULATING,FLUID PRESSURE | 15 | SEAT_MATL | SEAT MATERIAL
11724 | 27565 | VALVE,REGULATING,FLUID PRESSURE | 16 | STEM_MATL | STEM MATERIAL
11725 | 27565 | VALVE,REGULATING,FLUID PRESSURE | 17 | TRIM_MATL | TRIM MATERIAL
11726 | 27565 | VALVE,REGULATING,FLUID PRESSURE | 18 | LINING_MATL | LINING MATERIAL
11727 | 27565 | VALVE,REGULATING,FLUID PRESSURE | 19 | VALVE_CONN_TYPE | VALVE CONNECTION TYPE
11728 | 27565 | VALVE,REGULATING,FLUID PRESSURE | 20 | VALVE_CONN_STYLE | VALVE CONNECTION STYLE
11729 | 27565 | VALVE,REGULATING,FLUID PRESSURE | 21 | FLANGE_PRESS_CLASS | FLANGE PRESSURE CLASS
11731 | 27565 | VALVE,REGULATING,FLUID PRESSURE | 23 | OPERATING_MEDIUM | OPERATING MEDIUM
11732 | 27565 | VALVE,REGULATING,FLUID PRESSURE | 24 | FLOW_RATE | FLOW RATE
11733 | 27565 | VALVE,REGULATING,FLUID PRESSURE | 25 | FLOW_CTRL_DEVICE | FLOW CTRL DEVICE
11734 | 27565 | VALVE,REGULATING,FLUID PRESSURE | 26 | REGULATION_TYPE | REGULATION TYPE
11735 | 27565 | VALVE,REGULATING,FLUID PRESSURE | 27 | MANUAL_CONTROL_METHOD | MANUAL CONTROL METHOD
11736 | 27565 | VALVE,REGULATING,FLUID PRESSURE | 28 | VALVE_OPER_METHOD | VALVE OPERATING METHOD
11737 | 27565 | VALVE,REGULATING,FLUID PRESSURE | 29 | MTG_METHOD | MOUNTING METHOD
11748
11749 | 27782 | HUB,BODY | 1 | SHORT_NAME | SHORT NAME | HUB,BODY
11752 | 27782 | HUB,BODY | 4 | TYPE | TYPE
11753 | 27782 | HUB,BODY | 5 | INSIDE_DIA | INSIDE DIAMETER
11754 | 27782 | HUB,BODY | 6 | OUTSIDE_DIA | OUTSIDE DIAMETER
11755 | 27782 | HUB,BODY | 7 | THK | THICKNESS
11756 | 27782 | HUB,BODY | 8 | MATL | MATERIAL
11757 | 27782 | HUB,BODY | 9 | NO_BOLTS | NUMBER OF BOLTS
11758 | 27782 | HUB,BODY | 10 | HOLE_DIA | HOLE DIAMETER
11759 | 27782 | HUB,BODY | 11 | PITCH_DIA | PITCH DIA
11760 | 27782 | HUB,BODY | 12 | KEYWAY_SIZE | KEYWAY SIZE
11761 | 27782 | HUB,BODY | 13 | MTG_DATA | MOUNTING DATA
11770
11771 | 27850 | DISK,RUPTURABLE | 1 | SHORT_NAME | SHORT NAME | DISK,RUPTURABLE
11773 | 27850 | DISK,RUPTURABLE | 3 | TYPE | TYPE
11774 | 27850 | DISK,RUPTURABLE | 4 | DIMENSION | DIMENSION
11775 | 27850 | DISK,RUPTURABLE | 5 | MATL | MATERIAL
11776 | 27850 | DISK,RUPTURABLE | 6 | TOLERANCE | TOLERANCE
11777 | 27850 | DISK,RUPTURABLE | 7 | RUPTURE_PRESS | RUPTURE PRESSURE
11778 | 27850 | DISK,RUPTURABLE | 8 | PRESSURE | PRESSURE
11779 | 27850 | DISK,RUPTURABLE | 9 | TEMPERATURE | TEMPERATURE
11780 | 27850 | DISK,RUPTURABLE | 10 | DISK_DATA | DISK DATA
11781 | 27850 | DISK,RUPTURABLE | 11 | FLOW_RATE | FLOW RATE
11782 | 27850 | DISK,RUPTURABLE | 12 | PRESS_RTG_2 | PRESSURE RATING 2
11783 | 27850 | DISK,RUPTURABLE | 13 | MANUFACTURING_RANGE | MANUFACTURING RANGE
11784 | 27850 | DISK,RUPTURABLE | 14 | FITTING_DATA | FITTING DATA
11794
11795 | 28192 | BLADDER,ACCUMULATOR,HYDRAULIC | 1 | SHORT_NAME | SHORT NAME | BLADDER,ACCLMTR
11798 | 28192 | BLADDER,ACCUMULATOR,HYDRAULIC | 4 | TYPE | TYPE
11799 | 28192 | BLADDER,ACCUMULATOR,HYDRAULIC | 5 | DIMENSION | DIMENSION
11800 | 28192 | BLADDER,ACCUMULATOR,HYDRAULIC | 6 | MATL | MATERIAL
11801 | 28192 | BLADDER,ACCUMULATOR,HYDRAULIC | 7 | CAPACITY | CAPACITY
11802 | 28192 | BLADDER,ACCUMULATOR,HYDRAULIC | 8 | VALVE_DATA | VALVE DATA
11803 | 28192 | BLADDER,ACCUMULATOR,HYDRAULIC | 9 | STEM_DATA | STEM DATA
11804 | 28192 | BLADDER,ACCUMULATOR,HYDRAULIC | 10 | CONNECTION_DATA | CONNECTION DATA
11805 | 28192 | BLADDER,ACCUMULATOR,HYDRAULIC | 11 | MTG_DATA | MOUNTING DATA
11814
11815 | 28215 | ROLLER,LINEAR-ROTARY MOTION | 1 | SHORT_NAME | SHORT NAME | ROLLER,MECH
11818 | 28215 | ROLLER,LINEAR-ROTARY MOTION | 4 | TYPE | TYPE
11819 | 28215 | ROLLER,LINEAR-ROTARY MOTION | 5 | SIZE | SIZE
11822 | 28215 | ROLLER,LINEAR-ROTARY MOTION | 8 | INSIDE_DIA | INSIDE DIAMETER
11823 | 28215 | ROLLER,LINEAR-ROTARY MOTION | 9 | OUTSIDE_DIA | OUTSIDE DIAMETER
11824 | 28215 | ROLLER,LINEAR-ROTARY MOTION | 10 | DIA | DIAMETER
11825 | 28215 | ROLLER,LINEAR-ROTARY MOTION | 11 | MATL | MATERIAL
11826 | 28215 | ROLLER,LINEAR-ROTARY MOTION | 12 | LUBR_DATA | LUBR DATA
11827 | 28215 | ROLLER,LINEAR-ROTARY MOTION | 13 | SHAFT_DATA | SHAFT DATA
11828 | 28215 | ROLLER,LINEAR-ROTARY MOTION | 14 | ROLLER_DATA | ROLLER DATA
11829 | 28215 | ROLLER,LINEAR-ROTARY MOTION | 15 | NO_ROLLERS | NUMBER OF ROLLERS
11830 | 28215 | ROLLER,LINEAR-ROTARY MOTION | 16 | FINISH | FINISH
11839
11840 | 28308 | PARTS KIT,ROTARY PUMP | 1 | SHORT_NAME | SHORT NAME | PARTS KIT,PUMP
11841 | 28308 | PARTS KIT,ROTARY PUMP | 2 | MACHINE_PART_KIT_SPECIFIC_USE | MACHINE PART KIT SPECIFIC USE
11842 | 28308 | PARTS KIT,ROTARY PUMP | 3 | MACHINE_PART_KIT_TYPE | MACHINE PART KIT TYPE
11843 | 28308 | PARTS KIT,ROTARY PUMP | 4 | MACHINE_PART_KIT_BODY_SIZE | MACHINE PART KIT BODY SIZE
11844 | 28308 | PARTS KIT,ROTARY PUMP | 5 | MACHINE_PART_KIT_MATL | MACHINE PART KIT MATERIAL
11845 | 28308 | PARTS KIT,ROTARY PUMP | 6 | CONTENT_1 | CONTENT 1
11846 | 28308 | PARTS KIT,ROTARY PUMP | 7 | CONTENT_2 | CONTENT 2
11847 | 28308 | PARTS KIT,ROTARY PUMP | 8 | CONTENT_3 | CONTENT 3
11848 | 28308 | PARTS KIT,ROTARY PUMP | 9 | CONTENT_4 | CONTENT 4
11849 | 28308 | PARTS KIT,ROTARY PUMP | 10 | CONTENT_5 | CONTENT 5
11850 | 28308 | PARTS KIT,ROTARY PUMP | 11 | CONTENT_6 | CONTENT 6
11851 | 28308 | PARTS KIT,ROTARY PUMP | 12 | CONTENT_7 | CONTENT 7
11852 | 28308 | PARTS KIT,ROTARY PUMP | 13 | CONTENT_8 | CONTENT 8
11853 | 28308 | PARTS KIT,ROTARY PUMP | 14 | CONTENT_9 | CONTENT 9
11854 | 28308 | PARTS KIT,ROTARY PUMP | 15 | CONTENT_10 | CONTENT 10
11855 | 28308 | PARTS KIT,ROTARY PUMP | 16 | CONTENT_11 | CONTENT 11
11856 | 28308 | PARTS KIT,ROTARY PUMP | 17 | CONTENT_12 | CONTENT 12
11857 | 28308 | PARTS KIT,ROTARY PUMP | 18 | CONTENT_13 | CONTENT 13
11858 | 28308 | PARTS KIT,ROTARY PUMP | 19 | CONTENT_14 | CONTENT 14
11859 | 28308 | PARTS KIT,ROTARY PUMP | 20 | CONTENT_15 | CONTENT 15
11860 | 28308 | PARTS KIT,ROTARY PUMP | 21 | CONTAINER_TYPE | CONTAINER TYPE
11870
11871 | 28335 | OUTLET,PIPE | 1 | SHORT_NAME | SHORT NAME | OUTLET,PIPE
11873 | 28335 | OUTLET,PIPE | 3 | MATL | MATERIAL
11874 | 28335 | OUTLET,PIPE | 4 | SIZE | SIZE
11875 | 28335 | OUTLET,PIPE | 5 | PRESSURE | PRESSURE
11876 | 28335 | OUTLET,PIPE | 6 | PIPE_SIZE | PIPE SIZE
11877 | 28335 | OUTLET,PIPE | 7 | PIPE_CLASS | PIPE CLASS
11878 | 28335 | OUTLET,PIPE | 8 | PIPE_RUN_SIZE | PIPE RUN SIZE
11879 | 28335 | OUTLET,PIPE | 9 | OUTLET_DATA | OUTLET DATA
11880 | 28335 | OUTLET,PIPE | 10 | LINING_DATA | LINING DATA
11881 | 28335 | OUTLET,PIPE | 11 | FITTING_TYPE_DESIGNATION | FITTING TYPE DESIGNATION
11882 | 28335 | OUTLET,PIPE | 12 | PIPE_SCH | PIPE SCHEDULE
11883 | 28335 | OUTLET,PIPE | 13 | CONNECTION_DATA | CONNECTION DATA
11884 | 28335 | OUTLET,PIPE | 14 | FINISH | FINISH
11891
11907 | 28455 | WATTMETER | 1 | SHORT_NAME | SHORT NAME | WATTMETER
11909 | 28455 | WATTMETER | 3 | TYPE | TYPE
11910 | 28455 | WATTMETER | 4 | DISPLAY_DATA | DISPLAY DATA
11911 | 28455 | WATTMETER | 5 | DIMENSION | DIMENSION
11912 | 28455 | WATTMETER | 6 | RANGE | RANGE
11913 | 28455 | WATTMETER | 7 | RATIO | RATIO
11914 | 28455 | WATTMETER | 8 | NO_DIGITS | NUMBER OF DIGITS
11915 | 28455 | WATTMETER | 9 | CURRENT | CURRENT
11916 | 28455 | WATTMETER | 10 | VOLTAGE | VOLTAGE RATING
11917 | 28455 | WATTMETER | 11 | ELECT_DATA | ELECTRICAL RATING
11918 | 28455 | WATTMETER | 12 | INDICATOR_TYPE | INDICATOR TYPE
11919 | 28455 | WATTMETER | 13 | FREQUENCY | FREQUENCY
11920 | 28455 | WATTMETER | 14 | METER_SCALE_DATA | METER SCALE DATA
11921 | 28455 | WATTMETER | 15 | CONNECTION_DATA | CONNECTION DATA
11922 | 28455 | WATTMETER | 16 | CIRC_TYPE | CIRCUIT TYPE
11923 | 28455 | WATTMETER | 17 | OPER_METHOD | OPERATING METHOD
11924 | 28455 | WATTMETER | 18 | METER_WIRE_PHASE_NO | METER WIRE PHASE NO
11925 | 28455 | WATTMETER | 19 | ACCURACY | ACCURACY
11926 | 28455 | WATTMETER | 20 | MTG_DATA | MOUNTING DATA
11934
11935 | 28908 | FUSEHOLDER,BLOCK | 1 | SHORT_NAME | SHORT NAME | FUSEHOLDER,BLOCK
11937 | 28908 | FUSEHOLDER,BLOCK | 3 | TYPE | TYPE
11938 | 28908 | FUSEHOLDER,BLOCK | 4 | SHAPE | SHAPE
11939 | 28908 | FUSEHOLDER,BLOCK | 5 | SIZE | SIZE
11942 | 28908 | FUSEHOLDER,BLOCK | 8 | MATL | MATERIAL
11943 | 28908 | FUSEHOLDER,BLOCK | 9 | VOLTAGE | VOLTAGE RATING
11944 | 28908 | FUSEHOLDER,BLOCK | 10 | CURRENT | CURRENT
11945 | 28908 | FUSEHOLDER,BLOCK | 11 | NO_FUSES_ACCOM | NUMBER OF FUSES ACCOM
11946 | 28908 | FUSEHOLDER,BLOCK | 12 | POLE_DATA | POLE DATA
11947 | 28908 | FUSEHOLDER,BLOCK | 13 | COLOR | COLOR
11948 | 28908 | FUSEHOLDER,BLOCK | 14 | MAX_CABLE | MAX CABLE
11949 | 28908 | FUSEHOLDER,BLOCK | 15 | CONNECTION_DATA | CONNECTION DATA
11950 | 28908 | FUSEHOLDER,BLOCK | 16 | MTG_DATA | MOUNTING DATA
11959
11960 | 28914 | SOCKET,PLUG-IN ELECTRONIC COMPONENTS | 1 | SHORT_NAME | SHORT NAME | SOCKET
11963 | 28914 | SOCKET,PLUG-IN ELECTRONIC COMPONENTS | 4 | TYPE | TYPE
11964 | 28914 | SOCKET,PLUG-IN ELECTRONIC COMPONENTS | 5 | SIZE | SIZE
11965 | 28914 | SOCKET,PLUG-IN ELECTRONIC COMPONENTS | 6 | MATL | MATERIAL
11966 | 28914 | SOCKET,PLUG-IN ELECTRONIC COMPONENTS | 7 | VOLTAGE | VOLTAGE RATING
11967 | 28914 | SOCKET,PLUG-IN ELECTRONIC COMPONENTS | 8 | CONTACT_QTY_TYPE | CONTACT QTY TYPE
11968 | 28914 | SOCKET,PLUG-IN ELECTRONIC COMPONENTS | 9 | CONTACT_MAX_VOLT | CONTACT MAX VOLT
11969 | 28914 | SOCKET,PLUG-IN ELECTRONIC COMPONENTS | 10 | CONTACT_MAX_CURRENT | CONTACT MAX CURRENT
11970 | 28914 | SOCKET,PLUG-IN ELECTRONIC COMPONENTS | 11 | MTG_DATA | MOUNTING DATA
11971 | 28914 | SOCKET,PLUG-IN ELECTRONIC COMPONENTS | 12 | TERMINAL_DATA | TERMINAL DATA
11972 | 28914 | SOCKET,PLUG-IN ELECTRONIC COMPONENTS | 13 | DRIVE_DATA | DRIVE DATA
11973 | 28914 | SOCKET,PLUG-IN ELECTRONIC COMPONENTS | 14 | NUMBER_IN_SET | NUMBER IN SET
11982
11983 | 28945 | SWITCH,REED | 1 | SHORT_NAME | SHORT NAME | SWITCH,REED
11985 | 28945 | SWITCH,REED | 3 | TYPE | TYPE
11986 | 28945 | SWITCH,REED | 4 | VOLTAGE | VOLTAGE RATING
11987 | 28945 | SWITCH,REED | 5 | CURRENT | CURRENT
11988 | 28945 | SWITCH,REED | 6 | POWER | POWER
11989 | 28945 | SWITCH,REED | 7 | FREQUENCY | FREQUENCY
11990 | 28945 | SWITCH,REED | 8 | RESPONSE_TIME | RESPONSE TIME
11991 | 28945 | SWITCH,REED | 9 | SENSITIVITY | SENSITIVITY
11992 | 28945 | SWITCH,REED | 10 | TERMINAL_DATA | TERMINAL DATA
11993 | 28945 | SWITCH,REED | 11 | CONTACT_DATA | CONTACT DATA
11994 | 28945 | SWITCH,REED | 12 | MTG_DATA | MOUNTING DATA
12003
12004 | 29427 | HEATING ELEMENT,ELECTRICAL,NONIMMERSION TYPE | 1 | SHORT_NAME | SHORT NAME | ELEMENT,HEATING
12005 | 29427 | HEATING ELEMENT,ELECTRICAL,NONIMMERSION TYPE | 2 | HEATING_ELEMENT_SHAPE_STYLE | HEATING ELEMENT SHAPE STYLE
12006 | 29427 | HEATING ELEMENT,ELECTRICAL,NONIMMERSION TYPE | 3 | HEATING_ELEMENT_TYPE | HEATING ELEMENT TYPE
12007 | 29427 | HEATING ELEMENT,ELECTRICAL,NONIMMERSION TYPE | 4 | BODY_HEIGHT | BODY HEIGHT
12008 | 29427 | HEATING ELEMENT,ELECTRICAL,NONIMMERSION TYPE | 5 | BODY_LG | BODY LENGTH
12009 | 29427 | HEATING ELEMENT,ELECTRICAL,NONIMMERSION TYPE | 6 | BODY_WIDTH | BODY WIDTH
12010 | 29427 | HEATING ELEMENT,ELECTRICAL,NONIMMERSION TYPE | 7 | HEATING_ELEMENT_MATL | HEATING ELEMENT MATERIAL
12011 | 29427 | HEATING ELEMENT,ELECTRICAL,NONIMMERSION TYPE | 8 | VOLT_RTG | VOLTAGE RATING
12012 | 29427 | HEATING ELEMENT,ELECTRICAL,NONIMMERSION TYPE | 9 | CURRENT_RTG | CURRENT RATING
12013 | 29427 | HEATING ELEMENT,ELECTRICAL,NONIMMERSION TYPE | 10 | POWER_RTG | POWER RATING
12014 | 29427 | HEATING ELEMENT,ELECTRICAL,NONIMMERSION TYPE | 11 | RESISTANCE | RESISTANCE
12015 | 29427 | HEATING ELEMENT,ELECTRICAL,NONIMMERSION TYPE | 12 | MAX_OPER_TEMP | MAX OPERATING TEMPERATURE
12017 | 29427 | HEATING ELEMENT,ELECTRICAL,NONIMMERSION TYPE | 14 | FREQUENCY | FREQUENCY
12018 | 29427 | HEATING ELEMENT,ELECTRICAL,NONIMMERSION TYPE | 15 | COLOR | COLOR
12020 | 29427 | HEATING ELEMENT,ELECTRICAL,NONIMMERSION TYPE | 17 | TERMINAL_ARRANGEMENT | TERMINAL ARRANGEMENT
12021 | 29427 | HEATING ELEMENT,ELECTRICAL,NONIMMERSION TYPE | 18 | HEATING_ELEMENT_CONN_STYLE | HEATING ELEMENT CONN STYLE
12023 | 29427 | HEATING ELEMENT,ELECTRICAL,NONIMMERSION TYPE | 20 | HEATING_ELEMENT_MTG_STYLE | HEATING ELEMENT MTG STYLE
12033 | 29427 | HEATING ELEMENT,ELECTRICAL,NONIMMERSION TYPE | 30 | BODY_STYLE | BODY STYLE
12034
12053 | 29670 | TEE,FLANGE | 1 | SHORT_NAME | SHORT NAME | TEE,FLANGE
12055 | 29670 | TEE,FLANGE | 3 | TYPE | TYPE
12056 | 29670 | TEE,FLANGE | 4 | STYLE | STYLE
12057 | 29670 | TEE,FLANGE | 5 | WALL_THK | WALL THICKNESS
12058 | 29670 | TEE,FLANGE | 6 | MATL | MATERIAL
12059 | 29670 | TEE,FLANGE | 7 | PIPE_SIZE | PIPE SIZE
12060 | 29670 | TEE,FLANGE | 8 | PIPE_SCH | PIPE SCHEDULE
12061 | 29670 | TEE,FLANGE | 9 | FLANGE_MATL | FLANGE MATERIAL
12062 | 29670 | TEE,FLANGE | 10 | FLANGE_TYPE | FLANGE TYPE
12063 | 29670 | TEE,FLANGE | 11 | FLANGE_TABLE | FLANGE TABLE
12064 | 29670 | TEE,FLANGE | 12 | FLANGE_FINISH | FLANGE FINISH
12065 | 29670 | TEE,FLANGE | 13 | FLANGE_FACE_DATA | FLANGE FACE DATA
12066 | 29670 | TEE,FLANGE | 14 | PRESS_CLASS | PRESSURE CLASS
12067 | 29670 | TEE,FLANGE | 15 | CONNECTION_DATA | CONNECTION DATA
12068 | 29670 | TEE,FLANGE | 16 | FINISH | FINISH
12077
12078 | 29761 | ELBOW,QUICK DISCONNECT | 1 | SHORT_NAME | SHORT NAME | ELBOW,QK CONN
12080 | 29761 | ELBOW,QUICK DISCONNECT | 3 | SIZE | SIZE
12081 | 29761 | ELBOW,QUICK DISCONNECT | 4 | FITTING_TYPE | FITTING TYPE
12082 | 29761 | ELBOW,QUICK DISCONNECT | 5 | FITTING_MATL | FITTING MATERIAL
12083 | 29761 | ELBOW,QUICK DISCONNECT | 6 | FITTING_PRESS_CLASS | FITTING PRESSURE CLASS
12084 | 29761 | ELBOW,QUICK DISCONNECT | 7 | CONNECTION_DATA | CONNECTION DATA
12092
12113 | 29939 | LENS,LIGHT | 1 | SHORT_NAME | SHORT NAME | LENS,LIGHT
12116 | 29939 | LENS,LIGHT | 4 | TYPE | TYPE
12117 | 29939 | LENS,LIGHT | 5 | LENS_DATA | LENS DATA
12118 | 29939 | LENS,LIGHT | 6 | DIMENSION | DIMENSION
12119 | 29939 | LENS,LIGHT | 7 | MATL | MATERIAL
12120 | 29939 | LENS,LIGHT | 8 | COLOR | COLOR
12121 | 29939 | LENS,LIGHT | 9 | FOCAL_LG | FOCAL LENGTH
12122 | 29939 | LENS,LIGHT | 10 | F-STOP_NUMBER | F.STOP NUMBER
12123 | 29939 | LENS,LIGHT | 11 | MTG_DATA | MOUNTING DATA
12130
12168 | 30295 | ROPE,WIRE | 1 | SHORT_NAME | SHORT NAME | ROPE,WIRE
12171 | 30295 | ROPE,WIRE | 4 | TYPE | TYPE
12172 | 30295 | ROPE,WIRE | 5 | SIZE | SIZE
12173 | 30295 | ROPE,WIRE | 6 | MATL | MATERIAL
12174 | 30295 | ROPE,WIRE | 7 | CONSTRUCTION | CONSTRUCTION
12175 | 30295 | ROPE,WIRE | 8 | BREAKING_LOAD | BREAKING LOAD
12176 | 30295 | ROPE,WIRE | 9 | END_DATA | END DATA
12177 | 30295 | ROPE,WIRE | 10 | END_DATA_2 | END DATA 2
12178 | 30295 | ROPE,WIRE | 11 | FINISH | FINISH
12186
12187 | 30474 | ROD END,THREADED | 1 | SHORT_NAME | SHORT NAME | ROD END,THD
12189 | 30474 | ROD END,THREADED | 3 | ROD_END_TYPE | ROD END TYPE
12190 | 30474 | ROD END,THREADED | 4 | DIMENSION | DIMENSION
12191 | 30474 | ROD END,THREADED | 5 | THK | THICKNESS
12192 | 30474 | ROD END,THREADED | 6 | ROD_END_MATL | ROD END MATERIAL
12193 | 30474 | ROD END,THREADED | 7 | ROD_THD | ROD THREAD
12201
12202 | 30485 | DEMINERALIZER,WATER,ION EXCHANGE | 1 | SHORT_NAME | SHORT NAME | DEMINERALIZER,WTR
12205 | 30485 | DEMINERALIZER,WATER,ION EXCHANGE | 4 | TYPE | TYPE
12206 | 30485 | DEMINERALIZER,WATER,ION EXCHANGE | 5 | SIZE | SIZE
12207 | 30485 | DEMINERALIZER,WATER,ION EXCHANGE | 6 | VOLTAGE | VOLTAGE RATING
12208 | 30485 | DEMINERALIZER,WATER,ION EXCHANGE | 7 | BODY_MATL | BODY MATERIAL
12209 | 30485 | DEMINERALIZER,WATER,ION EXCHANGE | 8 | FIRST_END_CONN | FIRST END CONNECTION
12210 | 30485 | DEMINERALIZER,WATER,ION EXCHANGE | 9 | SECOND_END_CONN | SECOND END CONNECTION
12211 | 30485 | DEMINERALIZER,WATER,ION EXCHANGE | 10 | MTG_DATA | MOUNTING DATA
12212 | 30485 | DEMINERALIZER,WATER,ION EXCHANGE | 11 | CONTENT | CONTENT
12213 | 30485 | DEMINERALIZER,WATER,ION EXCHANGE | 12 | CONTENT_2 | CONTENT 2
12214 | 30485 | DEMINERALIZER,WATER,ION EXCHANGE | 13 | CONTENT_3 | CONTENT 3
12221
12239 | 30544 | RELAY,REED | 1 | SHORT_NAME | SHORT NAME | RELAY,REED
12241 | 30544 | RELAY,REED | 3 | VOLTAGE | VOLTAGE RATING
12242 | 30544 | RELAY,REED | 4 | CURRENT | CURRENT
12243 | 30544 | RELAY,REED | 5 | POWER | POWER
12244 | 30544 | RELAY,REED | 6 | CONTACT_MAX_CURRENT | CONTACT MAX CURRENT
12245 | 30544 | RELAY,REED | 7 | CONTACT_MAX_VOLT | CONTACT MAX VOLT
12246 | 30544 | RELAY,REED | 8 | FREQUENCY | FREQUENCY
12247 | 30544 | RELAY,REED | 9 | NO_PHASES | NUMBER OF PHASES
12248 | 30544 | RELAY,REED | 10 | DELAY_INTERVAL | DELAY INTERVAL
12249 | 30544 | RELAY,REED | 11 | NO_POLES | NUMBER OF POLES
12250 | 30544 | RELAY,REED | 12 | FUNCT | FUNCTION
12251 | 30544 | RELAY,REED | 13 | COIL_RESISTANCE | COIL RESISTANCE
12252 | 30544 | RELAY,REED | 14 | CONTACT_DATA | CONTACT DATA
12253 | 30544 | RELAY,REED | 15 | TERMINAL_DATA | TERMINAL DATA
12254 | 30544 | RELAY,REED | 16 | REED_DATA | REED DATA
12255 | 30544 | RELAY,REED | 17 | MTG_DATA | MOUNTING DATA
12263
12264 | 30556 | BEARING UNIT,BALL | 1 | SHORT_NAME | SHORT NAME | BEARING UNIT,BALL
12266 | 30556 | BEARING UNIT,BALL | 3 | TYPE | TYPE
12267 | 30556 | BEARING UNIT,BALL | 4 | SHAPE | SHAPE
12268 | 30556 | BEARING UNIT,BALL | 5 | HOUSING_LG | HOUSING LENGTH
12269 | 30556 | BEARING UNIT,BALL | 6 | HOUSING_MATL | HOUSING MATERIAL
12270 | 30556 | BEARING UNIT,BALL | 7 | HOUSING_WIDTH | HOUSING WIDTH
12271 | 30556 | BEARING UNIT,BALL | 8 | IBI_NO | BEARING DESIGNATION NUMBER
12272 | 30556 | BEARING UNIT,BALL | 9 | BRG_OUTSIDE_DIA | BRG OUTSIDE DIAMETER
12273 | 30556 | BEARING UNIT,BALL | 10 | BORE_DIA | BORE DIAMETER
12274 | 30556 | BEARING UNIT,BALL | 11 | BRG_SHIELD_DATA | BRG SHIELD DATA
12275 | 30556 | BEARING UNIT,BALL | 12 | TOLERANCE | TOLERANCE
12276 | 30556 | BEARING UNIT,BALL | 13 | CAGE_MATL | CAGE MATERIAL
12277 | 30556 | BEARING UNIT,BALL | 14 | MTG_DATA | MOUNTING DATA
12286
12287 | 30557 | BEARING UNIT,PLAIN | 1 | SHORT_NAME | SHORT NAME | BEARING UNIT,PLAIN
12289 | 30557 | BEARING UNIT,PLAIN | 3 | BRG_OUTSIDE_DIA | BRG OUTSIDE DIAMETER
12290 | 30557 | BEARING UNIT,PLAIN | 4 | IBI_NO | BEARING DESIGNATION NUMBER
12291 | 30557 | BEARING UNIT,PLAIN | 5 | BORE_DIA | BORE DIAMETER
12292 | 30557 | BEARING UNIT,PLAIN | 6 | HOUSING_FINISH | HOUSING FINISH
12293 | 30557 | BEARING UNIT,PLAIN | 7 | HOUSING_LG | HOUSING LENGTH
12294 | 30557 | BEARING UNIT,PLAIN | 8 | HOUSING_MATL | HOUSING MATERIAL
12295 | 30557 | BEARING UNIT,PLAIN | 9 | HOUSING_WIDTH | HOUSING WIDTH
12296 | 30557 | BEARING UNIT,PLAIN | 10 | FLANGE_DATA | FLANGE DATA
12297 | 30557 | BEARING UNIT,PLAIN | 11 | SEAL_DATA | SEAL DATA
12298 | 30557 | BEARING UNIT,PLAIN | 12 | TYPE | TYPE
12307
12308 | 30559 | HOUSING,BEARING UNIT | 1 | SHORT_NAME | SHORT NAME | HOUSING,BRG
12310 | 30559 | HOUSING,BEARING UNIT | 3 | TYPE | TYPE
12311 | 30559 | HOUSING,BEARING UNIT | 4 | SIZE | SIZE
12315 | 30559 | HOUSING,BEARING UNIT | 8 | OUTSIDE_DIA | OUTSIDE DIAMETER
12316 | 30559 | HOUSING,BEARING UNIT | 9 | MATL | MATERIAL
12317 | 30559 | HOUSING,BEARING UNIT | 10 | BOLT_SIZE | BOLT SIZE
12318 | 30559 | HOUSING,BEARING UNIT | 11 | NO_BOLT_HOLES | NUMBER OF BOLT HOLES
12319 | 30559 | HOUSING,BEARING UNIT | 12 | BOLT_CIRCLE_DIA | BOLT CIRCLE DIA
12320 | 30559 | HOUSING,BEARING UNIT | 13 | SHAFT_DIA | SHAFT DIA
12321 | 30559 | HOUSING,BEARING UNIT | 14 | SEAL_DATA | SEAL DATA
12322 | 30559 | HOUSING,BEARING UNIT | 15 | END_DATA | END DATA
12323 | 30559 | HOUSING,BEARING UNIT | 16 | BEARING_DATA | BEARING DATA
12332
12378 | 31310 | CYLINDER ASSEMBLY,ACTUATING,LINEAR | 1 | SHORT_NAME | SHORT NAME | CYLINDER ASSY
12381 | 31310 | CYLINDER ASSEMBLY,ACTUATING,LINEAR | 4 | TYPE | TYPE
12382 | 31310 | CYLINDER ASSEMBLY,ACTUATING,LINEAR | 5 | SIZE | SIZE
12384 | 31310 | CYLINDER ASSEMBLY,ACTUATING,LINEAR | 7 | DIA | DIAMETER
12385 | 31310 | CYLINDER ASSEMBLY,ACTUATING,LINEAR | 8 | MATL | MATERIAL
12386 | 31310 | CYLINDER ASSEMBLY,ACTUATING,LINEAR | 9 | COLOR | COLOR
12387 | 31310 | CYLINDER ASSEMBLY,ACTUATING,LINEAR | 10 | OPER_PRESS | OPERATING PRESSURE
12388 | 31310 | CYLINDER ASSEMBLY,ACTUATING,LINEAR | 11 | CYL_ACTION | CYL ACTION
12389 | 31310 | CYLINDER ASSEMBLY,ACTUATING,LINEAR | 12 | CYL_SERIES | CYL SERIES
12390 | 31310 | CYLINDER ASSEMBLY,ACTUATING,LINEAR | 13 | LG_STROKE | LENGTH STROKE
12391 | 31310 | CYLINDER ASSEMBLY,ACTUATING,LINEAR | 14 | BORE_DATA | BORE DIAMETER
12392 | 31310 | CYLINDER ASSEMBLY,ACTUATING,LINEAR | 15 | ROD_DATA | ROD DATA
12393 | 31310 | CYLINDER ASSEMBLY,ACTUATING,LINEAR | 16 | SEAL_DATA | SEAL DATA
12394 | 31310 | CYLINDER ASSEMBLY,ACTUATING,LINEAR | 17 | PORT_DATA | PORT DATA
12395 | 31310 | CYLINDER ASSEMBLY,ACTUATING,LINEAR | 18 | CUSHION_DATA | CUSHION DATA
12396 | 31310 | CYLINDER ASSEMBLY,ACTUATING,LINEAR | 19 | ELECT_DATA | ELECTRICAL RATING
12397 | 31310 | CYLINDER ASSEMBLY,ACTUATING,LINEAR | 20 | CONNECTION_DATA | CONNECTION DATA
12398 | 31310 | CYLINDER ASSEMBLY,ACTUATING,LINEAR | 21 | MTG_DATA | MOUNTING DATA
12407
12408 | 31445 | RELAY,HYBRID | 1 | SHORT_NAME | SHORT NAME | RELAY,HYBRID
12410 | 31445 | RELAY,HYBRID | 3 | VOLTAGE | VOLTAGE RATING
12411 | 31445 | RELAY,HYBRID | 4 | CURRENT | CURRENT
12412 | 31445 | RELAY,HYBRID | 5 | POWER | POWER
12413 | 31445 | RELAY,HYBRID | 6 | CONTACT_MAX_CURRENT | CONTACT MAX CURRENT
12414 | 31445 | RELAY,HYBRID | 7 | CONTACT_MAX_VOLT | CONTACT MAX VOLT
12415 | 31445 | RELAY,HYBRID | 8 | FREQUENCY | FREQUENCY
12416 | 31445 | RELAY,HYBRID | 9 | NO_PHASES | NUMBER OF PHASES
12417 | 31445 | RELAY,HYBRID | 10 | DELAY_INTERVAL | DELAY INTERVAL
12418 | 31445 | RELAY,HYBRID | 11 | NO_POLES | NUMBER OF POLES
12419 | 31445 | RELAY,HYBRID | 12 | ACTUATION_DATA | ACTUATION DATA
12420 | 31445 | RELAY,HYBRID | 13 | CONTACT_DATA | CONTACT DATA
12421 | 31445 | RELAY,HYBRID | 14 | TERMINAL_DATA | TERMINAL DATA
12422 | 31445 | RELAY,HYBRID | 15 | FUNCT | FUNCTION
12423 | 31445 | RELAY,HYBRID | 16 | MTG_DATA | MOUNTING DATA
12431
12432 | 31446 | RELAY,SOLID STATE | 1 | SHORT_NAME | SHORT NAME | RELAY,SOLID STATE
12434 | 31446 | RELAY,SOLID STATE | 3 | CTRL_VOLT_RTG | CONTROL VOLTAGE RATING
12435 | 31446 | RELAY,SOLID STATE | 4 | CURRENT | CURRENT
12436 | 31446 | RELAY,SOLID STATE | 5 | FREQUENCY | FREQUENCY
12437 | 31446 | RELAY,SOLID STATE | 6 | DELAY_INTERVAL | DELAY INTERVAL
12438 | 31446 | RELAY,SOLID STATE | 7 | CONTACT_DATA | CONTACT DATA
12439 | 31446 | RELAY,SOLID STATE | 8 | ACCURACY | ACCURACY
12440 | 31446 | RELAY,SOLID STATE | 9 | SWITCHING_METHOD | SWITCHING METHOD
12441 | 31446 | RELAY,SOLID STATE | 10 | SWITCHING_VOLT | SWITCHING VOLTAGE
12442 | 31446 | RELAY,SOLID STATE | 11 | TERMINAL_DATA | TERMINAL DATA
12443 | 31446 | RELAY,SOLID STATE | 12 | FUNCT | FUNCTION
12444 | 31446 | RELAY,SOLID STATE | 13 | MTG_DATA | MOUNTING DATA
12452
12453 | 31517 | CONTACTOR,MAGNETIC | 1 | SHORT_NAME | SHORT NAME | CONTACTOR,MAG
12454 | 31517 | CONTACTOR,MAGNETIC | 2 | CONTACTOR_MAGNETIC_TYPE | CONTACTOR MAGNETIC TYPE
12455 | 31517 | CONTACTOR,MAGNETIC | 3 | SIZE | SIZE
12458 | 31517 | CONTACTOR,MAGNETIC | 6 | VOLT_RTG | VOLTAGE RATING
12459 | 31517 | CONTACTOR,MAGNETIC | 7 | CURRENT_RTG | CURRENT RATING
12460 | 31517 | CONTACTOR,MAGNETIC | 8 | POWER_RTG | POWER RATING
12461 | 31517 | CONTACTOR,MAGNETIC | 9 | FREQUENCY | FREQUENCY
12462 | 31517 | CONTACTOR,MAGNETIC | 10 | MAX_OPER_TEMP | MAX OPERATING TEMPERATURE
12463 | 31517 | CONTACTOR,MAGNETIC | 11 | MINI_OPER_TEMP | MINI OPERATING TEMPERATURE
12464 | 31517 | CONTACTOR,MAGNETIC | 12 | CTRL_VOLT_RTG | CONTROL VOLTAGE RATING
12465 | 31517 | CONTACTOR,MAGNETIC | 13 | NO_PHASES | NUMBER OF PHASES
12466 | 31517 | CONTACTOR,MAGNETIC | 14 | NO_POLES | NUMBER OF POLES
12467 | 31517 | CONTACTOR,MAGNETIC | 15 | AUX_CONTACT_TYPE | AUXILIARY CONTACT TYPE
12468 | 31517 | CONTACTOR,MAGNETIC | 16 | CONTACT_TYPE | CONTACT TYPE
12469 | 31517 | CONTACTOR,MAGNETIC | 17 | TERMINAL_TYPE | TERMINAL TYPE
12472 | 31517 | CONTACTOR,MAGNETIC | 20 | MTG_METHOD | MOUNTING METHOD
12482 | 31517 | CONTACTOR,MAGNETIC | 30 | COIL_VOLT | COIL VOLT
12483 | 31517 | CONTACTOR,MAGNETIC | 31 | ELECT_DATA | ELECTRICAL RATING
12484
12485 | 31566 | CARTRIDGE,WATER DEMINERALIZER,ION EXCHANGE | 1 | SHORT_NAME | SHORT NAME | CARTRIDGE,ION EXCHANGE RESIN
12488 | 31566 | CARTRIDGE,WATER DEMINERALIZER,ION EXCHANGE | 4 | TYPE | TYPE
12489 | 31566 | CARTRIDGE,WATER DEMINERALIZER,ION EXCHANGE | 5 | DIMENSION | DIMENSION
12490 | 31566 | CARTRIDGE,WATER DEMINERALIZER,ION EXCHANGE | 6 | MATL | MATERIAL
12491 | 31566 | CARTRIDGE,WATER DEMINERALIZER,ION EXCHANGE | 7 | CAPACITY | CAPACITY
12492 | 31566 | CARTRIDGE,WATER DEMINERALIZER,ION EXCHANGE | 8 | FILL_MATL | FILL MATERIAL
12493 | 31566 | CARTRIDGE,WATER DEMINERALIZER,ION EXCHANGE | 9 | COLOR | COLOR
12494 | 31566 | CARTRIDGE,WATER DEMINERALIZER,ION EXCHANGE | 10 | PRESSURE | PRESSURE
12495 | 31566 | CARTRIDGE,WATER DEMINERALIZER,ION EXCHANGE | 11 | MAX_FLOW_RATE | MAX FLOW RATE
12496 | 31566 | CARTRIDGE,WATER DEMINERALIZER,ION EXCHANGE | 12 | OUTLET_CONDUCTIVITY | OUTLET CONDUCTIVITY
12497 | 31566 | CARTRIDGE,WATER DEMINERALIZER,ION EXCHANGE | 13 | CONNECTION_DATA | CONNECTION DATA
12506
12507 | 31779 | MICROCIRCUIT,DIGITAL | 1 | SHORT_NAME | SHORT NAME | CIRCUIT,MICRO
12508 | 31779 | MICROCIRCUIT,DIGITAL | 2 | MICROCIRCUIT_SHAPE | MICROCIRCUIT SHAPE
12509 | 31779 | MICROCIRCUIT,DIGITAL | 3 | MICROCIRCUIT_TYPE | MICROCIRCUIT TYPE
12510 | 31779 | MICROCIRCUIT,DIGITAL | 4 | SIZE | SIZE
12513 | 31779 | MICROCIRCUIT,DIGITAL | 7 | MAX_OPER_TEMP | MAX OPERATING TEMPERATURE
12514 | 31779 | MICROCIRCUIT,DIGITAL | 8 | MINI_OPER_TEMP | MINI OPERATING TEMPERATURE
12515 | 31779 | MICROCIRCUIT,DIGITAL | 9 | INPUT_CIRCUIT_PATTERN | INPUT CIRCUIT PATTERN
12516 | 31779 | MICROCIRCUIT,DIGITAL | 10 | OUTPUT_CIRCUIT_PATTERN | OUTPUT CIRCUIT PATTERN
12517 | 31779 | MICROCIRCUIT,DIGITAL | 11 | MICROCIRCUIT_DESIGN_FUNCT | MICROCIRCUIT DESIGN FUNCTION
12518 | 31779 | MICROCIRCUIT,DIGITAL | 12 | NO_PINS | NUMBER OF PINS
12519 | 31779 | MICROCIRCUIT,DIGITAL | 13 | VOLT_RTG | VOLTAGE RATING
12520 | 31779 | MICROCIRCUIT,DIGITAL | 14 | MEM_CAP | MEM CAP
12521 | 31779 | MICROCIRCUIT,DIGITAL | 15 | MEMORY_DEVICE_TYPE | MEMORY DEVICE TYPE
12522 | 31779 | MICROCIRCUIT,DIGITAL | 16 | MTG_METHOD | MOUNTING METHOD
12523 | 31779 | MICROCIRCUIT,DIGITAL | 17 | TERMINAL_TYPE | TERMINAL TYPE
12533 | 31779 | MICROCIRCUIT,DIGITAL | 27 | TYPE_NO | TYPE NO
12534 | 31779 | MICROCIRCUIT,DIGITAL | 28 | LOGIC_TYPE | LOGIC TYPE
12535
12551 | 31978 | PIPE,METALLIC | 1 | SHORT_NAME | SHORT NAME | PIPE,METALLIC
12552 | 31978 | PIPE,METALLIC | 2 | PIPE_TYPE | PIPE TYPE
12553 | 31978 | PIPE,METALLIC | 3 | PIPE_SPECIFIC_USE | PIPE SPECIFIC USE
12554 | 31978 | PIPE,METALLIC | 4 | PIPE_SHAPE_STYLE | PIPE SHAPE STYLE
12555 | 31978 | PIPE,METALLIC | 5 | NOMINAL_PIPE_SIZE | NOMINAL PIPE SIZE
12556 | 31978 | PIPE,METALLIC | 6 | OUTSIDE_DIA | OUTSIDE DIAMETER
12557 | 31978 | PIPE,METALLIC | 7 | WALL_THK | WALL THICKNESS
12558 | 31978 | PIPE,METALLIC | 8 | SIZE | SIZE
12561 | 31978 | PIPE,METALLIC | 11 | PIPE_SCH | PIPE SCHEDULE
12562 | 31978 | PIPE,METALLIC | 12 | THK_CLASS | THICKNES CLASS
12564 | 31978 | PIPE,METALLIC | 14 | PIPE_MATL | PIPE MATERIAL
12565 | 31978 | PIPE,METALLIC | 15 | COLOR | COLOR
12566 | 31978 | PIPE,METALLIC | 16 | BEND_ANGLE | BEND ANGLE
12567 | 31978 | PIPE,METALLIC | 17 | MAX_OPER_TEMP | MAX OPERATING TEMPERATURE
12568 | 31978 | PIPE,METALLIC | 18 | MINI_OPER_TEMP | MINI OPERATING TEMPERATURE
12569 | 31978 | PIPE,METALLIC | 19 | MAX_OPER_PRESS | MAX OPERATING PRESSURE
12570 | 31978 | PIPE,METALLIC | 20 | MIN_OPER_PRESS | MIN OPERATING PRESSURE
12571 | 31978 | PIPE,METALLIC | 21 | BORE_DIA | BORE DIAMETER
12572 | 31978 | PIPE,METALLIC | 22 | END_STYLE | END STYLE
12573 | 31978 | PIPE,METALLIC | 23 | WELDING_METHOD | WELDING METHOD
12575 | 31978 | PIPE,METALLIC | 25 | SURFACE_TREATMENT | SURFACE TREATMENT
12585 | 31978 | PIPE,METALLIC | 35 | BEND_SIZE | BEND SIZE
12586 | 31978 | PIPE,METALLIC | 36 | PIPE_FINISH | PIPE FINISH
12588
12589 | 31979 | TUBE,METALLIC | 1 | SHORT_NAME | SHORT NAME | TUBE,METALLIC
12590 | 31979 | TUBE,METALLIC | 2 | TUBE_TYPE | TUBE TYPE
12591 | 31979 | TUBE,METALLIC | 3 | TUBE_SPECIFIC_USE | TUBE SPECIFIC USE
12592 | 31979 | TUBE,METALLIC | 4 | TUBE_SHAPE_STYLE | TUBE SHAPE STYLE
12593 | 31979 | TUBE,METALLIC | 5 | OUTSIDE_DIA | OUTSIDE DIAMETER
12594 | 31979 | TUBE,METALLIC | 6 | INSIDE_DIA | INSIDE DIAMETER
12595 | 31979 | TUBE,METALLIC | 7 | WALL_THK | WALL THICKNESS
12599 | 31979 | TUBE,METALLIC | 11 | CAPACITY | CAPACITY
12601 | 31979 | TUBE,METALLIC | 13 | MAXIMUM_MEASUREMENT_RANGE | MAXIMUM MEASUREMENT RANGE
12602 | 31979 | TUBE,METALLIC | 14 | MINIMUM_MEASUREMENT_RANGE | MINIMUM MEASUREMENT RANGE
12603 | 31979 | TUBE,METALLIC | 15 | GRADUATION_UNIT | GRADUATION UNIT
12604 | 31979 | TUBE,METALLIC | 16 | TUBE_MATL | TUBE MATERIAL
12605 | 31979 | TUBE,METALLIC | 17 | COLOR | COLOR
12606 | 31979 | TUBE,METALLIC | 18 | MAX_OPER_PRESS | MAX OPERATING PRESSURE
12607 | 31979 | TUBE,METALLIC | 19 | MAX_OPER_TEMP | MAX OPERATING TEMPERATURE
12608 | 31979 | TUBE,METALLIC | 20 | MINI_OPER_TEMP | MINI OPERATING TEMPERATURE
12609 | 31979 | TUBE,METALLIC | 21 | TUBE_END_STYLE | TUBE END STYLE
12610 | 31979 | TUBE,METALLIC | 22 | WELDING_METHOD | WELDING METHOD
12614 | 31979 | TUBE,METALLIC | 26 | OPERATING_MEDIUM | OPERATING MEDIUM
12616 | 31979 | TUBE,METALLIC | 28 | TUBE_CONNECTOR_TYPE | TUBE CONNECTOR TYPE
12617 | 31979 | TUBE,METALLIC | 29 | TUBE_END_CONN_STYLE | TUBE END CONNECTION STYLE
12618 | 31979 | TUBE,METALLIC | 30 | SURFACE_TREATMENT | SURFACE TREATMENT
12628 | 31979 | TUBE,METALLIC | 40 | SIZE | SIZE
12629
12630 | 32371 | LIGHT EMITTING DIODE | 1 | SHORT_NAME | SHORT NAME | LED
12631 | 32371 | LIGHT EMITTING DIODE | 2 | LG | LENGTH
12632 | 32371 | LIGHT EMITTING DIODE | 3 | DIA | DIAMETER
12633 | 32371 | LIGHT EMITTING DIODE | 4 | LED_MATL | LED MATERIAL
12634 | 32371 | LIGHT EMITTING DIODE | 5 | VOLT_RTG | VOLTAGE RATING
12635 | 32371 | LIGHT EMITTING DIODE | 6 | CURRENT_RTG | CURRENT RATING
12636 | 32371 | LIGHT EMITTING DIODE | 7 | POWER_RTG | POWER RATING
12637 | 32371 | LIGHT EMITTING DIODE | 8 | LUMINOUS_INTENSITY | LUMINOUS INTENSITY
12638 | 32371 | LIGHT EMITTING DIODE | 9 | MAX_OPER_TEMP | MAX OPERATING TEMPERATURE
12639 | 32371 | LIGHT EMITTING DIODE | 10 | MINI_OPER_TEMP | MINI OPERATING TEMPERATURE
12640 | 32371 | LIGHT EMITTING DIODE | 11 | COLOR | COLOR
12641 | 32371 | LIGHT EMITTING DIODE | 12 | FREQUENCY | FREQUENCY
12642 | 32371 | LIGHT EMITTING DIODE | 13 | BASE_TYPE | BASE TYPE
12643 | 32371 | LIGHT EMITTING DIODE | 14 | TERMINAL_TYPE | TERMINAL TYPE
12644 | 32371 | LIGHT EMITTING DIODE | 15 | MTG_METHOD | MOUNTING METHOD
12654 | 32371 | LIGHT EMITTING DIODE | 25 | DIODE_TYPE_NUMBER | DIODE TYPE NUMBER
12655
12656 | 32494 | COIL,ELECTRICAL | 1 | SHORT_NAME | SHORT NAME | COIL,ELEC
12657 | 32494 | COIL,ELECTRICAL | 2 | COIL_TYPE | COIL TYPE
12658 | 32494 | COIL,ELECTRICAL | 3 | LG | LENGTH
12663 | 32494 | COIL,ELECTRICAL | 8 | VOLT_RTG | VOLTAGE RATING
12664 | 32494 | COIL,ELECTRICAL | 9 | CURRENT_RTG | CURRENT RATING
12665 | 32494 | COIL,ELECTRICAL | 10 | POWER_RTG | POWER RATING
12666 | 32494 | COIL,ELECTRICAL | 11 | FREQUENCY_RTG | FREQUENCY RATING
12667 | 32494 | COIL,ELECTRICAL | 12 | MAX_OPER_TEMP | MAX OPERATING TEMPERATURE
12668 | 32494 | COIL,ELECTRICAL | 13 | MINI_OPER_TEMP | MINI OPERATING TEMPERATURE
12669 | 32494 | COIL,ELECTRICAL | 14 | COIL_RESISTANCE | COIL RESISTANCE
12670 | 32494 | COIL,ELECTRICAL | 15 | TERMINAL_TYPE | TERMINAL TYPE
12671 | 32494 | COIL,ELECTRICAL | 16 | MTG_METHOD | MOUNTING METHOD
12683
12684 | 32496 | TRANSFORMER,POWER | 1 | SHORT_NAME | SHORT NAME | TRANSFORMER,PWR
12685 | 32496 | TRANSFORMER,POWER | 2 | TRANSFORMER_SPECIFIC_USE | TRANSFORMER SPECIFIC USE
12686 | 32496 | TRANSFORMER,POWER | 3 | TRANSFORMER_TYPE | TRANSFORMER TYPE
12687 | 32496 | TRANSFORMER,POWER | 4 | SIZE | SIZE
12690 | 32496 | TRANSFORMER,POWER | 7 | TRANSFORMER_CAPACITY | TRANSFORMER CAPACITY
12691 | 32496 | TRANSFORMER,POWER | 8 | PRI_VOLT | PRIMARY VOLTAGE
12692 | 32496 | TRANSFORMER,POWER | 9 | SEC_VOLT | SECONDARY VOLTAGE
12693 | 32496 | TRANSFORMER,POWER | 10 | PRI_CURRENT | PRIMARY CURRENT
12694 | 32496 | TRANSFORMER,POWER | 11 | SEC_CURRENT | SECONDARY CURRENT
12695 | 32496 | TRANSFORMER,POWER | 12 | INSULATING_CLASS | INSULATING CLASS
12696 | 32496 | TRANSFORMER,POWER | 13 | FREQUENCY | FREQUENCY
12697 | 32496 | TRANSFORMER,POWER | 14 | PHASE | PHASE
12698 | 32496 | TRANSFORMER,POWER | 15 | IMPEDANCE | IMPEDANCE
12699 | 32496 | TRANSFORMER,POWER | 16 | WINDING_STYLE | WINDING STYLE
12700 | 32496 | TRANSFORMER,POWER | 17 | WINDING_CONN | WINDING CONN
12701 | 32496 | TRANSFORMER,POWER | 18 | WINDING_SHIELDING_METHOD | WINDING SHIELDING METHOD
12702 | 32496 | TRANSFORMER,POWER | 19 | COOLING_METHOD | COOLING METHOD
12704 | 32496 | TRANSFORMER,POWER | 21 | TERMINAL_TYPE | TERMINAL TYPE
12705 | 32496 | TRANSFORMER,POWER | 22 | MTG_METHOD | MOUNTING METHOD
12715 | 32496 | TRANSFORMER,POWER | 32 | INPUT_DATA | INPUT DATA
12716 | 32496 | TRANSFORMER,POWER | 33 | OUTPUT_DATA | OUTPUT DATA
12717 | 32496 | TRANSFORMER,POWER | 34 | CORE_DATA | CORE DATA
12718 | 32496 | TRANSFORMER,POWER | 35 | TRANSFORMER_DATA | TRANSFORMER DATA
12719 | 32496 | TRANSFORMER,POWER | 36 | ELECT_DATA | ELECTRICAL RATING
12720
12721 | 32509 | PARTS KIT,TERMINAL JUNCTION | 1 | SHORT_NAME | SHORT NAME | PARTS KIT,TERMINAL JUNCTION
12723 | 32509 | PARTS KIT,TERMINAL JUNCTION | 3 | CONTENT | CONTENT
12724 | 32509 | PARTS KIT,TERMINAL JUNCTION | 4 | CONTENT_2 | CONTENT 2
12725 | 32509 | PARTS KIT,TERMINAL JUNCTION | 5 | CONTENT_3 | CONTENT 3
12726 | 32509 | PARTS KIT,TERMINAL JUNCTION | 6 | CONTENT_4 | CONTENT 4
12727 | 32509 | PARTS KIT,TERMINAL JUNCTION | 7 | CONTENT_5 | CONTENT 5
12728 | 32509 | PARTS KIT,TERMINAL JUNCTION | 8 | CONTENT_6 | CONTENT 6
12729 | 32509 | PARTS KIT,TERMINAL JUNCTION | 9 | CONTENT_7 | CONTENT 7
12730 | 32509 | PARTS KIT,TERMINAL JUNCTION | 10 | CONTENT_8 | CONTENT 8
12738
12739 | 32512 | RELAY,ELECTROMAGNETIC | 1 | SHORT_NAME | SHORT NAME | RELAY,ELECTROMAGNETIC
12740 | 32512 | RELAY,ELECTROMAGNETIC | 2 | RELAY_TYPE | RELAY TYPE
12741 | 32512 | RELAY,ELECTROMAGNETIC | 3 | SIZE | SIZE
12744 | 32512 | RELAY,ELECTROMAGNETIC | 6 | VOLT_RTG | VOLTAGE RATING
12745 | 32512 | RELAY,ELECTROMAGNETIC | 7 | CURRENT_RTG | CURRENT RATING
12746 | 32512 | RELAY,ELECTROMAGNETIC | 8 | POWER_RTG | POWER RATING
12747 | 32512 | RELAY,ELECTROMAGNETIC | 9 | FREQUENCY | FREQUENCY
12748 | 32512 | RELAY,ELECTROMAGNETIC | 10 | CTRL_VOLTAGE | CONTROL VOLTAGE
12749 | 32512 | RELAY,ELECTROMAGNETIC | 11 | MAX_FREQUENCY | MAX FREQUENCY
12750 | 32512 | RELAY,ELECTROMAGNETIC | 12 | MIN_FREQUENCY | MIN FREQUENCY
12751 | 32512 | RELAY,ELECTROMAGNETIC | 13 | MAIN_CONTACT_MAX_CURRENT | MAIN CONTACT MAX CURRENT
12752 | 32512 | RELAY,ELECTROMAGNETIC | 14 | AUX_CONTACT_MAX_CURRENT | AUXILIARY CONTACT MAX CURRENT
12753 | 32512 | RELAY,ELECTROMAGNETIC | 15 | MAIN_CONTACT_MAX_VOLT | MAIN CONTACT MAX VOLT
12754 | 32512 | RELAY,ELECTROMAGNETIC | 16 | AUX_CONTACT_MAX_VOLT | AUXILIARY CONTACT MAX VOLT
12755 | 32512 | RELAY,ELECTROMAGNETIC | 17 | NO_PHASES | NUMBER OF PHASES
12756 | 32512 | RELAY,ELECTROMAGNETIC | 18 | COIL_RESISTANCE | COIL RESISTANCE
12757 | 32512 | RELAY,ELECTROMAGNETIC | 19 | COIL_VOLT | COIL VOLT
12758 | 32512 | RELAY,ELECTROMAGNETIC | 20 | MAX_TIME_DELAY_INTERVAL | MAX TIME DELAY INTERVAL
12759 | 32512 | RELAY,ELECTROMAGNETIC | 21 | MIN_TIME_DELAY_INTERVAL | MIN TIME DELAY INTERVAL
12760 | 32512 | RELAY,ELECTROMAGNETIC | 22 | NO_POLES | NUMBER OF POLES
12761 | 32512 | RELAY,ELECTROMAGNETIC | 23 | CONTACT_SURFACE_TREATMENT | CONTACT SURFACE TREATMENT
12762 | 32512 | RELAY,ELECTROMAGNETIC | 24 | CONTACT_MATL | CONTACT MATERIAL
12763 | 32512 | RELAY,ELECTROMAGNETIC | 25 | PILE_UP_MAIN_CONTACT_ARR | PILE UP MAIN CONTACT ARR
12764 | 32512 | RELAY,ELECTROMAGNETIC | 26 | PILE_UP_AUX_CONTACT_ARR | PILE UP AUX CONTACT ARR
12765 | 32512 | RELAY,ELECTROMAGNETIC | 27 | NON_PILE_UP_MAIN_CONTACT_ARR | NON PILE UP MAIN CONTACT ARR
12767 | 32512 | RELAY,ELECTROMAGNETIC | 29 | TERMINAL_TYPE | TERMINAL TYPE
12769 | 32512 | RELAY,ELECTROMAGNETIC | 31 | CASE_MATL | CASE MATERIAL
12770 | 32512 | RELAY,ELECTROMAGNETIC | 32 | MTG_FACILITY_TYPE | MOUNTING FACILITY TYPE
12771 | 32512 | RELAY,ELECTROMAGNETIC | 33 | MTG_FACILITY_PATTERN | MOUNTING FACILITY PATTERN
12774 | 32512 | RELAY,ELECTROMAGNETIC | 36 | ENVIRON_PROT | ENVIRON PROTECTION
12779
12780 | 32528 | STEM,FLUID VALVE | 1 | SHORT_NAME | SHORT NAME | STEM,FLUID VALVE
12781 | 32528 | STEM,FLUID VALVE | 2 | STEM_TYPE | STEM TYPE
12782 | 32528 | STEM,FLUID VALVE | 3 | INSIDE_DIA | INSIDE DIAMETER
12783 | 32528 | STEM,FLUID VALVE | 4 | OUTSIDE_DIA | OUTSIDE DIAMETER
12785 | 32528 | STEM,FLUID VALVE | 6 | STEM_MATL | STEM MATERIAL
12786 | 32528 | STEM,FLUID VALVE | 7 | OPERATING_MEDIUM | OPERATING MEDIUM
12787 | 32528 | STEM,FLUID VALVE | 8 | STEM_ACTUATING_END_TYPE | STEM ACTUATING END TYPE
12788 | 32528 | STEM,FLUID VALVE | 9 | VALVE_TYPE | VALVE TYPE
12789 | 32528 | STEM,FLUID VALVE | 10 | VALVE_SIZE | VALVE SIZE
12790 | 32528 | STEM,FLUID VALVE | 11 | DISK_STYLE | DISK STYLE
12791 | 32528 | STEM,FLUID VALVE | 12 | SURFACE_TREATMENT | SURFACE TREATMENT
12802 | 32528 | STEM,FLUID VALVE | 23 | SIZE | SIZE
12804
12805 | 32552 | SHIELD,SAFETY,PIPE FLANGE | 1 | SHORT_NAME | SHORT NAME | SHIELD,SAFETY
12807 | 32552 | SHIELD,SAFETY,PIPE FLANGE | 3 | TYPE | TYPE
12808 | 32552 | SHIELD,SAFETY,PIPE FLANGE | 4 | SIZE | SIZE
12809 | 32552 | SHIELD,SAFETY,PIPE FLANGE | 5 | MATL | MATERIAL
12810 | 32552 | SHIELD,SAFETY,PIPE FLANGE | 6 | PRESSURE | PRESSURE
12811 | 32552 | SHIELD,SAFETY,PIPE FLANGE | 7 | SHIELD_LEAKAGE_INDICATOR | SHIELD LEAKAGE INDICATOR
12812 | 32552 | SHIELD,SAFETY,PIPE FLANGE | 8 | DRAWSTRING_MATL | DRAWSTRING MATERIAL
12820
12821 | 32556 | SEAL ASSEMBLY,SHAFT,SPRING LOADED | 1 | SHORT_NAME | SHORT NAME | SEAL ASSY
12822 | 32556 | SEAL ASSEMBLY,SHAFT,SPRING LOADED | 2 | MECHANICAL_SEAL_TYPE | MECHANICAL SEAL TYPE
12823 | 32556 | SEAL ASSEMBLY,SHAFT,SPRING LOADED | 3 | SIZE | SIZE
12825 | 32556 | SEAL ASSEMBLY,SHAFT,SPRING LOADED | 5 | INSIDE_DIA | INSIDE DIAMETER
12826 | 32556 | SEAL ASSEMBLY,SHAFT,SPRING LOADED | 6 | OUTSIDE_DIA | OUTSIDE DIAMETER
12827 | 32556 | SEAL ASSEMBLY,SHAFT,SPRING LOADED | 7 | THK | THICKNESS
12828 | 32556 | SEAL ASSEMBLY,SHAFT,SPRING LOADED | 8 | MECHANICAL_SEAL_MATL | MECHANICAL SEAL MATERIAL
12829 | 32556 | SEAL ASSEMBLY,SHAFT,SPRING LOADED | 9 | MINI_OPER_TEMP | MINI OPERATING TEMPERATURE
12830 | 32556 | SEAL ASSEMBLY,SHAFT,SPRING LOADED | 10 | MAX_OPER_TEMP | MAX OPERATING TEMPERATURE
12831 | 32556 | SEAL ASSEMBLY,SHAFT,SPRING LOADED | 11 | MIN_OPER_PRESS | MIN OPERATING PRESSURE
12832 | 32556 | SEAL ASSEMBLY,SHAFT,SPRING LOADED | 12 | MAX_OPER_PRESS | MAX OPERATING PRESSURE
12833 | 32556 | SEAL ASSEMBLY,SHAFT,SPRING LOADED | 13 | SHAFT_DIA | SHAFT DIA
12834 | 32556 | SEAL ASSEMBLY,SHAFT,SPRING LOADED | 14 | LUBRICATION_MATERIAL | LUBRICATION MATERIAL
12835 | 32556 | SEAL ASSEMBLY,SHAFT,SPRING LOADED | 15 | MATING_RING_MATL | MATING RING MATERIAL
12836 | 32556 | SEAL ASSEMBLY,SHAFT,SPRING LOADED | 16 | ROTARY_SEAL_RING_MATL | ROTARY SEAL RING MATERIAL
12837 | 32556 | SEAL ASSEMBLY,SHAFT,SPRING LOADED | 17 | SLEEVE_DIA | SLEEVE DIAMETER
12838 | 32556 | SEAL ASSEMBLY,SHAFT,SPRING LOADED | 18 | SLEEVE_MATL | SLEEVE MATERIAL
12839 | 32556 | SEAL ASSEMBLY,SHAFT,SPRING LOADED | 19 | MATING_RING_PACKING_MATL | MATING RING PACKING MATERIAL
12840 | 32556 | SEAL ASSEMBLY,SHAFT,SPRING LOADED | 20 | ROTARY_SEAL_RING_PACKING_MATL | ROTARY SEAL RING PACKING MATERIAL
12842 | 32556 | SEAL ASSEMBLY,SHAFT,SPRING LOADED | 22 | OPERATING_MEDIUM | OPERATING MEDIUM
12844 | 32556 | SEAL ASSEMBLY,SHAFT,SPRING LOADED | 24 | CONTENT | CONTENT
12845 | 32556 | SEAL ASSEMBLY,SHAFT,SPRING LOADED | 25 | CONTENT_2 | CONTENT 2
12846 | 32556 | SEAL ASSEMBLY,SHAFT,SPRING LOADED | 26 | CONTENT_3 | CONTENT 3
12847 | 32556 | SEAL ASSEMBLY,SHAFT,SPRING LOADED | 27 | CONTENT_4 | CONTENT 4
12848 | 32556 | SEAL ASSEMBLY,SHAFT,SPRING LOADED | 28 | CONTENT_5 | CONTENT 5
12849 | 32556 | SEAL ASSEMBLY,SHAFT,SPRING LOADED | 29 | CONTENT_6 | CONTENT 6
12850 | 32556 | SEAL ASSEMBLY,SHAFT,SPRING LOADED | 30 | CONTENT_7 | CONTENT 7
12861
12862 | 32562 | GUIDE,VALVE STEM | 1 | SHORT_NAME | SHORT NAME | GUIDE,VALVE
12865 | 32562 | GUIDE,VALVE STEM | 4 | TYPE | TYPE
12866 | 32562 | GUIDE,VALVE STEM | 5 | MATL | MATERIAL
12867 | 32562 | GUIDE,VALVE STEM | 6 | DIMENSION | DIMENSION
12868 | 32562 | GUIDE,VALVE STEM | 7 | VALVE_STYLE | VALVE STYLE
12869 | 32562 | GUIDE,VALVE STEM | 8 | VALVE_SIZE | VALVE SIZE
12870 | 32562 | GUIDE,VALVE STEM | 9 | CONNECTION_DATA | CONNECTION DATA
12871 | 32562 | GUIDE,VALVE STEM | 10 | GUIDE_DATA | GUIDE DATA
12872 | 32562 | GUIDE,VALVE STEM | 11 | FINISH | FINISH
12873 | 32562 | GUIDE,VALVE STEM | 12 | MTG_DATA | MOUNTING DATA
12882
12883 | 32622 | FILTER,FLUID | 1 | SHORT_NAME | SHORT NAME | FILTER,FLUID
12884 | 32622 | FILTER,FLUID | 2 | FILTER_TYPE | FILTER TYPE
12885 | 32622 | FILTER,FLUID | 3 | FILTER_SPECIFIC_USE | FILTER SPECIFIC USE
12886 | 32622 | FILTER,FLUID | 4 | SIZE | SIZE
12888 | 32622 | FILTER,FLUID | 6 | THK | THICKNESS
12889 | 32622 | FILTER,FLUID | 7 | DIA | DIAMETER
12890 | 32622 | FILTER,FLUID | 8 | FILTER_MATL | FILTER MATERIAL
12891 | 32622 | FILTER,FLUID | 9 | RESPIRATOR_TYPE | RESPIRATOR TYPE
12892 | 32622 | FILTER,FLUID | 10 | INLET_CONN_SIZE | INLET CONNECTION SIZE
12893 | 32622 | FILTER,FLUID | 11 | OUTLET_CONN_SIZE | OUTLET CONNECTION SIZE
12894 | 32622 | FILTER,FLUID | 12 | CAPACITY | CAPACITY
12895 | 32622 | FILTER,FLUID | 13 | MAX_OPER_PRESS | MAX OPERATING PRESSURE
12896 | 32622 | FILTER,FLUID | 14 | MIN_OPER_PRESS | MIN OPERATING PRESSURE
12897 | 32622 | FILTER,FLUID | 15 | MAX_OPER_TEMP | MAX OPERATING TEMPERATURE
12898 | 32622 | FILTER,FLUID | 16 | MINI_OPER_TEMP | MINI OPERATING TEMPERATURE
12899 | 32622 | FILTER,FLUID | 17 | OPERATING_MEDIUM | OPERATING MEDIUM
12900 | 32622 | FILTER,FLUID | 18 | SURFACE_TREATMENT | SURFACE TREATMENT
12901 | 32622 | FILTER,FLUID | 19 | FILTER_ELEMENT_STYLE | FILTER ELEMENT STYLE
12902 | 32622 | FILTER,FLUID | 20 | FILTER_STRAINER_BODY_STYLE | FILTER STRAINER BODY STYLE
12904 | 32622 | FILTER,FLUID | 22 | FILTERING_MEDIA_DESIGN | FILTERING MEDIA DESIGN
12905 | 32622 | FILTER,FLUID | 23 | FILTERING_UNIT_DESIGN_STYLE | FILTERING UNIT DESIGN STYLE
12906 | 32622 | FILTER,FLUID | 24 | MICRON_RTG | MICRON RATING
12907 | 32622 | FILTER,FLUID | 25 | FLANGE_SHAPE_STYLE | FLANGE SHAPE STYLE
12909 | 32622 | FILTER,FLUID | 27 | MEDIA_DESIGNED | MEDIA DESIGNED
12910 | 32622 | FILTER,FLUID | 28 | MTG_METHOD | MOUNTING METHOD
12920
12921 | 32624 | FILTER ELEMENT,FLUID | 1 | SHORT_NAME | SHORT NAME | ELEMENT,FILTER
12922 | 32624 | FILTER ELEMENT,FLUID | 2 | FILTER_ELEMENT_SPECIFIC_USE | FILTER ELEMENT SPECIFIC USE
12923 | 32624 | FILTER ELEMENT,FLUID | 3 | FILTER_ELEMENT_TYPE | FILTER ELEMENT TYPE
12926 | 32624 | FILTER ELEMENT,FLUID | 6 | THK | THICKNESS
12927 | 32624 | FILTER ELEMENT,FLUID | 7 | INSIDE_DIA | INSIDE DIAMETER
12928 | 32624 | FILTER ELEMENT,FLUID | 8 | OUTSIDE_DIA | OUTSIDE DIAMETER
12929 | 32624 | FILTER ELEMENT,FLUID | 9 | FRAME_MATL | FRAME MATERIAL
12930 | 32624 | FILTER ELEMENT,FLUID | 10 | FILTER_MATL | FILTER MATERIAL
12931 | 32624 | FILTER ELEMENT,FLUID | 11 | FILTER_ELEMENT_MATL | FILTER ELEMENT MATERIAL
12933 | 32624 | FILTER ELEMENT,FLUID | 13 | AIR_FLOW | AIR FLOW
12934 | 32624 | FILTER ELEMENT,FLUID | 14 | EFFICIENCY | EFFICIENCY
12935 | 32624 | FILTER ELEMENT,FLUID | 15 | MESH_SIZE | MESH SIZE
12936 | 32624 | FILTER ELEMENT,FLUID | 16 | MAX_OPER_TEMP | MAX OPERATING TEMPERATURE
12937 | 32624 | FILTER ELEMENT,FLUID | 17 | MINI_OPER_TEMP | MINI OPERATING TEMPERATURE
12938 | 32624 | FILTER ELEMENT,FLUID | 18 | MAX_OPER_PRESS | MAX OPERATING PRESSURE
12939 | 32624 | FILTER ELEMENT,FLUID | 19 | MIN_OPER_PRESS | MIN OPERATING PRESSURE
12940 | 32624 | FILTER ELEMENT,FLUID | 20 | MICRON_RTG | MICRON RATING
12941 | 32624 | FILTER ELEMENT,FLUID | 21 | THREAD_SERIES | THREAD SERIES
12942 | 32624 | FILTER ELEMENT,FLUID | 22 | MEDIA_DESIGNED | MEDIA DESIGNED
12943 | 32624 | FILTER ELEMENT,FLUID | 23 | FILTERING_MEDIA_DESIGNED | FILTERING MEDIA DESIGNED
12944 | 32624 | FILTER ELEMENT,FLUID | 24 | MTG_METHOD | MOUNTING METHOD
12945 | 32624 | FILTER ELEMENT,FLUID | 25 | SURFACE_TREATMENT | SURFACE TREATMENT
12955 | 32624 | FILTER ELEMENT,FLUID | 35 | SIZE | SIZE
12956 | 32624 | FILTER ELEMENT,FLUID | 36 | PRESS_DATA | PRESSURE DATA
12957
12958 | 32679 | FERRULE,SWAGE,TUBE COUPLING | 1 | SHORT_NAME | SHORT NAME | FERRULE
12961 | 32679 | FERRULE,SWAGE,TUBE COUPLING | 4 | TYPE | TYPE
12962 | 32679 | FERRULE,SWAGE,TUBE COUPLING | 5 | SIZE | SIZE
12963 | 32679 | FERRULE,SWAGE,TUBE COUPLING | 6 | MATL | MATERIAL
12964 | 32679 | FERRULE,SWAGE,TUBE COUPLING | 7 | TUBE_MATL | TUBE MATERIAL
12965 | 32679 | FERRULE,SWAGE,TUBE COUPLING | 8 | TUBE_SIZE | TUBE SIZE
12966 | 32679 | FERRULE,SWAGE,TUBE COUPLING | 9 | WIRE_DIMENSION_SIZE | WIRE DIMENSION SIZE
12967 | 32679 | FERRULE,SWAGE,TUBE COUPLING | 10 | COLOR | COLOR
12968 | 32679 | FERRULE,SWAGE,TUBE COUPLING | 11 | TUBE_END_CONN | TUBE END CONNECTION
12977
12978 | 32738 | BRAKE BAND AND LINING | 1 | SHORT_NAME | SHORT NAME | BRAKE BAND & LINING
12980 | 32738 | BRAKE BAND AND LINING | 3 | TYPE | TYPE
12981 | 32738 | BRAKE BAND AND LINING | 4 | SIZE | SIZE
12982 | 32738 | BRAKE BAND AND LINING | 5 | MATL | MATERIAL
12983 | 32738 | BRAKE BAND AND LINING | 6 | LINING_DATA | LINING DATA
12984 | 32738 | BRAKE BAND AND LINING | 7 | FINISH | FINISH
12991
13012 | 32915 | VANE SET,ROTARY | 1 | SHORT_NAME | SHORT NAME | VANE ASSY
13014 | 32915 | VANE SET,ROTARY | 3 | SHAPE | SHAPE
13015 | 32915 | VANE SET,ROTARY | 4 | TYPE | TYPE
13016 | 32915 | VANE SET,ROTARY | 5 | SIZE | SIZE
13018 | 32915 | VANE SET,ROTARY | 7 | THK | THICKNESS
13019 | 32915 | VANE SET,ROTARY | 8 | MATL | MATERIAL
13020 | 32915 | VANE SET,ROTARY | 9 | NO_VANES_SET | NUMBER OF VANES SET
13021 | 32915 | VANE SET,ROTARY | 10 | ANGLE_DATA | ANGLE DATA
13022 | 32915 | VANE SET,ROTARY | 11 | FINISH | FINISH
13030
13056 | 33096 | SEMICONDUCTOR DEVICE,THYRISTOR | 1 | SHORT_NAME | SHORT NAME | DEVICE,SEMICONDUCTOR
13059 | 33096 | SEMICONDUCTOR DEVICE,THYRISTOR | 4 | SHAPE | SHAPE
13060 | 33096 | SEMICONDUCTOR DEVICE,THYRISTOR | 5 | SEMICONDUCTOR_DEVICE_TYPE | SEMICONDUCTOR DEVICE TYPE
13061 | 33096 | SEMICONDUCTOR DEVICE,THYRISTOR | 6 | SIZE | SIZE
13062 | 33096 | SEMICONDUCTOR DEVICE,THYRISTOR | 7 | VOLTAGE | VOLTAGE RATING
13063 | 33096 | SEMICONDUCTOR DEVICE,THYRISTOR | 8 | CURRENT | CURRENT
13064 | 33096 | SEMICONDUCTOR DEVICE,THYRISTOR | 9 | FREQUENCY | FREQUENCY
13065 | 33096 | SEMICONDUCTOR DEVICE,THYRISTOR | 10 | FUNCT | FUNCTION
13066 | 33096 | SEMICONDUCTOR DEVICE,THYRISTOR | 11 | METER_WIRE_PHASE_NO | METER WIRE PHASE NO
13067 | 33096 | SEMICONDUCTOR DEVICE,THYRISTOR | 12 | THYRISTOR_CHARS | THYRISTOR CHARS
13068 | 33096 | SEMICONDUCTOR DEVICE,THYRISTOR | 13 | TERMINAL_DATA | TERMINAL DATA
13069 | 33096 | SEMICONDUCTOR DEVICE,THYRISTOR | 14 | CONNECTION_DATA | CONNECTION DATA
13070 | 33096 | SEMICONDUCTOR DEVICE,THYRISTOR | 15 | MTG_DATA | MOUNTING DATA
13079
13102 | 33328 | BOWL,SEDIMENT | 1 | SHORT_NAME | SHORT NAME | BOWL,SEDIMENT
13105 | 33328 | BOWL,SEDIMENT | 4 | TYPE | TYPE
13106 | 33328 | BOWL,SEDIMENT | 5 | SIZE | SIZE
13107 | 33328 | BOWL,SEDIMENT | 6 | MATL | MATERIAL
13108 | 33328 | BOWL,SEDIMENT | 7 | CAPACITY | CAPACITY
13109 | 33328 | BOWL,SEDIMENT | 8 | CONTAINER_DATA | CONTAINER DATA
13110 | 33328 | BOWL,SEDIMENT | 9 | FINISH | FINISH
13119
13134 | 33715 | IGNITER,SPARK,FUEL | 1 | SHORT_NAME | SHORT NAME | IGNITER
13137 | 33715 | IGNITER,SPARK,FUEL | 4 | TYPE | TYPE
13138 | 33715 | IGNITER,SPARK,FUEL | 5 | SIZE | SIZE
13139 | 33715 | IGNITER,SPARK,FUEL | 6 | BODY_MATL | BODY MATERIAL
13140 | 33715 | IGNITER,SPARK,FUEL | 7 | MEDIA_DESIGNED | MEDIA DESIGNED
13141 | 33715 | IGNITER,SPARK,FUEL | 8 | ELECT_DATA | ELECTRICAL RATING
13142 | 33715 | IGNITER,SPARK,FUEL | 9 | ELECTRODE_DATA | ELECTRODE DATA
13143 | 33715 | IGNITER,SPARK,FUEL | 10 | MTG_DATA | MOUNTING DATA
13150
13151 | 33729 | GROMMET,NONMETALLIC | 1 | SHORT_NAME | SHORT NAME | GROMMET
13154 | 33729 | GROMMET,NONMETALLIC | 4 | TYPE | TYPE
13155 | 33729 | GROMMET,NONMETALLIC | 5 | SIZE | SIZE
13156 | 33729 | GROMMET,NONMETALLIC | 6 | INSIDE_DIA | INSIDE DIAMETER
13157 | 33729 | GROMMET,NONMETALLIC | 7 | OUTSIDE_DIA | OUTSIDE DIAMETER
13158 | 33729 | GROMMET,NONMETALLIC | 8 | MATL | MATERIAL
13159 | 33729 | GROMMET,NONMETALLIC | 9 | GROOVE_WIDTH | GROOVE WIDTH
13167
13168 | 33743 | ENCODER,SHAFT ANGLE TO DIGITAL | 1 | SHORT_NAME | SHORT NAME | ENCODER,SHFT
13171 | 33743 | ENCODER,SHAFT ANGLE TO DIGITAL | 4 | TYPE | TYPE
13172 | 33743 | ENCODER,SHAFT ANGLE TO DIGITAL | 5 | SIZE | SIZE
13173 | 33743 | ENCODER,SHAFT ANGLE TO DIGITAL | 6 | ELECT_DATA | ELECTRICAL RATING
13174 | 33743 | ENCODER,SHAFT ANGLE TO DIGITAL | 7 | ELECT_CONN_DATA | ELECTRICAL CONNECTION DATA
13175 | 33743 | ENCODER,SHAFT ANGLE TO DIGITAL | 8 | INPUT_DATA | INPUT DATA
13176 | 33743 | ENCODER,SHAFT ANGLE TO DIGITAL | 9 | OUTPUT_DATA | OUTPUT DATA
13177 | 33743 | ENCODER,SHAFT ANGLE TO DIGITAL | 10 | DISPLAY_DATA | DISPLAY DATA
13178 | 33743 | ENCODER,SHAFT ANGLE TO DIGITAL | 11 | CONNECTION_DATA | CONNECTION DATA
13179 | 33743 | ENCODER,SHAFT ANGLE TO DIGITAL | 12 | MTG_DATA | MOUNTING DATA
13188
13220 | 33792 | PRINTER,AUTOMATIC DATA PROCESSING | 1 | SHORT_NAME | SHORT NAME | PRINTER,COMPUTER
13222 | 33792 | PRINTER,AUTOMATIC DATA PROCESSING | 3 | TYPE | TYPE
13223 | 33792 | PRINTER,AUTOMATIC DATA PROCESSING | 4 | SIZE | SIZE
13224 | 33792 | PRINTER,AUTOMATIC DATA PROCESSING | 5 | PAPER_SIZE | PAPER SIZE
13225 | 33792 | PRINTER,AUTOMATIC DATA PROCESSING | 6 | PRINT_LANGUAGE | PRINT LANGUAGE
13226 | 33792 | PRINTER,AUTOMATIC DATA PROCESSING | 7 | BUFFER_SIZE | BUFFER SIZE
13227 | 33792 | PRINTER,AUTOMATIC DATA PROCESSING | 8 | SPEED | SPEED
13228 | 33792 | PRINTER,AUTOMATIC DATA PROCESSING | 9 | COMPUTER_PROCESSOR_SPEED | COMPUTER PROCESSOR SPEED
13229 | 33792 | PRINTER,AUTOMATIC DATA PROCESSING | 10 | RESOLUTION | RESOLUTION
13230 | 33792 | PRINTER,AUTOMATIC DATA PROCESSING | 11 | ELECT_DATA | ELECTRICAL RATING
13231 | 33792 | PRINTER,AUTOMATIC DATA PROCESSING | 12 | CONNECTION_DATA | CONNECTION DATA
13232 | 33792 | PRINTER,AUTOMATIC DATA PROCESSING | 13 | PRINTER_DATA | PRINTER DATA
13241
13242 | 33841 | PARTS KIT,AIR FILTER | 1 | SHORT_NAME | SHORT NAME | PARTS KIT,AIR FILT
13244 | 33841 | PARTS KIT,AIR FILTER | 3 | TYPE | TYPE
13245 | 33841 | PARTS KIT,AIR FILTER | 4 | CONTENT | CONTENT
13246 | 33841 | PARTS KIT,AIR FILTER | 5 | CONTENT_2 | CONTENT 2
13247 | 33841 | PARTS KIT,AIR FILTER | 6 | CONTENT_3 | CONTENT 3
13255
13256 | 33860 | PARTS KIT,COMPRESSOR | 1 | SHORT_NAME | SHORT NAME | PARTS KIT,COMPR
13258 | 33860 | PARTS KIT,COMPRESSOR | 3 | COMPRESSOR_TYPE | COMPRESSOR TYPE
13259 | 33860 | PARTS KIT,COMPRESSOR | 4 | COMPR_CAPACITY | COMPR CAPACITY
13260 | 33860 | PARTS KIT,COMPRESSOR | 5 | COMPR_PRESS_RTG | COMPRESSOR PRESSURE RATING
13261 | 33860 | PARTS KIT,COMPRESSOR | 6 | CONTENT | CONTENT
13262 | 33860 | PARTS KIT,COMPRESSOR | 7 | CONTENT_2 | CONTENT 2
13263 | 33860 | PARTS KIT,COMPRESSOR | 8 | CONTENT_3 | CONTENT 3
13264 | 33860 | PARTS KIT,COMPRESSOR | 9 | CONTENT_4 | CONTENT 4
13265 | 33860 | PARTS KIT,COMPRESSOR | 10 | CONTENT_5 | CONTENT 5
13266 | 33860 | PARTS KIT,COMPRESSOR | 11 | CONTENT_6 | CONTENT 6
13267 | 33860 | PARTS KIT,COMPRESSOR | 12 | CONTENT_7 | CONTENT 7
13268 | 33860 | PARTS KIT,COMPRESSOR | 13 | CONTENT_8 | CONTENT 8
13269 | 33860 | PARTS KIT,COMPRESSOR | 14 | CONTENT_9 | CONTENT 9
13277
13278 | 33871 | PARTS KIT,ELECTRIC MOTOR | 1 | SHORT_NAME | SHORT NAME | PARTS KIT,ELEC MTR
13281 | 33871 | PARTS KIT,ELECTRIC MOTOR | 4 | TYPE | TYPE
13282 | 33871 | PARTS KIT,ELECTRIC MOTOR | 5 | ELECT_DATA | ELECTRICAL RATING
13283 | 33871 | PARTS KIT,ELECTRIC MOTOR | 6 | CONTENT | CONTENT
13284 | 33871 | PARTS KIT,ELECTRIC MOTOR | 7 | CONTENT_2 | CONTENT 2
13285 | 33871 | PARTS KIT,ELECTRIC MOTOR | 8 | CONTENT_3 | CONTENT 3
13286 | 33871 | PARTS KIT,ELECTRIC MOTOR | 9 | CONTENT_4 | CONTENT 4
13287 | 33871 | PARTS KIT,ELECTRIC MOTOR | 10 | CONTENT_5 | CONTENT 5
13288 | 33871 | PARTS KIT,ELECTRIC MOTOR | 11 | CONTENT_6 | CONTENT 6
13289 | 33871 | PARTS KIT,ELECTRIC MOTOR | 12 | CONTENT_7 | CONTENT 7
13297
13298 | 33873 | PARTS KIT,ELECTRO-MECHANICAL LINEAR ACTUATOR | 1 | SHORT_NAME | SHORT NAME | PARTS KIT,ACTR
13300 | 33873 | PARTS KIT,ELECTRO-MECHANICAL LINEAR ACTUATOR | 3 | TYPE | TYPE
13301 | 33873 | PARTS KIT,ELECTRO-MECHANICAL LINEAR ACTUATOR | 4 | CONTENT | CONTENT
13302 | 33873 | PARTS KIT,ELECTRO-MECHANICAL LINEAR ACTUATOR | 5 | CONTENT_2 | CONTENT 2
13303 | 33873 | PARTS KIT,ELECTRO-MECHANICAL LINEAR ACTUATOR | 6 | CONTENT_3 | CONTENT 3
13304 | 33873 | PARTS KIT,ELECTRO-MECHANICAL LINEAR ACTUATOR | 7 | CONTENT_4 | CONTENT 4
13305 | 33873 | PARTS KIT,ELECTRO-MECHANICAL LINEAR ACTUATOR | 8 | CONTENT_5 | CONTENT 5
13313
13314 | 33886 | PARTS KIT,FLOW RATE METER | 1 | SHORT_NAME | SHORT NAME | PARTS KIT,FLOW METER
13316 | 33886 | PARTS KIT,FLOW RATE METER | 3 | TYPE | TYPE
13317 | 33886 | PARTS KIT,FLOW RATE METER | 4 | FUNCT | FUNCTION
13318 | 33886 | PARTS KIT,FLOW RATE METER | 5 | CONTENT | CONTENT
13319 | 33886 | PARTS KIT,FLOW RATE METER | 6 | CONTENT_2 | CONTENT 2
13320 | 33886 | PARTS KIT,FLOW RATE METER | 7 | CONTENT_3 | CONTENT 3
13327
13342 | 34237 | DISPLAY UNIT | 1 | SHORT_NAME | SHORT NAME | DISPLAY UNIT
13345 | 34237 | DISPLAY UNIT | 4 | TYPE | TYPE
13346 | 34237 | DISPLAY UNIT | 5 | SIZE | SIZE
13347 | 34237 | DISPLAY UNIT | 6 | MATL | MATERIAL
13348 | 34237 | DISPLAY UNIT | 7 | CHROMATICITY | CHROMATICITY
13349 | 34237 | DISPLAY UNIT | 8 | DISPLAY_TYPE | DISPLAY TYPE
13350 | 34237 | DISPLAY UNIT | 9 | SCREEN_SIZE | SCREEN SIZE
13351 | 34237 | DISPLAY UNIT | 10 | VOLTAGE | VOLTAGE RATING
13352 | 34237 | DISPLAY UNIT | 11 | POWER | POWER
13353 | 34237 | DISPLAY UNIT | 12 | OPER_CURRENT | OPERATING CURRENT
13354 | 34237 | DISPLAY UNIT | 13 | ELECT_DATA | ELECTRICAL RATING
13355 | 34237 | DISPLAY UNIT | 14 | ELECT_CONN_DATA | ELECTRICAL CONNECTION DATA
13356 | 34237 | DISPLAY UNIT | 15 | FREQUENCY | FREQUENCY
13357 | 34237 | DISPLAY UNIT | 16 | OUTPUT_DATA | OUTPUT DATA
13358 | 34237 | DISPLAY UNIT | 17 | INPUT_DATA | INPUT DATA
13359 | 34237 | DISPLAY UNIT | 18 | SPEAKER_DATA | SPEAKER DATA
13360 | 34237 | DISPLAY UNIT | 19 | BRIGHTNESS | BRIGHTNESS
13361 | 34237 | DISPLAY UNIT | 20 | RESOLUTION | RESOLUTION
13362 | 34237 | DISPLAY UNIT | 21 | PIXEL_PITCH | PIXEL PITCH
13363 | 34237 | DISPLAY UNIT | 22 | HORIZ_SCAN_RATE | HORIZ SCAN RATE
13364 | 34237 | DISPLAY UNIT | 23 | VERTICAL_FREQ | VERTICAL FREQUENCY
13365 | 34237 | DISPLAY UNIT | 24 | RESPONSE_SPEED | RESPONSE SPEED
13367 | 34237 | DISPLAY UNIT | 26 | CABINET_MATL | CABINET MATERIAL
13368 | 34237 | DISPLAY UNIT | 27 | CABINET_FINISH | CABINET FINISH
13369 | 34237 | DISPLAY UNIT | 28 | MTG_DATA | MOUNTING DATA
13378
13379 | 34240 | DATA STATION | 1 | SHORT_NAME | SHORT NAME | DATA STATION
13381 | 34240 | DATA STATION | 3 | TYPE | TYPE
13382 | 34240 | DATA STATION | 4 | SIZE | SIZE
13383 | 34240 | DATA STATION | 5 | OPER_CURRENT | OPERATING CURRENT
13384 | 34240 | DATA STATION | 6 | ELECT_DATA | ELECTRICAL RATING
13385 | 34240 | DATA STATION | 7 | PROC_SPEED | PROC SPEED
13386 | 34240 | DATA STATION | 8 | MEM_CAP | MEM CAP
13387 | 34240 | DATA STATION | 9 | HARD_DISK_CAPACITY | HARD DISK CAPACITY
13388 | 34240 | DATA STATION | 10 | FUNCT | FUNCTION
13389 | 34240 | DATA STATION | 11 | FREQUENCY | FREQUENCY
13390 | 34240 | DATA STATION | 12 | MTG_DATA | MOUNTING DATA
13391 | 34240 | DATA STATION | 13 | CONFIGURATION | CONFIGURATION
13392 | 34240 | DATA STATION | 14 | CONTENT | CONTENT
13393 | 34240 | DATA STATION | 15 | CONTENT_2 | CONTENT 2
13394 | 34240 | DATA STATION | 16 | CONTENT_3 | CONTENT 3
13395 | 34240 | DATA STATION | 17 | CONTENT_4 | CONTENT 4
13396 | 34240 | DATA STATION | 18 | CONTENT_5 | CONTENT 5
13405
13424 | 34736 | BACKPLANE ASSEMBLY | 1 | SHORT_NAME | SHORT NAME | BACKPLANE ASSY
13426 | 34736 | BACKPLANE ASSEMBLY | 3 | TYPE | TYPE
13427 | 34736 | BACKPLANE ASSEMBLY | 4 | SIZE | SIZE
13428 | 34736 | BACKPLANE ASSEMBLY | 5 | MATL | MATERIAL
13429 | 34736 | BACKPLANE ASSEMBLY | 6 | DATA_TRANSFER_RATE | DATA TRANSFER RATE
13430 | 34736 | BACKPLANE ASSEMBLY | 7 | NO_CARD_SLOTS | NUMBER OF CARD SLOTS
13431 | 34736 | BACKPLANE ASSEMBLY | 8 | FUNCT | FUNCTION
13432 | 34736 | BACKPLANE ASSEMBLY | 9 | TERMINAL_DATA | TERMINAL DATA
13433 | 34736 | BACKPLANE ASSEMBLY | 10 | MTG_DATA | MOUNTING DATA
13442
13443 | 34858 | ADAPTER,SOCKET,PLUG-IN ELECTRONIC COMPONENTS | 1 | SHORT_NAME | SHORT NAME | ADAPTER,SKT
13445 | 34858 | ADAPTER,SOCKET,PLUG-IN ELECTRONIC COMPONENTS | 3 | DIMENSION | DIMENSION
13446 | 34858 | ADAPTER,SOCKET,PLUG-IN ELECTRONIC COMPONENTS | 4 | CONNECTOR_TYPE | CONNECTOR TYPE
13447 | 34858 | ADAPTER,SOCKET,PLUG-IN ELECTRONIC COMPONENTS | 5 | PIN_DATA | PIN DATA
13448 | 34858 | ADAPTER,SOCKET,PLUG-IN ELECTRONIC COMPONENTS | 6 | SHELL_MATL | SHELL MATERIAL
13449 | 34858 | ADAPTER,SOCKET,PLUG-IN ELECTRONIC COMPONENTS | 7 | ADAPTER_DATA | ADAPTER DATA
13458
13494 | 35224 | DISK,VALVE | 1 | SHORT_NAME | SHORT NAME | DISK,VALVE
13495 | 35224 | DISK,VALVE | 2 | DISK_TYPE | DISK TYPE
13496 | 35224 | DISK,VALVE | 3 | DISK_SHAPE_STYLE | DISK SHAPE STYLE
13498 | 35224 | DISK,VALVE | 5 | THK | THICKNESS
13499 | 35224 | DISK,VALVE | 6 | OUTSIDE_DIA | OUTSIDE DIAMETER
13500 | 35224 | DISK,VALVE | 7 | INSIDE_DIA | INSIDE DIAMETER
13501 | 35224 | DISK,VALVE | 8 | DISK_MATL | DISK MATERIAL
13502 | 35224 | DISK,VALVE | 9 | VALVE_TYPE | VALVE TYPE
13503 | 35224 | DISK,VALVE | 10 | VALVE_SIZE | VALVE SIZE
13504 | 35224 | DISK,VALVE | 11 | VALVE_OPER_METHOD | VALVE OPERATING METHOD
13505 | 35224 | DISK,VALVE | 12 | MAX_OPER_PRESS | MAX OPERATING PRESSURE
13506 | 35224 | DISK,VALVE | 13 | MIN_OPER_PRESS | MIN OPERATING PRESSURE
13507 | 35224 | DISK,VALVE | 14 | MAX_OPER_TEMP | MAX OPERATING TEMPERATURE
13508 | 35224 | DISK,VALVE | 15 | MINI_OPER_TEMP | MINI OPERATING TEMPERATURE
13510 | 35224 | DISK,VALVE | 17 | OPERATING_MEDIUM | OPERATING MEDIUM
13516 | 35224 | DISK,VALVE | 23 | SURFACE_TREATMENT | SURFACE TREATMENT
13527 | 35224 | DISK,VALVE | 34 | SIZE | SIZE
13529
13530 | 35321 | DECONTAMINANT DISPOSAL UNIT | 1 | SHORT_NAME | SHORT NAME | DECONTAMINANT DISPOSAL UNIT
13532 | 35321 | DECONTAMINANT DISPOSAL UNIT | 3 | TYPE | TYPE
13533 | 35321 | DECONTAMINANT DISPOSAL UNIT | 4 | SIZE | SIZE
13534 | 35321 | DECONTAMINANT DISPOSAL UNIT | 5 | MATL | MATERIAL
13535 | 35321 | DECONTAMINANT DISPOSAL UNIT | 6 | ELECT_DATA | ELECTRICAL RATING
13536 | 35321 | DECONTAMINANT DISPOSAL UNIT | 7 | ELECT_CONN_DATA | ELECTRICAL CONNECTION DATA
13537 | 35321 | DECONTAMINANT DISPOSAL UNIT | 8 | CONNECTION_DATA | CONNECTION DATA
13538 | 35321 | DECONTAMINANT DISPOSAL UNIT | 9 | DRIVE_DATA | DRIVE DATA
13539 | 35321 | DECONTAMINANT DISPOSAL UNIT | 10 | UNIT_DATA | UNIT DATA
13540 | 35321 | DECONTAMINANT DISPOSAL UNIT | 11 | CAPACITY | CAPACITY
13541 | 35321 | DECONTAMINANT DISPOSAL UNIT | 12 | MTG_DATA | MOUNTING DATA
13542 | 35321 | DECONTAMINANT DISPOSAL UNIT | 13 | MEDIA_DESIGNED | MEDIA DESIGNED
13551
13552 | 35374 | CAP,VALVE | 1 | SHORT_NAME | SHORT NAME | CAP,VALVE
13553 | 35374 | CAP,VALVE | 2 | CAP_TYPE | CAP TYPE
13554 | 35374 | CAP,VALVE | 3 | CAP_SHAPE_STYLE | CAP SHAPE STYLE
13555 | 35374 | CAP,VALVE | 4 | OUTSIDE_DIA | OUTSIDE DIAMETER
13556 | 35374 | CAP,VALVE | 5 | LG | LENGTH
13557 | 35374 | CAP,VALVE | 6 | THK | THICKNESS
13558 | 35374 | CAP,VALVE | 7 | VALVE_SIZE | VALVE SIZE
13559 | 35374 | CAP,VALVE | 8 | CAP_MATL | CAP MATERIAL
13560 | 35374 | CAP,VALVE | 9 | VALVE_TYPE | VALVE TYPE
13561 | 35374 | CAP,VALVE | 10 | THREAD_SERIES | THREAD SERIES
13562 | 35374 | CAP,VALVE | 11 | BOLT_HOLE_QTY | NUMBER OF BOLT HOLES
13563 | 35374 | CAP,VALVE | 12 | BOLT_HOLE_DIA | BOLT HOLE DIA
13564 | 35374 | CAP,VALVE | 13 | METHOD_ATTACH | METHOD ATTACHMENT
13565 | 35374 | CAP,VALVE | 14 | SURFACE_TREATMENT | SURFACE TREATMENT
13575
13590 | 35487 | SWITCH,PROXIMITY | 1 | SHORT_NAME | SHORT NAME | SWITCH,PROX
13592 | 35487 | SWITCH,PROXIMITY | 3 | TYPE | TYPE
13593 | 35487 | SWITCH,PROXIMITY | 4 | SIZE | SIZE
13594 | 35487 | SWITCH,PROXIMITY | 5 | VOLTAGE | VOLTAGE RATING
13595 | 35487 | SWITCH,PROXIMITY | 6 | CURRENT | CURRENT
13596 | 35487 | SWITCH,PROXIMITY | 7 | ELECT_DATA | ELECTRICAL RATING
13597 | 35487 | SWITCH,PROXIMITY | 8 | FREQUENCY | FREQUENCY
13598 | 35487 | SWITCH,PROXIMITY | 9 | WATCHING_DIST | WATCHING DISTANCE
13599 | 35487 | SWITCH,PROXIMITY | 10 | CABLE_TYPE | CABLE TYPE
13600 | 35487 | SWITCH,PROXIMITY | 11 | OPER_TEMP_RANGE | OPERATING TEMPERATURE RANGE
13601 | 35487 | SWITCH,PROXIMITY | 12 | RANGE_DATA | RANGE DATA
13602 | 35487 | SWITCH,PROXIMITY | 13 | CONTACT_DATA | CONTACT DATA
13603 | 35487 | SWITCH,PROXIMITY | 14 | TERMINAL_DATA | TERMINAL DATA
13604 | 35487 | SWITCH,PROXIMITY | 15 | MTG_DATA | MOUNTING DATA
13607 | 35487 | SWITCH,PROXIMITY | 18 | ENVIRON_PROT | ENVIRON PROTECTION
13614
13615 | 35520 | VENTILATOR,AIR CIRCULATING | 1 | SHORT_NAME | SHORT NAME | VENTILATOR
13618 | 35520 | VENTILATOR,AIR CIRCULATING | 4 | TYPE | TYPE
13619 | 35520 | VENTILATOR,AIR CIRCULATING | 5 | DIMENSION | DIMENSION
13620 | 35520 | VENTILATOR,AIR CIRCULATING | 6 | MATL | MATERIAL
13621 | 35520 | VENTILATOR,AIR CIRCULATING | 7 | VOLTAGE | VOLTAGE RATING
13622 | 35520 | VENTILATOR,AIR CIRCULATING | 8 | POWER | POWER
13623 | 35520 | VENTILATOR,AIR CIRCULATING | 9 | FLOW_RATE | FLOW RATE
13624 | 35520 | VENTILATOR,AIR CIRCULATING | 10 | VANE_DIA | VANE DIAMETER
13625 | 35520 | VENTILATOR,AIR CIRCULATING | 11 | AIR_FLOW | AIR FLOW
13626 | 35520 | VENTILATOR,AIR CIRCULATING | 12 | COLOR | COLOR
13627 | 35520 | VENTILATOR,AIR CIRCULATING | 13 | SHAPE | SHAPE
13628 | 35520 | VENTILATOR,AIR CIRCULATING | 14 | FINISH | FINISH
13629 | 35520 | VENTILATOR,AIR CIRCULATING | 15 | MTG_DATA | MOUNTING DATA
13638
13664 | 35625 | BEARING,FAN AND WATER PUMP | 1 | SHORT_NAME | SHORT NAME | BEARING
13666 | 35625 | BEARING,FAN AND WATER PUMP | 3 | TYPE | TYPE
13667 | 35625 | BEARING,FAN AND WATER PUMP | 4 | OUTSIDE_DIA | OUTSIDE DIAMETER
13668 | 35625 | BEARING,FAN AND WATER PUMP | 5 | WIDTH | WIDTH
13669 | 35625 | BEARING,FAN AND WATER PUMP | 6 | NO_ROWS | NUMBER OF ROWS
13670 | 35625 | BEARING,FAN AND WATER PUMP | 7 | CAGE_MATL | CAGE MATERIAL
13671 | 35625 | BEARING,FAN AND WATER PUMP | 8 | BORE_DATA | BORE DIAMETER
13672 | 35625 | BEARING,FAN AND WATER PUMP | 9 | TOLERANCE | TOLERANCE
13673 | 35625 | BEARING,FAN AND WATER PUMP | 10 | LUBR_DATA | LUBR DATA
13674 | 35625 | BEARING,FAN AND WATER PUMP | 11 | BRG_SEAL_DATA | BRG SEAL DATA
13675 | 35625 | BEARING,FAN AND WATER PUMP | 12 | IBI_NO | BEARING DESIGNATION NUMBER
13683
13684 | 35647 | DISPLAY,OPTOELECTRONIC | 1 | SHORT_NAME | SHORT NAME | DISPLAY,OPTO
13686 | 35647 | DISPLAY,OPTOELECTRONIC | 3 | DISPLAY_TYPE | DISPLAY TYPE
13687 | 35647 | DISPLAY,OPTOELECTRONIC | 4 | SIZE | SIZE
13688 | 35647 | DISPLAY,OPTOELECTRONIC | 5 | OPER_CURRENT | OPERATING CURRENT
13689 | 35647 | DISPLAY,OPTOELECTRONIC | 6 | FREQUENCY | FREQUENCY
13690 | 35647 | DISPLAY,OPTOELECTRONIC | 7 | COLOR | COLOR
13691 | 35647 | DISPLAY,OPTOELECTRONIC | 8 | FUNCT | FUNCTION
13692 | 35647 | DISPLAY,OPTOELECTRONIC | 9 | ELECT_DATA | ELECTRICAL RATING
13693 | 35647 | DISPLAY,OPTOELECTRONIC | 10 | ELECT_CONN_DATA | ELECTRICAL CONNECTION DATA
13694 | 35647 | DISPLAY,OPTOELECTRONIC | 11 | INPUT_DATA | INPUT DATA
13695 | 35647 | DISPLAY,OPTOELECTRONIC | 12 | OUTPUT_DATA | OUTPUT DATA
13696 | 35647 | DISPLAY,OPTOELECTRONIC | 13 | DISPLAY_DATA | DISPLAY DATA
13697 | 35647 | DISPLAY,OPTOELECTRONIC | 14 | MTG_DATA | MOUNTING DATA
13706
13707 | 35932 | VENT UNIT,RELIEF | 1 | SHORT_NAME | SHORT NAME | VENT UNIT,RELIEF
13709 | 35932 | VENT UNIT,RELIEF | 3 | TYPE | TYPE
13710 | 35932 | VENT UNIT,RELIEF | 4 | MATL | MATERIAL
13711 | 35932 | VENT UNIT,RELIEF | 5 | PRESS_RANGE | PRESSURE RANGE
13712 | 35932 | VENT UNIT,RELIEF | 6 | VALVE_DATA | VALVE DATA
13713 | 35932 | VENT UNIT,RELIEF | 7 | VACUUM_DATA | VACUUM DATA
13714 | 35932 | VENT UNIT,RELIEF | 8 | CONNECTION_DATA | CONNECTION DATA
13715 | 35932 | VENT UNIT,RELIEF | 9 | MTG_DATA | MOUNTING DATA
13723
13724 | 35935 | VALVE,VENT | 1 | SHORT_NAME | SHORT NAME | VALVE,VENT
13727 | 35935 | VALVE,VENT | 4 | TYPE | TYPE
13728 | 35935 | VALVE,VENT | 5 | SIZE | SIZE
13729 | 35935 | VALVE,VENT | 6 | TEMPERATURE | TEMPERATURE
13730 | 35935 | VALVE,VENT | 7 | PRESSURE | PRESSURE
13731 | 35935 | VALVE,VENT | 8 | OPER_METHOD | OPERATING METHOD
13732 | 35935 | VALVE,VENT | 9 | FACE_WIDTH | FACE WIDTH
13733 | 35935 | VALVE,VENT | 10 | FLANGE_TABLE | FLANGE TABLE
13734 | 35935 | VALVE,VENT | 11 | DISK_MATL | DISK MATERIAL
13735 | 35935 | VALVE,VENT | 12 | TRIM_MATL | TRIM MATERIAL
13736 | 35935 | VALVE,VENT | 13 | BODY_MATL | BODY MATERIAL
13737 | 35935 | VALVE,VENT | 14 | SEAT_MATL | SEAT MATERIAL
13738 | 35935 | VALVE,VENT | 15 | STEM_MATL | STEM MATERIAL
13739 | 35935 | VALVE,VENT | 16 | MEDIA_DESIGNED | MEDIA DESIGNED
13740 | 35935 | VALVE,VENT | 17 | BONNET_DATA | BONNET DATA
13741 | 35935 | VALVE,VENT | 18 | VALVE_DATA | VALVE DATA
13742 | 35935 | VALVE,VENT | 19 | CONNECTION_DATA | CONNECTION DATA
13751
13752 | 36137 | ROTOR,PUMP | 1 | SHORT_NAME | SHORT NAME | ROTOR,PUMP
13754 | 36137 | ROTOR,PUMP | 3 | SHAPE | SHAPE
13755 | 36137 | ROTOR,PUMP | 4 | TYPE | TYPE
13756 | 36137 | ROTOR,PUMP | 5 | SIZE | SIZE
13757 | 36137 | ROTOR,PUMP | 6 | MATL | MATERIAL
13758 | 36137 | ROTOR,PUMP | 7 | CAPACITY | CAPACITY
13759 | 36137 | ROTOR,PUMP | 8 | SHAFT_DIA | SHAFT DIA
13760 | 36137 | ROTOR,PUMP | 9 | SHAFT_MATL | SHAFT MATERIAL
13761 | 36137 | ROTOR,PUMP | 10 | ROTOR_DATA | ROTOR DATA
13762 | 36137 | ROTOR,PUMP | 11 | SHAFT_END_DATA | SHAFT END DATA
13763 | 36137 | ROTOR,PUMP | 12 | COMPONENTS | COMPONENTS
13764 | 36137 | ROTOR,PUMP | 13 | COMPONENTS_2 | COMPONENTS 2
13765 | 36137 | ROTOR,PUMP | 14 | COMPONENTS_3 | COMPONENTS 3
13766 | 36137 | ROTOR,PUMP | 15 | COMPONENTS_4 | COMPONENTS 4
13767 | 36137 | ROTOR,PUMP | 16 | NUMBER_IN_SET | NUMBER IN SET
13768 | 36137 | ROTOR,PUMP | 17 | NO_VANES | NUMBER OF VANES
13772 | 36137 | ROTOR,PUMP | 21 | DIRECTION_ROTN | DIRECTION ROTATION
13778
13779 | 36167 | COIL ASSEMBLY,ELECTRICAL | 1 | SHORT_NAME | SHORT NAME | COIL ASSY,ELEC
13781 | 36167 | COIL ASSEMBLY,ELECTRICAL | 3 | TYPE | TYPE
13782 | 36167 | COIL ASSEMBLY,ELECTRICAL | 4 | DIMENSION | DIMENSION
13783 | 36167 | COIL ASSEMBLY,ELECTRICAL | 5 | VOLTAGE | VOLTAGE RATING
13784 | 36167 | COIL ASSEMBLY,ELECTRICAL | 6 | CURRENT | CURRENT
13785 | 36167 | COIL ASSEMBLY,ELECTRICAL | 7 | FREQUENCY | FREQUENCY
13786 | 36167 | COIL ASSEMBLY,ELECTRICAL | 8 | MTG_DATA | MOUNTING DATA
13787 | 36167 | COIL ASSEMBLY,ELECTRICAL | 9 | CONTENT | CONTENT
13788 | 36167 | COIL ASSEMBLY,ELECTRICAL | 10 | CONTENT_2 | CONTENT 2
13789 | 36167 | COIL ASSEMBLY,ELECTRICAL | 11 | CONTENT_3 | CONTENT 3
13790 | 36167 | COIL ASSEMBLY,ELECTRICAL | 12 | CONTENT_4 | CONTENT 4
13791 | 36167 | COIL ASSEMBLY,ELECTRICAL | 13 | CONTENT_5 | CONTENT 5
13798 | 36167 | COIL ASSEMBLY,ELECTRICAL | 20 | ENCLOSURE_DATA | ENCLOSURE DATA
13800
13801 | 36296 | VALVE,RELAY,AIR PRESSURE | 1 | SHORT_NAME | SHORT NAME | VALVE,RELAY
13803 | 36296 | VALVE,RELAY,AIR PRESSURE | 3 | TYPE | TYPE
13804 | 36296 | VALVE,RELAY,AIR PRESSURE | 4 | SIZE | SIZE
13805 | 36296 | VALVE,RELAY,AIR PRESSURE | 5 | VALVE_BODY_MATL | VALVE BODY MATERIAL
13806 | 36296 | VALVE,RELAY,AIR PRESSURE | 6 | PRESSURE | PRESSURE
13807 | 36296 | VALVE,RELAY,AIR PRESSURE | 7 | ELECT_DATA | ELECTRICAL RATING
13808 | 36296 | VALVE,RELAY,AIR PRESSURE | 8 | ACTUATOR_DATA | ACTUATOR DATA
13809 | 36296 | VALVE,RELAY,AIR PRESSURE | 9 | CONNECTION_DATA | CONNECTION DATA
13810 | 36296 | VALVE,RELAY,AIR PRESSURE | 10 | OPER_METHOD | OPERATING METHOD
13811 | 36296 | VALVE,RELAY,AIR PRESSURE | 11 | PISTON_MATL | PISTON MATERIAL
13812 | 36296 | VALVE,RELAY,AIR PRESSURE | 12 | SEAT_MATL | SEAT MATERIAL
13821
13822 | 36329 | PROBE,EDDY CURRENT | 1 | SHORT_NAME | SHORT NAME | PROBE
13823 | 36329 | PROBE,EDDY CURRENT | 2 | PROBE_SPECIFIC_USE | PROBE SPECIFIC USE
13824 | 36329 | PROBE,EDDY CURRENT | 3 | PROBE_TYPE | PROBE TYPE
13825 | 36329 | PROBE,EDDY CURRENT | 4 | BODY_LG | BODY LENGTH
13826 | 36329 | PROBE,EDDY CURRENT | 5 | BODY_DIA | BODY DIA
13827 | 36329 | PROBE,EDDY CURRENT | 6 | BODY_WIDTH | BODY WIDTH
13828 | 36329 | PROBE,EDDY CURRENT | 7 | PROBE_MATL | PROBE MATERIAL
13829 | 36329 | PROBE,EDDY CURRENT | 8 | CABLE_LG | CABLE LENGTH
13830 | 36329 | PROBE,EDDY CURRENT | 9 | MAX_FREQUENCY | MAX FREQUENCY
13831 | 36329 | PROBE,EDDY CURRENT | 10 | MIN_FREQUENCY | MIN FREQUENCY
13832 | 36329 | PROBE,EDDY CURRENT | 11 | CONNECTOR_TYPE | CONNECTOR TYPE
13833 | 36329 | PROBE,EDDY CURRENT | 12 | TUBE_DESIGN_TYPE | TUBE DESIGN TYPE
13834 | 36329 | PROBE,EDDY CURRENT | 13 | TUBE_OD | TUBE OUTSIDE DIAMETER
13835 | 36329 | PROBE,EDDY CURRENT | 14 | TUBE_ID | TUBE INSIDE DIAMETER
13836 | 36329 | PROBE,EDDY CURRENT | 15 | TUBE_WALL_THK | TUBE WALL THK
13837 | 36329 | PROBE,EDDY CURRENT | 16 | TUBE_MATL | TUBE MATERIAL
13838 | 36329 | PROBE,EDDY CURRENT | 17 | SCALE_UNIT_MEASURE_INSCRIPTION | SCALE UNIT MEASURE INSCRIPTION
13839 | 36329 | PROBE,EDDY CURRENT | 18 | VOLT_RTG | VOLTAGE RATING
13840 | 36329 | PROBE,EDDY CURRENT | 19 | PROBE_TIP_TERM_TYPE | PROBE TIP TERM TYPE
13844 | 36329 | PROBE,EDDY CURRENT | 23 | OPER_METHOD | OPERATING METHOD
13855 | 36329 | PROBE,EDDY CURRENT | 34 | TUBE_NO | TUBE NO
13856
13857 | 36330 | OIL PUMP ASSEMBLY,ENGINE | 1 | SHORT_NAME | SHORT NAME | PUMP ASSY
13859 | 36330 | OIL PUMP ASSEMBLY,ENGINE | 3 | TYPE | TYPE
13860 | 36330 | OIL PUMP ASSEMBLY,ENGINE | 4 | SIZE | SIZE
13861 | 36330 | OIL PUMP ASSEMBLY,ENGINE | 5 | APPLICATION_TEMP | APPLICATION TEMPERATURE
13862 | 36330 | OIL PUMP ASSEMBLY,ENGINE | 6 | FLOW_RATE | FLOW RATE
13863 | 36330 | OIL PUMP ASSEMBLY,ENGINE | 7 | PRESSURE | PRESSURE
13864 | 36330 | OIL PUMP ASSEMBLY,ENGINE | 8 | REV_PER_MINUTE | REVOLUTION PER MINUTE (RPM)
13865 | 36330 | OIL PUMP ASSEMBLY,ENGINE | 9 | INLET_SIZE | INLET SIZE
13866 | 36330 | OIL PUMP ASSEMBLY,ENGINE | 10 | OUTLET_SIZE | OUTLET SIZE
13867 | 36330 | OIL PUMP ASSEMBLY,ENGINE | 11 | PUMP_DATA | PUMP DATA
13868 | 36330 | OIL PUMP ASSEMBLY,ENGINE | 12 | CONNECTION_DATA | CONNECTION DATA
13869 | 36330 | OIL PUMP ASSEMBLY,ENGINE | 13 | DRIVE_DATA | DRIVE DATA
13870 | 36330 | OIL PUMP ASSEMBLY,ENGINE | 14 | GEAR_DATA | GEAR DATA
13871 | 36330 | OIL PUMP ASSEMBLY,ENGINE | 15 | PUMP_HOUSING_MATL | PUMP HOUSING MATERIAL
13872 | 36330 | OIL PUMP ASSEMBLY,ENGINE | 16 | MTG_DATA | MOUNTING DATA
13881
13896 | 36409 | TERMINAL,DATA PROCESSING | 1 | SHORT_NAME | SHORT NAME | TERMINAL,COMPUTER
13898 | 36409 | TERMINAL,DATA PROCESSING | 3 | TYPE | TYPE
13899 | 36409 | TERMINAL,DATA PROCESSING | 4 | SIZE | SIZE
13900 | 36409 | TERMINAL,DATA PROCESSING | 5 | ELECT_RTG | ELECTRICAL RATING
13901 | 36409 | TERMINAL,DATA PROCESSING | 6 | CONNECTION_DATA | CONNECTION DATA
13902 | 36409 | TERMINAL,DATA PROCESSING | 7 | SCREEN_SIZE | SCREEN SIZE
13903 | 36409 | TERMINAL,DATA PROCESSING | 8 | RESOLUTION | RESOLUTION
13904 | 36409 | TERMINAL,DATA PROCESSING | 9 | VERTICAL_FREQ | VERTICAL FREQUENCY
13905 | 36409 | TERMINAL,DATA PROCESSING | 10 | MTG_DATA | MOUNTING DATA
13914
13915 | 36422 | BODY,VALVE | 1 | SHORT_NAME | SHORT NAME | BODY,VALVE
13916 | 36422 | BODY,VALVE | 2 | VALVE_TYPE | VALVE TYPE
13917 | 36422 | BODY,VALVE | 3 | VALVE_SIZE | VALVE SIZE
13918 | 36422 | BODY,VALVE | 4 | VALVE_MATL | VALVE MATERIAL
13919 | 36422 | BODY,VALVE | 5 | MAX_OPER_PRESS | MAX OPERATING PRESSURE
13921 | 36422 | BODY,VALVE | 7 | MAX_OPER_TEMP | MAX OPERATING TEMPERATURE
13923 | 36422 | BODY,VALVE | 9 | MAX_DESIGN_PRESS | MAX DESIGN PRESSURE
13925 | 36422 | BODY,VALVE | 11 | MAX_DESIGN_TEMP | MAX DESIGN TEMPERATURE
13927 | 36422 | BODY,VALVE | 13 | SEAT_MATL | SEAT MATERIAL
13928 | 36422 | BODY,VALVE | 14 | DISK_MATL | DISK MATERIAL
13929 | 36422 | BODY,VALVE | 15 | LINING_MATL | LINING MATERIAL
13930 | 36422 | BODY,VALVE | 16 | SHAFT_DIA | SHAFT DIA
13931 | 36422 | BODY,VALVE | 17 | BONNET_TYPE | BONNET TYPE
13932 | 36422 | BODY,VALVE | 18 | VALVE_CONN_TYPE | VALVE CONNECTION TYPE
13933 | 36422 | BODY,VALVE | 19 | VALVE_CONN_STYLE | VALVE CONNECTION STYLE
13946
13947 | 36423 | TANK,LIQUID STORAGE | 1 | SHORT_NAME | SHORT NAME | TANK,LIQUID STORAGE
13950 | 36423 | TANK,LIQUID STORAGE | 4 | TYPE | TYPE
13951 | 36423 | TANK,LIQUID STORAGE | 5 | SIZE | SIZE
13952 | 36423 | TANK,LIQUID STORAGE | 6 | MATL | MATERIAL
13953 | 36423 | TANK,LIQUID STORAGE | 7 | CAPACITY | CAPACITY
13955 | 36423 | TANK,LIQUID STORAGE | 9 | PRESSURE | PRESSURE
13956 | 36423 | TANK,LIQUID STORAGE | 10 | ELECT_DATA | ELECTRICAL RATING
13957 | 36423 | TANK,LIQUID STORAGE | 11 | TANK_DATA | TANK DATA
13958 | 36423 | TANK,LIQUID STORAGE | 12 | FINISH | FINISH
13959 | 36423 | TANK,LIQUID STORAGE | 13 | CONNECTION_DATA | CONNECTION DATA
13960 | 36423 | TANK,LIQUID STORAGE | 14 | MTG_DATA | MOUNTING DATA
13961 | 36423 | TANK,LIQUID STORAGE | 15 | MEDIA_DESIGNED | MEDIA DESIGNED
13970
14053 | 36605 | INJECTOR ASSEMBLY,FUEL | 1 | SHORT_NAME | SHORT NAME | INJECTOR ASSY
14056 | 36605 | INJECTOR ASSEMBLY,FUEL | 4 | TYPE | TYPE
14057 | 36605 | INJECTOR ASSEMBLY,FUEL | 5 | MATL | MATERIAL
14058 | 36605 | INJECTOR ASSEMBLY,FUEL | 6 | FLOW_RATE | FLOW RATE
14059 | 36605 | INJECTOR ASSEMBLY,FUEL | 7 | PRESS_DATA | PRESSURE DATA
14060 | 36605 | INJECTOR ASSEMBLY,FUEL | 8 | ORIFICE_DIA | ORIFICE DIAMETER
14061 | 36605 | INJECTOR ASSEMBLY,FUEL | 9 | CONNECTION_DATA | CONNECTION DATA
14062 | 36605 | INJECTOR ASSEMBLY,FUEL | 10 | MTG_DATA | MOUNTING DATA
14070
14083 | 36636 | GEAR CLUSTER | 1 | SHORT_NAME | SHORT NAME | GEAR CLUSTER
14085 | 36636 | GEAR CLUSTER | 3 | TYPE | TYPE
14086 | 36636 | GEAR CLUSTER | 4 | GEAR_SIZE | GEAR SIZE
14087 | 36636 | GEAR CLUSTER | 5 | SHAFT_SIZE | SHAFT SIZE
14088 | 36636 | GEAR CLUSTER | 6 | CLUSTER_MATL | CLUSTER MATERIAL
14089 | 36636 | GEAR CLUSTER | 7 | CONNECTION_DATA | CONNECTION DATA
14090 | 36636 | GEAR CLUSTER | 8 | MTG_DATA | MOUNTING DATA
14098
14099 | 36647 | ELECTRONIC MODULE,STANDARDIZED | 1 | SHORT_NAME | SHORT NAME | MODULE,ELECTRONIC
14100 | 36647 | ELECTRONIC MODULE,STANDARDIZED | 2 | ELECT_MODULE_TYPE | ELECTRICAL MODULE TYPE
14101 | 36647 | ELECTRONIC MODULE,STANDARDIZED | 3 | SINGLE_DATA_TYPE | SINGLE DATA TYPE
14102 | 36647 | ELECTRONIC MODULE,STANDARDIZED | 4 | SIZE | SIZE
14105 | 36647 | ELECTRONIC MODULE,STANDARDIZED | 7 | CURRENT_RTG | CURRENT RATING
14106 | 36647 | ELECTRONIC MODULE,STANDARDIZED | 8 | VOLT_RTG | VOLTAGE RATING
14107 | 36647 | ELECTRONIC MODULE,STANDARDIZED | 9 | INPUT_VOLT | INPUT VOLTAGE
14108 | 36647 | ELECTRONIC MODULE,STANDARDIZED | 10 | INPUT_CURRENT | INPUT CURRENT
14109 | 36647 | ELECTRONIC MODULE,STANDARDIZED | 11 | OUTPUT_VOLT | OUTPUT VOLTAGE
14110 | 36647 | ELECTRONIC MODULE,STANDARDIZED | 12 | OUTPUT_CURRENT | OUTPUT CURRENT
14111 | 36647 | ELECTRONIC MODULE,STANDARDIZED | 13 | FREQUENCY | FREQUENCY
14112 | 36647 | ELECTRONIC MODULE,STANDARDIZED | 14 | MAX_OPER_TEMP | MAX OPERATING TEMPERATURE
14113 | 36647 | ELECTRONIC MODULE,STANDARDIZED | 15 | MINI_OPER_TEMP | MINI OPERATING TEMPERATURE
14114 | 36647 | ELECTRONIC MODULE,STANDARDIZED | 16 | MODULE_FUNCT | MODULE FUNCTION
14115 | 36647 | ELECTRONIC MODULE,STANDARDIZED | 17 | MODULE_CONN_TYPE | MODULE CONN TYPE
14116 | 36647 | ELECTRONIC MODULE,STANDARDIZED | 18 | MTG_METHOD | MOUNTING METHOD
14117 | 36647 | ELECTRONIC MODULE,STANDARDIZED | 19 | INSTALLATION_DESIGN | INSTALLATION DESIGN
14128 | 36647 | ELECTRONIC MODULE,STANDARDIZED | 30 | PRESSURE | PRESSURE
14129
14149 | 36841 | SWITCH,FLOW | 1 | SHORT_NAME | SHORT NAME | SWITCH,FLOW
14151 | 36841 | SWITCH,FLOW | 3 | TYPE | TYPE
14152 | 36841 | SWITCH,FLOW | 4 | SIZE | SIZE
14153 | 36841 | SWITCH,FLOW | 5 | BODY_MATL | BODY MATERIAL
14154 | 36841 | SWITCH,FLOW | 6 | VOLTAGE | VOLTAGE RATING
14155 | 36841 | SWITCH,FLOW | 7 | CURRENT | CURRENT
14156 | 36841 | SWITCH,FLOW | 8 | RTG | RATING
14157 | 36841 | SWITCH,FLOW | 9 | FREQUENCY | FREQUENCY
14158 | 36841 | SWITCH,FLOW | 10 | FLOW_RATE | FLOW RATE
14159 | 36841 | SWITCH,FLOW | 11 | ACTUATION_METHOD | ACTUATION METHOD
14160 | 36841 | SWITCH,FLOW | 12 | SWITCH_DATA | SWITCH DATA
14161 | 36841 | SWITCH,FLOW | 13 | CONTACT_DATA | CONTACT DATA
14162 | 36841 | SWITCH,FLOW | 14 | CONNECTION_DATA | CONNECTION DATA
14163 | 36841 | SWITCH,FLOW | 15 | ELECT_CONN_DATA | ELECTRICAL CONNECTION DATA
14164 | 36841 | SWITCH,FLOW | 16 | MTG_DATA | MOUNTING DATA
14165 | 36841 | SWITCH,FLOW | 17 | MEDIA_DESIGNED | MEDIA DESIGNED
14168 | 36841 | SWITCH,FLOW | 20 | ENVIRON_PROT | ENVIRON PROTECTION
14175
14176 | 36882 | CONDENSER COIL,REFRIGERATION | 1 | SHORT_NAME | SHORT NAME | COIL,CONDENSER
14178 | 36882 | CONDENSER COIL,REFRIGERATION | 3 | TYPE | TYPE
14179 | 36882 | CONDENSER COIL,REFRIGERATION | 4 | SIZE | SIZE
14180 | 36882 | CONDENSER COIL,REFRIGERATION | 5 | MATL | MATERIAL
14181 | 36882 | CONDENSER COIL,REFRIGERATION | 6 | CONNECTION_DATA | CONNECTION DATA
14182 | 36882 | CONDENSER COIL,REFRIGERATION | 7 | MTG_DATA | MOUNTING DATA
14189
14190 | 36944 | PISTON,VALVE | 1 | SHORT_NAME | SHORT NAME | PISTON,VALVE
14193 | 36944 | PISTON,VALVE | 4 | TYPE | TYPE
14194 | 36944 | PISTON,VALVE | 5 | SIZE | SIZE
14196 | 36944 | PISTON,VALVE | 7 | DIA | DIAMETER
14197 | 36944 | PISTON,VALVE | 8 | MATL | MATERIAL
14198 | 36944 | PISTON,VALVE | 9 | PRESSURE | PRESSURE
14199 | 36944 | PISTON,VALVE | 10 | VALVE_STYLE | VALVE STYLE
14200 | 36944 | PISTON,VALVE | 11 | VALVE_SIZE | VALVE SIZE
14201 | 36944 | PISTON,VALVE | 12 | NO_GROOVES | NUMBER OF GROOVES
14202 | 36944 | PISTON,VALVE | 13 | NO_RINGS | NUMBER OF RINGS
14203 | 36944 | PISTON,VALVE | 14 | FINISH | FINISH
14204 | 36944 | PISTON,VALVE | 15 | CONNECTION_DATA | CONNECTION DATA
14214
14215 | 36982 | CORE ASSEMBLY,FLUID COOLER | 1 | SHORT_NAME | SHORT NAME | CORE ASSY,FLUID COOLER
14218 | 36982 | CORE ASSEMBLY,FLUID COOLER | 4 | TYPE | TYPE
14219 | 36982 | CORE ASSEMBLY,FLUID COOLER | 5 | SIZE | SIZE
14220 | 36982 | CORE ASSEMBLY,FLUID COOLER | 6 | MATL | MATERIAL
14221 | 36982 | CORE ASSEMBLY,FLUID COOLER | 7 | CONNECTION_DATA | CONNECTION DATA
14222 | 36982 | CORE ASSEMBLY,FLUID COOLER | 8 | FINISH | FINISH
14230
14231 | 37008 | DISK DRIVE UNIT | 1 | SHORT_NAME | SHORT NAME | DISK DRIVE
14233 | 37008 | DISK DRIVE UNIT | 3 | SHAPE | SHAPE
14234 | 37008 | DISK DRIVE UNIT | 4 | TYPE | TYPE
14235 | 37008 | DISK DRIVE UNIT | 5 | SIZE | SIZE
14236 | 37008 | DISK DRIVE UNIT | 6 | CAPACITY | CAPACITY
14237 | 37008 | DISK DRIVE UNIT | 7 | BUFFER_CAPACITY | BUFFER CAPACITY
14238 | 37008 | DISK DRIVE UNIT | 8 | OPER_CURRENT | OPERATING CURRENT
14239 | 37008 | DISK DRIVE UNIT | 9 | ELECT_DATA | ELECTRICAL RATING
14240 | 37008 | DISK DRIVE UNIT | 10 | RECORDING_DATA | RECORDING DATA
14241 | 37008 | DISK DRIVE UNIT | 11 | ELECT_CONN_DATA | ELECTRICAL CONNECTION DATA
14242 | 37008 | DISK DRIVE UNIT | 12 | CTRL_DATA | CONTROL DATA
14243 | 37008 | DISK DRIVE UNIT | 13 | FREQUENCY | FREQUENCY
14244 | 37008 | DISK DRIVE UNIT | 14 | NO_HEAD | NUMBER OF HEAD
14245 | 37008 | DISK DRIVE UNIT | 15 | TRANSFER_RATE | TRANSFER RATE
14246 | 37008 | DISK DRIVE UNIT | 16 | MTG_DATA | MOUNTING DATA
14247 | 37008 | DISK DRIVE UNIT | 17 | NO_DRIVES | NUMBER OF DRIVES
14248 | 37008 | DISK DRIVE UNIT | 18 | ROTATIONAL_SPEED | ROTATIONAL SPEED
14249 | 37008 | DISK DRIVE UNIT | 19 | FUNCT | FUNCTION
14259
14278 | 37187 | SWITCH,LIQUID LEVEL | 1 | SHORT_NAME | SHORT NAME | SWITCH,LEVEL
14279 | 37187 | SWITCH,LIQUID LEVEL | 2 | LEVEL_SWITCH_TYPE | LEVEL SWITCH TYPE
14280 | 37187 | SWITCH,LIQUID LEVEL | 3 | BODY_LG | BODY LENGTH
14281 | 37187 | SWITCH,LIQUID LEVEL | 4 | BODY_DIA | BODY DIA
14282 | 37187 | SWITCH,LIQUID LEVEL | 5 | C_TO_C_LG | C TO C LENGTH
14283 | 37187 | SWITCH,LIQUID LEVEL | 6 | BODY_MATL | BODY MATERIAL
14284 | 37187 | SWITCH,LIQUID LEVEL | 7 | VOLT_RTG | VOLTAGE RATING
14285 | 37187 | SWITCH,LIQUID LEVEL | 8 | CURRENT_RTG | CURRENT RATING
14286 | 37187 | SWITCH,LIQUID LEVEL | 9 | OUTPUT_VOLT | OUTPUT VOLTAGE
14287 | 37187 | SWITCH,LIQUID LEVEL | 10 | OUTPUT_CURRENT | OUTPUT CURRENT
14288 | 37187 | SWITCH,LIQUID LEVEL | 11 | CONTACT_FUNCT | CONTACT FUNCTION
14289 | 37187 | SWITCH,LIQUID LEVEL | 12 | CONTACT_RTG | CONTACT RATING
14290 | 37187 | SWITCH,LIQUID LEVEL | 13 | MAX_OPER_TEMP | MAX OPERATING TEMPERATURE
14291 | 37187 | SWITCH,LIQUID LEVEL | 14 | MINI_OPER_TEMP | MINI OPERATING TEMPERATURE
14292 | 37187 | SWITCH,LIQUID LEVEL | 15 | MAX_OPER_PRESS | MAX OPERATING PRESSURE
14293 | 37187 | SWITCH,LIQUID LEVEL | 16 | MIN_OPER_PRESS | MIN OPERATING PRESSURE
14294 | 37187 | SWITCH,LIQUID LEVEL | 17 | HEAD_MATL | HEAD MATERIAL
14295 | 37187 | SWITCH,LIQUID LEVEL | 18 | PROBE_MATL | PROBE MATERIAL
14296 | 37187 | SWITCH,LIQUID LEVEL | 19 | FLANGE_MATL | FLANGE MATERIAL
14297 | 37187 | SWITCH,LIQUID LEVEL | 20 | RESPONSE_TIME | RESPONSE TIME
14298 | 37187 | SWITCH,LIQUID LEVEL | 21 | OPERATING_MEDIUM | OPERATING MEDIUM
14299 | 37187 | SWITCH,LIQUID LEVEL | 22 | ACTUATION_METHOD | ACTUATION METHOD
14300 | 37187 | SWITCH,LIQUID LEVEL | 23 | ENCLOSURE_PROT_TYPE | ENCLOSURE PROT TYPE
14301 | 37187 | SWITCH,LIQUID LEVEL | 24 | CONDUIT_CONN | CONDUIT CONNECTION
14302 | 37187 | SWITCH,LIQUID LEVEL | 25 | MTG_SIZE | MOUNTING SIZE
14303 | 37187 | SWITCH,LIQUID LEVEL | 26 | MTG_METHOD | MOUNTING METHOD
14313 | 37187 | SWITCH,LIQUID LEVEL | 36 | INPUT_DATA | INPUT DATA
14315
14316 | 37199 | CONTROL,OPTOELECTRONIC DISPLAY | 1 | SHORT_NAME | SHORT NAME | CONTROL,OPTO DISPLAY
14318 | 37199 | CONTROL,OPTOELECTRONIC DISPLAY | 3 | TYPE | TYPE
14319 | 37199 | CONTROL,OPTOELECTRONIC DISPLAY | 4 | SIZE | SIZE
14320 | 37199 | CONTROL,OPTOELECTRONIC DISPLAY | 5 | ELECT_RTG | ELECTRICAL RATING
14321 | 37199 | CONTROL,OPTOELECTRONIC DISPLAY | 6 | INPUT_DATA | INPUT DATA
14322 | 37199 | CONTROL,OPTOELECTRONIC DISPLAY | 7 | OUTPUT_DATA | OUTPUT DATA
14323 | 37199 | CONTROL,OPTOELECTRONIC DISPLAY | 8 | ELECT_CONN_DATA | ELECTRICAL CONNECTION DATA
14324 | 37199 | CONTROL,OPTOELECTRONIC DISPLAY | 9 | MTG_DATA | MOUNTING DATA
14331
14352 | 37280 | STRIP,ELECTRICAL GROUNDING | 1 | SHORT_NAME | SHORT NAME | STRIP,ELEC
14355 | 37280 | STRIP,ELECTRICAL GROUNDING | 4 | TYPE | TYPE
14356 | 37280 | STRIP,ELECTRICAL GROUNDING | 5 | DIMENSION | DIMENSION
14357 | 37280 | STRIP,ELECTRICAL GROUNDING | 6 | MATL | MATERIAL
14358 | 37280 | STRIP,ELECTRICAL GROUNDING | 7 | FINISH | FINISH
14359 | 37280 | STRIP,ELECTRICAL GROUNDING | 8 | MTG_DATA | MOUNTING DATA
14368
14369 | 37291 | CAGE,VALVE | 1 | SHORT_NAME | SHORT NAME | CAGE,VALVE
14370 | 37291 | CAGE,VALVE | 2 | CAGE_TYPE | CAGE TYPE
14371 | 37291 | CAGE,VALVE | 3 | OUTSIDE_DIA | OUTSIDE DIAMETER
14372 | 37291 | CAGE,VALVE | 4 | INSIDE_DIA | INSIDE DIAMETER
14373 | 37291 | CAGE,VALVE | 5 | LG | LENGTH
14374 | 37291 | CAGE,VALVE | 6 | CAGE_MATL | CAGE MATERIAL
14375 | 37291 | CAGE,VALVE | 7 | VALVE_TYPE | VALVE TYPE
14376 | 37291 | CAGE,VALVE | 8 | VALVE_SIZE | VALVE SIZE
14377 | 37291 | CAGE,VALVE | 9 | HARDNESS_RATING | HARDNESS RATING
14378 | 37291 | CAGE,VALVE | 10 | SURFACE_TREATMENT | SURFACE TREATMENT
14388
14389 | 37311 | DETECTOR KIT,GAS | 1 | SHORT_NAME | SHORT NAME | KIT,GAS DETECTOR
14391 | 37311 | DETECTOR KIT,GAS | 3 | TYPE | TYPE
14392 | 37311 | DETECTOR KIT,GAS | 4 | CONTENT | CONTENT
14393 | 37311 | DETECTOR KIT,GAS | 5 | CONTENT_2 | CONTENT 2
14394 | 37311 | DETECTOR KIT,GAS | 6 | CONTENT_3 | CONTENT 3
14395 | 37311 | DETECTOR KIT,GAS | 7 | CONTENT_4 | CONTENT 4
14396 | 37311 | DETECTOR KIT,GAS | 8 | CONTENT_5 | CONTENT 5
14404
14419 | 37315 | LIGHT UNIT,EMERGENCY | 1 | SHORT_NAME | SHORT NAME | LIGHT UNIT,EMERGENCY
14422 | 37315 | LIGHT UNIT,EMERGENCY | 4 | LIGHT_UNIT_TYPE | LIGHT UNIT TYPE
14423 | 37315 | LIGHT UNIT,EMERGENCY | 5 | DIMENSION | DIMENSION
14424 | 37315 | LIGHT UNIT,EMERGENCY | 6 | MATL | MATERIAL
14425 | 37315 | LIGHT UNIT,EMERGENCY | 7 | COLOR | COLOR
14426 | 37315 | LIGHT UNIT,EMERGENCY | 8 | LAMP_TYPE | LAMP TYPE
14427 | 37315 | LIGHT UNIT,EMERGENCY | 9 | RESPONSE_TIME | RESPONSE TIME
14428 | 37315 | LIGHT UNIT,EMERGENCY | 10 | VOLTAGE | VOLTAGE RATING
14429 | 37315 | LIGHT UNIT,EMERGENCY | 11 | WATT_RTG | WATTAGE RATING
14430 | 37315 | LIGHT UNIT,EMERGENCY | 12 | BATTERY_DATA | BATTERY DATA
14431 | 37315 | LIGHT UNIT,EMERGENCY | 13 | BURNING_TIME | BURNING TIME
14432 | 37315 | LIGHT UNIT,EMERGENCY | 14 | LIGHT_UNIT_LEGEND | LIGHT UNIT LEGEND
14433 | 37315 | LIGHT UNIT,EMERGENCY | 15 | LIGHT_UNIT_MTG_DATA | LIGHT UNIT MOUNTING DATA
14442
14443 | 37331 | LAMP,METAL HALIDE | 1 | SHORT_NAME | SHORT NAME | LAMP,METAL HALIDE
14444 | 37331 | LAMP,METAL HALIDE | 2 | LAMP_SPECIFIC_USE | LAMP SPECIFIC USE
14445 | 37331 | LAMP,METAL HALIDE | 3 | LAMP_SHAPE_STYLE | LAMP SHAPE STYLE
14446 | 37331 | LAMP,METAL HALIDE | 4 | LAMP_TYPE | LAMP TYPE
14447 | 37331 | LAMP,METAL HALIDE | 5 | LAMP_MATL | LAMP MATERIAL
14448 | 37331 | LAMP,METAL HALIDE | 6 | LAMP_BASE_STYLE | LAMP BASE STYLE
14450 | 37331 | LAMP,METAL HALIDE | 8 | DIA | DIAMETER
14451 | 37331 | LAMP,METAL HALIDE | 9 | VOLT_RTG | VOLTAGE RATING
14452 | 37331 | LAMP,METAL HALIDE | 10 | POWER_RTG | POWER RATING
14453 | 37331 | LAMP,METAL HALIDE | 11 | CURRENT_RTG | CURRENT RATING
14454 | 37331 | LAMP,METAL HALIDE | 12 | LUMINOUS_INTENSITY | LUMINOUS INTENSITY
14455 | 37331 | LAMP,METAL HALIDE | 13 | LUMINOUS_FLUX | LUMINOUS FLUX
14456 | 37331 | LAMP,METAL HALIDE | 14 | FREQUENCY | FREQUENCY
14457 | 37331 | LAMP,METAL HALIDE | 15 | LUX | LUX
14458 | 37331 | LAMP,METAL HALIDE | 16 | COLOR_TEMP | COLOR TEMP
14459 | 37331 | LAMP,METAL HALIDE | 17 | COLOR | COLOR
14460 | 37331 | LAMP,METAL HALIDE | 18 | LIFE_SPAN | LIFE SPAN
14461 | 37331 | LAMP,METAL HALIDE | 19 | LENS_TYPE | LENS TYPE
14463 | 37331 | LAMP,METAL HALIDE | 21 | LIGHT_FUNCT | LIGHT FUNCTION
14464 | 37331 | LAMP,METAL HALIDE | 22 | ILLUMINATION_DIRECT_TYPE | ILLUMINATION DIRECT TYPE
14466 | 37331 | LAMP,METAL HALIDE | 24 | ENVIRON_PROT | ENVIRON PROTECTION
14467 | 37331 | LAMP,METAL HALIDE | 25 | LAMP_TERM_TYPE | LAMP TERMINAL TYPE
14468 | 37331 | LAMP,METAL HALIDE | 26 | MTG_METHOD | MOUNTING METHOD
14478 | 37331 | LAMP,METAL HALIDE | 36 | SIZE | SIZE
14480 | 37331 | LAMP,METAL HALIDE | 38 | LAMP_DATA | LAMP DATA
14481 | 37331 | LAMP,METAL HALIDE | 39 | LAMP_DATA_2 | LAMP DATA 2
14482
14483 | 37332 | REED STRIP,VALVE | 1 | SHORT_NAME | SHORT NAME | REED STRIP,VALVE
14485 | 37332 | REED STRIP,VALVE | 3 | TYPE | TYPE
14486 | 37332 | REED STRIP,VALVE | 4 | SIZE | SIZE
14487 | 37332 | REED STRIP,VALVE | 5 | MATL | MATERIAL
14488 | 37332 | REED STRIP,VALVE | 6 | REED_DATA | REED DATA
14489 | 37332 | REED STRIP,VALVE | 7 | CONNECTION_DATA | CONNECTION DATA
14490 | 37332 | REED STRIP,VALVE | 8 | FINISH | FINISH
14499
14500 | 37401 | DETECTOR,GAS | 1 | SHORT_NAME | SHORT NAME | DETECTOR,GAS
14502 | 37401 | DETECTOR,GAS | 3 | SHAPE | SHAPE
14503 | 37401 | DETECTOR,GAS | 4 | TYPE | TYPE
14504 | 37401 | DETECTOR,GAS | 5 | SIZE | SIZE
14505 | 37401 | DETECTOR,GAS | 6 | MATL | MATERIAL
14506 | 37401 | DETECTOR,GAS | 7 | POWER | POWER
14507 | 37401 | DETECTOR,GAS | 8 | ELECT_DATA | ELECTRICAL RATING
14508 | 37401 | DETECTOR,GAS | 9 | OUTPUT_DATA | OUTPUT DATA
14509 | 37401 | DETECTOR,GAS | 10 | INPUT_DATA | INPUT DATA
14510 | 37401 | DETECTOR,GAS | 11 | HUMIDITY_DATA | HUMIDITY DATA
14511 | 37401 | DETECTOR,GAS | 12 | MEASUREMENT_RANGE | MEASUREMENT RANGE
14512 | 37401 | DETECTOR,GAS | 13 | OPER_TEMP | OPERATING TEMPERATURE
14513 | 37401 | DETECTOR,GAS | 14 | METHOD_OPERATION | METHOD OPERATION
14514 | 37401 | DETECTOR,GAS | 15 | SENSITIVITY_REGULATE | SENSITIVITY REGULATE
14515 | 37401 | DETECTOR,GAS | 16 | DETECTOR_ELECT_RTG | DETECTOR ELECTRICAL RTG
14516 | 37401 | DETECTOR,GAS | 17 | MEDIA_DESIGNED | MEDIA DESIGNED
14517 | 37401 | DETECTOR,GAS | 18 | WATCHING_DIST | WATCHING DISTANCE
14518 | 37401 | DETECTOR,GAS | 19 | NOM_WATCHING_DIST | NOMINAL WATCHING DISTANCE
14519 | 37401 | DETECTOR,GAS | 20 | REACTION_MEDIA | REACTION MEDIA
14520 | 37401 | DETECTOR,GAS | 21 | DETECTOR_DATA | DETECTOR DATA
14521 | 37401 | DETECTOR,GAS | 22 | DISPLAY_DATA | DISPLAY DATA
14522 | 37401 | DETECTOR,GAS | 23 | CONNECTION_DATA | CONNECTION DATA
14523 | 37401 | DETECTOR,GAS | 24 | RESOLUTION | RESOLUTION
14524 | 37401 | DETECTOR,GAS | 25 | MTG_DATA | MOUNTING DATA
14533
14534 | 37428 | PARTS KIT,VALVE | 1 | SHORT_NAME | SHORT NAME | KIT,VALVE PARTS
14535 | 37428 | PARTS KIT,VALVE | 2 | VALVE_TYPE | VALVE TYPE
14536 | 37428 | PARTS KIT,VALVE | 3 | VALVE_PARTS_KIT_TYPE | VALVE PARTS KIT TYPE
14537 | 37428 | PARTS KIT,VALVE | 4 | VALVE_PARTS_KIT_SPECIFIC_USE | VALVE PARTS KIT SPECIFIC USE
14538 | 37428 | PARTS KIT,VALVE | 5 | SIZE | SIZE
14540 | 37428 | PARTS KIT,VALVE | 7 | THK | THICKNESS
14541 | 37428 | PARTS KIT,VALVE | 8 | INSIDE_DIA | INSIDE DIAMETER
14542 | 37428 | PARTS KIT,VALVE | 9 | OUTSIDE_DIA | OUTSIDE DIAMETER
14543 | 37428 | PARTS KIT,VALVE | 10 | VALVE_PARTS_KIT_FUNCT | VALVE PARTS KIT FUNCTION
14544 | 37428 | PARTS KIT,VALVE | 11 | VALVE_PARTS_KIT_MATL | VALVE PARTS KIT MATERIAL
14545 | 37428 | PARTS KIT,VALVE | 12 | MAX_OPER_PRESS | MAX OPERATING PRESSURE
14546 | 37428 | PARTS KIT,VALVE | 13 | MIN_OPER_PRESS | MIN OPERATING PRESSURE
14547 | 37428 | PARTS KIT,VALVE | 14 | CONTENT_1 | CONTENT 1
14548 | 37428 | PARTS KIT,VALVE | 15 | CONTENT_2 | CONTENT 2
14549 | 37428 | PARTS KIT,VALVE | 16 | CONTENT_3 | CONTENT 3
14550 | 37428 | PARTS KIT,VALVE | 17 | CONTENT_4 | CONTENT 4
14551 | 37428 | PARTS KIT,VALVE | 18 | CONTENT_5 | CONTENT 5
14552 | 37428 | PARTS KIT,VALVE | 19 | CONTENT_6 | CONTENT 6
14553 | 37428 | PARTS KIT,VALVE | 20 | CONTENT_7 | CONTENT 7
14562
14578 | 37493 | BAFFLE,FLUID COOLER,INDUSTRIAL | 1 | SHORT_NAME | SHORT NAME | BAFFLE
14581 | 37493 | BAFFLE,FLUID COOLER,INDUSTRIAL | 4 | TYPE | TYPE
14582 | 37493 | BAFFLE,FLUID COOLER,INDUSTRIAL | 5 | SIZE | SIZE
14583 | 37493 | BAFFLE,FLUID COOLER,INDUSTRIAL | 6 | MATL | MATERIAL
14584 | 37493 | BAFFLE,FLUID COOLER,INDUSTRIAL | 7 | MTG_DATA | MOUNTING DATA
14592
14683 | 37647 | VALVE,THROTTLE | 1 | SHORT_NAME | SHORT NAME | VALVE,THROTTLE
14685 | 37647 | VALVE,THROTTLE | 3 | MATL | MATERIAL
14686 | 37647 | VALVE,THROTTLE | 4 | SIZE | SIZE
14687 | 37647 | VALVE,THROTTLE | 5 | TYPE | TYPE
14688 | 37647 | VALVE,THROTTLE | 6 | OPER_METHOD | OPERATING METHOD
14689 | 37647 | VALVE,THROTTLE | 7 | CONNECTION_DATA | CONNECTION DATA
14690 | 37647 | VALVE,THROTTLE | 8 | FINISH | FINISH
14698
14713 | 37693 | REGULATOR,TEMPERATURE AND PRESSURE | 1 | SHORT_NAME | SHORT NAME | REGULATOR,TEMP & PRES
14716 | 37693 | REGULATOR,TEMPERATURE AND PRESSURE | 4 | TYPE | TYPE
14717 | 37693 | REGULATOR,TEMPERATURE AND PRESSURE | 5 | SIZE | SIZE
14718 | 37693 | REGULATOR,TEMPERATURE AND PRESSURE | 6 | MATL | MATERIAL
14719 | 37693 | REGULATOR,TEMPERATURE AND PRESSURE | 7 | VOLTAGE | VOLTAGE RATING
14720 | 37693 | REGULATOR,TEMPERATURE AND PRESSURE | 8 | PRESSURE | PRESSURE
14721 | 37693 | REGULATOR,TEMPERATURE AND PRESSURE | 9 | WATT_RTG | WATTAGE RATING
14722 | 37693 | REGULATOR,TEMPERATURE AND PRESSURE | 10 | PRESS_RANGE | PRESSURE RANGE
14723 | 37693 | REGULATOR,TEMPERATURE AND PRESSURE | 11 | TEMP_RANGE | TEMPERATURE RANGE
14724 | 37693 | REGULATOR,TEMPERATURE AND PRESSURE | 12 | INDICATION_METHOD | INDICATION METHOD
14725 | 37693 | REGULATOR,TEMPERATURE AND PRESSURE | 13 | CONNECTION_DATA | CONNECTION DATA
14726 | 37693 | REGULATOR,TEMPERATURE AND PRESSURE | 14 | REGULATOR_DATA | REGULATOR DATA
14727 | 37693 | REGULATOR,TEMPERATURE AND PRESSURE | 15 | MTG_DATA | MOUNTING DATA
14728 | 37693 | REGULATOR,TEMPERATURE AND PRESSURE | 16 | FINISH | FINISH
14736
14793 | 37840 | GASKET,SPIRAL WOUND | 1 | SHORT_NAME | SHORT NAME | GASKET,SW
14795 | 37840 | GASKET,SPIRAL WOUND | 3 | TYPE | TYPE
14796 | 37840 | GASKET,SPIRAL WOUND | 4 | GASKET_STYLE | GASKET STYLE
14797 | 37840 | GASKET,SPIRAL WOUND | 5 | DIMENSION | DIMENSION
14798 | 37840 | GASKET,SPIRAL WOUND | 6 | INSIDE_DIA | INSIDE DIAMETER
14799 | 37840 | GASKET,SPIRAL WOUND | 7 | OUTSIDE_DIA | OUTSIDE DIAMETER
14800 | 37840 | GASKET,SPIRAL WOUND | 8 | THK | THICKNESS
14801 | 37840 | GASKET,SPIRAL WOUND | 9 | MATL | MATERIAL
14802 | 37840 | GASKET,SPIRAL WOUND | 10 | PRESSURE | PRESSURE
14803 | 37840 | GASKET,SPIRAL WOUND | 11 | TEMPERATURE | TEMPERATURE
14804 | 37840 | GASKET,SPIRAL WOUND | 12 | RING_MATL | RING MATERIAL
14805 | 37840 | GASKET,SPIRAL WOUND | 13 | HOOP_MATL | HOOP MATERIAL
14806 | 37840 | GASKET,SPIRAL WOUND | 14 | FILLER_MATL | FILLER MATERIAL
14815
14816 | 37882 | DISK AND SEAT SET,VALVE | 1 | SHORT_NAME | SHORT NAME | DISK-SEAT SET,VLV
14818 | 37882 | DISK AND SEAT SET,VALVE | 3 | DISK_DIMENSION | DISK DIMENSION
14819 | 37882 | DISK AND SEAT SET,VALVE | 4 | DISK_MATL | DISK MATERIAL
14820 | 37882 | DISK AND SEAT SET,VALVE | 5 | SEAT_SIZE | SEAT SIZE
14821 | 37882 | DISK AND SEAT SET,VALVE | 6 | SEAT_DIM | SEAT DIMENSION
14822 | 37882 | DISK AND SEAT SET,VALVE | 7 | SEAT_MATL | SEAT MATERIAL
14823 | 37882 | DISK AND SEAT SET,VALVE | 8 | SEAT_FINISH | SEAT FINISH
14824 | 37882 | DISK AND SEAT SET,VALVE | 9 | VALVE_TYPE | VALVE TYPE
14825 | 37882 | DISK AND SEAT SET,VALVE | 10 | VALVE_SIZE | VALVE SIZE
14826 | 37882 | DISK AND SEAT SET,VALVE | 11 | PRESSURE | PRESSURE
14827 | 37882 | DISK AND SEAT SET,VALVE | 12 | TEMPERATURE | TEMPERATURE
14837
14838 | 37905 | CONNECTOR,TUBING,STRAIGHT | 1 | SHORT_NAME | SHORT NAME | CONNECTOR,TUBING
14840 | 37905 | CONNECTOR,TUBING,STRAIGHT | 3 | SHAPE | SHAPE
14842 | 37905 | CONNECTOR,TUBING,STRAIGHT | 5 | TYPE | TYPE
14843 | 37905 | CONNECTOR,TUBING,STRAIGHT | 6 | SIZE | SIZE
14845 | 37905 | CONNECTOR,TUBING,STRAIGHT | 8 | TUBE_CONN_DATA | TUBE CONNECTION DATA
14846 | 37905 | CONNECTOR,TUBING,STRAIGHT | 9 | CONNECTION_DATA_2 | CONNECTION DATA 2
14847 | 37905 | CONNECTOR,TUBING,STRAIGHT | 10 | PRESSURE | PRESSURE
14848 | 37905 | CONNECTOR,TUBING,STRAIGHT | 11 | TEMPERATURE | TEMPERATURE
14849 | 37905 | CONNECTOR,TUBING,STRAIGHT | 12 | FITTING_MATL | FITTING MATERIAL
14850 | 37905 | CONNECTOR,TUBING,STRAIGHT | 13 | FITTING_COLOR | FITTING COLOR
14851 | 37905 | CONNECTOR,TUBING,STRAIGHT | 14 | FITTING_FINISH | FITTING FINISH
14860
14861 | 37946 | PARTS KIT,AIR DRIER | 1 | SHORT_NAME | SHORT NAME | KIT,DRIER PARTS
14863 | 37946 | PARTS KIT,AIR DRIER | 3 | TYPE | TYPE
14864 | 37946 | PARTS KIT,AIR DRIER | 4 | CONTENT | CONTENT
14865 | 37946 | PARTS KIT,AIR DRIER | 5 | CONTENT_2 | CONTENT 2
14866 | 37946 | PARTS KIT,AIR DRIER | 6 | CONTENT_3 | CONTENT 3
14867 | 37946 | PARTS KIT,AIR DRIER | 7 | CONTENT_4 | CONTENT 4
14868 | 37946 | PARTS KIT,AIR DRIER | 8 | CONTENT_5 | CONTENT 5
14869 | 37946 | PARTS KIT,AIR DRIER | 9 | CONTENT_6 | CONTENT 6
14870 | 37946 | PARTS KIT,AIR DRIER | 10 | CONTENT_7 | CONTENT 7
14878
14879 | 38077 | SEAL RING ASSEMBLY,LABYRINTH | 1 | SHORT_NAME | SHORT NAME | SEAL RING ASSY,LABYRINTH
14880 | 38077 | SEAL RING ASSEMBLY,LABYRINTH | 2 | SEAL_TYPE | SEAL TYPE
14881 | 38077 | SEAL RING ASSEMBLY,LABYRINTH | 3 | SEAL_USE | SEAL USE
14882 | 38077 | SEAL RING ASSEMBLY,LABYRINTH | 4 | SEAL_STYLE | SEAL STYLE
14884 | 38077 | SEAL RING ASSEMBLY,LABYRINTH | 6 | INSIDE_DIA | INSIDE DIAMETER
14885 | 38077 | SEAL RING ASSEMBLY,LABYRINTH | 7 | OUTSIDE_DIA | OUTSIDE DIAMETER
14886 | 38077 | SEAL RING ASSEMBLY,LABYRINTH | 8 | THK | THICKNESS
14887 | 38077 | SEAL RING ASSEMBLY,LABYRINTH | 9 | SEAL_MATL | SEAL MATERIAL
14888 | 38077 | SEAL RING ASSEMBLY,LABYRINTH | 10 | MINI_OPER_TEMP | MINI OPERATING TEMPERATURE
14891 | 38077 | SEAL RING ASSEMBLY,LABYRINTH | 13 | OPERATING_MEDIUM | OPERATING MEDIUM
14903 | 38077 | SEAL RING ASSEMBLY,LABYRINTH | 25 | SIZE | SIZE
14904 | 38077 | SEAL RING ASSEMBLY,LABYRINTH | 26 | CONTENT | CONTENT
14905 | 38077 | SEAL RING ASSEMBLY,LABYRINTH | 27 | CONTENT_2 | CONTENT 2
14906 | 38077 | SEAL RING ASSEMBLY,LABYRINTH | 28 | CONTENT_3 | CONTENT 3
14907
14908 | 38148 | AIR DISTRIBUTOR,STARTER | 1 | SHORT_NAME | SHORT NAME | DISTRIBUTOR,AIR
14910 | 38148 | AIR DISTRIBUTOR,STARTER | 3 | TYPE | TYPE
14911 | 38148 | AIR DISTRIBUTOR,STARTER | 4 | SIZE | SIZE
14912 | 38148 | AIR DISTRIBUTOR,STARTER | 5 | MATL | MATERIAL
14913 | 38148 | AIR DISTRIBUTOR,STARTER | 6 | NO_PORTS | NUMBER OF PORTS
14914 | 38148 | AIR DISTRIBUTOR,STARTER | 7 | CONNECTION_DATA | CONNECTION DATA
14923
14924 | 38154 | PARTS KIT,HYDRAULIC-PNEUMATIC,LINEAR ACTUATOR | 1 | SHORT_NAME | SHORT NAME | KIT,ACTUATOR PARTS
14926 | 38154 | PARTS KIT,HYDRAULIC-PNEUMATIC,LINEAR ACTUATOR | 3 | SHAPE | SHAPE
14927 | 38154 | PARTS KIT,HYDRAULIC-PNEUMATIC,LINEAR ACTUATOR | 4 | TYPE | TYPE
14928 | 38154 | PARTS KIT,HYDRAULIC-PNEUMATIC,LINEAR ACTUATOR | 5 | MATL | MATERIAL
14929 | 38154 | PARTS KIT,HYDRAULIC-PNEUMATIC,LINEAR ACTUATOR | 6 | CONTENT | CONTENT
14930 | 38154 | PARTS KIT,HYDRAULIC-PNEUMATIC,LINEAR ACTUATOR | 7 | CONTENT_2 | CONTENT 2
14931 | 38154 | PARTS KIT,HYDRAULIC-PNEUMATIC,LINEAR ACTUATOR | 8 | CONTENT_3 | CONTENT 3
14932 | 38154 | PARTS KIT,HYDRAULIC-PNEUMATIC,LINEAR ACTUATOR | 9 | CONTENT_4 | CONTENT 4
14940
14982 | 38231 | PARTS KIT,ELECTRO-PNEUMATIC ACTUATOR | 1 | SHORT_NAME | SHORT NAME | KIT,PNEU ACTUATOR
14984 | 38231 | PARTS KIT,ELECTRO-PNEUMATIC ACTUATOR | 3 | TYPE | TYPE
14985 | 38231 | PARTS KIT,ELECTRO-PNEUMATIC ACTUATOR | 4 | DIMENSION | DIMENSION
14986 | 38231 | PARTS KIT,ELECTRO-PNEUMATIC ACTUATOR | 5 | MATL | MATERIAL
14987 | 38231 | PARTS KIT,ELECTRO-PNEUMATIC ACTUATOR | 6 | CONTENT | CONTENT
14988 | 38231 | PARTS KIT,ELECTRO-PNEUMATIC ACTUATOR | 7 | CONTENT_2 | CONTENT 2
14989 | 38231 | PARTS KIT,ELECTRO-PNEUMATIC ACTUATOR | 8 | CONTENT_3 | CONTENT 3
14990 | 38231 | PARTS KIT,ELECTRO-PNEUMATIC ACTUATOR | 9 | CONTENT_4 | CONTENT 4
14991 | 38231 | PARTS KIT,ELECTRO-PNEUMATIC ACTUATOR | 10 | CONTENT_5 | CONTENT 5
14992 | 38231 | PARTS KIT,ELECTRO-PNEUMATIC ACTUATOR | 11 | CONTENT_6 | CONTENT 6
14993 | 38231 | PARTS KIT,ELECTRO-PNEUMATIC ACTUATOR | 12 | CONTENT_7 | CONTENT 7
14994 | 38231 | PARTS KIT,ELECTRO-PNEUMATIC ACTUATOR | 13 | CONTENT_8 | CONTENT 8
15002
15021 | 38346 | METER,FLOW RATE INDICATING | 1 | SHORT_NAME | SHORT NAME | FLOWMETER
15023 | 38346 | METER,FLOW RATE INDICATING | 3 | SHAPE | SHAPE
15024 | 38346 | METER,FLOW RATE INDICATING | 4 | TYPE | TYPE
15025 | 38346 | METER,FLOW RATE INDICATING | 5 | SIZE | SIZE
15026 | 38346 | METER,FLOW RATE INDICATING | 6 | PRESSURE | PRESSURE
15027 | 38346 | METER,FLOW RATE INDICATING | 7 | ELECT_DATA | ELECTRICAL RATING
15028 | 38346 | METER,FLOW RATE INDICATING | 8 | INPUT_DATA | INPUT DATA
15029 | 38346 | METER,FLOW RATE INDICATING | 9 | OUTPUT_DATA | OUTPUT DATA
15030 | 38346 | METER,FLOW RATE INDICATING | 10 | ELECT_CONN_DATA | ELECTRICAL CONNECTION DATA
15031 | 38346 | METER,FLOW RATE INDICATING | 11 | CONNECTION_DATA | CONNECTION DATA
15032 | 38346 | METER,FLOW RATE INDICATING | 12 | TEMPERATURE | TEMPERATURE
15033 | 38346 | METER,FLOW RATE INDICATING | 13 | CAPACITY | CAPACITY
15034 | 38346 | METER,FLOW RATE INDICATING | 14 | FREQUENCY | FREQUENCY
15035 | 38346 | METER,FLOW RATE INDICATING | 15 | ACCURACY | ACCURACY
15036 | 38346 | METER,FLOW RATE INDICATING | 16 | MEASUREMENT_RANGE | MEASUREMENT RANGE
15037 | 38346 | METER,FLOW RATE INDICATING | 17 | CALIBRATION | CALIBRATION
15038 | 38346 | METER,FLOW RATE INDICATING | 18 | MTG_DATA | MOUNTING DATA
15039 | 38346 | METER,FLOW RATE INDICATING | 19 | CASE_MATL | CASE MATERIAL
15040 | 38346 | METER,FLOW RATE INDICATING | 20 | DISPLAY_TYPE | DISPLAY TYPE
15041 | 38346 | METER,FLOW RATE INDICATING | 21 | METER_CALIBRATION | METER CALIBRATION
15042 | 38346 | METER,FLOW RATE INDICATING | 22 | OPER_CURRENT | OPERATING CURRENT
15043 | 38346 | METER,FLOW RATE INDICATING | 23 | OPER_METHOD | OPERATING METHOD
15046 | 38346 | METER,FLOW RATE INDICATING | 26 | ENVIRON_PROT | ENVIRON PROTECTION
15053
15054 | 38366 | ROBOT,ELECTRICAL-MECHANICAL | 1 | SHORT_NAME | SHORT NAME | ROBOT
15056 | 38366 | ROBOT,ELECTRICAL-MECHANICAL | 3 | TYPE | TYPE
15057 | 38366 | ROBOT,ELECTRICAL-MECHANICAL | 4 | SIZE | SIZE
15058 | 38366 | ROBOT,ELECTRICAL-MECHANICAL | 5 | MATL | MATERIAL
15059 | 38366 | ROBOT,ELECTRICAL-MECHANICAL | 6 | FUNCT | FUNCTION
15061 | 38366 | ROBOT,ELECTRICAL-MECHANICAL | 8 | ELEC_DATA | ELEC DATA
15062 | 38366 | ROBOT,ELECTRICAL-MECHANICAL | 9 | CONNECTION_DATA | CONNECTION DATA
15063 | 38366 | ROBOT,ELECTRICAL-MECHANICAL | 10 | FINISH | FINISH
15064 | 38366 | ROBOT,ELECTRICAL-MECHANICAL | 11 | MTG_DATA | MOUNTING DATA
15073
15074 | 38420 | POSITIONER,VALVE | 1 | SHORT_NAME | SHORT NAME | POSITIONER,VLV
15075 | 38420 | POSITIONER,VALVE | 2 | VALVE_POSITIONER_TYPE | VALVE POSITIONER TYPE
15076 | 38420 | POSITIONER,VALVE | 3 | SIZE | SIZE
15080 | 38420 | POSITIONER,VALVE | 7 | VALVE_POSITIONER_MATL | VALVE POSITIONER MATERIAL
15081 | 38420 | POSITIONER,VALVE | 8 | MAX_OUTPUT_PRESS | MAX OUTPUT PRESSURE
15082 | 38420 | POSITIONER,VALVE | 9 | MIN_OUTPUT_PRESS | MIN OUTPUT PRESSURE
15083 | 38420 | POSITIONER,VALVE | 10 | MAX_INPUT_PRESS | MAX INPUT PRESSURE
15084 | 38420 | POSITIONER,VALVE | 11 | MIN_INPUT_PRESS | MIN INPUT PRESSURE
15085 | 38420 | POSITIONER,VALVE | 12 | OPER_METHOD | OPERATING METHOD
15086 | 38420 | POSITIONER,VALVE | 13 | LG_STROKE | LENGTH STROKE
15087 | 38420 | POSITIONER,VALVE | 14 | STROKE_ANGLE | STROKE ANGLE
15088 | 38420 | POSITIONER,VALVE | 15 | PENUMATIC_CONN_TYPE | PENUMATIC CONN TYPE
15089 | 38420 | POSITIONER,VALVE | 16 | CONNECTION_STYLE | CONNECTION STYLE
15090 | 38420 | POSITIONER,VALVE | 17 | CONDUIT_ENTRIES_THREAD_SERIES | CONDUIT ENTRIES THREAD SERIES
15091 | 38420 | POSITIONER,VALVE | 18 | CONDUIT_ENTRIES_SIZE | CONDUIT ENTRIES SIZE
15092 | 38420 | POSITIONER,VALVE | 19 | VOLT_RTG | VOLTAGE RATING
15094 | 38420 | POSITIONER,VALVE | 21 | CURRENT_RTG | CURRENT RATING
15095 | 38420 | POSITIONER,VALVE | 22 | FREQUENCY | FREQUENCY
15096 | 38420 | POSITIONER,VALVE | 23 | ELECT_CONN_TYPE | ELECTRICAL CONNECTION TYPE
15098 | 38420 | POSITIONER,VALVE | 25 | MAX_AMBIENT_TEMP | MAX AMBIENT TEMP
15099 | 38420 | POSITIONER,VALVE | 26 | MIN_AMBIENT_TEMP | MIN AMBIENT TEMPERATURE
15100 | 38420 | POSITIONER,VALVE | 27 | OUTPUT_TORQUE | OUTPUT TORQUE
15101 | 38420 | POSITIONER,VALVE | 28 | MTG_METHOD | MOUNTING METHOD
15102 | 38420 | POSITIONER,VALVE | 29 | ENCLOSURE_PROT_TYPE | ENCLOSURE PROT TYPE
15113
15132 | 38441 | INSERT MODULE,ELECTRICAL CONNECTOR | 1 | SHORT_NAME | SHORT NAME | INSERT MODULE,ELECTRICAL CONN
15134 | 38441 | INSERT MODULE,ELECTRICAL CONNECTOR | 3 | TYPE | TYPE
15135 | 38441 | INSERT MODULE,ELECTRICAL CONNECTOR | 4 | SIZE | SIZE
15136 | 38441 | INSERT MODULE,ELECTRICAL CONNECTOR | 5 | FUNCT | FUNCTION
15137 | 38441 | INSERT MODULE,ELECTRICAL CONNECTOR | 6 | MODULE_DATA | MODULE DATA
15138 | 38441 | INSERT MODULE,ELECTRICAL CONNECTOR | 7 | MTG_DATA | MOUNTING DATA
15146
15147 | 38478 | MOTOR,PNEUMATIC | 1 | SHORT_NAME | SHORT NAME | MOTOR,PNEU
15149 | 38478 | MOTOR,PNEUMATIC | 3 | SHAPE | SHAPE
15150 | 38478 | MOTOR,PNEUMATIC | 4 | TYPE | TYPE
15151 | 38478 | MOTOR,PNEUMATIC | 5 | SIZE | SIZE
15152 | 38478 | MOTOR,PNEUMATIC | 6 | CAPACITY | CAPACITY
15153 | 38478 | MOTOR,PNEUMATIC | 7 | CONNECTION_DATA | CONNECTION DATA
15154 | 38478 | MOTOR,PNEUMATIC | 8 | ELECT_DATA | ELECTRICAL RATING
15155 | 38478 | MOTOR,PNEUMATIC | 9 | POWER | POWER
15156 | 38478 | MOTOR,PNEUMATIC | 10 | MOTOR_DATA | MOTOR DATA
15157 | 38478 | MOTOR,PNEUMATIC | 11 | PUMP_DATA | PUMP DATA
15158 | 38478 | MOTOR,PNEUMATIC | 12 | CHARACTERISTICS | CHARACTERISTICS
15159 | 38478 | MOTOR,PNEUMATIC | 13 | MTG_DATA | MOUNTING DATA
15168
15188 | 38763 | ROTOR ASSEMBLY | 1 | SHORT_NAME | SHORT NAME | ROTOR ASSY
15190 | 38763 | ROTOR ASSEMBLY | 3 | TYPE | TYPE
15191 | 38763 | ROTOR ASSEMBLY | 4 | SIZE | SIZE
15192 | 38763 | ROTOR ASSEMBLY | 5 | MATL | MATERIAL
15193 | 38763 | ROTOR ASSEMBLY | 6 | COMPONENTS | COMPONENTS
15194 | 38763 | ROTOR ASSEMBLY | 7 | FINISH | FINISH
15202
15203 | 38792 | CARTRIDGE KIT,WATER DEMINERALIZER | 1 | SHORT_NAME | SHORT NAME | KIT,CARTRIDGE
15205 | 38792 | CARTRIDGE KIT,WATER DEMINERALIZER | 3 | TYPE | TYPE
15206 | 38792 | CARTRIDGE KIT,WATER DEMINERALIZER | 4 | KIT_DATA | KIT DATA
15207 | 38792 | CARTRIDGE KIT,WATER DEMINERALIZER | 5 | CONTENT | CONTENT
15208 | 38792 | CARTRIDGE KIT,WATER DEMINERALIZER | 6 | CONTENT_2 | CONTENT 2
15209 | 38792 | CARTRIDGE KIT,WATER DEMINERALIZER | 7 | CONTENT_3 | CONTENT 3
15210 | 38792 | CARTRIDGE KIT,WATER DEMINERALIZER | 8 | CONTENT_4 | CONTENT 4
15211 | 38792 | CARTRIDGE KIT,WATER DEMINERALIZER | 9 | CONTENT_5 | CONTENT 5
15212 | 38792 | CARTRIDGE KIT,WATER DEMINERALIZER | 10 | CONTENT_6 | CONTENT 6
15213 | 38792 | CARTRIDGE KIT,WATER DEMINERALIZER | 11 | CONTENT_7 | CONTENT 7
15222
15223 | 38843 | HYGROMETER,DIGITAL | 1 | SHORT_NAME | SHORT NAME | HYGROMETER
15225 | 38843 | HYGROMETER,DIGITAL | 3 | TYPE | TYPE
15227 | 38843 | HYGROMETER,DIGITAL | 5 | SHAPE | SHAPE
15228 | 38843 | HYGROMETER,DIGITAL | 6 | SIZE | SIZE
15229 | 38843 | HYGROMETER,DIGITAL | 7 | MATL | MATERIAL
15230 | 38843 | HYGROMETER,DIGITAL | 8 | TEMP_RANGE | TEMPERATURE RANGE
15231 | 38843 | HYGROMETER,DIGITAL | 9 | OPER_TEMP | OPERATING TEMPERATURE
15232 | 38843 | HYGROMETER,DIGITAL | 10 | NO_DIGITS | NUMBER OF DIGITS
15233 | 38843 | HYGROMETER,DIGITAL | 11 | DISPLAY_RANGE | DISPLAY RANGE
15234 | 38843 | HYGROMETER,DIGITAL | 12 | ACCURACY | ACCURACY
15235 | 38843 | HYGROMETER,DIGITAL | 13 | STD_DEW_PT_TEMP | STANDARD DEW POINT TEMPERATURE
15236 | 38843 | HYGROMETER,DIGITAL | 14 | ELECT_DATA | ELECTRICAL RATING
15237 | 38843 | HYGROMETER,DIGITAL | 15 | INPUT_DATA | INPUT DATA
15238 | 38843 | HYGROMETER,DIGITAL | 16 | OUTPUT_DATA | OUTPUT DATA
15239 | 38843 | HYGROMETER,DIGITAL | 17 | DISPLAY_DATA | DISPLAY DATA
15240 | 38843 | HYGROMETER,DIGITAL | 18 | WICK_DATA | WICK DATA
15241 | 38843 | HYGROMETER,DIGITAL | 19 | MTG_DATA | MOUNTING DATA
15249
15250 | 38844 | HYGROTHERMOMETER,DIGITAL | 1 | SHORT_NAME | SHORT NAME | HYGROTHERMOMETER
15252 | 38844 | HYGROTHERMOMETER,DIGITAL | 3 | SHAPE | SHAPE
15253 | 38844 | HYGROTHERMOMETER,DIGITAL | 4 | TYPE | TYPE
15254 | 38844 | HYGROTHERMOMETER,DIGITAL | 5 | SIZE | SIZE
15255 | 38844 | HYGROTHERMOMETER,DIGITAL | 6 | MATL | MATERIAL
15256 | 38844 | HYGROTHERMOMETER,DIGITAL | 7 | ACCURACY | ACCURACY
15257 | 38844 | HYGROTHERMOMETER,DIGITAL | 8 | POWER_SOURCE | POWER SOURCE
15258 | 38844 | HYGROTHERMOMETER,DIGITAL | 9 | TEMP_RANGE | TEMPERATURE RANGE
15259 | 38844 | HYGROTHERMOMETER,DIGITAL | 10 | NO_DIGITS | NUMBER OF DIGITS
15260 | 38844 | HYGROTHERMOMETER,DIGITAL | 11 | DISPLAY_RANGE | DISPLAY RANGE
15261 | 38844 | HYGROTHERMOMETER,DIGITAL | 12 | TEMP_SENSOR_TYPE | TEMPERATURE SENSOR TYPE
15262 | 38844 | HYGROTHERMOMETER,DIGITAL | 13 | HUMIDITY_SENSOR_TYPE | HUMIDITY SENSOR TYPE
15263 | 38844 | HYGROTHERMOMETER,DIGITAL | 14 | ELECT_DATA | ELECTRICAL RATING
15264 | 38844 | HYGROTHERMOMETER,DIGITAL | 15 | HUMIDITY_DATA | HUMIDITY DATA
15265 | 38844 | HYGROTHERMOMETER,DIGITAL | 16 | MTG_DATA | MOUNTING DATA
15274
15275 | 38952 | TURBO SUPERCHARGER,ENGINE,NON-AIRCRAFT | 1 | SHORT_NAME | SHORT NAME | TURBOCHARGER,ENG
15277 | 38952 | TURBO SUPERCHARGER,ENGINE,NON-AIRCRAFT | 3 | TYPE | TYPE
15278 | 38952 | TURBO SUPERCHARGER,ENGINE,NON-AIRCRAFT | 4 | REV_PER_MINUTE | REVOLUTION PER MINUTE (RPM)
15279 | 38952 | TURBO SUPERCHARGER,ENGINE,NON-AIRCRAFT | 5 | LUBR_DATA | LUBR DATA
15280 | 38952 | TURBO SUPERCHARGER,ENGINE,NON-AIRCRAFT | 6 | CAPACITY | CAPACITY
15281 | 38952 | TURBO SUPERCHARGER,ENGINE,NON-AIRCRAFT | 7 | TEMP_RANGE | TEMPERATURE RANGE
15288
15289 | 39030 | BRAKE RING ASSEMBLY,HOIST | 1 | SHORT_NAME | SHORT NAME | BRAKE RING ASSY,HOIST
15291 | 39030 | BRAKE RING ASSEMBLY,HOIST | 3 | TYPE | TYPE
15292 | 39030 | BRAKE RING ASSEMBLY,HOIST | 4 | SIZE | SIZE
15293 | 39030 | BRAKE RING ASSEMBLY,HOIST | 5 | MTG_DATA | MOUNTING DATA
15294 | 39030 | BRAKE RING ASSEMBLY,HOIST | 6 | CONTENT | CONTENT
15295 | 39030 | BRAKE RING ASSEMBLY,HOIST | 7 | CONTENT_2 | CONTENT 2
15296 | 39030 | BRAKE RING ASSEMBLY,HOIST | 8 | CONTENT_3 | CONTENT 3
15297 | 39030 | BRAKE RING ASSEMBLY,HOIST | 9 | CONTENT_4 | CONTENT 4
15298 | 39030 | BRAKE RING ASSEMBLY,HOIST | 10 | CONTENT_5 | CONTENT 5
15299 | 39030 | BRAKE RING ASSEMBLY,HOIST | 11 | CONTENT_6 | CONTENT 6
15300 | 39030 | BRAKE RING ASSEMBLY,HOIST | 12 | CONTENT_7 | CONTENT 7
15301 | 39030 | BRAKE RING ASSEMBLY,HOIST | 13 | CONTENT_8 | CONTENT 8
15302 | 39030 | BRAKE RING ASSEMBLY,HOIST | 14 | CONTENT_9 | CONTENT 9
15311
15327 | 39090 | SPINDLE ROD,SAFETY VALVE | 1 | SHORT_NAME | SHORT NAME | SPINDLE,VALVE
15330 | 39090 | SPINDLE ROD,SAFETY VALVE | 4 | TYPE | TYPE
15331 | 39090 | SPINDLE ROD,SAFETY VALVE | 5 | DIMENSION | DIMENSION
15332 | 39090 | SPINDLE ROD,SAFETY VALVE | 6 | MATL | MATERIAL
15333 | 39090 | SPINDLE ROD,SAFETY VALVE | 7 | VALVE_SIZE | VALVE SIZE
15334 | 39090 | SPINDLE ROD,SAFETY VALVE | 8 | END_DATA | END DATA
15335 | 39090 | SPINDLE ROD,SAFETY VALVE | 9 | FINISH | FINISH
15344
15361 | 39370 | SLEEVE,DRIVE,VALVE | 1 | SHORT_NAME | SHORT NAME | SLEEVE,VALVE
15364 | 39370 | SLEEVE,DRIVE,VALVE | 4 | TYPE | TYPE
15365 | 39370 | SLEEVE,DRIVE,VALVE | 5 | SIZE | SIZE
15366 | 39370 | SLEEVE,DRIVE,VALVE | 6 | MATL | MATERIAL
15367 | 39370 | SLEEVE,DRIVE,VALVE | 7 | PRESSURE | PRESSURE
15368 | 39370 | SLEEVE,DRIVE,VALVE | 8 | SLEEVE_DATA | SLEEVE DATA
15369 | 39370 | SLEEVE,DRIVE,VALVE | 9 | CONNECTION_DATA | CONNECTION DATA
15370 | 39370 | SLEEVE,DRIVE,VALVE | 10 | FINISH | FINISH
15379
15380 | 39395 | CASING,RIGID,SHAFT ASSEMBLY | 1 | SHORT_NAME | SHORT NAME | CASING,RIGID
15382 | 39395 | CASING,RIGID,SHAFT ASSEMBLY | 3 | TYPE | TYPE
15383 | 39395 | CASING,RIGID,SHAFT ASSEMBLY | 4 | SIZE | SIZE
15384 | 39395 | CASING,RIGID,SHAFT ASSEMBLY | 5 | MATL | MATERIAL
15385 | 39395 | CASING,RIGID,SHAFT ASSEMBLY | 6 | CONNECTION_DATA | CONNECTION DATA
15386 | 39395 | CASING,RIGID,SHAFT ASSEMBLY | 7 | FINISH | FINISH
15387 | 39395 | CASING,RIGID,SHAFT ASSEMBLY | 8 | MTG_DATA | MOUNTING DATA
15396
15397 | 39422 | PLATE,OIL COOLER,ENGINE | 1 | SHORT_NAME | SHORT NAME | PLATE,ENGINE
15399 | 39422 | PLATE,OIL COOLER,ENGINE | 3 | TYPE | TYPE
15400 | 39422 | PLATE,OIL COOLER,ENGINE | 4 | DIMENSION | DIMENSION
15401 | 39422 | PLATE,OIL COOLER,ENGINE | 5 | MATL | MATERIAL
15402 | 39422 | PLATE,OIL COOLER,ENGINE | 6 | ATTACH_DATA | ATTACH DATA
15403 | 39422 | PLATE,OIL COOLER,ENGINE | 7 | FINISH | FINISH
15411
15412 | 39448 | PANEL,CONTROL,ELECTRICAL-ELECTRONIC EQUIPMENT | 1 | SHORT_NAME | SHORT NAME | PANEL,CNTRL
15414 | 39448 | PANEL,CONTROL,ELECTRICAL-ELECTRONIC EQUIPMENT | 3 | TYPE | TYPE
15415 | 39448 | PANEL,CONTROL,ELECTRICAL-ELECTRONIC EQUIPMENT | 4 | SIZE | SIZE
15418 | 39448 | PANEL,CONTROL,ELECTRICAL-ELECTRONIC EQUIPMENT | 7 | THK | THICKNESS
15419 | 39448 | PANEL,CONTROL,ELECTRICAL-ELECTRONIC EQUIPMENT | 8 | MATL | MATERIAL
15420 | 39448 | PANEL,CONTROL,ELECTRICAL-ELECTRONIC EQUIPMENT | 9 | VOLTAGE | VOLTAGE RATING
15421 | 39448 | PANEL,CONTROL,ELECTRICAL-ELECTRONIC EQUIPMENT | 10 | CURRENT | CURRENT
15422 | 39448 | PANEL,CONTROL,ELECTRICAL-ELECTRONIC EQUIPMENT | 11 | FREQUENCY | FREQUENCY
15423 | 39448 | PANEL,CONTROL,ELECTRICAL-ELECTRONIC EQUIPMENT | 12 | LEGEND_DATA | LEGEND DATA
15424 | 39448 | PANEL,CONTROL,ELECTRICAL-ELECTRONIC EQUIPMENT | 13 | PANEL_DATA | PANEL DATA
15425 | 39448 | PANEL,CONTROL,ELECTRICAL-ELECTRONIC EQUIPMENT | 14 | FINISH | FINISH
15426 | 39448 | PANEL,CONTROL,ELECTRICAL-ELECTRONIC EQUIPMENT | 15 | MTG_DATA | MOUNTING DATA
15435
15468 | 39600 | DIVIDER,VALVE FLOW | 1 | SHORT_NAME | SHORT NAME | DIVIDER,VLV
15470 | 39600 | DIVIDER,VALVE FLOW | 3 | SIZE | SIZE
15471 | 39600 | DIVIDER,VALVE FLOW | 4 | MATL | MATERIAL
15472 | 39600 | DIVIDER,VALVE FLOW | 5 | PRESSURE | PRESSURE
15473 | 39600 | DIVIDER,VALVE FLOW | 6 | MEDIA_DESIGNED | MEDIA DESIGNED
15474 | 39600 | DIVIDER,VALVE FLOW | 7 | NO_OUTLETS | NUMBER OF OUTLETS
15475 | 39600 | DIVIDER,VALVE FLOW | 8 | MTG_DATA | MOUNTING DATA
15482
15483 | 39610 | RING,BASE | 1 | SHORT_NAME | SHORT NAME | RING,BASE
15485 | 39610 | RING,BASE | 3 | TYPE | TYPE
15486 | 39610 | RING,BASE | 4 | SIZE | SIZE
15487 | 39610 | RING,BASE | 5 | MATL | MATERIAL
15488 | 39610 | RING,BASE | 6 | LOCK_DATA | LOCK DATA
15496
15497 | 39611 | RING,OIL CONTROL | 1 | SHORT_NAME | SHORT NAME | RING,OIL
15499 | 39611 | RING,OIL CONTROL | 3 | TYPE | TYPE
15500 | 39611 | RING,OIL CONTROL | 4 | SIZE | SIZE
15501 | 39611 | RING,OIL CONTROL | 5 | MATL | MATERIAL
15511
15512 | 39634 | PARTS KIT,SAFETY LATCH,HOOK | 1 | SHORT_NAME | SHORT NAME | KIT,LATCH PARTS
15514 | 39634 | PARTS KIT,SAFETY LATCH,HOOK | 3 | TYPE | TYPE
15515 | 39634 | PARTS KIT,SAFETY LATCH,HOOK | 4 | CONTENT | CONTENT
15516 | 39634 | PARTS KIT,SAFETY LATCH,HOOK | 5 | CONTENT_2 | CONTENT 2
15517 | 39634 | PARTS KIT,SAFETY LATCH,HOOK | 6 | CONTENT_3 | CONTENT 3
15518 | 39634 | PARTS KIT,SAFETY LATCH,HOOK | 7 | CONTENT_4 | CONTENT 4
15519 | 39634 | PARTS KIT,SAFETY LATCH,HOOK | 8 | CONTENT_5 | CONTENT 5
15520 | 39634 | PARTS KIT,SAFETY LATCH,HOOK | 9 | CONTENT_6 | CONTENT 6
15521 | 39634 | PARTS KIT,SAFETY LATCH,HOOK | 10 | CONTENT_7 | CONTENT 7
15529
15530 | 39665 | LINER,VALVE | 1 | SHORT_NAME | SHORT NAME | LINER,VLV
15532 | 39665 | LINER,VALVE | 3 | LG | LENGTH
15533 | 39665 | LINER,VALVE | 4 | THK | THICKNESS
15534 | 39665 | LINER,VALVE | 5 | MATL | MATERIAL
15535 | 39665 | LINER,VALVE | 6 | VALVE_TYPE | VALVE TYPE
15536 | 39665 | LINER,VALVE | 7 | VALVE_SIZE | VALVE SIZE
15537 | 39665 | LINER,VALVE | 8 | NOM_BORE | NOMINAL BORE
15545
15546 | 39704 | RING,ROD,PISTON | 1 | SHORT_NAME | SHORT NAME | RING,PISTON ROD
15548 | 39704 | RING,ROD,PISTON | 3 | TYPE | TYPE
15549 | 39704 | RING,ROD,PISTON | 4 | SIZE | SIZE
15550 | 39704 | RING,ROD,PISTON | 5 | INSIDE_DIA | INSIDE DIAMETER
15551 | 39704 | RING,ROD,PISTON | 6 | OUTSIDE_DIA | OUTSIDE DIAMETER
15552 | 39704 | RING,ROD,PISTON | 7 | THK | THICKNESS
15553 | 39704 | RING,ROD,PISTON | 8 | MATL | MATERIAL
15554 | 39704 | RING,ROD,PISTON | 9 | RING_DATA | RING DATA
15555 | 39704 | RING,ROD,PISTON | 10 | CROSS_SECT_SHAPE | CROSS SECTION SHAPE
15556 | 39704 | RING,ROD,PISTON | 11 | FINISH | FINISH
15565
15610 | 39715 | PLUG,INDICATOR,VALVE | 1 | SHORT_NAME | SHORT NAME | PLUG,INDICATOR
15612 | 39715 | PLUG,INDICATOR,VALVE | 3 | TYPE | TYPE
15613 | 39715 | PLUG,INDICATOR,VALVE | 4 | SIZE | SIZE
15614 | 39715 | PLUG,INDICATOR,VALVE | 5 | MATL | MATERIAL
15615 | 39715 | PLUG,INDICATOR,VALVE | 6 | PLUG_DATA | PLUG DATA
15616 | 39715 | PLUG,INDICATOR,VALVE | 7 | CONNECTION_DATA | CONNECTION DATA
15617 | 39715 | PLUG,INDICATOR,VALVE | 8 | PORT_DATA | PORT DATA
15618 | 39715 | PLUG,INDICATOR,VALVE | 9 | INDICATOR_DATA | INDICATOR DATA
15619 | 39715 | PLUG,INDICATOR,VALVE | 10 | MEDIA_DESIGNED | MEDIA DESIGNED
15620 | 39715 | PLUG,INDICATOR,VALVE | 11 | FINISH | FINISH
15629
15648 | 39723 | FLAME DETECTOR,HEATER | 1 | SHORT_NAME | SHORT NAME | DETECTOR,FLAME
15650 | 39723 | FLAME DETECTOR,HEATER | 3 | TYPE | TYPE
15651 | 39723 | FLAME DETECTOR,HEATER | 4 | DIMENSION | DIMENSION
15652 | 39723 | FLAME DETECTOR,HEATER | 5 | MATL | MATERIAL
15653 | 39723 | FLAME DETECTOR,HEATER | 6 | TEMPERATURE | TEMPERATURE
15654 | 39723 | FLAME DETECTOR,HEATER | 7 | PRESSURE | PRESSURE
15655 | 39723 | FLAME DETECTOR,HEATER | 8 | COLOR | COLOR
15656 | 39723 | FLAME DETECTOR,HEATER | 9 | ELECT_DATA | ELECTRICAL RATING
15657 | 39723 | FLAME DETECTOR,HEATER | 10 | ELECT_CONN_DATA | ELECTRICAL CONNECTION DATA
15658 | 39723 | FLAME DETECTOR,HEATER | 11 | OPER_METHOD | OPERATING METHOD
15659 | 39723 | FLAME DETECTOR,HEATER | 12 | MTG_DATA | MOUNTING DATA
15666
15667 | 39754 | VALVE-HAND,BYPASS | 1 | SHORT_NAME | SHORT NAME | VALVE-HAND,BYPASS
15669 | 39754 | VALVE-HAND,BYPASS | 3 | TYPE | TYPE
15670 | 39754 | VALVE-HAND,BYPASS | 4 | SIZE | SIZE
15671 | 39754 | VALVE-HAND,BYPASS | 5 | BODY_MATL | BODY MATERIAL
15672 | 39754 | VALVE-HAND,BYPASS | 6 | PRESSURE | PRESSURE
15673 | 39754 | VALVE-HAND,BYPASS | 7 | TEMPERATURE | TEMPERATURE
15674 | 39754 | VALVE-HAND,BYPASS | 8 | VALVE_DATA | VALVE DATA
15675 | 39754 | VALVE-HAND,BYPASS | 9 | DISK_MATL | DISK MATERIAL
15676 | 39754 | VALVE-HAND,BYPASS | 10 | SEAT_MATL | SEAT MATERIAL
15677 | 39754 | VALVE-HAND,BYPASS | 11 | STEM_MATL | STEM MATERIAL
15678 | 39754 | VALVE-HAND,BYPASS | 12 | FACE_WIDTH | FACE WIDTH
15679 | 39754 | VALVE-HAND,BYPASS | 13 | CONNECTION_DATA | CONNECTION DATA
15680 | 39754 | VALVE-HAND,BYPASS | 14 | BONNET_DATA | BONNET DATA
15681 | 39754 | VALVE-HAND,BYPASS | 15 | MEDIA_DESIGNED | MEDIA DESIGNED
15682 | 39754 | VALVE-HAND,BYPASS | 16 | OPER_METHOD | OPERATING METHOD
15689
15721 | 39881 | PLUNGER,ACTUATOR | 1 | SHORT_NAME | SHORT NAME | PLUNGER,ACTR
15724 | 39881 | PLUNGER,ACTUATOR | 4 | TYPE | TYPE
15725 | 39881 | PLUNGER,ACTUATOR | 5 | DIMENSION | DIMENSION
15726 | 39881 | PLUNGER,ACTUATOR | 6 | MATL | MATERIAL
15727 | 39881 | PLUNGER,ACTUATOR | 7 | PACKING_MATL | PACKING MATERIAL
15728 | 39881 | PLUNGER,ACTUATOR | 8 | FINISH | FINISH
15737
15817 | 39973 | RING,VALVE PISTON | 1 | SHORT_NAME | SHORT NAME | RING,VLV PISTON
15819 | 39973 | RING,VALVE PISTON | 3 | TYPE | TYPE
15820 | 39973 | RING,VALVE PISTON | 4 | SIZE | SIZE
15821 | 39973 | RING,VALVE PISTON | 5 | MATL | MATERIAL
15822 | 39973 | RING,VALVE PISTON | 6 | VALVE_TYPE | VALVE TYPE
15823 | 39973 | RING,VALVE PISTON | 7 | VALVE_SIZE | VALVE SIZE
15824 | 39973 | RING,VALVE PISTON | 8 | FINISH | FINISH
15832
15833 | 40036 | SWITCH,SOLID STATE | 1 | SHORT_NAME | SHORT NAME | SWITCH,SOLID STATE
15835 | 40036 | SWITCH,SOLID STATE | 3 | TYPE | TYPE
15836 | 40036 | SWITCH,SOLID STATE | 4 | CURRENT | CURRENT
15837 | 40036 | SWITCH,SOLID STATE | 5 | VOLTAGE | VOLTAGE RATING
15838 | 40036 | SWITCH,SOLID STATE | 6 | RANGE | RANGE
15839 | 40036 | SWITCH,SOLID STATE | 7 | SWITCHING_METHOD | SWITCHING METHOD
15840 | 40036 | SWITCH,SOLID STATE | 8 | CONTACT_DATA | CONTACT DATA
15841 | 40036 | SWITCH,SOLID STATE | 9 | TERMINAL_DATA | TERMINAL DATA
15842 | 40036 | SWITCH,SOLID STATE | 10 | ELECT_CONN_DATA | ELECTRICAL CONNECTION DATA
15850
15851 | 40084 | INDICATOR,ELECTRONIC COMPARATOR GAGE | 1 | SHORT_NAME | SHORT NAME | INDICATOR,ELTR
15853 | 40084 | INDICATOR,ELECTRONIC COMPARATOR GAGE | 3 | DIMENSION | DIMENSION
15854 | 40084 | INDICATOR,ELECTRONIC COMPARATOR GAGE | 4 | MATL | MATERIAL
15855 | 40084 | INDICATOR,ELECTRONIC COMPARATOR GAGE | 5 | FREQUENCY | FREQUENCY
15856 | 40084 | INDICATOR,ELECTRONIC COMPARATOR GAGE | 6 | MEASUREMENT_RANGE | MEASUREMENT RANGE
15857 | 40084 | INDICATOR,ELECTRONIC COMPARATOR GAGE | 7 | OPER_METHOD | OPERATING METHOD
15858 | 40084 | INDICATOR,ELECTRONIC COMPARATOR GAGE | 8 | OPER_CURRENT | OPERATING CURRENT
15859 | 40084 | INDICATOR,ELECTRONIC COMPARATOR GAGE | 9 | ELECT_DATA | ELECTRICAL RATING
15860 | 40084 | INDICATOR,ELECTRONIC COMPARATOR GAGE | 10 | ELECT_CONN_DATA | ELECTRICAL CONNECTION DATA
15861 | 40084 | INDICATOR,ELECTRONIC COMPARATOR GAGE | 11 | INPUT_DATA | INPUT DATA
15862 | 40084 | INDICATOR,ELECTRONIC COMPARATOR GAGE | 12 | OUTPUT_DATA | OUTPUT DATA
15863 | 40084 | INDICATOR,ELECTRONIC COMPARATOR GAGE | 13 | DISPLAY_TYPE | DISPLAY TYPE
15864 | 40084 | INDICATOR,ELECTRONIC COMPARATOR GAGE | 14 | ACCURACY | ACCURACY
15865 | 40084 | INDICATOR,ELECTRONIC COMPARATOR GAGE | 15 | MTG_DATA | MOUNTING DATA
15874
15932 | 40096 | THERMOWELL | 1 | SHORT_NAME | SHORT NAME | THERMOWELL
15935 | 40096 | THERMOWELL | 4 | TYPE | TYPE
15936 | 40096 | THERMOWELL | 5 | DIMENSION | DIMENSION
15937 | 40096 | THERMOWELL | 6 | MATL | MATERIAL
15938 | 40096 | THERMOWELL | 7 | PRESSURE | PRESSURE
15939 | 40096 | THERMOWELL | 8 | TEMPERATURE | TEMPERATURE
15940 | 40096 | THERMOWELL | 9 | MTG_DATA | MOUNTING DATA
15941 | 40096 | THERMOWELL | 10 | CONNECTION_DATA | CONNECTION DATA
15942 | 40096 | THERMOWELL | 11 | THERMOWELL_DATA | THERMOWELL DATA
15943 | 40096 | THERMOWELL | 12 | FLANGE_DATA | FLANGE DATA
15972
15973 | 40243 | BALL,CHECK | 1 | SHORT_NAME | SHORT NAME | BALL,CHECK
15975 | 40243 | BALL,CHECK | 3 | TYPE | TYPE
15976 | 40243 | BALL,CHECK | 4 | DIA | DIAMETER
15977 | 40243 | BALL,CHECK | 5 | MATL | MATERIAL
15978 | 40243 | BALL,CHECK | 6 | VALVE_SIZE | VALVE SIZE
15979 | 40243 | BALL,CHECK | 7 | MEDIA_DESIGNED | MEDIA DESIGNED
15980 | 40243 | BALL,CHECK | 8 | TOLERANCE | TOLERANCE
15981 | 40243 | BALL,CHECK | 9 | FINISH | FINISH
15990
16007 | 40467 | DETECTING ELEMENT,RADIAC | 1 | SHORT_NAME | SHORT NAME | DETECTING ELEMENT,RADIAC
16009 | 40467 | DETECTING ELEMENT,RADIAC | 3 | TYPE | TYPE
16010 | 40467 | DETECTING ELEMENT,RADIAC | 4 | DIMENSION | DIMENSION
16011 | 40467 | DETECTING ELEMENT,RADIAC | 5 | MATL | MATERIAL
16012 | 40467 | DETECTING ELEMENT,RADIAC | 6 | MEASUREMENT_RANGE | MEASUREMENT RANGE
16013 | 40467 | DETECTING ELEMENT,RADIAC | 7 | INPUT_DATA | INPUT DATA
16014 | 40467 | DETECTING ELEMENT,RADIAC | 8 | OUTPUT_DATA | OUTPUT DATA
16015 | 40467 | DETECTING ELEMENT,RADIAC | 9 | OPER_METHOD | OPERATING METHOD
16023
16063 | 41122 | POWER STRIP,ELECTRICAL OUTLET | 1 | SHORT_NAME | SHORT NAME | POWER STRIP,ELECTRICAL OUTLET
16066 | 41122 | POWER STRIP,ELECTRICAL OUTLET | 4 | TYPE | TYPE
16067 | 41122 | POWER STRIP,ELECTRICAL OUTLET | 5 | SIZE | SIZE
16068 | 41122 | POWER STRIP,ELECTRICAL OUTLET | 6 | MATL | MATERIAL
16069 | 41122 | POWER STRIP,ELECTRICAL OUTLET | 7 | VOLTAGE | VOLTAGE RATING
16070 | 41122 | POWER STRIP,ELECTRICAL OUTLET | 8 | CURRENT | CURRENT
16071 | 41122 | POWER STRIP,ELECTRICAL OUTLET | 9 | COLOR | COLOR
16072 | 41122 | POWER STRIP,ELECTRICAL OUTLET | 10 | CABLE_LG | CABLE LENGTH
16073 | 41122 | POWER STRIP,ELECTRICAL OUTLET | 11 | OUTLET_QTY | NUMBER OF OUTLETS
16074 | 41122 | POWER STRIP,ELECTRICAL OUTLET | 12 | HOLE_DATA | HOLE DATA
16075 | 41122 | POWER STRIP,ELECTRICAL OUTLET | 13 | MTG_FEATURE | MOUNTING FEATURE
16086
16087 | 41206 | CABLE ASSEMBLY,CONTROL | 1 | SHORT_NAME | SHORT NAME | CABLE ASSY,CTRL
16089 | 41206 | CABLE ASSEMBLY,CONTROL | 3 | TYPE | TYPE
16090 | 41206 | CABLE ASSEMBLY,CONTROL | 4 | SIZE | SIZE
16091 | 41206 | CABLE ASSEMBLY,CONTROL | 5 | MATL | MATERIAL
16092 | 41206 | CABLE ASSEMBLY,CONTROL | 6 | TEMP_RANGE | TEMPERATURE RANGE
16093 | 41206 | CABLE ASSEMBLY,CONTROL | 7 | FUNCT | FUNCTION
16094 | 41206 | CABLE ASSEMBLY,CONTROL | 8 | FINISH | FINISH
16103
16104 | 41276 | DISTRIBUTING SYSTEM,ELECTRICAL | 1 | SHORT_NAME | SHORT NAME | DISTRIBUTING SYS,ELECT
16106 | 41276 | DISTRIBUTING SYSTEM,ELECTRICAL | 3 | TYPE | TYPE
16107 | 41276 | DISTRIBUTING SYSTEM,ELECTRICAL | 4 | DIMENSION | DIMENSION
16108 | 41276 | DISTRIBUTING SYSTEM,ELECTRICAL | 5 | ELECT_CONN_DATA | ELECTRICAL CONNECTION DATA
16109 | 41276 | DISTRIBUTING SYSTEM,ELECTRICAL | 6 | ELECT_INPUT_DATA | ELECTRICAL INPUT DATA
16110 | 41276 | DISTRIBUTING SYSTEM,ELECTRICAL | 7 | ELECT_OUTPUT_DATA | ELECTRICAL OUTPUT DATA
16111 | 41276 | DISTRIBUTING SYSTEM,ELECTRICAL | 8 | ELECT_RTG | ELECTRICAL RATING
16112 | 41276 | DISTRIBUTING SYSTEM,ELECTRICAL | 9 | FREQUENCY_RANGE | FREQUENCY RANGE
16113 | 41276 | DISTRIBUTING SYSTEM,ELECTRICAL | 10 | DISTRIBUTION_DATA | DISTRIBUTION DATA
16120
16121 | 41454 | TOUCHSCREEN,DATA ENTRY | 1 | SHORT_NAME | SHORT NAME | TOUCHSCREEN
16123 | 41454 | TOUCHSCREEN,DATA ENTRY | 3 | TYPE | TYPE
16124 | 41454 | TOUCHSCREEN,DATA ENTRY | 4 | SIZE | SIZE
16125 | 41454 | TOUCHSCREEN,DATA ENTRY | 5 | ELECT_DATA | ELECTRICAL RATING
16126 | 41454 | TOUCHSCREEN,DATA ENTRY | 6 | ELECT_CONN_DATA | ELECTRICAL CONNECTION DATA
16127 | 41454 | TOUCHSCREEN,DATA ENTRY | 7 | FREQUENCY | FREQUENCY
16128 | 41454 | TOUCHSCREEN,DATA ENTRY | 8 | OPER_CURRENT | OPERATING CURRENT
16129 | 41454 | TOUCHSCREEN,DATA ENTRY | 9 | MTG_DATA | MOUNTING DATA
16131 | 41454 | TOUCHSCREEN,DATA ENTRY | 11 | ENVIRON_PROT | ENVIRON PROTECTION
16138
16153 | 41678 | SHACKLE AND WIRE ROPE CLAMP KIT | 1 | SHORT_NAME | SHORT NAME | KIT,SHACKLE AND WIRE ROPE
16155 | 41678 | SHACKLE AND WIRE ROPE CLAMP KIT | 3 | TYPE | TYPE
16156 | 41678 | SHACKLE AND WIRE ROPE CLAMP KIT | 4 | KIT_DATA | KIT DATA
16157 | 41678 | SHACKLE AND WIRE ROPE CLAMP KIT | 5 | CONTENT | CONTENT
16158 | 41678 | SHACKLE AND WIRE ROPE CLAMP KIT | 6 | CONTENT_2 | CONTENT 2
16159 | 41678 | SHACKLE AND WIRE ROPE CLAMP KIT | 7 | CONTENT_3 | CONTENT 3
16160 | 41678 | SHACKLE AND WIRE ROPE CLAMP KIT | 8 | CONTENT_4 | CONTENT 4
16161 | 41678 | SHACKLE AND WIRE ROPE CLAMP KIT | 9 | CONTENT_5 | CONTENT 5
16162 | 41678 | SHACKLE AND WIRE ROPE CLAMP KIT | 10 | CONTENT_6 | CONTENT 6
16171
16172 | 41711 | OPTICAL READER,DATA ENTRY | 1 | SHORT_NAME | SHORT NAME | READER,OPTICAL
16175 | 41711 | OPTICAL READER,DATA ENTRY | 4 | TYPE | TYPE
16176 | 41711 | OPTICAL READER,DATA ENTRY | 5 | SIZE | SIZE
16177 | 41711 | OPTICAL READER,DATA ENTRY | 6 | MATL | MATERIAL
16178 | 41711 | OPTICAL READER,DATA ENTRY | 7 | FUNCT | FUNCTION
16179 | 41711 | OPTICAL READER,DATA ENTRY | 8 | SCANNER_SPEED | SCANNER SPEED
16180 | 41711 | OPTICAL READER,DATA ENTRY | 9 | PROC_SPEED | PROC SPEED
16181 | 41711 | OPTICAL READER,DATA ENTRY | 10 | RESOLUTION | RESOLUTION
16182 | 41711 | OPTICAL READER,DATA ENTRY | 11 | ELECT_DATA | ELECTRICAL RATING
16183 | 41711 | OPTICAL READER,DATA ENTRY | 12 | ELECT_CONN_DATA | ELECTRICAL CONNECTION DATA
16184 | 41711 | OPTICAL READER,DATA ENTRY | 13 | LIGHT_SOURCE_DATA | LIGHT SOURCE DATA
16185 | 41711 | OPTICAL READER,DATA ENTRY | 14 | REFLECTION_DATA | REFLECTION DATA
16186 | 41711 | OPTICAL READER,DATA ENTRY | 15 | CONTENT | CONTENT
16187 | 41711 | OPTICAL READER,DATA ENTRY | 16 | CONTENT_2 | CONTENT 2
16188 | 41711 | OPTICAL READER,DATA ENTRY | 17 | CONTENT_3 | CONTENT 3
16189 | 41711 | OPTICAL READER,DATA ENTRY | 18 | CONTENT_4 | CONTENT 4
16190 | 41711 | OPTICAL READER,DATA ENTRY | 19 | MTG_DATA | MOUNTING DATA
16199
16200 | 41720 | REGULATING ELEMENT,FLOW,VALVE | 1 | SHORT_NAME | SHORT NAME | ELEMENT,FLOW REGULATING
16202 | 41720 | REGULATING ELEMENT,FLOW,VALVE | 3 | VALVE_STYLE | VALVE STYLE
16203 | 41720 | REGULATING ELEMENT,FLOW,VALVE | 4 | VALVE_SIZE | VALVE SIZE
16204 | 41720 | REGULATING ELEMENT,FLOW,VALVE | 5 | VALVE_DATA | VALVE DATA
16205 | 41720 | REGULATING ELEMENT,FLOW,VALVE | 6 | VALVE_CONN_DATA | VALVE CONNECTION DATA
16206 | 41720 | REGULATING ELEMENT,FLOW,VALVE | 7 | BODY_MATL | BODY MATERIAL
16207 | 41720 | REGULATING ELEMENT,FLOW,VALVE | 8 | DIAPHRAGM_MATL | DIAPHRAGM MATERIAL
16208 | 41720 | REGULATING ELEMENT,FLOW,VALVE | 9 | TRIM_MATL | TRIM MATERIAL
16209 | 41720 | REGULATING ELEMENT,FLOW,VALVE | 10 | SEAT_MATL | SEAT MATERIAL
16210 | 41720 | REGULATING ELEMENT,FLOW,VALVE | 11 | STEM_MATL | STEM MATERIAL
16211 | 41720 | REGULATING ELEMENT,FLOW,VALVE | 12 | FLOW_RATE | FLOW RATE
16212 | 41720 | REGULATING ELEMENT,FLOW,VALVE | 13 | MEDIA_DESIGNED | MEDIA DESIGNED
16213 | 41720 | REGULATING ELEMENT,FLOW,VALVE | 14 | OPER_METHOD | OPERATING METHOD
16214 | 41720 | REGULATING ELEMENT,FLOW,VALVE | 15 | TEMPERATURE | TEMPERATURE
16215 | 41720 | REGULATING ELEMENT,FLOW,VALVE | 16 | FLANGE_TABLE | FLANGE TABLE
16216 | 41720 | REGULATING ELEMENT,FLOW,VALVE | 17 | MAX_INLET_PRESS_RTG | MAX INLET PRESSURE RATING
16217 | 41720 | REGULATING ELEMENT,FLOW,VALVE | 18 | OUTLET_PRESS_RANGE | OUTLET PRESSURE RANGE
16225
16243 | 41769 | BLOCK,CONTROL CIRCUIT | 1 | SHORT_NAME | SHORT NAME | BLOCK,CNTRL
16246 | 41769 | BLOCK,CONTROL CIRCUIT | 4 | TYPE | TYPE
16247 | 41769 | BLOCK,CONTROL CIRCUIT | 5 | SIZE | SIZE
16248 | 41769 | BLOCK,CONTROL CIRCUIT | 6 | MATL | MATERIAL
16249 | 41769 | BLOCK,CONTROL CIRCUIT | 7 | VOLTAGE | VOLTAGE RATING
16250 | 41769 | BLOCK,CONTROL CIRCUIT | 8 | CURRENT | CURRENT
16251 | 41769 | BLOCK,CONTROL CIRCUIT | 9 | WIRE_SIZE | WIRE SIZE
16252 | 41769 | BLOCK,CONTROL CIRCUIT | 10 | BLOCK_DATA | BLOCK DATA
16253 | 41769 | BLOCK,CONTROL CIRCUIT | 11 | TERMINAL_DATA | TERMINAL DATA
16254 | 41769 | BLOCK,CONTROL CIRCUIT | 12 | CONDUCTOR_DATA | CONDUCTOR DATA
16255 | 41769 | BLOCK,CONTROL CIRCUIT | 13 | MTG_DATA | MOUNTING DATA
16256 | 41769 | BLOCK,CONTROL CIRCUIT | 14 | NUMBER_SHEAVES | NUMBER SHEAVES
16265
16266 | 41797 | PANEL ASSEMBLY,REAR | 1 | SHORT_NAME | SHORT NAME | PANEL ASSY,REAR
16268 | 41797 | PANEL ASSEMBLY,REAR | 3 | TYPE | TYPE
16269 | 41797 | PANEL ASSEMBLY,REAR | 4 | SIZE | SIZE
16270 | 41797 | PANEL ASSEMBLY,REAR | 5 | MATL | MATERIAL
16271 | 41797 | PANEL ASSEMBLY,REAR | 6 | COLOR | COLOR
16272 | 41797 | PANEL ASSEMBLY,REAR | 7 | PANEL_DATA | PANEL DATA
16273 | 41797 | PANEL ASSEMBLY,REAR | 8 | ELECT_CONN_DATA | ELECTRICAL CONNECTION DATA
16274 | 41797 | PANEL ASSEMBLY,REAR | 9 | PANEL_RTG | PANEL RATING
16275 | 41797 | PANEL ASSEMBLY,REAR | 10 | FINISH | FINISH
16276 | 41797 | PANEL ASSEMBLY,REAR | 11 | MTG_DATA | MOUNTING DATA
16278 | 41797 | PANEL ASSEMBLY,REAR | 13 | ENVIRON_PROT | ENVIRON PROTECTION
16286
16287 | 41945 | CELL,BATTERY | 1 | SHORT_NAME | SHORT NAME | CELL,BATTERY
16289 | 41945 | CELL,BATTERY | 3 | TYPE | TYPE
16290 | 41945 | CELL,BATTERY | 4 | DIMENSION | DIMENSION
16291 | 41945 | CELL,BATTERY | 5 | MATL | MATERIAL
16292 | 41945 | CELL,BATTERY | 6 | VOLTAGE | VOLTAGE RATING
16293 | 41945 | CELL,BATTERY | 7 | AMP_HOUR | AMPERE HOUR
16295 | 41945 | CELL,BATTERY | 9 | CELL_DATA | CELL DATA
16296 | 41945 | CELL,BATTERY | 10 | TERMINAL_DATA | TERMINAL DATA
16297 | 41945 | CELL,BATTERY | 11 | MTG_DATA | MOUNTING DATA
16305
16306 | 42042 | PROTECTIVE EQUIPMENT,RADIOACTIVE CONTAMINANT | 1 | SHORT_NAME | SHORT NAME | PROTECTIVE EQUIPMENT,RADIATION
16308 | 42042 | PROTECTIVE EQUIPMENT,RADIOACTIVE CONTAMINANT | 3 | TYPE | TYPE
16309 | 42042 | PROTECTIVE EQUIPMENT,RADIOACTIVE CONTAMINANT | 4 | SIZE | SIZE
16310 | 42042 | PROTECTIVE EQUIPMENT,RADIOACTIVE CONTAMINANT | 5 | MATL | MATERIAL
16311 | 42042 | PROTECTIVE EQUIPMENT,RADIOACTIVE CONTAMINANT | 6 | FINISH | FINISH
16312 | 42042 | PROTECTIVE EQUIPMENT,RADIOACTIVE CONTAMINANT | 7 | CONTENT | CONTENT
16313 | 42042 | PROTECTIVE EQUIPMENT,RADIOACTIVE CONTAMINANT | 8 | CONTENT_2 | CONTENT 2
16314 | 42042 | PROTECTIVE EQUIPMENT,RADIOACTIVE CONTAMINANT | 9 | CONTENT_3 | CONTENT 3
16315 | 42042 | PROTECTIVE EQUIPMENT,RADIOACTIVE CONTAMINANT | 10 | CONTENT_4 | CONTENT 4
16323
16324 | 42064 | CHUTE,ARC | 1 | SHORT_NAME | SHORT NAME | CHUTE,ARC
16326 | 42064 | CHUTE,ARC | 3 | TYPE | TYPE
16327 | 42064 | CHUTE,ARC | 4 | MATL | MATERIAL
16328 | 42064 | CHUTE,ARC | 5 | TEMPERATURE | TEMPERATURE
16329 | 42064 | CHUTE,ARC | 6 | NO_POLES | NUMBER OF POLES
16330 | 42064 | CHUTE,ARC | 7 | ELECT_DATA | ELECTRICAL RATING
16331 | 42064 | CHUTE,ARC | 8 | MTG_DATA | MOUNTING DATA
16339
16355 | 42678 | METER,PH | 1 | SHORT_NAME | SHORT NAME | METER,PH
16357 | 42678 | METER,PH | 3 | TYPE | TYPE
16358 | 42678 | METER,PH | 4 | SIZE | SIZE
16359 | 42678 | METER,PH | 5 | ELECT_DATA | ELECTRICAL RATING
16360 | 42678 | METER,PH | 6 | ELECT_CONN_DATA | ELECTRICAL CONNECTION DATA
16361 | 42678 | METER,PH | 7 | DISPLAY_DATA | DISPLAY DATA
16362 | 42678 | METER,PH | 8 | CAL_DATA | CAL DATA
16363 | 42678 | METER,PH | 9 | INPUT_DATA | INPUT DATA
16364 | 42678 | METER,PH | 10 | OUTPUT_DATA | OUTPUT DATA
16365 | 42678 | METER,PH | 11 | SENSOR_DATA | SENSOR DATA
16366 | 42678 | METER,PH | 12 | MEASUREMENT_RANGE | MEASUREMENT RANGE
16367 | 42678 | METER,PH | 13 | MEDIA_DESIGNED | MEDIA DESIGNED
16368 | 42678 | METER,PH | 14 | MTG_DATA | MOUNTING DATA
16371 | 42678 | METER,PH | 17 | ENVIRON_PROT | ENVIRON PROTECTION
16378
16379 | 42764 | HANGER,PIPE | 1 | SHORT_NAME | SHORT NAME | HANGER,PIPE
16382 | 42764 | HANGER,PIPE | 4 | TYPE | TYPE
16383 | 42764 | HANGER,PIPE | 5 | SIZE | SIZE
16384 | 42764 | HANGER,PIPE | 6 | MATL | MATERIAL
16385 | 42764 | HANGER,PIPE | 7 | PIPE_SIZE | PIPE SIZE
16386 | 42764 | HANGER,PIPE | 8 | LOAD_RATING | LOAD RATING
16387 | 42764 | HANGER,PIPE | 9 | COLOR | COLOR
16388 | 42764 | HANGER,PIPE | 10 | FINISH | FINISH
16389 | 42764 | HANGER,PIPE | 11 | MTG_DATA | MOUNTING DATA
16398
16399 | 42816 | SWITCH,ELECTRONIC | 1 | SHORT_NAME | SHORT NAME | SWITCH,ELTR
16401 | 42816 | SWITCH,ELECTRONIC | 3 | TYPE | TYPE
16402 | 42816 | SWITCH,ELECTRONIC | 4 | SIZE | SIZE
16403 | 42816 | SWITCH,ELECTRONIC | 5 | FREQUENCY | FREQUENCY
16404 | 42816 | SWITCH,ELECTRONIC | 6 | VOLTAGE | VOLTAGE RATING
16405 | 42816 | SWITCH,ELECTRONIC | 7 | CURRENT | CURRENT
16406 | 42816 | SWITCH,ELECTRONIC | 8 | SWITCH_TOL_FIT | SWITCH TOL FIT
16407 | 42816 | SWITCH,ELECTRONIC | 9 | CONTACT_DATA | CONTACT DATA
16408 | 42816 | SWITCH,ELECTRONIC | 10 | TERMINAL_DATA | TERMINAL DATA
16409 | 42816 | SWITCH,ELECTRONIC | 11 | MTG_DATA | MOUNTING DATA
16413 | 42816 | SWITCH,ELECTRONIC | 15 | DUTY_RTG | DUTY RATING
16414 | 42816 | SWITCH,ELECTRONIC | 16 | ENVIRON_PROT | ENVIRON PROTECTION
16420
16486 | 45109 | INTERFACE UNIT,AUTOMATIC DATA PROCESSING | 1 | SHORT_NAME | SHORT NAME | UNIT,INTERFACE
16489 | 45109 | INTERFACE UNIT,AUTOMATIC DATA PROCESSING | 4 | TYPE | TYPE
16490 | 45109 | INTERFACE UNIT,AUTOMATIC DATA PROCESSING | 5 | SIZE | SIZE
16491 | 45109 | INTERFACE UNIT,AUTOMATIC DATA PROCESSING | 6 | OPER_TEMP | OPERATING TEMPERATURE
16492 | 45109 | INTERFACE UNIT,AUTOMATIC DATA PROCESSING | 7 | CAPACITY | CAPACITY
16493 | 45109 | INTERFACE UNIT,AUTOMATIC DATA PROCESSING | 8 | POWER | POWER
16494 | 45109 | INTERFACE UNIT,AUTOMATIC DATA PROCESSING | 9 | ELECT_DATA | ELECTRICAL RATING
16495 | 45109 | INTERFACE UNIT,AUTOMATIC DATA PROCESSING | 10 | INPUT_DATA | INPUT DATA
16496 | 45109 | INTERFACE UNIT,AUTOMATIC DATA PROCESSING | 11 | OUTPUT_DATA | OUTPUT DATA
16497 | 45109 | INTERFACE UNIT,AUTOMATIC DATA PROCESSING | 12 | UNIT_DATA | UNIT DATA
16498 | 45109 | INTERFACE UNIT,AUTOMATIC DATA PROCESSING | 13 | CONNECTION_DATA | CONNECTION DATA
16499 | 45109 | INTERFACE UNIT,AUTOMATIC DATA PROCESSING | 14 | MTG_DATA | MOUNTING DATA
16508
16528 | 45466 | TRANSDUCER,ULTRASONIC TEST | 1 | SHORT_NAME | SHORT NAME | TRANSDUCER,ULTRASONIC
16530 | 45466 | TRANSDUCER,ULTRASONIC TEST | 3 | TYPE | TYPE
16531 | 45466 | TRANSDUCER,ULTRASONIC TEST | 4 | SIZE | SIZE
16532 | 45466 | TRANSDUCER,ULTRASONIC TEST | 5 | TEMPERATURE | TEMPERATURE
16533 | 45466 | TRANSDUCER,ULTRASONIC TEST | 6 | PRESSURE | PRESSURE
16534 | 45466 | TRANSDUCER,ULTRASONIC TEST | 7 | TRANSDUCER_ELECT_RTG | TRANSDUCER ELECTRICAL RATING
16535 | 45466 | TRANSDUCER,ULTRASONIC TEST | 8 | FREQUENCY | FREQUENCY
16536 | 45466 | TRANSDUCER,ULTRASONIC TEST | 9 | CHEM_COND | CHEM COND
16537 | 45466 | TRANSDUCER,ULTRASONIC TEST | 10 | MEASUREMENT_RANGE | MEASUREMENT RANGE
16538 | 45466 | TRANSDUCER,ULTRASONIC TEST | 11 | FUNCT | FUNCTION
16539 | 45466 | TRANSDUCER,ULTRASONIC TEST | 12 | OUTPUT_DATA | OUTPUT DATA
16540 | 45466 | TRANSDUCER,ULTRASONIC TEST | 13 | INPUT_DATA | INPUT DATA
16541 | 45466 | TRANSDUCER,ULTRASONIC TEST | 14 | PROBE_DATA | PROBE DATA
16542 | 45466 | TRANSDUCER,ULTRASONIC TEST | 15 | TRANSDUCER_DATA | TRANSDUCER DATA
16543 | 45466 | TRANSDUCER,ULTRASONIC TEST | 16 | OPER_METHOD | OPERATING METHOD
16544 | 45466 | TRANSDUCER,ULTRASONIC TEST | 17 | HOUSING_DATA | HOUSING DATA
16545 | 45466 | TRANSDUCER,ULTRASONIC TEST | 18 | MTG_DATA | MOUNTING DATA
16554
16576 | 45506 | VALVE,FLOW CONTROL | 1 | SHORT_NAME | SHORT NAME | VALVE,FLOW CTRL
16577 | 45506 | VALVE,FLOW CONTROL | 2 | FLOW_CONTROL_VALVE_TYPE | FLOW CONTROL VALVE TYPE
16578 | 45506 | VALVE,FLOW CONTROL | 3 | VALVE_SHAPE_STYLE | VALVE SHAPE STYLE
16579 | 45506 | VALVE,FLOW CONTROL | 4 | VALVE_SIZE | VALVE SIZE
16580 | 45506 | VALVE,FLOW CONTROL | 5 | VALVE_MATL | VALVE MATERIAL
16581 | 45506 | VALVE,FLOW CONTROL | 6 | MAX_OPER_PRESS | MAX OPERATING PRESSURE
16582 | 45506 | VALVE,FLOW CONTROL | 7 | MIN_OPER_PRESS | MIN OPERATING PRESSURE
16583 | 45506 | VALVE,FLOW CONTROL | 8 | MAX_OPER_TEMP | MAX OPERATING TEMPERATURE
16584 | 45506 | VALVE,FLOW CONTROL | 9 | MINI_OPER_TEMP | MINI OPERATING TEMPERATURE
16585 | 45506 | VALVE,FLOW CONTROL | 10 | MAX_OUTPUT_PRESS | MAX OUTPUT PRESSURE
16586 | 45506 | VALVE,FLOW CONTROL | 11 | MIN_OUTPUT_PRESS | MIN OUTPUT PRESSURE
16587 | 45506 | VALVE,FLOW CONTROL | 12 | MAX_INPUT_PRESS | MAX INPUT PRESSURE
16588 | 45506 | VALVE,FLOW CONTROL | 13 | MIN_INPUT_PRESS | MIN INPUT PRESSURE
16589 | 45506 | VALVE,FLOW CONTROL | 14 | SEAT_MATL | SEAT MATERIAL
16590 | 45506 | VALVE,FLOW CONTROL | 15 | STEM_MATL | STEM MATERIAL
16591 | 45506 | VALVE,FLOW CONTROL | 16 | DISK_MATL | DISK MATERIAL
16592 | 45506 | VALVE,FLOW CONTROL | 17 | NO_PORTS | NUMBER OF PORTS
16593 | 45506 | VALVE,FLOW CONTROL | 18 | BONNET_TYPE | BONNET TYPE
16594 | 45506 | VALVE,FLOW CONTROL | 19 | VALVE_CONN_TYPE | VALVE CONNECTION TYPE
16595 | 45506 | VALVE,FLOW CONTROL | 20 | VALVE_CONN_STYLE | VALVE CONNECTION STYLE
16596 | 45506 | VALVE,FLOW CONTROL | 21 | FLANGE_PRESS_CLASS | FLANGE PRESSURE CLASS
16597 | 45506 | VALVE,FLOW CONTROL | 22 | FLANGE_STYLE | FLANGE STYLE
16598 | 45506 | VALVE,FLOW CONTROL | 23 | OPERATING_MEDIUM | OPERATING MEDIUM
16599 | 45506 | VALVE,FLOW CONTROL | 24 | FLOW_RATE | FLOW RATE
16600 | 45506 | VALVE,FLOW CONTROL | 25 | FLOW_STYLE | FLOW STYLE
16601 | 45506 | VALVE,FLOW CONTROL | 26 | FLOW_CTRL_DEVICE | FLOW CTRL DEVICE
16602 | 45506 | VALVE,FLOW CONTROL | 27 | VOLT_RTG | VOLTAGE RATING
16603 | 45506 | VALVE,FLOW CONTROL | 28 | CURRENT_RTG | CURRENT RATING
16605 | 45506 | VALVE,FLOW CONTROL | 30 | VALVE_OPER_METHOD | VALVE OPERATING METHOD
16616
16617 | 45534 | CABLE ASSEMBLY,THERMOCOUPLE | 1 | SHORT_NAME | SHORT NAME | CABLE ASSY,T/C
16619 | 45534 | CABLE ASSEMBLY,THERMOCOUPLE | 3 | CABLE_TYPE | CABLE TYPE
16620 | 45534 | CABLE ASSEMBLY,THERMOCOUPLE | 4 | CURRENT | CURRENT
16621 | 45534 | CABLE ASSEMBLY,THERMOCOUPLE | 5 | VOLTAGE | VOLTAGE RATING
16622 | 45534 | CABLE ASSEMBLY,THERMOCOUPLE | 6 | CONDUCTOR_SIZE | CONDUCTOR SIZE
16623 | 45534 | CABLE ASSEMBLY,THERMOCOUPLE | 7 | CONDUCTOR_MATL | CONDUCTOR MATERIAL
16624 | 45534 | CABLE ASSEMBLY,THERMOCOUPLE | 8 | INSULATION_DATA | INSULATION DATA
16625 | 45534 | CABLE ASSEMBLY,THERMOCOUPLE | 9 | CORE_DATA | CORE DATA
16626 | 45534 | CABLE ASSEMBLY,THERMOCOUPLE | 10 | COLOR_DATA | COLOR DATA
16627 | 45534 | CABLE ASSEMBLY,THERMOCOUPLE | 11 | ARMOR_DATA | ARMOR DATA
16628 | 45534 | CABLE ASSEMBLY,THERMOCOUPLE | 12 | SHEATHING_DATA | SHEATHING DATA
16636
16637 | 45557 | FUSE ASSORTMENT | 1 | SHORT_NAME | SHORT NAME | FUSE SET
16639 | 45557 | FUSE ASSORTMENT | 3 | TYPE | TYPE
16640 | 45557 | FUSE ASSORTMENT | 4 | CONTENT | CONTENT
16641 | 45557 | FUSE ASSORTMENT | 5 | CONTENT_2 | CONTENT 2
16642 | 45557 | FUSE ASSORTMENT | 6 | CONTENT_3 | CONTENT 3
16650
16651 | 45684 | PRINTER SUBASSEMBLY | 1 | SHORT_NAME | SHORT NAME | PRINTER SUB ASSY
16653 | 45684 | PRINTER SUBASSEMBLY | 3 | TYPE | TYPE
16654 | 45684 | PRINTER SUBASSEMBLY | 4 | SIZE | SIZE
16655 | 45684 | PRINTER SUBASSEMBLY | 5 | FUNCT | FUNCTION
16656 | 45684 | PRINTER SUBASSEMBLY | 6 | CONNECTION_DATA | CONNECTION DATA
16657 | 45684 | PRINTER SUBASSEMBLY | 7 | SUBASSEMBLY_DATA | SUB-ASSEMBLY DATA
16658 | 45684 | PRINTER SUBASSEMBLY | 8 | MTG_DATA | MOUNTING DATA
16667
16668 | 45750 | FIXTURE,TEST,ELECTRICAL-ELECTRONIC EQUIPMENT | 1 | SHORT_NAME | SHORT NAME | FIXTURE,ELEC TEST
16670 | 45750 | FIXTURE,TEST,ELECTRICAL-ELECTRONIC EQUIPMENT | 3 | TYPE | TYPE
16671 | 45750 | FIXTURE,TEST,ELECTRICAL-ELECTRONIC EQUIPMENT | 4 | SIZE | SIZE
16672 | 45750 | FIXTURE,TEST,ELECTRICAL-ELECTRONIC EQUIPMENT | 5 | MATL | MATERIAL
16673 | 45750 | FIXTURE,TEST,ELECTRICAL-ELECTRONIC EQUIPMENT | 6 | FUNCT | FUNCTION
16674 | 45750 | FIXTURE,TEST,ELECTRICAL-ELECTRONIC EQUIPMENT | 7 | FIXTURE_DATA | FIXTURE DATA
16675 | 45750 | FIXTURE,TEST,ELECTRICAL-ELECTRONIC EQUIPMENT | 8 | INPUT_DATA | INPUT DATA
16676 | 45750 | FIXTURE,TEST,ELECTRICAL-ELECTRONIC EQUIPMENT | 9 | OUTPUT_DATA | OUTPUT DATA
16677 | 45750 | FIXTURE,TEST,ELECTRICAL-ELECTRONIC EQUIPMENT | 10 | MTG_DATA | MOUNTING DATA
16684
16704 | 45808 | CONTROLLER,TEST,ELECTRONIC SYSTEM | 1 | SHORT_NAME | SHORT NAME | CONTROLLER,ELEC TEST
16706 | 45808 | CONTROLLER,TEST,ELECTRONIC SYSTEM | 3 | TYPE | TYPE
16707 | 45808 | CONTROLLER,TEST,ELECTRONIC SYSTEM | 4 | VOLTAGE | VOLTAGE RATING
16708 | 45808 | CONTROLLER,TEST,ELECTRONIC SYSTEM | 5 | CTRL_CURRENT_RTG | CONTROL CURRENT RATING
16709 | 45808 | CONTROLLER,TEST,ELECTRONIC SYSTEM | 6 | POWER | POWER
16710 | 45808 | CONTROLLER,TEST,ELECTRONIC SYSTEM | 7 | CTRL_DATA | CONTROL DATA
16711 | 45808 | CONTROLLER,TEST,ELECTRONIC SYSTEM | 8 | INPUT_DATA | INPUT DATA
16712 | 45808 | CONTROLLER,TEST,ELECTRONIC SYSTEM | 9 | OUTPUT_DATA | OUTPUT DATA
16719
16720 | 45916 | ANALYZER,GAS | 1 | SHORT_NAME | SHORT NAME | ANALYZER,GAS
16723 | 45916 | ANALYZER,GAS | 4 | TYPE | TYPE
16724 | 45916 | ANALYZER,GAS | 5 | SIZE | SIZE
16725 | 45916 | ANALYZER,GAS | 6 | MATL | MATERIAL
16726 | 45916 | ANALYZER,GAS | 7 | PRESSURE | PRESSURE
16727 | 45916 | ANALYZER,GAS | 8 | ELECT_DATA | ELECTRICAL RATING
16728 | 45916 | ANALYZER,GAS | 9 | INPUT_DATA | INPUT DATA
16729 | 45916 | ANALYZER,GAS | 10 | OUTPUT_DATA | OUTPUT DATA
16730 | 45916 | ANALYZER,GAS | 11 | ANALYZER_DATA | ANALYZER DATA
16731 | 45916 | ANALYZER,GAS | 12 | DISPLAY_DATA | DISPLAY DATA
16732 | 45916 | ANALYZER,GAS | 13 | CAL_DATA | CAL DATA
16733 | 45916 | ANALYZER,GAS | 14 | SENSOR_DATA | SENSOR DATA
16734 | 45916 | ANALYZER,GAS | 15 | MEASUREMENT_RANGE | MEASUREMENT RANGE
16735 | 45916 | ANALYZER,GAS | 16 | TEMPERATURE | TEMPERATURE
16736 | 45916 | ANALYZER,GAS | 17 | ACCURACY | ACCURACY
16737 | 45916 | ANALYZER,GAS | 18 | RESOLUTION | RESOLUTION
16738 | 45916 | ANALYZER,GAS | 19 | FREQUENCY | FREQUENCY
16739 | 45916 | ANALYZER,GAS | 20 | SENSITIVITY | SENSITIVITY
16740 | 45916 | ANALYZER,GAS | 21 | OPER_METHOD | OPERATING METHOD
16741 | 45916 | ANALYZER,GAS | 22 | OPER_CURRENT | OPERATING CURRENT
16742 | 45916 | ANALYZER,GAS | 23 | MEDIA_DESIGNED | MEDIA DESIGNED
16743 | 45916 | ANALYZER,GAS | 24 | DATA_STORAGE | DATA STORAGE
16744 | 45916 | ANALYZER,GAS | 25 | DISPLAY_TYPE | DISPLAY TYPE
16745 | 45916 | ANALYZER,GAS | 26 | CONNECTION_DATA | CONNECTION DATA
16746 | 45916 | ANALYZER,GAS | 27 | CONTENT | CONTENT
16747 | 45916 | ANALYZER,GAS | 28 | CONTENT_2 | CONTENT 2
16748 | 45916 | ANALYZER,GAS | 29 | CONTENT_3 | CONTENT 3
16749 | 45916 | ANALYZER,GAS | 30 | ENVIRON_PROT | ENVIRON PROTECTION
16750 | 45916 | ANALYZER,GAS | 31 | MTG_DATA | MOUNTING DATA
16760
16761 | 46023 | CONTROL,TELEVISION CAMERA | 1 | SHORT_NAME | SHORT NAME | CONTROL,TV CAMERA
16763 | 46023 | CONTROL,TELEVISION CAMERA | 3 | TYPE | TYPE
16764 | 46023 | CONTROL,TELEVISION CAMERA | 4 | SIZE | SIZE
16765 | 46023 | CONTROL,TELEVISION CAMERA | 5 | VOLTAGE | VOLTAGE RATING
16766 | 46023 | CONTROL,TELEVISION CAMERA | 6 | CURRENT | CURRENT
16767 | 46023 | CONTROL,TELEVISION CAMERA | 7 | ELECT_DATA | ELECTRICAL RATING
16768 | 46023 | CONTROL,TELEVISION CAMERA | 8 | INPUT_DATA | INPUT DATA
16769 | 46023 | CONTROL,TELEVISION CAMERA | 9 | OUTPUT_DATA | OUTPUT DATA
16770 | 46023 | CONTROL,TELEVISION CAMERA | 10 | ANGLE_DATA | ANGLE DATA
16772 | 46023 | CONTROL,TELEVISION CAMERA | 12 | MTG_DATA | MOUNTING DATA
16781
16801 | 46201 | VALVE ASSEMBLY | 1 | SHORT_NAME | SHORT NAME | VALVE ASSY
16802 | 46201 | VALVE ASSEMBLY | 2 | VALVE_TYPE | VALVE TYPE
16803 | 46201 | VALVE ASSEMBLY | 3 | VALVE_SIZE | VALVE SIZE
16804 | 46201 | VALVE ASSEMBLY | 4 | VALVE_MATL | VALVE MATERIAL
16805 | 46201 | VALVE ASSEMBLY | 5 | MAX_OPER_PRESS | MAX OPERATING PRESSURE
16806 | 46201 | VALVE ASSEMBLY | 6 | MIN_OPER_PRESS | MIN OPERATING PRESSURE
16807 | 46201 | VALVE ASSEMBLY | 7 | MAX_OPER_TEMP | MAX OPERATING TEMPERATURE
16808 | 46201 | VALVE ASSEMBLY | 8 | MINI_OPER_TEMP | MINI OPERATING TEMPERATURE
16809 | 46201 | VALVE ASSEMBLY | 9 | MAX_DESIGN_PRESS | MAX DESIGN PRESSURE
16810 | 46201 | VALVE ASSEMBLY | 10 | MIN_DESIGN_PRESS | MIN DESIGN PRESSURE
16811 | 46201 | VALVE ASSEMBLY | 11 | MAX_DESIGN_TEMP | MAX DESIGN TEMPERATURE
16812 | 46201 | VALVE ASSEMBLY | 12 | MIN_DESIGN_TEMP | MIN DESIGN TEMPERATURE
16813 | 46201 | VALVE ASSEMBLY | 13 | SEAT_MATL | SEAT MATERIAL
16814 | 46201 | VALVE ASSEMBLY | 14 | STEM_MATL | STEM MATERIAL
16815 | 46201 | VALVE ASSEMBLY | 15 | DISK_MATL | DISK MATERIAL
16816 | 46201 | VALVE ASSEMBLY | 16 | NO_POSITIONS | NUMBER OF POSITIONS
16817 | 46201 | VALVE ASSEMBLY | 17 | BONNET_TYPE | BONNET TYPE
16818 | 46201 | VALVE ASSEMBLY | 18 | VALVE_CONN_TYPE | VALVE CONNECTION TYPE
16819 | 46201 | VALVE ASSEMBLY | 19 | VALVE_CONN_STYLE | VALVE CONNECTION STYLE
16820 | 46201 | VALVE ASSEMBLY | 20 | FLANGE_PRESS_CLASS | FLANGE PRESSURE CLASS
16821 | 46201 | VALVE ASSEMBLY | 21 | FLANGE_STYLE | FLANGE STYLE
16822 | 46201 | VALVE ASSEMBLY | 22 | OPERATING_MEDIUM | OPERATING MEDIUM
16823 | 46201 | VALVE ASSEMBLY | 23 | FLOW_RATE | FLOW RATE
16824 | 46201 | VALVE ASSEMBLY | 24 | FLOW_STYLE | FLOW STYLE
16825 | 46201 | VALVE ASSEMBLY | 25 | FLOW_CTRL_DEVICE | FLOW CTRL DEVICE
16826 | 46201 | VALVE ASSEMBLY | 26 | VOLT_RTG | VOLTAGE RATING
16827 | 46201 | VALVE ASSEMBLY | 27 | CURRENT_RTG | CURRENT RATING
16829 | 46201 | VALVE ASSEMBLY | 29 | VALVE_OPER_METHOD | VALVE OPERATING METHOD
16830 | 46201 | VALVE ASSEMBLY | 30 | MTG_METHOD | MOUNTING METHOD
16831 | 46201 | VALVE ASSEMBLY | 31 | SURFACE_TREATMENT | SURFACE TREATMENT
16841
16842 | 46202 | VALVE ASSEMBLY,MANIFOLD | 1 | SHORT_NAME | SHORT NAME | VALVE ASSY
16844 | 46202 | VALVE ASSEMBLY,MANIFOLD | 3 | TYPE | TYPE
16845 | 46202 | VALVE ASSEMBLY,MANIFOLD | 4 | VALVE_SIZE | VALVE SIZE
16846 | 46202 | VALVE ASSEMBLY,MANIFOLD | 5 | MATL | MATERIAL
16847 | 46202 | VALVE ASSEMBLY,MANIFOLD | 6 | NO_VALVES | NUMBER OF VALVES
16848 | 46202 | VALVE ASSEMBLY,MANIFOLD | 7 | PRESSURE | PRESSURE
16849 | 46202 | VALVE ASSEMBLY,MANIFOLD | 8 | TEMPERATURE | TEMPERATURE
16850 | 46202 | VALVE ASSEMBLY,MANIFOLD | 9 | DESIGN_PRESS | DESIGN PRESSURE
16851 | 46202 | VALVE ASSEMBLY,MANIFOLD | 10 | DESIGN_TEMPERATURE | DESIGN TEMPERATURE
16852 | 46202 | VALVE ASSEMBLY,MANIFOLD | 11 | OPER_METHOD | OPERATING METHOD
16853 | 46202 | VALVE ASSEMBLY,MANIFOLD | 12 | MEDIA_DESIGNED | MEDIA DESIGNED
16854 | 46202 | VALVE ASSEMBLY,MANIFOLD | 13 | CONNECTION_DATA | CONNECTION DATA
16855 | 46202 | VALVE ASSEMBLY,MANIFOLD | 14 | FINISH | FINISH
16856 | 46202 | VALVE ASSEMBLY,MANIFOLD | 15 | MTG_DATA | MOUNTING DATA
16865
16909 | 46381 | SEGMENT,RING,ELECTRICAL CONTACT | 1 | SHORT_NAME | SHORT NAME | SEGMENT,RING
16912 | 46381 | SEGMENT,RING,ELECTRICAL CONTACT | 4 | TYPE | TYPE
16913 | 46381 | SEGMENT,RING,ELECTRICAL CONTACT | 5 | SIZE | SIZE
16914 | 46381 | SEGMENT,RING,ELECTRICAL CONTACT | 6 | MATL | MATERIAL
16915 | 46381 | SEGMENT,RING,ELECTRICAL CONTACT | 7 | ANGLE_DATA | ANGLE DATA
16916 | 46381 | SEGMENT,RING,ELECTRICAL CONTACT | 8 | SEGMENT_DATA | SEGMENT DATA
16917 | 46381 | SEGMENT,RING,ELECTRICAL CONTACT | 9 | ELECT_CONN_DATA | ELECTRICAL CONNECTION DATA
16918 | 46381 | SEGMENT,RING,ELECTRICAL CONTACT | 10 | MTG_DATA | MOUNTING DATA
16926
16927 | 46501 | ELECTRONIC UNIT CONTROL | 1 | SHORT_NAME | SHORT NAME | CONTROL,ELEC UNIT
16929 | 46501 | ELECTRONIC UNIT CONTROL | 3 | TEMPERATURE | TEMPERATURE
16930 | 46501 | ELECTRONIC UNIT CONTROL | 4 | DISPLAY_TYPE | DISPLAY TYPE
16931 | 46501 | ELECTRONIC UNIT CONTROL | 5 | TYPE | TYPE
16932 | 46501 | ELECTRONIC UNIT CONTROL | 6 | ELECT_DATA | ELECTRICAL RATING
16933 | 46501 | ELECTRONIC UNIT CONTROL | 7 | ELECT_CONN_DATA | ELECTRICAL CONNECTION DATA
16934 | 46501 | ELECTRONIC UNIT CONTROL | 8 | INPUT_DATA | INPUT DATA
16935 | 46501 | ELECTRONIC UNIT CONTROL | 9 | VOLT_OUTPUT_DATA | VOLT OUTPUT DATA
16936 | 46501 | ELECTRONIC UNIT CONTROL | 10 | OUTPUT_DATA | OUTPUT DATA
16937 | 46501 | ELECTRONIC UNIT CONTROL | 11 | FREQUENCY | FREQUENCY
16938 | 46501 | ELECTRONIC UNIT CONTROL | 12 | OPER_CURRENT | OPERATING CURRENT
16939 | 46501 | ELECTRONIC UNIT CONTROL | 13 | OPER_METHOD | OPERATING METHOD
16940 | 46501 | ELECTRONIC UNIT CONTROL | 14 | MTG_DATA | MOUNTING DATA
16947
16948 | 46824 | CLAMP-BUSHING ASSEMBLY,SHAFT-HUB | 1 | SHORT_NAME | SHORT NAME | CLAMP-BUSHING ASSY,SHAFT-HUB
16950 | 46824 | CLAMP-BUSHING ASSEMBLY,SHAFT-HUB | 3 | TYPE | TYPE
16951 | 46824 | CLAMP-BUSHING ASSEMBLY,SHAFT-HUB | 4 | SIZE | SIZE
16952 | 46824 | CLAMP-BUSHING ASSEMBLY,SHAFT-HUB | 5 | MATL | MATERIAL
16953 | 46824 | CLAMP-BUSHING ASSEMBLY,SHAFT-HUB | 6 | HUB_DATA | HUB DATA
16954 | 46824 | CLAMP-BUSHING ASSEMBLY,SHAFT-HUB | 7 | KEYWAY_DATA | KEYWAY DATA
16955 | 46824 | CLAMP-BUSHING ASSEMBLY,SHAFT-HUB | 8 | SHAFT_DATA | SHAFT DATA
16956 | 46824 | CLAMP-BUSHING ASSEMBLY,SHAFT-HUB | 9 | BUSHING_DATA | BUSHING DATA
16957 | 46824 | CLAMP-BUSHING ASSEMBLY,SHAFT-HUB | 10 | CONNECTION_DATA | CONNECTION DATA
16958 | 46824 | CLAMP-BUSHING ASSEMBLY,SHAFT-HUB | 11 | FINISH | FINISH
16967
16986 | 46915 | METER,OXYGEN CONCENTRATION | 1 | SHORT_NAME | SHORT NAME | METER,OXYGEN
16988 | 46915 | METER,OXYGEN CONCENTRATION | 3 | TYPE | TYPE
16989 | 46915 | METER,OXYGEN CONCENTRATION | 4 | SIZE | SIZE
16990 | 46915 | METER,OXYGEN CONCENTRATION | 5 | MEASUREMENT_RANGE | MEASUREMENT RANGE
16991 | 46915 | METER,OXYGEN CONCENTRATION | 6 | ACCURACY | ACCURACY
16992 | 46915 | METER,OXYGEN CONCENTRATION | 7 | POWER | POWER
16993 | 46915 | METER,OXYGEN CONCENTRATION | 8 | VOLTAGE | VOLTAGE RATING
16994 | 46915 | METER,OXYGEN CONCENTRATION | 9 | ELECT_CONN_DATA | ELECTRICAL CONNECTION DATA
16995 | 46915 | METER,OXYGEN CONCENTRATION | 10 | INPUT_DATA | INPUT DATA
16996 | 46915 | METER,OXYGEN CONCENTRATION | 11 | OUTPUT_DATA | OUTPUT DATA
16997 | 46915 | METER,OXYGEN CONCENTRATION | 12 | DISPLAY_DATA | DISPLAY DATA
16998 | 46915 | METER,OXYGEN CONCENTRATION | 13 | MTG_DATA | MOUNTING DATA
16999 | 46915 | METER,OXYGEN CONCENTRATION | 14 | OPER_METHOD | OPERATING METHOD
17000 | 46915 | METER,OXYGEN CONCENTRATION | 15 | METER_DATA | METER DATA
17003 | 46915 | METER,OXYGEN CONCENTRATION | 18 | ENVIRON_PROT | ENVIRON PROTECTION
17010
17055 | 47389 | TRANSFER UNIT,LIQUID OXYGEN | 1 | SHORT_NAME | SHORT NAME | TRANSFER UNIT,LIQUID
17057 | 47389 | TRANSFER UNIT,LIQUID OXYGEN | 3 | TYPE | TYPE
17058 | 47389 | TRANSFER UNIT,LIQUID OXYGEN | 4 | CONTENT | CONTENT
17059 | 47389 | TRANSFER UNIT,LIQUID OXYGEN | 5 | CONTENT_2 | CONTENT 2
17060 | 47389 | TRANSFER UNIT,LIQUID OXYGEN | 6 | CONTENT_3 | CONTENT 3
17061 | 47389 | TRANSFER UNIT,LIQUID OXYGEN | 7 | CONTENT_4 | CONTENT 4
17062 | 47389 | TRANSFER UNIT,LIQUID OXYGEN | 8 | CONTENT_5 | CONTENT 5
17063 | 47389 | TRANSFER UNIT,LIQUID OXYGEN | 9 | CONTENT_6 | CONTENT 6
17064 | 47389 | TRANSFER UNIT,LIQUID OXYGEN | 10 | CONTENT_7 | CONTENT 7
17065 | 47389 | TRANSFER UNIT,LIQUID OXYGEN | 11 | CONTENT_8 | CONTENT 8
17066 | 47389 | TRANSFER UNIT,LIQUID OXYGEN | 12 | CONTENT_9 | CONTENT 9
17067 | 47389 | TRANSFER UNIT,LIQUID OXYGEN | 13 | CONTENT_10 | CONTENT 10
17076
17092 | 47826 | HOUSING PART,MECHANICAL DRIVE | 1 | SHORT_NAME | SHORT NAME | HOUSING,MECH DRIVE
17094 | 47826 | HOUSING PART,MECHANICAL DRIVE | 3 | TYPE | TYPE
17095 | 47826 | HOUSING PART,MECHANICAL DRIVE | 4 | SIZE | SIZE
17096 | 47826 | HOUSING PART,MECHANICAL DRIVE | 5 | MATL | MATERIAL
17097 | 47826 | HOUSING PART,MECHANICAL DRIVE | 6 | SHAPE | SHAPE
17098 | 47826 | HOUSING PART,MECHANICAL DRIVE | 7 | MTG_DATA | MOUNTING DATA
17105
17106 | 47946 | O-RING | 1 | SHORT_NAME | SHORT NAME | O-RING
17107 | 47946 | O-RING | 2 | O_RING_TYPE | O-RING TYPE
17108 | 47946 | O-RING | 3 | O_RING_SIZE_NO | O-RING SIZE NO
17109 | 47946 | O-RING | 4 | INSIDE_DIA | INSIDE DIAMETER
17110 | 47946 | O-RING | 5 | OUTSIDE_DIA | OUTSIDE DIAMETER
17111 | 47946 | O-RING | 6 | THK | THICKNESS
17112 | 47946 | O-RING | 7 | O_RING_MATL | O-RING MATERIAL
17113 | 47946 | O-RING | 8 | HARDNESS_RATING | HARDNESS RATING
17114 | 47946 | O-RING | 9 | MINI_OPER_TEMP | MINI OPERATING TEMPERATURE
17115 | 47946 | O-RING | 10 | MAX_OPER_TEMP | MAX OPERATING TEMPERATURE
17116 | 47946 | O-RING | 11 | MAX_OPER_PRESS | MAX OPERATING PRESSURE
17117 | 47946 | O-RING | 12 | INSIDE_DIAMETER_TOLERANCE | INSIDE DIAMETER TOLERANCE
17118 | 47946 | O-RING | 13 | THICKNESS_TOLERANCE | THICKNESS TOLERANCE
17119 | 47946 | O-RING | 14 | COLOR | COLOR
17129 | 47946 | O-RING | 24 | DIMENSION | DIMENSION
17130 | 47946 | O-RING | 25 | SIZE | SIZE
17132
17133 | 48241 | RETAINER,SEAT,VALVE | 1 | SHORT_NAME | SHORT NAME | RETAINER,VALVE
17135 | 48241 | RETAINER,SEAT,VALVE | 3 | SIZE | SIZE
17136 | 48241 | RETAINER,SEAT,VALVE | 4 | MATL | MATERIAL
17137 | 48241 | RETAINER,SEAT,VALVE | 5 | VALVE_STYLE | VALVE STYLE
17138 | 48241 | RETAINER,SEAT,VALVE | 6 | VALVE_SIZE | VALVE SIZE
17139 | 48241 | RETAINER,SEAT,VALVE | 7 | FINISH | FINISH
17147
17163 | 48509 | SOFTWARE KIT | 1 | SHORT_NAME | SHORT NAME | SOFTWARE
17165 | 48509 | SOFTWARE KIT | 3 | TYPE | TYPE
17166 | 48509 | SOFTWARE KIT | 4 | TITLE | TITLE
17167 | 48509 | SOFTWARE KIT | 5 | VERSION | VERSION
17168 | 48509 | SOFTWARE KIT | 6 | CONTENT | CONTENT
17169 | 48509 | SOFTWARE KIT | 7 | CONTENT_2 | CONTENT 2
17170 | 48509 | SOFTWARE KIT | 8 | CONTENT_3 | CONTENT 3
17171 | 48509 | SOFTWARE KIT | 9 | CONTENT_4 | CONTENT 4
17172 | 48509 | SOFTWARE KIT | 10 | CONTENT_5 | CONTENT 5
17173 | 48509 | SOFTWARE KIT | 11 | CONTENT_6 | CONTENT 6
17174 | 48509 | SOFTWARE KIT | 12 | CONTENT_7 | CONTENT 7
17175 | 48509 | SOFTWARE KIT | 13 | CONTENT_8 | CONTENT 8
17176 | 48509 | SOFTWARE KIT | 14 | CONTENT_9 | CONTENT 9
17177 | 48509 | SOFTWARE KIT | 15 | CONTENT_10 | CONTENT 10
17185
17186 | 48553 | PUSH ROD,BRAKE SHOE | 1 | SHORT_NAME | SHORT NAME | PUSH ROD
17189 | 48553 | PUSH ROD,BRAKE SHOE | 4 | TYPE | TYPE
17190 | 48553 | PUSH ROD,BRAKE SHOE | 5 | DIMENSION | DIMENSION
17191 | 48553 | PUSH ROD,BRAKE SHOE | 6 | MATL | MATERIAL
17200
17201 | 48596 | GEAR AND SHAFT ASSEMBLY,HELICAL | 1 | SHORT_NAME | SHORT NAME | GEAR ASSY,HELICAL
17203 | 48596 | GEAR AND SHAFT ASSEMBLY,HELICAL | 3 | TYPE | TYPE
17204 | 48596 | GEAR AND SHAFT ASSEMBLY,HELICAL | 4 | GEAR_MATL | GEAR MATERIAL
17205 | 48596 | GEAR AND SHAFT ASSEMBLY,HELICAL | 5 | SHAFT_SIZE | SHAFT SIZE
17206 | 48596 | GEAR AND SHAFT ASSEMBLY,HELICAL | 6 | SHAFT_DIA | SHAFT DIA
17207 | 48596 | GEAR AND SHAFT ASSEMBLY,HELICAL | 7 | SHAFT_LG | SHAFT LENGTH
17208 | 48596 | GEAR AND SHAFT ASSEMBLY,HELICAL | 8 | PITCH_DIA | PITCH DIA
17209 | 48596 | GEAR AND SHAFT ASSEMBLY,HELICAL | 9 | FACE_WIDTH | FACE WIDTH
17218
17238 | 48738 | RAIL,GUIDE | 1 | SHORT_NAME | SHORT NAME | RAIL,GUIDE
17240 | 48738 | RAIL,GUIDE | 3 | TYPE | TYPE
17241 | 48738 | RAIL,GUIDE | 4 | SIZE | SIZE
17244 | 48738 | RAIL,GUIDE | 7 | MATL | MATERIAL
17246 | 48738 | RAIL,GUIDE | 9 | RAIL_DATA | RAIL DATA
17247 | 48738 | RAIL,GUIDE | 10 | CONNECTION_DATA | CONNECTION DATA
17255
17256 | 48891 | SPEED SENSOR,TURBINE ENGINE | 1 | SHORT_NAME | SHORT NAME | SPEEDOMETER
17259 | 48891 | SPEED SENSOR,TURBINE ENGINE | 4 | TYPE | TYPE
17260 | 48891 | SPEED SENSOR,TURBINE ENGINE | 5 | SIZE | SIZE
17261 | 48891 | SPEED SENSOR,TURBINE ENGINE | 6 | MATL | MATERIAL
17262 | 48891 | SPEED SENSOR,TURBINE ENGINE | 7 | SENSOR_FUNCTION | SENSOR FUNCTION
17263 | 48891 | SPEED SENSOR,TURBINE ENGINE | 8 | TEMPERATURE | TEMPERATURE
17264 | 48891 | SPEED SENSOR,TURBINE ENGINE | 9 | SENSOR_DATA | SENSOR DATA
17265 | 48891 | SPEED SENSOR,TURBINE ENGINE | 10 | ELEC_DATA | ELEC DATA
17266 | 48891 | SPEED SENSOR,TURBINE ENGINE | 11 | INPUT_DATA | INPUT DATA
17267 | 48891 | SPEED SENSOR,TURBINE ENGINE | 12 | OUTPUT_DATA | OUTPUT DATA
17268 | 48891 | SPEED SENSOR,TURBINE ENGINE | 13 | ELECT_CONN_DATA | ELECTRICAL CONNECTION DATA
17269 | 48891 | SPEED SENSOR,TURBINE ENGINE | 14 | OPER_METHOD | OPERATING METHOD
17270 | 48891 | SPEED SENSOR,TURBINE ENGINE | 15 | MEASUREMENT_RANGE | MEASUREMENT RANGE
17271 | 48891 | SPEED SENSOR,TURBINE ENGINE | 16 | MTG_DATA | MOUNTING DATA
17279
17280 | 48959 | PAD,THRUST | 1 | SHORT_NAME | SHORT NAME | PAD,THRUST
17283 | 48959 | PAD,THRUST | 4 | SHAPE | SHAPE
17284 | 48959 | PAD,THRUST | 5 | TYPE | TYPE
17285 | 48959 | PAD,THRUST | 6 | SIZE | SIZE
17286 | 48959 | PAD,THRUST | 7 | MATL | MATERIAL
17288 | 48959 | PAD,THRUST | 9 | PADDING_DATA | PADDING DATA
17289 | 48959 | PAD,THRUST | 10 | LEGEND_DATA | LEGEND DATA
17290 | 48959 | PAD,THRUST | 11 | FINISH | FINISH
17291 | 48959 | PAD,THRUST | 12 | MTG_DATA | MOUNTING DATA
17299
17300 | 49444 | REGULATOR,COMPRESSED GAS | 1 | SHORT_NAME | SHORT NAME | REGULATOR,PRESSURE
17303 | 49444 | REGULATOR,COMPRESSED GAS | 4 | TYPE | TYPE
17304 | 49444 | REGULATOR,COMPRESSED GAS | 5 | SIZE | SIZE
17305 | 49444 | REGULATOR,COMPRESSED GAS | 6 | MATL | MATERIAL
17306 | 49444 | REGULATOR,COMPRESSED GAS | 7 | PRESSURE | PRESSURE
17307 | 49444 | REGULATOR,COMPRESSED GAS | 8 | DUTY_RTG | DUTY RATING
17308 | 49444 | REGULATOR,COMPRESSED GAS | 9 | APPLICATION_TEMP | APPLICATION TEMPERATURE
17309 | 49444 | REGULATOR,COMPRESSED GAS | 10 | PRESS_RANGE | PRESSURE RANGE
17310 | 49444 | REGULATOR,COMPRESSED GAS | 11 | REGULATOR_DATA | REGULATOR DATA
17311 | 49444 | REGULATOR,COMPRESSED GAS | 12 | CONNECTION_DATA | CONNECTION DATA
17312 | 49444 | REGULATOR,COMPRESSED GAS | 13 | FINISH | FINISH
17313 | 49444 | REGULATOR,COMPRESSED GAS | 14 | MTG_DATA | MOUNTING DATA
17322
17338 | 49602 | COVER,PROTECTIVE,DUST AND MOISTURE SEAL | 1 | SHORT_NAME | SHORT NAME | COVER,PROT
17339 | 49602 | COVER,PROTECTIVE,DUST AND MOISTURE SEAL | 2 | COVER_TYPE | COVER TYPE
17340 | 49602 | COVER,PROTECTIVE,DUST AND MOISTURE SEAL | 3 | COVER_SPECIFIC_USE | COVER SPECIFIC USE
17341 | 49602 | COVER,PROTECTIVE,DUST AND MOISTURE SEAL | 4 | COVER_SHAPE_STYLE | COVER SHAPE STYLE
17342 | 49602 | COVER,PROTECTIVE,DUST AND MOISTURE SEAL | 5 | SIZE | SIZE
17345 | 49602 | COVER,PROTECTIVE,DUST AND MOISTURE SEAL | 8 | DIA | DIAMETER
17346 | 49602 | COVER,PROTECTIVE,DUST AND MOISTURE SEAL | 9 | THK | THICKNESS
17347 | 49602 | COVER,PROTECTIVE,DUST AND MOISTURE SEAL | 10 | COVER_MATL | COVER MATERIAL
17348 | 49602 | COVER,PROTECTIVE,DUST AND MOISTURE SEAL | 11 | COLOR | COLOR
17349 | 49602 | COVER,PROTECTIVE,DUST AND MOISTURE SEAL | 12 | HAZARD_PROT_FEATURE | HAZARD PROTECTION FEATURE
17350 | 49602 | COVER,PROTECTIVE,DUST AND MOISTURE SEAL | 13 | SURFACE_TREATMENT | SURFACE TREATMENT
17351 | 49602 | COVER,PROTECTIVE,DUST AND MOISTURE SEAL | 14 | MTG_METHOD | MOUNTING METHOD
17361 | 49602 | COVER,PROTECTIVE,DUST AND MOISTURE SEAL | 24 | METHOD_ATTACH | METHOD ATTACHMENT
17362
17363 | 49604 | TERMINATION KIT,CABLE ASSEMBLY | 1 | SHORT_NAME | SHORT NAME | TERMINATION,CABLE ASSY
17365 | 49604 | TERMINATION KIT,CABLE ASSEMBLY | 3 | TYPE | TYPE
17366 | 49604 | TERMINATION KIT,CABLE ASSEMBLY | 4 | KIT_DATA | KIT DATA
17367 | 49604 | TERMINATION KIT,CABLE ASSEMBLY | 5 | VOLTAGE | VOLTAGE RATING
17368 | 49604 | TERMINATION KIT,CABLE ASSEMBLY | 6 | CONTENT | CONTENT
17369 | 49604 | TERMINATION KIT,CABLE ASSEMBLY | 7 | CONTENT_2 | CONTENT 2
17370 | 49604 | TERMINATION KIT,CABLE ASSEMBLY | 8 | CONTENT_3 | CONTENT 3
17371 | 49604 | TERMINATION KIT,CABLE ASSEMBLY | 9 | CONTENT_4 | CONTENT 4
17372 | 49604 | TERMINATION KIT,CABLE ASSEMBLY | 10 | CONTENT_5 | CONTENT 5
17373 | 49604 | TERMINATION KIT,CABLE ASSEMBLY | 11 | CONTENT_6 | CONTENT 6
17382
17383 | 49633 | SCINTILLATOR | 1 | SHORT_NAME | SHORT NAME | SCINTILLATOR
17385 | 49633 | SCINTILLATOR | 3 | TYPE | TYPE
17386 | 49633 | SCINTILLATOR | 4 | DIMENSION | DIMENSION
17387 | 49633 | SCINTILLATOR | 5 | MATL | MATERIAL
17388 | 49633 | SCINTILLATOR | 6 | ELECT_DATA | ELECTRICAL RATING
17389 | 49633 | SCINTILLATOR | 7 | MEASUREMENT_RANGE | MEASUREMENT RANGE
17390 | 49633 | SCINTILLATOR | 8 | APPLICATION_TEMP | APPLICATION TEMPERATURE
17391 | 49633 | SCINTILLATOR | 9 | MEDIA_DESIGNED | MEDIA DESIGNED
17392 | 49633 | SCINTILLATOR | 10 | DISPLAY_DATA | DISPLAY DATA
17401
17402 | 49769 | STRAIN GAGE | 1 | SHORT_NAME | SHORT NAME | GAGE,STRAIN
17404 | 49769 | STRAIN GAGE | 3 | TYPE | TYPE
17405 | 49769 | STRAIN GAGE | 4 | SIZE | SIZE
17406 | 49769 | STRAIN GAGE | 5 | CHARACTERISTICS | CHARACTERISTICS
17407 | 49769 | STRAIN GAGE | 6 | MEASUREMENT_RANGE | MEASUREMENT RANGE
17408 | 49769 | STRAIN GAGE | 7 | CONNECTION_DATA | CONNECTION DATA
17409 | 49769 | STRAIN GAGE | 8 | MTG_DATA | MOUNTING DATA
17417
17418 | 49920 | HOUSING FILTER ASSEMBLY,GAS | 1 | SHORT_NAME | SHORT NAME | HOUSING,FLTR ASSY
17420 | 49920 | HOUSING FILTER ASSEMBLY,GAS | 3 | TYPE | TYPE
17421 | 49920 | HOUSING FILTER ASSEMBLY,GAS | 4 | DIMENSION | DIMENSION
17422 | 49920 | HOUSING FILTER ASSEMBLY,GAS | 5 | HOUSING_MATL | HOUSING MATERIAL
17423 | 49920 | HOUSING FILTER ASSEMBLY,GAS | 6 | HOLE_DIA | HOLE DIAMETER
17424 | 49920 | HOUSING FILTER ASSEMBLY,GAS | 7 | NO_MTG_HOLES | NUMBER OF MOUNTING HOLES
17425 | 49920 | HOUSING FILTER ASSEMBLY,GAS | 8 | FINISH | FINISH
17426 | 49920 | HOUSING FILTER ASSEMBLY,GAS | 9 | MTG_DATA | MOUNTING DATA
17435
17436 | 49930 | PLATE,ORIFICE,FLUID | 1 | SHORT_NAME | SHORT NAME | PLATE,ORIFICE
17438 | 49930 | PLATE,ORIFICE,FLUID | 3 | TYPE | TYPE
17439 | 49930 | PLATE,ORIFICE,FLUID | 4 | MATL | MATERIAL
17440 | 49930 | PLATE,ORIFICE,FLUID | 5 | DIMENSION | DIMENSION
17441 | 49930 | PLATE,ORIFICE,FLUID | 6 | PRESSURE | PRESSURE
17442 | 49930 | PLATE,ORIFICE,FLUID | 7 | MEDIA_DESIGNED | MEDIA DESIGNED
17443 | 49930 | PLATE,ORIFICE,FLUID | 8 | PATTERN | PATTERN
17444 | 49930 | PLATE,ORIFICE,FLUID | 9 | FLOW_RATE | FLOW RATE
17445 | 49930 | PLATE,ORIFICE,FLUID | 10 | ORIFICE_SIZE | ORIFICE SIZE
17446 | 49930 | PLATE,ORIFICE,FLUID | 11 | PIPE_DATA | PIPE DATA
17447 | 49930 | PLATE,ORIFICE,FLUID | 12 | CONNECTION_DATA | CONNECTION DATA
17455
17513 | 50088 | PROCESSOR,GATEWAY | 1 | SHORT_NAME | SHORT NAME | PROCESSOR,GATEWAY
17515 | 50088 | PROCESSOR,GATEWAY | 3 | TYPE | TYPE
17516 | 50088 | PROCESSOR,GATEWAY | 4 | SIZE | SIZE
17517 | 50088 | PROCESSOR,GATEWAY | 5 | ELECT_DATA | ELECTRICAL RATING
17518 | 50088 | PROCESSOR,GATEWAY | 6 | INPUT_DATA | INPUT DATA
17519 | 50088 | PROCESSOR,GATEWAY | 7 | OUTPUT_DATA | OUTPUT DATA
17520 | 50088 | PROCESSOR,GATEWAY | 8 | ELECT_CONN_DATA | ELECTRICAL CONNECTION DATA
17521 | 50088 | PROCESSOR,GATEWAY | 9 | HUB_DATA | HUB DATA
17522 | 50088 | PROCESSOR,GATEWAY | 10 | NO_PORTS | NUMBER OF PORTS
17523 | 50088 | PROCESSOR,GATEWAY | 11 | SPEED | SPEED
17524 | 50088 | PROCESSOR,GATEWAY | 12 | CONNECTION_DATA | CONNECTION DATA
17525 | 50088 | PROCESSOR,GATEWAY | 13 | MTG_DATA | MOUNTING DATA
17534
17553 | 50211 | DYNAMOMETER,MECHANICAL | 1 | SHORT_NAME | SHORT NAME | DYNAMOMETER,MECH
17555 | 50211 | DYNAMOMETER,MECHANICAL | 3 | SHAPE | SHAPE
17556 | 50211 | DYNAMOMETER,MECHANICAL | 4 | TYPE | TYPE
17557 | 50211 | DYNAMOMETER,MECHANICAL | 5 | POWER | POWER
17558 | 50211 | DYNAMOMETER,MECHANICAL | 6 | DYNAMOMETER_TORQUE_RTG | DYNAMOMETER TORQUE RATING
17559 | 50211 | DYNAMOMETER,MECHANICAL | 7 | DYNAMOMETER_SPEED_RTG | DYNAMOMETER SPEED RATING
17560 | 50211 | DYNAMOMETER,MECHANICAL | 8 | ELECT_DATA | ELECTRICAL RATING
17561 | 50211 | DYNAMOMETER,MECHANICAL | 9 | DYNAMOMETER_ELAPSED_TIME | DYNAMOMETER ELAPSED TIME
17562 | 50211 | DYNAMOMETER,MECHANICAL | 10 | CALIBRATION | CALIBRATION
17563 | 50211 | DYNAMOMETER,MECHANICAL | 11 | OUTPUT_DATA | OUTPUT DATA
17564 | 50211 | DYNAMOMETER,MECHANICAL | 12 | DYNAMOMETER_DATA | DYNAMOMETER DATA
17565 | 50211 | DYNAMOMETER,MECHANICAL | 13 | DISPLAY_DATA | DISPLAY DATA
17574
17575 | 50266 | METER,ILLUMINATION INTENSITY | 1 | SHORT_NAME | SHORT NAME | METER,ILLUMINATION INTENSITY
17577 | 50266 | METER,ILLUMINATION INTENSITY | 3 | TYPE | TYPE
17578 | 50266 | METER,ILLUMINATION INTENSITY | 4 | SIZE | SIZE
17579 | 50266 | METER,ILLUMINATION INTENSITY | 5 | INPUT_RANGE | INPUT RANGE
17580 | 50266 | METER,ILLUMINATION INTENSITY | 6 | ACCURACY | ACCURACY
17581 | 50266 | METER,ILLUMINATION INTENSITY | 7 | OUTPUT_RANGE | OUTPUT RANGE
17582 | 50266 | METER,ILLUMINATION INTENSITY | 8 | ELECT_DATA | ELECTRICAL RATING
17583 | 50266 | METER,ILLUMINATION INTENSITY | 9 | ELECT_CONN_DATA | ELECTRICAL CONNECTION DATA
17584 | 50266 | METER,ILLUMINATION INTENSITY | 10 | DISPLAY_DATA | DISPLAY DATA
17585 | 50266 | METER,ILLUMINATION INTENSITY | 11 | METER_DATA | METER DATA
17586 | 50266 | METER,ILLUMINATION INTENSITY | 12 | MTG_DATA | MOUNTING DATA
17595
17596 | 50480 | SEAL,METALLIC,ROTARY WING | 1 | SHORT_NAME | SHORT NAME | SEAL,METALLIC
17598 | 50480 | SEAL,METALLIC,ROTARY WING | 3 | TYPE | TYPE
17599 | 50480 | SEAL,METALLIC,ROTARY WING | 4 | SIZE | SIZE
17600 | 50480 | SEAL,METALLIC,ROTARY WING | 5 | MATL | MATERIAL
17609
17610 | 50485 | BLADE,STEAM TURBINE | 1 | SHORT_NAME | SHORT NAME | BLADE,STM TURB
17612 | 50485 | BLADE,STEAM TURBINE | 3 | TYPE | TYPE
17613 | 50485 | BLADE,STEAM TURBINE | 4 | DIMENSION | DIMENSION
17614 | 50485 | BLADE,STEAM TURBINE | 5 | SIZE | SIZE
17616 | 50485 | BLADE,STEAM TURBINE | 7 | ANGLE_DATA | ANGLE DATA
17617 | 50485 | BLADE,STEAM TURBINE | 8 | THK | THICKNESS
17618 | 50485 | BLADE,STEAM TURBINE | 9 | MATL | MATERIAL
17619 | 50485 | BLADE,STEAM TURBINE | 10 | FINISH | FINISH
17620 | 50485 | BLADE,STEAM TURBINE | 11 | MTG_DATA | MOUNTING DATA
17629
17665 | 50604 | SHROUD SEGMENT,TURBINE,NONAIRCRAFT GAS TURBINE ENGINE | 1 | SHORT_NAME | SHORT NAME | SEGMENT,SHROUD
17667 | 50604 | SHROUD SEGMENT,TURBINE,NONAIRCRAFT GAS TURBINE ENGINE | 3 | TYPE | TYPE
17668 | 50604 | SHROUD SEGMENT,TURBINE,NONAIRCRAFT GAS TURBINE ENGINE | 4 | MATL | MATERIAL
17669 | 50604 | SHROUD SEGMENT,TURBINE,NONAIRCRAFT GAS TURBINE ENGINE | 5 | SIZE | SIZE
17670 | 50604 | SHROUD SEGMENT,TURBINE,NONAIRCRAFT GAS TURBINE ENGINE | 6 | SHROUD_DATA | SHROUD DATA
17679
17698 | 50808 | CONTROL,ELECTRIC BRAKE | 1 | SHORT_NAME | SHORT NAME | CONTROL,ELEC BRK
17700 | 50808 | CONTROL,ELECTRIC BRAKE | 3 | TYPE | TYPE
17701 | 50808 | CONTROL,ELECTRIC BRAKE | 4 | ELECT_RTG | ELECTRICAL RATING
17702 | 50808 | CONTROL,ELECTRIC BRAKE | 5 | OPER_METHOD | OPERATING METHOD
17703 | 50808 | CONTROL,ELECTRIC BRAKE | 6 | ELECT_CONN_DATA | ELECTRICAL CONNECTION DATA
17704 | 50808 | CONTROL,ELECTRIC BRAKE | 7 | MTG_DATA | MOUNTING DATA
17712
17713 | 50835 | DATA ACQUISITION UNIT | 1 | SHORT_NAME | SHORT NAME | UNIT,DATA ACQUISITION
17715 | 50835 | DATA ACQUISITION UNIT | 3 | TYPE | TYPE
17716 | 50835 | DATA ACQUISITION UNIT | 4 | OPER_CURRENT | OPERATING CURRENT
17717 | 50835 | DATA ACQUISITION UNIT | 5 | ELECT_DATA | ELECTRICAL RATING
17718 | 50835 | DATA ACQUISITION UNIT | 6 | ELECT_CONN_DATA | ELECTRICAL CONNECTION DATA
17719 | 50835 | DATA ACQUISITION UNIT | 7 | OUTPUT_DATA | OUTPUT DATA
17720 | 50835 | DATA ACQUISITION UNIT | 8 | INPUT_DATA | INPUT DATA
17721 | 50835 | DATA ACQUISITION UNIT | 9 | SPEED | SPEED
17722 | 50835 | DATA ACQUISITION UNIT | 10 | FREQUENCY | FREQUENCY
17723 | 50835 | DATA ACQUISITION UNIT | 11 | COMMS_PROTOCOL | COMMS PROTOCOL
17724 | 50835 | DATA ACQUISITION UNIT | 12 | ACCURACY | ACCURACY
17725 | 50835 | DATA ACQUISITION UNIT | 13 | MTG_DATA | MOUNTING DATA
17734
17763 | 50893 | VISCOMETER,TUBE TYPE | 1 | SHORT_NAME | SHORT NAME | VISCOMETER
17765 | 50893 | VISCOMETER,TUBE TYPE | 3 | TYPE | TYPE
17766 | 50893 | VISCOMETER,TUBE TYPE | 4 | SIZE | SIZE
17767 | 50893 | VISCOMETER,TUBE TYPE | 5 | MATL | MATERIAL
17768 | 50893 | VISCOMETER,TUBE TYPE | 6 | ELECT_DATA | ELECTRICAL RATING
17769 | 50893 | VISCOMETER,TUBE TYPE | 7 | VISCOSITY_RANGE | VISCOSITY RANGE
17770 | 50893 | VISCOMETER,TUBE TYPE | 8 | NOMINAL_CONSTANT | NOMINAL CONSTANT
17778
17799 | 50907 | TROLLEY,HOIST | 1 | SHORT_NAME | SHORT NAME | TROLLEY,HOIST
17802 | 50907 | TROLLEY,HOIST | 4 | TYPE | TYPE
17803 | 50907 | TROLLEY,HOIST | 5 | SIZE | SIZE
17804 | 50907 | TROLLEY,HOIST | 6 | MATL | MATERIAL
17805 | 50907 | TROLLEY,HOIST | 7 | CAPACITY | CAPACITY
17806 | 50907 | TROLLEY,HOIST | 8 | FINISH | FINISH
17807 | 50907 | TROLLEY,HOIST | 9 | MTG_DATA | MOUNTING DATA
17815
17816 | 50986 | CAP,VALVE STEM | 1 | SHORT_NAME | SHORT NAME | CAP,VALVE STEM
17818 | 50986 | CAP,VALVE STEM | 3 | TYPE | TYPE
17819 | 50986 | CAP,VALVE STEM | 4 | SIZE | SIZE
17820 | 50986 | CAP,VALVE STEM | 5 | MATL | MATERIAL
17821 | 50986 | CAP,VALVE STEM | 6 | COLOR | COLOR
17822 | 50986 | CAP,VALVE STEM | 7 | CAP_DATA | CAP DATA
17823 | 50986 | CAP,VALVE STEM | 8 | CONNECTION_DATA | CONNECTION DATA
17824 | 50986 | CAP,VALVE STEM | 9 | METHOD_ATTACH | METHOD ATTACHMENT
17825 | 50986 | CAP,VALVE STEM | 10 | CAP_SEAL_DATA | CAP SEAL DATA
17826 | 50986 | CAP,VALVE STEM | 11 | FINISH | FINISH
17827 | 50986 | CAP,VALVE STEM | 12 | MTG_DATA | MOUNTING DATA
17836
17887 | 51134 | FILTER-REGULATOR,AIRLINE | 1 | SHORT_NAME | SHORT NAME | FILTER-REGULATOR,AIRLINE
17889 | 51134 | FILTER-REGULATOR,AIRLINE | 3 | PRESS_RANGE | PRESSURE RANGE
17890 | 51134 | FILTER-REGULATOR,AIRLINE | 4 | OUTPUT_PRESS | OUTPUT PRESSURE
17891 | 51134 | FILTER-REGULATOR,AIRLINE | 5 | DIAL_SIZE | DIAL SIZE
17892 | 51134 | FILTER-REGULATOR,AIRLINE | 6 | OUTPUT_DATA | OUTPUT DATA
17893 | 51134 | FILTER-REGULATOR,AIRLINE | 7 | PORT_DATA | PORT DATA
17894 | 51134 | FILTER-REGULATOR,AIRLINE | 8 | FILTER_DATA | FILTER DATA
17895 | 51134 | FILTER-REGULATOR,AIRLINE | 9 | CONNECTION_DATA | CONNECTION DATA
17896 | 51134 | FILTER-REGULATOR,AIRLINE | 10 | BODY_MATL | BODY MATERIAL
17897 | 51134 | FILTER-REGULATOR,AIRLINE | 11 | SINK_MATL | SINK MATERIAL
17906
17907 | 51135 | EXCITER,ARMATURE | 1 | SHORT_NAME | SHORT NAME | EXCITER
17909 | 51135 | EXCITER,ARMATURE | 3 | TYPE | TYPE
17910 | 51135 | EXCITER,ARMATURE | 4 | SIZE | SIZE
17911 | 51135 | EXCITER,ARMATURE | 5 | OPER_CURRENT | OPERATING CURRENT
17912 | 51135 | EXCITER,ARMATURE | 6 | POWER | POWER
17913 | 51135 | EXCITER,ARMATURE | 7 | ELECT_DATA | ELECTRICAL RATING
17914 | 51135 | EXCITER,ARMATURE | 8 | ELECT_CONN_DATA | ELECTRICAL CONNECTION DATA
17921
17922 | 51312 | HEATING UNIT,STEAM-WATER | 1 | SHORT_NAME | SHORT NAME | UNIT,HEATING
17925 | 51312 | HEATING UNIT,STEAM-WATER | 4 | TYPE | TYPE
17926 | 51312 | HEATING UNIT,STEAM-WATER | 5 | SIZE | SIZE
17927 | 51312 | HEATING UNIT,STEAM-WATER | 6 | MATL | MATERIAL
17928 | 51312 | HEATING UNIT,STEAM-WATER | 7 | VOLTAGE | VOLTAGE RATING
17929 | 51312 | HEATING UNIT,STEAM-WATER | 8 | POWER | POWER
17930 | 51312 | HEATING UNIT,STEAM-WATER | 9 | CAPACITY | CAPACITY
17931 | 51312 | HEATING UNIT,STEAM-WATER | 10 | PRESS_DATA | PRESSURE DATA
17932 | 51312 | HEATING UNIT,STEAM-WATER | 11 | TEMP_DATA | TEMPERATURE DATA
17941
17942 | 51471 | BEARING AND SHAFT ASSEMBLY | 1 | SHORT_NAME | SHORT NAME | ASSY,BRG & SHAFT
17944 | 51471 | BEARING AND SHAFT ASSEMBLY | 3 | TYPE | TYPE
17945 | 51471 | BEARING AND SHAFT ASSEMBLY | 4 | DIMENSION | DIMENSION
17946 | 51471 | BEARING AND SHAFT ASSEMBLY | 5 | BEARING_DATA | BEARING DATA
17947 | 51471 | BEARING AND SHAFT ASSEMBLY | 6 | SHAFT_TYPE | SHAFT TYPE
17948 | 51471 | BEARING AND SHAFT ASSEMBLY | 7 | SHAFT_DIA | SHAFT DIA
17949 | 51471 | BEARING AND SHAFT ASSEMBLY | 8 | SHAFT_LG | SHAFT LENGTH
17950 | 51471 | BEARING AND SHAFT ASSEMBLY | 9 | SHAFT_MATL | SHAFT MATERIAL
17951 | 51471 | BEARING AND SHAFT ASSEMBLY | 10 | SHAFT_FINISH | SHAFT FINISH
17959
17960 | 51524 | ROTORSEAL,SHAFT | 1 | SHORT_NAME | SHORT NAME | SEAL,SHAFT
17962 | 51524 | ROTORSEAL,SHAFT | 3 | TYPE | TYPE
17963 | 51524 | ROTORSEAL,SHAFT | 4 | SIZE | SIZE
17964 | 51524 | ROTORSEAL,SHAFT | 5 | MATL | MATERIAL
17965 | 51524 | ROTORSEAL,SHAFT | 6 | PRESSURE | PRESSURE
17966 | 51524 | ROTORSEAL,SHAFT | 7 | CONNECTION_DATA | CONNECTION DATA
17974
17975 | 51544 | CONTROL UNIT,GOVERNOR | 1 | SHORT_NAME | SHORT NAME | CONTROL UNIT,GOVERNOR
17977 | 51544 | CONTROL UNIT,GOVERNOR | 3 | TYPE | TYPE
17978 | 51544 | CONTROL UNIT,GOVERNOR | 4 | SIZE | SIZE
17979 | 51544 | CONTROL UNIT,GOVERNOR | 5 | VOLTAGE | VOLTAGE RATING
17980 | 51544 | CONTROL UNIT,GOVERNOR | 6 | CTRL_DATA | CONTROL DATA
17981 | 51544 | CONTROL UNIT,GOVERNOR | 7 | INPUT_DATA | INPUT DATA
17982 | 51544 | CONTROL UNIT,GOVERNOR | 8 | OUTPUT_DATA | OUTPUT DATA
17983 | 51544 | CONTROL UNIT,GOVERNOR | 9 | CTRL_RANGE | CONTROL RANGE
17984 | 51544 | CONTROL UNIT,GOVERNOR | 10 | ELECT_CONN_DATA | ELECTRICAL CONNECTION DATA
17985 | 51544 | CONTROL UNIT,GOVERNOR | 11 | MTG_DATA | MOUNTING DATA
17994
17995 | 51821 | CONTROLLER,HOIST | 1 | SHORT_NAME | SHORT NAME | CONTROLLER,HOIST
17997 | 51821 | CONTROLLER,HOIST | 3 | TYPE | TYPE
17998 | 51821 | CONTROLLER,HOIST | 4 | FUNCT | FUNCTION
17999 | 51821 | CONTROLLER,HOIST | 5 | OPER_METHOD | OPERATING METHOD
18000 | 51821 | CONTROLLER,HOIST | 6 | DISPLAY_DATA | DISPLAY DATA
18001 | 51821 | CONTROLLER,HOIST | 7 | ELECT_DATA | ELECTRICAL RATING
18002 | 51821 | CONTROLLER,HOIST | 8 | INPUT_DATA | INPUT DATA
18003 | 51821 | CONTROLLER,HOIST | 9 | OUTPUT_DATA | OUTPUT DATA
18004 | 51821 | CONTROLLER,HOIST | 10 | MTG_DATA | MOUNTING DATA
18013
18014 | 51835 | POWER CONVERSION UNIT,DUAL FUNCTION | 1 | SHORT_NAME | SHORT NAME | UNT,POWER CONVERSION
18016 | 51835 | POWER CONVERSION UNIT,DUAL FUNCTION | 3 | TYPE | TYPE
18017 | 51835 | POWER CONVERSION UNIT,DUAL FUNCTION | 4 | SIZE | SIZE
18019 | 51835 | POWER CONVERSION UNIT,DUAL FUNCTION | 6 | UNIT_ELEC_RTG | UNIT ELECTRICAL RATING
18020 | 51835 | POWER CONVERSION UNIT,DUAL FUNCTION | 7 | VOLTAGE | VOLTAGE RATING
18021 | 51835 | POWER CONVERSION UNIT,DUAL FUNCTION | 8 | CURRENT | CURRENT
18022 | 51835 | POWER CONVERSION UNIT,DUAL FUNCTION | 9 | POWER | POWER
18023 | 51835 | POWER CONVERSION UNIT,DUAL FUNCTION | 10 | FUNCT | FUNCTION
18024 | 51835 | POWER CONVERSION UNIT,DUAL FUNCTION | 11 | UNIT_DATA | UNIT DATA
18025 | 51835 | POWER CONVERSION UNIT,DUAL FUNCTION | 12 | CONNECTION_DATA | CONNECTION DATA
18026 | 51835 | POWER CONVERSION UNIT,DUAL FUNCTION | 13 | UNIT_TERM_DATA | UNIT TERMINAL DATA
18027 | 51835 | POWER CONVERSION UNIT,DUAL FUNCTION | 14 | MTG_DATA | MOUNTING DATA
18030 | 51835 | POWER CONVERSION UNIT,DUAL FUNCTION | 17 | ENVIRON_PROT | ENVIRON PROTECTION
18037
18038 | 52029 | TRANSDUCER,PRESSURE,FLUID-HYDRAULIC | 1 | SHORT_NAME | SHORT NAME | TRANSDUCER,PRESS
18040 | 52029 | TRANSDUCER,PRESSURE,FLUID-HYDRAULIC | 3 | TYPE | TYPE
18041 | 52029 | TRANSDUCER,PRESSURE,FLUID-HYDRAULIC | 4 | FUNCT | FUNCTION
18042 | 52029 | TRANSDUCER,PRESSURE,FLUID-HYDRAULIC | 5 | MEASUREMENT_RANGE | MEASUREMENT RANGE
18043 | 52029 | TRANSDUCER,PRESSURE,FLUID-HYDRAULIC | 6 | TRANSDUCER_DATA | TRANSDUCER DATA
18044 | 52029 | TRANSDUCER,PRESSURE,FLUID-HYDRAULIC | 7 | OUTPUT_DATA | OUTPUT DATA
18045 | 52029 | TRANSDUCER,PRESSURE,FLUID-HYDRAULIC | 8 | INPUT_DATA | INPUT DATA
18046 | 52029 | TRANSDUCER,PRESSURE,FLUID-HYDRAULIC | 9 | ELECT_CONN_DATA | ELECTRICAL CONNECTION DATA
18047 | 52029 | TRANSDUCER,PRESSURE,FLUID-HYDRAULIC | 10 | TEMPERATURE | TEMPERATURE
18048 | 52029 | TRANSDUCER,PRESSURE,FLUID-HYDRAULIC | 11 | ELECT_RTG | ELECTRICAL RATING
18049 | 52029 | TRANSDUCER,PRESSURE,FLUID-HYDRAULIC | 12 | MTG_DATA | MOUNTING DATA
18057
18093 | 52079 | UNIVERSAL JOINT,VEHICULAR | 1 | SHORT_NAME | SHORT NAME | JOINT,UNIVERSAL
18095 | 52079 | UNIVERSAL JOINT,VEHICULAR | 3 | TYPE | TYPE
18096 | 52079 | UNIVERSAL JOINT,VEHICULAR | 4 | LG | LENGTH
18097 | 52079 | UNIVERSAL JOINT,VEHICULAR | 5 | MATL | MATERIAL
18098 | 52079 | UNIVERSAL JOINT,VEHICULAR | 6 | TORQUE_RTG | TORQUE RATING
18099 | 52079 | UNIVERSAL JOINT,VEHICULAR | 7 | ANGLE_DATA | ANGLE DATA
18100 | 52079 | UNIVERSAL JOINT,VEHICULAR | 8 | BRG_CAP_DIA | BRG CAP DIAMETER
18101 | 52079 | UNIVERSAL JOINT,VEHICULAR | 9 | CONNECTION_DATA | CONNECTION DATA
18109
18146 | 52200 | RUGGEDISED AC UNINTERRUPTED POWER SUPPLY SYSTEM | 1 | SHORT_NAME | SHORT NAME | UPS
18148 | 52200 | RUGGEDISED AC UNINTERRUPTED POWER SUPPLY SYSTEM | 3 | TYPE | TYPE
18149 | 52200 | RUGGEDISED AC UNINTERRUPTED POWER SUPPLY SYSTEM | 4 | SIZE | SIZE
18150 | 52200 | RUGGEDISED AC UNINTERRUPTED POWER SUPPLY SYSTEM | 5 | INPUT_VOLT | INPUT VOLTAGE
18151 | 52200 | RUGGEDISED AC UNINTERRUPTED POWER SUPPLY SYSTEM | 6 | OUTPUT_VOLT | OUTPUT VOLTAGE
18152 | 52200 | RUGGEDISED AC UNINTERRUPTED POWER SUPPLY SYSTEM | 7 | INPUT_CURRENT | INPUT CURRENT
18153 | 52200 | RUGGEDISED AC UNINTERRUPTED POWER SUPPLY SYSTEM | 8 | OUTPUT_CURRENT | OUTPUT CURRENT
18154 | 52200 | RUGGEDISED AC UNINTERRUPTED POWER SUPPLY SYSTEM | 9 | POWER | POWER
18155 | 52200 | RUGGEDISED AC UNINTERRUPTED POWER SUPPLY SYSTEM | 10 | INPUT_FREQ | INPUT FREQUENCY
18156 | 52200 | RUGGEDISED AC UNINTERRUPTED POWER SUPPLY SYSTEM | 11 | OUTPUT_FREQ | OUTPUT FREQ
18157 | 52200 | RUGGEDISED AC UNINTERRUPTED POWER SUPPLY SYSTEM | 12 | OUTPUT_PHASES | OUTPUT PHASES
18158 | 52200 | RUGGEDISED AC UNINTERRUPTED POWER SUPPLY SYSTEM | 13 | INPUT_PHASES | INPUT PHASES
18159 | 52200 | RUGGEDISED AC UNINTERRUPTED POWER SUPPLY SYSTEM | 14 | BACKUP_TIME | BACKUP TIME
18160 | 52200 | RUGGEDISED AC UNINTERRUPTED POWER SUPPLY SYSTEM | 15 | METER_DISPLAY | METER DISPLAY
18161 | 52200 | RUGGEDISED AC UNINTERRUPTED POWER SUPPLY SYSTEM | 16 | CASE_MATL | CASE MATERIAL
18170
18209 | 52230 | CORE,ELECTROMAGNETIC COMPONENT | 1 | SHORT_NAME | SHORT NAME | CORE,ELEC-MAGNETIC
18211 | 52230 | CORE,ELECTROMAGNETIC COMPONENT | 3 | TYPE | TYPE
18212 | 52230 | CORE,ELECTROMAGNETIC COMPONENT | 4 | SIZE | SIZE
18213 | 52230 | CORE,ELECTROMAGNETIC COMPONENT | 5 | MATL | MATERIAL
18214 | 52230 | CORE,ELECTROMAGNETIC COMPONENT | 6 | CONTENT | CONTENT
18215 | 52230 | CORE,ELECTROMAGNETIC COMPONENT | 7 | CONTENT_2 | CONTENT 2
18216 | 52230 | CORE,ELECTROMAGNETIC COMPONENT | 8 | CONTENT_3 | CONTENT 3
18217 | 52230 | CORE,ELECTROMAGNETIC COMPONENT | 9 | CONTENT_4 | CONTENT 4
18218 | 52230 | CORE,ELECTROMAGNETIC COMPONENT | 10 | CONTENT_5 | CONTENT 5
18219 | 52230 | CORE,ELECTROMAGNETIC COMPONENT | 11 | CONTENT_6 | CONTENT 6
18220 | 52230 | CORE,ELECTROMAGNETIC COMPONENT | 12 | CONTENT_7 | CONTENT 7
18221 | 52230 | CORE,ELECTROMAGNETIC COMPONENT | 13 | CONTENT_8 | CONTENT 8
18230
18286 | 52471 | BEARING SET,WASHER,THRUST | 1 | SHORT_NAME | SHORT NAME | KIT,BEARING & WASHER
18288 | 52471 | BEARING SET,WASHER,THRUST | 3 | TYPE | TYPE
18289 | 52471 | BEARING SET,WASHER,THRUST | 4 | INSIDE_DIA | INSIDE DIAMETER
18290 | 52471 | BEARING SET,WASHER,THRUST | 5 | OUTSIDE_DIA | OUTSIDE DIAMETER
18291 | 52471 | BEARING SET,WASHER,THRUST | 6 | WIDTH | WIDTH
18292 | 52471 | BEARING SET,WASHER,THRUST | 7 | THK | THICKNESS
18294 | 52471 | BEARING SET,WASHER,THRUST | 9 | LUBR_DATA | LUBR DATA
18295 | 52471 | BEARING SET,WASHER,THRUST | 10 | WASHER_MATL | WASHER MATERIAL
18296 | 52471 | BEARING SET,WASHER,THRUST | 11 | WASHER_FINISH | WASHER FINISH
18297 | 52471 | BEARING SET,WASHER,THRUST | 12 | CONTENT | CONTENT
18298 | 52471 | BEARING SET,WASHER,THRUST | 13 | CONTENT_2 | CONTENT 2
18299 | 52471 | BEARING SET,WASHER,THRUST | 14 | CONTENT_3 | CONTENT 3
18300 | 52471 | BEARING SET,WASHER,THRUST | 15 | CONTENT_4 | CONTENT 4
18301 | 52471 | BEARING SET,WASHER,THRUST | 16 | CONTENT_5 | CONTENT 5
18309
18326 | 53017 | CONTROLLER,AIR INLET,ELECTRONIC | 1 | SHORT_NAME | SHORT NAME | CONTROLLER,AIR INLET
18328 | 53017 | CONTROLLER,AIR INLET,ELECTRONIC | 3 | TYPE | TYPE
18329 | 53017 | CONTROLLER,AIR INLET,ELECTRONIC | 4 | FUNCT | FUNCTION
18330 | 53017 | CONTROLLER,AIR INLET,ELECTRONIC | 5 | RANGE | RANGE
18331 | 53017 | CONTROLLER,AIR INLET,ELECTRONIC | 6 | VOLTAGE | VOLTAGE RATING
18332 | 53017 | CONTROLLER,AIR INLET,ELECTRONIC | 7 | INPUT_DATA | INPUT DATA
18333 | 53017 | CONTROLLER,AIR INLET,ELECTRONIC | 8 | OUTPUT_DATA | OUTPUT DATA
18334 | 53017 | CONTROLLER,AIR INLET,ELECTRONIC | 9 | TEMP_DATA | TEMPERATURE DATA
18335 | 53017 | CONTROLLER,AIR INLET,ELECTRONIC | 10 | DISPLAY_DATA | DISPLAY DATA
18336 | 53017 | CONTROLLER,AIR INLET,ELECTRONIC | 11 | PRESS_DATA | PRESSURE DATA
18337 | 53017 | CONTROLLER,AIR INLET,ELECTRONIC | 12 | CONNECTION_DATA | CONNECTION DATA
18338 | 53017 | CONTROLLER,AIR INLET,ELECTRONIC | 13 | CONTROLLER_DATA | CONTROLLER DATA
18340 | 53017 | CONTROLLER,AIR INLET,ELECTRONIC | 15 | OPER_METHOD | OPERATING METHOD
18341 | 53017 | CONTROLLER,AIR INLET,ELECTRONIC | 16 | MTG_DATA | MOUNTING DATA
18348
18371 | 53149 | SERVER,AUTOMATIC DATA PROCESSING | 1 | SHORT_NAME | SHORT NAME | SERVER
18373 | 53149 | SERVER,AUTOMATIC DATA PROCESSING | 3 | TYPE | TYPE
18374 | 53149 | SERVER,AUTOMATIC DATA PROCESSING | 4 | ELECT_DATA | ELECTRICAL RATING
18375 | 53149 | SERVER,AUTOMATIC DATA PROCESSING | 5 | STORAGE_DATA | STORAGE DATA
18376 | 53149 | SERVER,AUTOMATIC DATA PROCESSING | 6 | ELECT_CONN_DATA | ELECTRICAL CONNECTION DATA
18377 | 53149 | SERVER,AUTOMATIC DATA PROCESSING | 7 | NODE_DATA | NODE DATA
18378 | 53149 | SERVER,AUTOMATIC DATA PROCESSING | 8 | CONNECTION_DATA | CONNECTION DATA
18379 | 53149 | SERVER,AUTOMATIC DATA PROCESSING | 9 | NO_CONNECTIONS | NUMBER OF CONNECTIONS
18380 | 53149 | SERVER,AUTOMATIC DATA PROCESSING | 10 | MEM_CAP | MEM CAP
18381 | 53149 | SERVER,AUTOMATIC DATA PROCESSING | 11 | PROC_SPEED | PROC SPEED
18382 | 53149 | SERVER,AUTOMATIC DATA PROCESSING | 12 | SERVER_DATA | SERVER DATA
18383 | 53149 | SERVER,AUTOMATIC DATA PROCESSING | 13 | SERVER_PWR_DATA | SERVER POWER DATA
18384 | 53149 | SERVER,AUTOMATIC DATA PROCESSING | 14 | MTG_DATA | MOUNTING DATA
18385 | 53149 | SERVER,AUTOMATIC DATA PROCESSING | 15 | CACHE_RAM | CACHE RAM
18386 | 53149 | SERVER,AUTOMATIC DATA PROCESSING | 16 | CONTENT | CONTENT
18387 | 53149 | SERVER,AUTOMATIC DATA PROCESSING | 17 | CONTENT_2 | CONTENT 2
18388 | 53149 | SERVER,AUTOMATIC DATA PROCESSING | 18 | CONTENT_3 | CONTENT 3
18389 | 53149 | SERVER,AUTOMATIC DATA PROCESSING | 19 | CONTENT_4 | CONTENT 4
18390 | 53149 | SERVER,AUTOMATIC DATA PROCESSING | 20 | CONTENT_5 | CONTENT 5
18391 | 53149 | SERVER,AUTOMATIC DATA PROCESSING | 21 | CONTENT_6 | CONTENT 6
18392 | 53149 | SERVER,AUTOMATIC DATA PROCESSING | 22 | CONTENT_7 | CONTENT 7
18400
18401 | 53151 | TRIP ASSEMBLY,OVERSPEED | 1 | SHORT_NAME | SHORT NAME | TRIP,OVERSPEED
18403 | 53151 | TRIP ASSEMBLY,OVERSPEED | 3 | TYPE | TYPE
18404 | 53151 | TRIP ASSEMBLY,OVERSPEED | 4 | SIZE | SIZE
18405 | 53151 | TRIP ASSEMBLY,OVERSPEED | 5 | MATL | MATERIAL
18406 | 53151 | TRIP ASSEMBLY,OVERSPEED | 6 | TRIP_RTG | TRIP RATING
18407 | 53151 | TRIP ASSEMBLY,OVERSPEED | 7 | TRIP_DATA | TRIP DATA
18408 | 53151 | TRIP ASSEMBLY,OVERSPEED | 8 | CONNECTION_DATA | CONNECTION DATA
18417
18418 | 53231 | GEAR,RING,FLYWHEEL | 1 | SHORT_NAME | SHORT NAME | GEAR
18420 | 53231 | GEAR,RING,FLYWHEEL | 3 | TYPE | TYPE
18421 | 53231 | GEAR,RING,FLYWHEEL | 4 | DIMENSION | DIMENSION
18422 | 53231 | GEAR,RING,FLYWHEEL | 5 | MATL | MATERIAL
18423 | 53231 | GEAR,RING,FLYWHEEL | 6 | FINISH | FINISH
18424 | 53231 | GEAR,RING,FLYWHEEL | 7 | MTG_DATA | MOUNTING DATA
18433
18521 | 53510 | MEMORY UNIT,DATA STORAGE | 1 | SHORT_NAME | SHORT NAME | DISK,STORAGE
18523 | 53510 | MEMORY UNIT,DATA STORAGE | 3 | TYPE | TYPE
18524 | 53510 | MEMORY UNIT,DATA STORAGE | 4 | SIZE | SIZE
18525 | 53510 | MEMORY UNIT,DATA STORAGE | 5 | CAPACITY | CAPACITY
18526 | 53510 | MEMORY UNIT,DATA STORAGE | 6 | TRANS_SPEED | TRANS SPEED
18527 | 53510 | MEMORY UNIT,DATA STORAGE | 7 | ELECT_DATA | ELECTRICAL RATING
18528 | 53510 | MEMORY UNIT,DATA STORAGE | 8 | INPUT_DATA | INPUT DATA
18529 | 53510 | MEMORY UNIT,DATA STORAGE | 9 | OUTPUT_DATA | OUTPUT DATA
18530 | 53510 | MEMORY UNIT,DATA STORAGE | 10 | ELECT_CONN_DATA | ELECTRICAL CONNECTION DATA
18531 | 53510 | MEMORY UNIT,DATA STORAGE | 11 | CONNECTION_DATA | CONNECTION DATA
18532 | 53510 | MEMORY UNIT,DATA STORAGE | 12 | MTG_DATA | MOUNTING DATA
18541
18542 | 53547 | SCANNER,CONTROL AND MONITORING | 1 | SHORT_NAME | SHORT NAME | SCANNER,CONTRL
18544 | 53547 | SCANNER,CONTROL AND MONITORING | 3 | SHAPE | SHAPE
18545 | 53547 | SCANNER,CONTROL AND MONITORING | 4 | TYPE | TYPE
18546 | 53547 | SCANNER,CONTROL AND MONITORING | 5 | SIZE | SIZE
18547 | 53547 | SCANNER,CONTROL AND MONITORING | 6 | ELECT_DATA | ELECTRICAL RATING
18548 | 53547 | SCANNER,CONTROL AND MONITORING | 7 | OUTPUT_DATA | OUTPUT DATA
18549 | 53547 | SCANNER,CONTROL AND MONITORING | 8 | LIGHT_SOURCE_DATA | LIGHT SOURCE DATA
18550 | 53547 | SCANNER,CONTROL AND MONITORING | 9 | FUNCT | FUNCTION
18558
18559 | 53626 | METER,DENSITY,DIGITAL | 1 | SHORT_NAME | SHORT NAME | METER,DENSITY
18561 | 53626 | METER,DENSITY,DIGITAL | 3 | SIZE | SIZE
18562 | 53626 | METER,DENSITY,DIGITAL | 4 | METER_FREQ_RTG | METER FREQUENCY RATING
18563 | 53626 | METER,DENSITY,DIGITAL | 5 | VOLTAGE | VOLTAGE RATING
18564 | 53626 | METER,DENSITY,DIGITAL | 6 | ELECT_CONN_DATA | ELECTRICAL CONNECTION DATA
18565 | 53626 | METER,DENSITY,DIGITAL | 7 | DISPLAY_DATA | DISPLAY DATA
18566 | 53626 | METER,DENSITY,DIGITAL | 8 | OPER_METHOD | OPERATING METHOD
18567 | 53626 | METER,DENSITY,DIGITAL | 9 | MEASUREMENT_RANGE | MEASUREMENT RANGE
18568 | 53626 | METER,DENSITY,DIGITAL | 10 | MTG_DATA | MOUNTING DATA
18576
18577 | 60005 | ADAPTER,CABLE BREAKOUT | 1 | SHORT_NAME | SHORT NAME | ADAPTER,CBL
18580 | 60005 | ADAPTER,CABLE BREAKOUT | 4 | CONNECTOR_TYPE | CONNECTOR TYPE
18581 | 60005 | ADAPTER,CABLE BREAKOUT | 5 | TYPE | TYPE
18582 | 60005 | ADAPTER,CABLE BREAKOUT | 6 | SIZE | SIZE
18583 | 60005 | ADAPTER,CABLE BREAKOUT | 7 | CONTACT_QTY_TYPE | CONTACT QTY TYPE
18584 | 60005 | ADAPTER,CABLE BREAKOUT | 8 | CONTACT_MAX_VOLT | CONTACT MAX VOLT
18585 | 60005 | ADAPTER,CABLE BREAKOUT | 9 | CONTACT_MAX_CURRENT | CONTACT MAX CURRENT
18586 | 60005 | ADAPTER,CABLE BREAKOUT | 10 | SHELL_COLOR | SHELL COLOR
18587 | 60005 | ADAPTER,CABLE BREAKOUT | 11 | SHELL_MATL | SHELL MATERIAL
18588 | 60005 | ADAPTER,CABLE BREAKOUT | 12 | CONNECTION_DATA | CONNECTION DATA
18597
18598 | 60014 | ADAPTER,INSULATOR | 1 | SHORT_NAME | SHORT NAME | ADAPTER,INSULTR
18600 | 60014 | ADAPTER,INSULATOR | 3 | TYPE | TYPE
18601 | 60014 | ADAPTER,INSULATOR | 4 | SIZE | SIZE
18602 | 60014 | ADAPTER,INSULATOR | 5 | MATL | MATERIAL
18603 | 60014 | ADAPTER,INSULATOR | 6 | ADAPTER_DATA | ADAPTER DATA
18604 | 60014 | ADAPTER,INSULATOR | 7 | CONNECTION_DATA | CONNECTION DATA
18605 | 60014 | ADAPTER,INSULATOR | 8 | INSULATING_RTG | INSULATING RATING
18606 | 60014 | ADAPTER,INSULATOR | 9 | FINISH | FINISH
18607 | 60014 | ADAPTER,INSULATOR | 10 | MTG_DATA | MOUNTING DATA
18615
18632 | 60150 | CABLE ASSEMBLY-SWITCH,ELECTRICAL | 1 | SHORT_NAME | SHORT NAME | CABLE ASSY,SWITCH
18634 | 60150 | CABLE ASSEMBLY-SWITCH,ELECTRICAL | 3 | CABLE_TYPE | CABLE TYPE
18635 | 60150 | CABLE ASSEMBLY-SWITCH,ELECTRICAL | 4 | LG | LENGTH
18636 | 60150 | CABLE ASSEMBLY-SWITCH,ELECTRICAL | 5 | CURRENT | CURRENT
18637 | 60150 | CABLE ASSEMBLY-SWITCH,ELECTRICAL | 6 | POWER | POWER
18638 | 60150 | CABLE ASSEMBLY-SWITCH,ELECTRICAL | 7 | TEMPERATURE | TEMPERATURE
18639 | 60150 | CABLE ASSEMBLY-SWITCH,ELECTRICAL | 8 | VOLTAGE | VOLTAGE RATING
18640 | 60150 | CABLE ASSEMBLY-SWITCH,ELECTRICAL | 9 | SWITCH_TYPE | SWITCH TYPE
18641 | 60150 | CABLE ASSEMBLY-SWITCH,ELECTRICAL | 10 | SWITCH_DATA | SWITCH DATA
18642 | 60150 | CABLE ASSEMBLY-SWITCH,ELECTRICAL | 11 | CONDUCTOR_SIZE | CONDUCTOR SIZE
18643 | 60150 | CABLE ASSEMBLY-SWITCH,ELECTRICAL | 12 | CONDUCTOR_MATL | CONDUCTOR MATERIAL
18644 | 60150 | CABLE ASSEMBLY-SWITCH,ELECTRICAL | 13 | INSULATION_DATA | INSULATION DATA
18645 | 60150 | CABLE ASSEMBLY-SWITCH,ELECTRICAL | 14 | CORE_DATA | CORE DATA
18646 | 60150 | CABLE ASSEMBLY-SWITCH,ELECTRICAL | 15 | COLOR_DATA | COLOR DATA
18647 | 60150 | CABLE ASSEMBLY-SWITCH,ELECTRICAL | 16 | SCREEN_DATA | SCREEN DATA
18648 | 60150 | CABLE ASSEMBLY-SWITCH,ELECTRICAL | 17 | SHEATHING_DATA | SHEATHING DATA
18649 | 60150 | CABLE ASSEMBLY-SWITCH,ELECTRICAL | 18 | FIRST_END_CONN | FIRST END CONNECTION
18650 | 60150 | CABLE ASSEMBLY-SWITCH,ELECTRICAL | 19 | SECOND_END_CONN | SECOND END CONNECTION
18653 | 60150 | CABLE ASSEMBLY-SWITCH,ELECTRICAL | 22 | ENVIRON_PROT | ENVIRON PROTECTION
18660
18681 | 60167 | CAM,CONTROL | 1 | SHORT_NAME | SHORT NAME | CAM,CNTRL
18684 | 60167 | CAM,CONTROL | 4 | TYPE | TYPE
18685 | 60167 | CAM,CONTROL | 5 | DIMENSION | DIMENSION
18686 | 60167 | CAM,CONTROL | 6 | MATL | MATERIAL
18687 | 60167 | CAM,CONTROL | 7 | FUNCT | FUNCTION
18688 | 60167 | CAM,CONTROL | 8 | MTG_DATA | MOUNTING DATA
18696
18697 | 60266 | CONNECTING ROD,PISTON | 1 | SHORT_NAME | SHORT NAME | ROD,CONNECTING
18700 | 60266 | CONNECTING ROD,PISTON | 4 | TYPE | TYPE
18701 | 60266 | CONNECTING ROD,PISTON | 5 | SIZE | SIZE
18702 | 60266 | CONNECTING ROD,PISTON | 6 | MATL | MATERIAL
18704 | 60266 | CONNECTING ROD,PISTON | 8 | THD_DATA | THREAD DATA
18705 | 60266 | CONNECTING ROD,PISTON | 9 | DRIVE_END_DATA | DRIVE END DATA
18706 | 60266 | CONNECTING ROD,PISTON | 10 | ROTOR_END_DATA | ROTOR END DATA
18707 | 60266 | CONNECTING ROD,PISTON | 11 | CONNECTION_DATA | CONNECTION DATA
18708 | 60266 | CONNECTING ROD,PISTON | 12 | FINISH | FINISH
18716
18717 | 60295 | CONTROL,VOLTAGE REGULATOR | 1 | SHORT_NAME | SHORT NAME | CONTROL,VOLTAGE REGULATOR
18719 | 60295 | CONTROL,VOLTAGE REGULATOR | 3 | TYPE | TYPE
18720 | 60295 | CONTROL,VOLTAGE REGULATOR | 4 | CONTROLLER_DATA | CONTROLLER DATA
18721 | 60295 | CONTROL,VOLTAGE REGULATOR | 5 | CONNECTION_DATA | CONNECTION DATA
18722 | 60295 | CONTROL,VOLTAGE REGULATOR | 6 | INPUT_DATA | INPUT DATA
18723 | 60295 | CONTROL,VOLTAGE REGULATOR | 7 | OUTPUT_DATA | OUTPUT DATA
18724 | 60295 | CONTROL,VOLTAGE REGULATOR | 8 | ELECT_DATA | ELECTRICAL RATING
18725 | 60295 | CONTROL,VOLTAGE REGULATOR | 9 | DISPLAY_DATA | DISPLAY DATA
18726 | 60295 | CONTROL,VOLTAGE REGULATOR | 10 | RANGE | RANGE
18727 | 60295 | CONTROL,VOLTAGE REGULATOR | 11 | MTG_DATA | MOUNTING DATA
18736
18798 | 60555 | GOVERNOR,DIESEL ENGINE | 1 | SHORT_NAME | SHORT NAME | GOVERNOR,ENGINE
18801 | 60555 | GOVERNOR,DIESEL ENGINE | 4 | TYPE | TYPE
18802 | 60555 | GOVERNOR,DIESEL ENGINE | 5 | ELECT_DATA | ELECTRICAL RATING
18803 | 60555 | GOVERNOR,DIESEL ENGINE | 6 | ACTUATION_DATA | ACTUATION DATA
18804 | 60555 | GOVERNOR,DIESEL ENGINE | 7 | GOVERNOR_DATA | GOVERNOR DATA
18805 | 60555 | GOVERNOR,DIESEL ENGINE | 8 | CONNECTION_DATA | CONNECTION DATA
18806 | 60555 | GOVERNOR,DIESEL ENGINE | 9 | GOVERNOR_SPEED | GOVERNOR SPEED
18807 | 60555 | GOVERNOR,DIESEL ENGINE | 10 | MTG_DATA | MOUNTING DATA
18816
18817 | 60584 | HEATER,THERMAL RELEASE | 1 | SHORT_NAME | SHORT NAME | HEATER,THRM RELEASE
18818 | 60584 | HEATER,THERMAL RELEASE | 2 | HEATER_SHAPE_STYLE | HEATER SHAPE STYLE
18819 | 60584 | HEATER,THERMAL RELEASE | 3 | HEATER_TYPE | HEATER TYPE
18820 | 60584 | HEATER,THERMAL RELEASE | 4 | SIZE | SIZE
18823 | 60584 | HEATER,THERMAL RELEASE | 7 | DIA | DIAMETER
18824 | 60584 | HEATER,THERMAL RELEASE | 8 | HEATER_MATL | HEATER MATERIAL
18825 | 60584 | HEATER,THERMAL RELEASE | 9 | HEATER_CAPACITY | HEATER CAPACITY
18826 | 60584 | HEATER,THERMAL RELEASE | 10 | VOLT_RTG | VOLTAGE RATING
18827 | 60584 | HEATER,THERMAL RELEASE | 11 | POWER_RTG | POWER RATING
18828 | 60584 | HEATER,THERMAL RELEASE | 12 | CURRENT_RANGE | CURRENT RANGE
18829 | 60584 | HEATER,THERMAL RELEASE | 13 | FREQUENCY | FREQUENCY
18830 | 60584 | HEATER,THERMAL RELEASE | 14 | PHASE | PHASE
18831 | 60584 | HEATER,THERMAL RELEASE | 15 | INSULATION_RESISTANCE | INSULATION RESISTANCE
18832 | 60584 | HEATER,THERMAL RELEASE | 16 | CONNECTION_TYPE | CONNECTION TYPE
18833 | 60584 | HEATER,THERMAL RELEASE | 17 | PORTABILITY | PORTABILITY
18834 | 60584 | HEATER,THERMAL RELEASE | 18 | MTG_METHOD | MOUNTING METHOD
18835 | 60584 | HEATER,THERMAL RELEASE | 19 | SURFACE_TREATMENT | SURFACE TREATMENT
18845 | 60584 | HEATER,THERMAL RELEASE | 29 | CAPACITY | CAPACITY
18846 | 60584 | HEATER,THERMAL RELEASE | 30 | ELECT_DATA | ELECTRICAL RATING
18847 | 60584 | HEATER,THERMAL RELEASE | 31 | ELECT_RTG | ELECTRICAL RATING
18848 | 60584 | HEATER,THERMAL RELEASE | 32 | OUTPUT_RTG | OUTPUT RATING
18849
18850 | 60638 | INDICATOR,DIGITAL DISPLAY | 1 | SHORT_NAME | SHORT NAME | INDICATOR,DIGITAL
18852 | 60638 | INDICATOR,DIGITAL DISPLAY | 3 | DISPLAY_TYPE | DISPLAY TYPE
18853 | 60638 | INDICATOR,DIGITAL DISPLAY | 4 | SIZE | SIZE
18854 | 60638 | INDICATOR,DIGITAL DISPLAY | 5 | VOLTAGE | VOLTAGE RATING
18855 | 60638 | INDICATOR,DIGITAL DISPLAY | 6 | POWER | POWER
18856 | 60638 | INDICATOR,DIGITAL DISPLAY | 7 | ELECT_DATA | ELECTRICAL RATING
18857 | 60638 | INDICATOR,DIGITAL DISPLAY | 8 | ELECT_CONN_DATA | ELECTRICAL CONNECTION DATA
18858 | 60638 | INDICATOR,DIGITAL DISPLAY | 9 | INPUT_DATA | INPUT DATA
18859 | 60638 | INDICATOR,DIGITAL DISPLAY | 10 | COLOR | COLOR
18860 | 60638 | INDICATOR,DIGITAL DISPLAY | 11 | MEASUREMENT_RANGE | MEASUREMENT RANGE
18861 | 60638 | INDICATOR,DIGITAL DISPLAY | 12 | ACCURACY | ACCURACY
18862 | 60638 | INDICATOR,DIGITAL DISPLAY | 13 | MTG_DATA | MOUNTING DATA
18871
18908 | 60666 | KEY,SWITCH | 1 | SHORT_NAME | SHORT NAME | KEY,SWITCH
18910 | 60666 | KEY,SWITCH | 3 | TYPE | TYPE
18911 | 60666 | KEY,SWITCH | 4 | SIZE | SIZE
18912 | 60666 | KEY,SWITCH | 5 | MATL | MATERIAL
18919
18920 | 60708 | LOAD CELL,FORCE-WEIGHT | 1 | SHORT_NAME | SHORT NAME | LOAD CELL
18923 | 60708 | LOAD CELL,FORCE-WEIGHT | 4 | TYPE | TYPE
18924 | 60708 | LOAD CELL,FORCE-WEIGHT | 5 | DIMENSION | DIMENSION
18925 | 60708 | LOAD CELL,FORCE-WEIGHT | 6 | MATL | MATERIAL
18926 | 60708 | LOAD CELL,FORCE-WEIGHT | 7 | ELECT_DATA | ELECTRICAL RATING
18927 | 60708 | LOAD CELL,FORCE-WEIGHT | 8 | OUTPUT_DATA | OUTPUT DATA
18928 | 60708 | LOAD CELL,FORCE-WEIGHT | 9 | LOAD_CELL_DATA | LOAD CELL DATA
18929 | 60708 | LOAD CELL,FORCE-WEIGHT | 10 | ACCURACY | ACCURACY
18930 | 60708 | LOAD CELL,FORCE-WEIGHT | 11 | CAPACITY | CAPACITY
18931 | 60708 | LOAD CELL,FORCE-WEIGHT | 12 | DISPLAY_TYPE | DISPLAY TYPE
18932 | 60708 | LOAD CELL,FORCE-WEIGHT | 13 | FREQUENCY | FREQUENCY
18942
18943 | 60725 | METER,AMPERE-HOUR | 1 | SHORT_NAME | SHORT NAME | AMMETER,HOUR
18945 | 60725 | METER,AMPERE-HOUR | 3 | INDICATOR_TYPE | INDICATOR TYPE
18946 | 60725 | METER,AMPERE-HOUR | 4 | BODY_DIMENSION | BODY DIMENSION
18947 | 60725 | METER,AMPERE-HOUR | 5 | ELECT_CONN_DATA | ELECTRICAL CONNECTION DATA
18948 | 60725 | METER,AMPERE-HOUR | 6 | MEASUREMENT_RANGE | MEASUREMENT RANGE
18949 | 60725 | METER,AMPERE-HOUR | 7 | DIMENSION | DIMENSION
18950 | 60725 | METER,AMPERE-HOUR | 8 | ACCURACY | ACCURACY
18951 | 60725 | METER,AMPERE-HOUR | 9 | SENSITIVITY | SENSITIVITY
18952 | 60725 | METER,AMPERE-HOUR | 10 | DISPLAY_TYPE | DISPLAY TYPE
18953 | 60725 | METER,AMPERE-HOUR | 11 | CIRC_TYPE | CIRCUIT TYPE
18954 | 60725 | METER,AMPERE-HOUR | 12 | MOVEMENT_TYPE | MOVEMENT TYPE
18955 | 60725 | METER,AMPERE-HOUR | 13 | POWER_REQUIREMENT | POWER REQUIREMENT
18956 | 60725 | METER,AMPERE-HOUR | 14 | MTG_DATA | MOUNTING DATA
18957 | 60725 | METER,AMPERE-HOUR | 15 | INSTALLATION_DESIGN | INSTALLATION DESIGN
18965
18966 | 60726 | METER MOVEMENT | 1 | SHORT_NAME | SHORT NAME | METER,MOVEMENT
18968 | 60726 | METER MOVEMENT | 3 | INDICATOR_TYPE | INDICATOR TYPE
18969 | 60726 | METER MOVEMENT | 4 | DIMENSION | DIMENSION
18970 | 60726 | METER MOVEMENT | 5 | VOLTAGE | VOLTAGE RATING
18971 | 60726 | METER MOVEMENT | 6 | POWER | POWER
18972 | 60726 | METER MOVEMENT | 7 | ELECT_DATA | ELECTRICAL RATING
18973 | 60726 | METER MOVEMENT | 8 | ACCURACY | ACCURACY
18974 | 60726 | METER MOVEMENT | 9 | FULL_SCALE_DEFLECTION | FULL SCALE DEFLECTION
18975 | 60726 | METER MOVEMENT | 10 | CIRC_TYPE | CIRCUIT TYPE
18976 | 60726 | METER MOVEMENT | 11 | MOVEMENT_TYPE | MOVEMENT TYPE
18977 | 60726 | METER MOVEMENT | 12 | MTG_DATA | MOUNTING DATA
18984
18985 | 60767 | NETWORK,PHASE CHANGING | 1 | SHORT_NAME | SHORT NAME | NETWORK
18988 | 60767 | NETWORK,PHASE CHANGING | 4 | TYPE | TYPE
18989 | 60767 | NETWORK,PHASE CHANGING | 5 | DIMENSION | DIMENSION
18990 | 60767 | NETWORK,PHASE CHANGING | 6 | ENCLOSURE_DATA | ENCLOSURE DATA
18991 | 60767 | NETWORK,PHASE CHANGING | 7 | POWER | POWER
18992 | 60767 | NETWORK,PHASE CHANGING | 8 | INPUT_VOLT | INPUT VOLTAGE
18993 | 60767 | NETWORK,PHASE CHANGING | 9 | OUTPUT_VOLT | OUTPUT VOLTAGE
18994 | 60767 | NETWORK,PHASE CHANGING | 10 | INPUT_CURRENT | INPUT CURRENT
18995 | 60767 | NETWORK,PHASE CHANGING | 11 | OUTPUT_CURRENT | OUTPUT CURRENT
18996 | 60767 | NETWORK,PHASE CHANGING | 12 | FREQUENCY | FREQUENCY
18997 | 60767 | NETWORK,PHASE CHANGING | 13 | CONTENT | CONTENT
18998 | 60767 | NETWORK,PHASE CHANGING | 14 | CONTENT_2 | CONTENT 2
19005
19006 | 60791 | PARTS KIT,CONTROLLER | 1 | SHORT_NAME | SHORT NAME | KIT,CONTROLLER PARTS
19008 | 60791 | PARTS KIT,CONTROLLER | 3 | TYPE | TYPE
19009 | 60791 | PARTS KIT,CONTROLLER | 4 | MATL | MATERIAL
19010 | 60791 | PARTS KIT,CONTROLLER | 5 | VOLTAGE | VOLTAGE RATING
19011 | 60791 | PARTS KIT,CONTROLLER | 6 | CURRENT | CURRENT
19012 | 60791 | PARTS KIT,CONTROLLER | 7 | CONTROLLER_DATA | CONTROLLER DATA
19013 | 60791 | PARTS KIT,CONTROLLER | 8 | TEMP_RANGE | TEMPERATURE RANGE
19014 | 60791 | PARTS KIT,CONTROLLER | 9 | CONTENT | CONTENT
19015 | 60791 | PARTS KIT,CONTROLLER | 10 | CONTENT_2 | CONTENT 2
19016 | 60791 | PARTS KIT,CONTROLLER | 11 | CONTENT_3 | CONTENT 3
19017 | 60791 | PARTS KIT,CONTROLLER | 12 | CONTENT_4 | CONTENT 4
19018 | 60791 | PARTS KIT,CONTROLLER | 13 | CONTENT_5 | CONTENT 5
19019 | 60791 | PARTS KIT,CONTROLLER | 14 | CONTENT_6 | CONTENT 6
19020 | 60791 | PARTS KIT,CONTROLLER | 15 | CONTENT_7 | CONTENT 7
19030
19031 | 60869 | PROTECTOR,THERMAL-OVERLOAD,ELECTRICAL MOTOR | 1 | SHORT_NAME | SHORT NAME | PROTECTOR,MOTOR
19034 | 60869 | PROTECTOR,THERMAL-OVERLOAD,ELECTRICAL MOTOR | 4 | TYPE | TYPE
19035 | 60869 | PROTECTOR,THERMAL-OVERLOAD,ELECTRICAL MOTOR | 5 | SIZE | SIZE
19036 | 60869 | PROTECTOR,THERMAL-OVERLOAD,ELECTRICAL MOTOR | 6 | MATL | MATERIAL
19037 | 60869 | PROTECTOR,THERMAL-OVERLOAD,ELECTRICAL MOTOR | 7 | COLOR | COLOR
19038 | 60869 | PROTECTOR,THERMAL-OVERLOAD,ELECTRICAL MOTOR | 8 | VOLTAGE | VOLTAGE RATING
19039 | 60869 | PROTECTOR,THERMAL-OVERLOAD,ELECTRICAL MOTOR | 9 | CURRENT | CURRENT
19040 | 60869 | PROTECTOR,THERMAL-OVERLOAD,ELECTRICAL MOTOR | 10 | TEMPERATURE | TEMPERATURE
19041 | 60869 | PROTECTOR,THERMAL-OVERLOAD,ELECTRICAL MOTOR | 11 | POWER | POWER
19042 | 60869 | PROTECTOR,THERMAL-OVERLOAD,ELECTRICAL MOTOR | 12 | MTG_DATA | MOUNTING DATA
19043 | 60869 | PROTECTOR,THERMAL-OVERLOAD,ELECTRICAL MOTOR | 13 | FINISH | FINISH
19051
19052 | 60881 | PUSH BUTTON | 1 | SHORT_NAME | SHORT NAME | PUSH BUTTON
19053 | 60881 | PUSH BUTTON | 2 | SWITCH_NONROTARY_TYPE | SWITCH NON-ROTARY TYPE
19054 | 60881 | PUSH BUTTON | 3 | SWITCH_NONROTARY_SHAPE_STYLE | SWITCH NON-ROTARY SHAPE STYLE
19055 | 60881 | PUSH BUTTON | 4 | SWITCH_BOX_SHAPE_STYLE | SWITCH BOX SHAPE STYLE
19056 | 60881 | PUSH BUTTON | 5 | BODY_WIDTH | BODY WIDTH
19057 | 60881 | PUSH BUTTON | 6 | BODY_HEIGHT | BODY HEIGHT
19058 | 60881 | PUSH BUTTON | 7 | BODY_DEPTH | BODY DEPTH
19059 | 60881 | PUSH BUTTON | 8 | POWER_RTG | POWER RATING
19060 | 60881 | PUSH BUTTON | 9 | VOLT_RTG | VOLTAGE RATING
19061 | 60881 | PUSH BUTTON | 10 | CURRENT_RTG | CURRENT RATING
19062 | 60881 | PUSH BUTTON | 11 | CONN_VOLT | CONNECTION VOLTAGE
19063 | 60881 | PUSH BUTTON | 12 | AMP_HOUR | AMPERE HOUR
19065 | 60881 | PUSH BUTTON | 14 | INSULATION_RESISTANCE | INSULATION RESISTANCE
19066 | 60881 | PUSH BUTTON | 15 | CONTACT_TYPE | CONTACT TYPE
19067 | 60881 | PUSH BUTTON | 16 | BUTTON_LEGEND_COLOR | BUTTON LEGEND COLOR
19068 | 60881 | PUSH BUTTON | 17 | ACTUATOR_STYLE | ACTUATOR STYLE
19069 | 60881 | PUSH BUTTON | 18 | ACTUATOR_COLOR | ACTUATOR COLOR
19070 | 60881 | PUSH BUTTON | 19 | ACTUATOR_ADAPTER_STYLE | ACTUATOR ADAPTER STYLE
19071 | 60881 | PUSH BUTTON | 20 | TERMINAL_TYPE | TERMINAL TYPE
19072 | 60881 | PUSH BUTTON | 21 | ENVIRON_PROT | ENVIRON PROTECTION
19073 | 60881 | PUSH BUTTON | 22 | MTG_METHOD | MOUNTING METHOD
19083 | 60881 | PUSH BUTTON | 32 | NO_CONTACTS | NUMBER OF CONTACTS
19084 | 60881 | PUSH BUTTON | 33 | LEGEND | LEGEND
19085 | 60881 | PUSH BUTTON | 34 | LENS_DATA | LENS DATA
19086
19087 | 60979 | RING,CONTROL,FLUID FLOW | 1 | SHORT_NAME | SHORT NAME | RING,CNTRL
19089 | 60979 | RING,CONTROL,FLUID FLOW | 3 | TYPE | TYPE
19090 | 60979 | RING,CONTROL,FLUID FLOW | 4 | SIZE | SIZE
19091 | 60979 | RING,CONTROL,FLUID FLOW | 5 | MATL | MATERIAL
19092 | 60979 | RING,CONTROL,FLUID FLOW | 6 | FINISH | FINISH
19099 | 60979 | RING,CONTROL,FLUID FLOW | 13 | MTG_DATA | MOUNTING DATA
19101
19102 | 60980 | RING,LANTERN | 1 | SHORT_NAME | SHORT NAME | RING,LANTERN
19104 | 60980 | RING,LANTERN | 3 | TYPE | TYPE
19105 | 60980 | RING,LANTERN | 4 | INSIDE_DIA | INSIDE DIAMETER
19106 | 60980 | RING,LANTERN | 5 | OUTSIDE_DIA | OUTSIDE DIAMETER
19107 | 60980 | RING,LANTERN | 6 | WIDTH | WIDTH
19108 | 60980 | RING,LANTERN | 7 | THK | THICKNESS
19109 | 60980 | RING,LANTERN | 8 | MATL | MATERIAL
19110 | 60980 | RING,LANTERN | 9 | FINISH | FINISH
19111 | 60980 | RING,LANTERN | 10 | MTG_DATA | MOUNTING DATA
19120
19121 | 60983 | ROCKER ARM,ENGINE POPPET VALVE | 1 | SHORT_NAME | SHORT NAME | ROCKER ARM
19123 | 60983 | ROCKER ARM,ENGINE POPPET VALVE | 3 | TYPE | TYPE
19124 | 60983 | ROCKER ARM,ENGINE POPPET VALVE | 4 | DIMENSION | DIMENSION
19125 | 60983 | ROCKER ARM,ENGINE POPPET VALVE | 5 | MATL | MATERIAL
19126 | 60983 | ROCKER ARM,ENGINE POPPET VALVE | 6 | FINISH | FINISH
19127 | 60983 | ROCKER ARM,ENGINE POPPET VALVE | 7 | MTG_DATA | MOUNTING DATA
19135
19136 | 61016 | SELECTOR,METER RANGE | 1 | SHORT_NAME | SHORT NAME | SELECTOR,METER
19139 | 61016 | SELECTOR,METER RANGE | 4 | TYPE | TYPE
19140 | 61016 | SELECTOR,METER RANGE | 5 | SIZE | SIZE
19141 | 61016 | SELECTOR,METER RANGE | 6 | FUNCT | FUNCTION
19142 | 61016 | SELECTOR,METER RANGE | 7 | MTG_DATA | MOUNTING DATA
19150
19151 | 61026 | SHELL,ELECTRICAL CONNECTOR | 1 | SHORT_NAME | SHORT NAME | SHELL,ELEC
19154 | 61026 | SHELL,ELECTRICAL CONNECTOR | 4 | TYPE | TYPE
19155 | 61026 | SHELL,ELECTRICAL CONNECTOR | 5 | SIZE | SIZE
19156 | 61026 | SHELL,ELECTRICAL CONNECTOR | 6 | MATL | MATERIAL
19157 | 61026 | SHELL,ELECTRICAL CONNECTOR | 7 | COLOR | COLOR
19158 | 61026 | SHELL,ELECTRICAL CONNECTOR | 8 | SHAPE | SHAPE
19159 | 61026 | SHELL,ELECTRICAL CONNECTOR | 9 | CONNECTION_DATA | CONNECTION DATA
19160 | 61026 | SHELL,ELECTRICAL CONNECTOR | 10 | MTG_DATA | MOUNTING DATA
19169
19170 | 61082 | SLEEVE,SHAFT,PUMP | 1 | SHORT_NAME | SHORT NAME | SLEEVE,SHAFT
19171 | 61082 | SLEEVE,SHAFT,PUMP | 2 | SLEEVE_TYPE | SLEEVE TYPE
19172 | 61082 | SLEEVE,SHAFT,PUMP | 3 | SLEEVE_SPECIFIC_USE | SLEEVE SPECIFIC USE
19173 | 61082 | SLEEVE,SHAFT,PUMP | 4 | SLEEVE_SHAPE_STYLE | SLEEVE SHAPE STYLE
19174 | 61082 | SLEEVE,SHAFT,PUMP | 5 | SIZE | SIZE
19175 | 61082 | SLEEVE,SHAFT,PUMP | 6 | INSIDE_DIA | INSIDE DIAMETER
19176 | 61082 | SLEEVE,SHAFT,PUMP | 7 | OUTSIDE_DIA | OUTSIDE DIAMETER
19178 | 61082 | SLEEVE,SHAFT,PUMP | 9 | BORE_DIA | BORE DIAMETER
19179 | 61082 | SLEEVE,SHAFT,PUMP | 10 | SLEEVE_MATL | SLEEVE MATERIAL
19180 | 61082 | SLEEVE,SHAFT,PUMP | 11 | SLEEVE_CONN_TYPE | SLEEVE CONNECTION TYPE
19181 | 61082 | SLEEVE,SHAFT,PUMP | 12 | HARDNESS_RATING | HARDNESS RATING
19182 | 61082 | SLEEVE,SHAFT,PUMP | 13 | SURFACE_TREATMENT | SURFACE TREATMENT
19192
19229 | 61282 | TRANSDUCER,MOTIONAL PICKUP | 1 | SHORT_NAME | SHORT NAME | TRANSDUCER
19231 | 61282 | TRANSDUCER,MOTIONAL PICKUP | 3 | TYPE | TYPE
19232 | 61282 | TRANSDUCER,MOTIONAL PICKUP | 4 | SIZE | SIZE
19233 | 61282 | TRANSDUCER,MOTIONAL PICKUP | 5 | MATL | MATERIAL
19234 | 61282 | TRANSDUCER,MOTIONAL PICKUP | 6 | FUNCT | FUNCTION
19235 | 61282 | TRANSDUCER,MOTIONAL PICKUP | 7 | ACCURACY | ACCURACY
19236 | 61282 | TRANSDUCER,MOTIONAL PICKUP | 8 | INPUT_DATA | INPUT DATA
19237 | 61282 | TRANSDUCER,MOTIONAL PICKUP | 9 | OUTPUT_DATA | OUTPUT DATA
19238 | 61282 | TRANSDUCER,MOTIONAL PICKUP | 10 | TRANSDUCER_DATA | TRANSDUCER DATA
19239 | 61282 | TRANSDUCER,MOTIONAL PICKUP | 11 | TEMPERATURE | TEMPERATURE
19240 | 61282 | TRANSDUCER,MOTIONAL PICKUP | 12 | MEASUREMENT_RANGE | MEASUREMENT RANGE
19241 | 61282 | TRANSDUCER,MOTIONAL PICKUP | 13 | OPER_METHOD | OPERATING METHOD
19242 | 61282 | TRANSDUCER,MOTIONAL PICKUP | 14 | ELECT_DATA | ELECTRICAL RATING
19243 | 61282 | TRANSDUCER,MOTIONAL PICKUP | 15 | ELECT_CONN_DATA | ELECTRICAL CONNECTION DATA
19244 | 61282 | TRANSDUCER,MOTIONAL PICKUP | 16 | MTG_DATA | MOUNTING DATA
19253
19254 | 61291 | TRANSPORT,MAGNETIC TAPE | 1 | SHORT_NAME | SHORT NAME | TRANSPORT,MAG
19257 | 61291 | TRANSPORT,MAGNETIC TAPE | 4 | TAPE_DRIVE_DESIGN_TYPE | TAPE DRIVE DESIGN TYPE
19258 | 61291 | TRANSPORT,MAGNETIC TAPE | 5 | TAPE_DRIVE_SIZE | TAPE DRIVE SIZE
19259 | 61291 | TRANSPORT,MAGNETIC TAPE | 6 | MATL | MATERIAL
19260 | 61291 | TRANSPORT,MAGNETIC TAPE | 7 | TAPE_DRIVE_CAPACITY | TAPE DRIVE CAPACITY
19261 | 61291 | TRANSPORT,MAGNETIC TAPE | 8 | TAPE_DRIVE_CYLINDER | TAPE DRIVE CYLINDER
19262 | 61291 | TRANSPORT,MAGNETIC TAPE | 9 | TAPE_DRIVE_FORM_FACTOR | TAPE DRIVE FORM FACTOR
19263 | 61291 | TRANSPORT,MAGNETIC TAPE | 10 | TAPE_DRIVE_HEAD_DATA | TAPE DRIVE HEAD DATA
19264 | 61291 | TRANSPORT,MAGNETIC TAPE | 11 | TAPE_DRIVE_MEDIA_FORMAT | TAPE DRIVE MEDIA FORMAT
19265 | 61291 | TRANSPORT,MAGNETIC TAPE | 12 | TAPE_DRIVE_INTERFACE | TAPE DRIVE INTERFACE
19266 | 61291 | TRANSPORT,MAGNETIC TAPE | 13 | MTG_DATA | MOUNTING DATA
19275
19276 | 61364 | ADAPTER,ELECTRICAL PLUG,QUICK DISCONNECT | 1 | SHORT_NAME | SHORT NAME | ADAPTER,ELEC
19278 | 61364 | ADAPTER,ELECTRICAL PLUG,QUICK DISCONNECT | 3 | TYPE | TYPE
19279 | 61364 | ADAPTER,ELECTRICAL PLUG,QUICK DISCONNECT | 4 | MATL | MATERIAL
19280 | 61364 | ADAPTER,ELECTRICAL PLUG,QUICK DISCONNECT | 5 | COLOR | COLOR
19281 | 61364 | ADAPTER,ELECTRICAL PLUG,QUICK DISCONNECT | 6 | CONNECTION_DATA | CONNECTION DATA
19282 | 61364 | ADAPTER,ELECTRICAL PLUG,QUICK DISCONNECT | 7 | ELECT_DATA | ELECTRICAL RATING
19283 | 61364 | ADAPTER,ELECTRICAL PLUG,QUICK DISCONNECT | 8 | FINISH | FINISH
19290
19313 | 61414 | BELLOWS,PRESSURE | 1 | SHORT_NAME | SHORT NAME | BELLOWS,PRES
19316 | 61414 | BELLOWS,PRESSURE | 4 | TYPE | TYPE
19317 | 61414 | BELLOWS,PRESSURE | 5 | SIZE | SIZE
19318 | 61414 | BELLOWS,PRESSURE | 6 | INSIDE_DIA | INSIDE DIAMETER
19319 | 61414 | BELLOWS,PRESSURE | 7 | OUTSIDE_DIA | OUTSIDE DIAMETER
19321 | 61414 | BELLOWS,PRESSURE | 9 | MATL | MATERIAL
19322 | 61414 | BELLOWS,PRESSURE | 10 | PRESS_RANGE | PRESSURE RANGE
19323 | 61414 | BELLOWS,PRESSURE | 11 | INPUT_DATA | INPUT DATA
19324 | 61414 | BELLOWS,PRESSURE | 12 | OUTPUT_DATA | OUTPUT DATA
19325 | 61414 | BELLOWS,PRESSURE | 13 | VALVE_TYPE | VALVE TYPE
19326 | 61414 | BELLOWS,PRESSURE | 14 | VALVE_SIZE | VALVE SIZE
19327 | 61414 | BELLOWS,PRESSURE | 15 | CONNECTION_DATA | CONNECTION DATA
19328 | 61414 | BELLOWS,PRESSURE | 16 | FUNCT | FUNCTION
19329 | 61414 | BELLOWS,PRESSURE | 17 | MTG_DATA | MOUNTING DATA
19338
19353 | 61447 | LEVER,MANUAL CONTROL | 1 | SHORT_NAME | SHORT NAME | LEVER,MAN
19356 | 61447 | LEVER,MANUAL CONTROL | 4 | SHAPE | SHAPE
19357 | 61447 | LEVER,MANUAL CONTROL | 5 | TYPE | TYPE
19358 | 61447 | LEVER,MANUAL CONTROL | 6 | SIZE | SIZE
19360 | 61447 | LEVER,MANUAL CONTROL | 8 | DIA | DIAMETER
19361 | 61447 | LEVER,MANUAL CONTROL | 9 | MATL | MATERIAL
19362 | 61447 | LEVER,MANUAL CONTROL | 10 | HOLE_DATA | HOLE DATA
19363 | 61447 | LEVER,MANUAL CONTROL | 11 | HANDLE_DATA | HANDLE DATA
19364 | 61447 | LEVER,MANUAL CONTROL | 12 | CONNECTION_DATA | CONNECTION DATA
19365 | 61447 | LEVER,MANUAL CONTROL | 13 | FINISH | FINISH
19366 | 61447 | LEVER,MANUAL CONTROL | 14 | MTG_DATA | MOUNTING DATA
19375
19376 | 61511 | RATCHET WHEEL | 1 | SHORT_NAME | SHORT NAME | WHEEL,RATCHET
19378 | 61511 | RATCHET WHEEL | 3 | TYPE | TYPE
19379 | 61511 | RATCHET WHEEL | 4 | INSIDE_DIA | INSIDE DIAMETER
19380 | 61511 | RATCHET WHEEL | 5 | OUTSIDE_DIA | OUTSIDE DIAMETER
19381 | 61511 | RATCHET WHEEL | 6 | SIZE | SIZE
19382 | 61511 | RATCHET WHEEL | 7 | MATL | MATERIAL
19383 | 61511 | RATCHET WHEEL | 8 | TOOTH_PITCH | TOOTH PITCH
19392
19393 | 61616 | CYLINDER HEAD,COMPRESSOR | 1 | SHORT_NAME | SHORT NAME | CYLINDER,HD
19396 | 61616 | CYLINDER HEAD,COMPRESSOR | 4 | SIZE | SIZE
19397 | 61616 | CYLINDER HEAD,COMPRESSOR | 5 | MATL | MATERIAL
19398 | 61616 | CYLINDER HEAD,COMPRESSOR | 6 | PRESSURE | PRESSURE
19399 | 61616 | CYLINDER HEAD,COMPRESSOR | 7 | COMPRESSOR_TYPE | COMPRESSOR TYPE
19400 | 61616 | CYLINDER HEAD,COMPRESSOR | 8 | COMPR_CAPACITY | COMPR CAPACITY
19401 | 61616 | CYLINDER HEAD,COMPRESSOR | 9 | NO_CYL | NUMBER OF CYLINDERS
19402 | 61616 | CYLINDER HEAD,COMPRESSOR | 10 | HEAD_DATA | HEAD DATA
19403 | 61616 | CYLINDER HEAD,COMPRESSOR | 11 | CONNECTION_DATA | CONNECTION DATA
19404 | 61616 | CYLINDER HEAD,COMPRESSOR | 12 | MTG_DATA | MOUNTING DATA
19413
19414 | 61626 | INSULATION SLEEVING,ELECTRICAL,SPECIAL PURPOSE | 1 | SHORT_NAME | SHORT NAME | SLEEVING,INSU
19417 | 61626 | INSULATION SLEEVING,ELECTRICAL,SPECIAL PURPOSE | 4 | TYPE | TYPE
19418 | 61626 | INSULATION SLEEVING,ELECTRICAL,SPECIAL PURPOSE | 5 | LG | LENGTH
19419 | 61626 | INSULATION SLEEVING,ELECTRICAL,SPECIAL PURPOSE | 6 | BODY_DATA | BODY DATA
19420 | 61626 | INSULATION SLEEVING,ELECTRICAL,SPECIAL PURPOSE | 7 | VOLTAGE | VOLTAGE RATING
19421 | 61626 | INSULATION SLEEVING,ELECTRICAL,SPECIAL PURPOSE | 8 | TEMPERATURE | TEMPERATURE
19422 | 61626 | INSULATION SLEEVING,ELECTRICAL,SPECIAL PURPOSE | 9 | WALL_THK | WALL THICKNESS
19423 | 61626 | INSULATION SLEEVING,ELECTRICAL,SPECIAL PURPOSE | 10 | INSULATION_COLOR | INSULATION COLOR
19424 | 61626 | INSULATION SLEEVING,ELECTRICAL,SPECIAL PURPOSE | 11 | INSULATION_MATL | INSULATION MATERIAL
19425 | 61626 | INSULATION SLEEVING,ELECTRICAL,SPECIAL PURPOSE | 12 | EXPANDED_ID | EXPANDED ID
19426 | 61626 | INSULATION SLEEVING,ELECTRICAL,SPECIAL PURPOSE | 13 | RECOVERED_ID | RECOVERED ID
19427 | 61626 | INSULATION SLEEVING,ELECTRICAL,SPECIAL PURPOSE | 14 | BRANCH_DATA | BRANCH DATA
19428 | 61626 | INSULATION SLEEVING,ELECTRICAL,SPECIAL PURPOSE | 15 | MATL | MATERIAL
19430 | 61626 | INSULATION SLEEVING,ELECTRICAL,SPECIAL PURPOSE | 17 | ENVIRON_PROT | ENVIRON PROTECTION
19437
19438 | 61638 | CIRCUIT CARD ASSEMBLY | 1 | SHORT_NAME | SHORT NAME | CARD ASSY,CIRCUIT
19439 | 61638 | CIRCUIT CARD ASSEMBLY | 2 | CIRCUIT_CARD_TYPE | CIRCUIT CARD TYPE
19440 | 61638 | CIRCUIT CARD ASSEMBLY | 3 | CIRCUIT_CARD_SPECIFIC_USE | CIRCUIT CARD SPECIFIC USE
19441 | 61638 | CIRCUIT CARD ASSEMBLY | 4 | SIZE | SIZE
19444 | 61638 | CIRCUIT CARD ASSEMBLY | 7 | CIRCUIT_CARD_MATL | CIRCUIT CARD MATERIAL
19445 | 61638 | CIRCUIT CARD ASSEMBLY | 8 | VOLT_RTG | VOLTAGE RATING
19446 | 61638 | CIRCUIT CARD ASSEMBLY | 9 | CURRENT_RTG | CURRENT RATING
19447 | 61638 | CIRCUIT CARD ASSEMBLY | 10 | POWER_RTG | POWER RATING
19448 | 61638 | CIRCUIT CARD ASSEMBLY | 11 | CIRCUIT_CARD_FUNCT_1 | CIRCUIT CARD FUNCT 1
19449 | 61638 | CIRCUIT CARD ASSEMBLY | 12 | CIRCUIT_CARD_FUNCT_2 | CIRCUIT CARD FUNCT 2
19450 | 61638 | CIRCUIT CARD ASSEMBLY | 13 | HUMIDITY | HUMIDITY
19451 | 61638 | CIRCUIT CARD ASSEMBLY | 14 | MINI_OPER_TEMP | MINI OPERATING TEMPERATURE
19452 | 61638 | CIRCUIT CARD ASSEMBLY | 15 | MAX_OPER_TEMP | MAX OPERATING TEMPERATURE
19453 | 61638 | CIRCUIT CARD ASSEMBLY | 16 | NO_BITS | NUMBER OF BITS
19454 | 61638 | CIRCUIT CARD ASSEMBLY | 17 | NO_CHANNELS | NUMBER OF CHANNELS
19455 | 61638 | CIRCUIT CARD ASSEMBLY | 18 | NO_FINS | NUMBER OF FINS
19456 | 61638 | CIRCUIT CARD ASSEMBLY | 19 | BOARD_SET_APPL | BOARD SET APPLICATION
19457 | 61638 | CIRCUIT CARD ASSEMBLY | 20 | INPUT_DATA | INPUT DATA
19458 | 61638 | CIRCUIT CARD ASSEMBLY | 21 | OUTPUT_DATA | OUTPUT DATA
19459 | 61638 | CIRCUIT CARD ASSEMBLY | 22 | OUTPUT_METHOD | OUTPUT METHOD
19460 | 61638 | CIRCUIT CARD ASSEMBLY | 23 | POWER_REQUIREMENT | POWER REQUIREMENT
19461 | 61638 | CIRCUIT CARD ASSEMBLY | 24 | DATA_TRANSFER_RATE | DATA TRANSFER RATE
19462 | 61638 | CIRCUIT CARD ASSEMBLY | 25 | NO_LAYERS | NUMBER OF LAYERS
19463 | 61638 | CIRCUIT CARD ASSEMBLY | 26 | RESOLUTION | RESOLUTION
19464 | 61638 | CIRCUIT CARD ASSEMBLY | 27 | PRINTED_COMPONENTS | PRINTED COMPONENTS
19465 | 61638 | CIRCUIT CARD ASSEMBLY | 28 | TERMINAL_TYPE | TERMINAL TYPE
19467 | 61638 | CIRCUIT CARD ASSEMBLY | 30 | CONTENT | CONTENT
19468 | 61638 | CIRCUIT CARD ASSEMBLY | 31 | CONTENT_2 | CONTENT 2
19469 | 61638 | CIRCUIT CARD ASSEMBLY | 32 | CONTENT_3 | CONTENT 3
19470 | 61638 | CIRCUIT CARD ASSEMBLY | 33 | CONTENT_4 | CONTENT 4
19471 | 61638 | CIRCUIT CARD ASSEMBLY | 34 | CONTENT_5 | CONTENT 5
19472 | 61638 | CIRCUIT CARD ASSEMBLY | 35 | CONTENT_6 | CONTENT 6
19473 | 61638 | CIRCUIT CARD ASSEMBLY | 36 | MTG_METHOD | MOUNTING METHOD
19478
19479 | 61736 | STRAP,TIE DOWN,ELECTRICAL COMPONENTS | 1 | SHORT_NAME | SHORT NAME | STRAP,TIEDOWN
19481 | 61736 | STRAP,TIE DOWN,ELECTRICAL COMPONENTS | 3 | TYPE | TYPE
19482 | 61736 | STRAP,TIE DOWN,ELECTRICAL COMPONENTS | 4 | SIZE | SIZE
19484 | 61736 | STRAP,TIE DOWN,ELECTRICAL COMPONENTS | 6 | MATL | MATERIAL
19486 | 61736 | STRAP,TIE DOWN,ELECTRICAL COMPONENTS | 8 | COLOR | COLOR
19487 | 61736 | STRAP,TIE DOWN,ELECTRICAL COMPONENTS | 9 | TENSILE_STRENGTH | TENSILE STRENGTH
19488 | 61736 | STRAP,TIE DOWN,ELECTRICAL COMPONENTS | 10 | BURST_STRENGTH | BURST STRENGTH
19489 | 61736 | STRAP,TIE DOWN,ELECTRICAL COMPONENTS | 11 | BREAKING_STRAIN | BREAKING STRAIN
19497
19512 | 61748 | SERVOVALVE,HYDRAULIC | 1 | SHORT_NAME | SHORT NAME | SERVOVALVE,HYD
19514 | 61748 | SERVOVALVE,HYDRAULIC | 3 | TYPE | TYPE
19515 | 61748 | SERVOVALVE,HYDRAULIC | 4 | SIZE | SIZE
19516 | 61748 | SERVOVALVE,HYDRAULIC | 5 | PRESSURE | PRESSURE
19517 | 61748 | SERVOVALVE,HYDRAULIC | 6 | TEMPERATURE | TEMPERATURE
19518 | 61748 | SERVOVALVE,HYDRAULIC | 7 | VALVE_DATA | VALVE DATA
19519 | 61748 | SERVOVALVE,HYDRAULIC | 8 | CONNECTION_DATA | CONNECTION DATA
19520 | 61748 | SERVOVALVE,HYDRAULIC | 9 | FLANGE_TABLE | FLANGE TABLE
19521 | 61748 | SERVOVALVE,HYDRAULIC | 10 | MEDIA_DESIGNED | MEDIA DESIGNED
19522 | 61748 | SERVOVALVE,HYDRAULIC | 11 | OPER_METHOD | OPERATING METHOD
19531
19532 | 61764 | GEAR ROTOR SET,ROTARY PUMP | 1 | SHORT_NAME | SHORT NAME | GEAR ROTOR SET,PUMP
19534 | 61764 | GEAR ROTOR SET,ROTARY PUMP | 3 | DIA | DIAMETER
19535 | 61764 | GEAR ROTOR SET,ROTARY PUMP | 4 | OUTER_GEAR_NO_TEETH | OUTER GEAR NUMBER OF TEETHS
19536 | 61764 | GEAR ROTOR SET,ROTARY PUMP | 5 | INNER_GEAR_NO_TEETH | INNER GEAR NO TEETH
19537 | 61764 | GEAR ROTOR SET,ROTARY PUMP | 6 | GEAR_MATL | GEAR MATERIAL
19538 | 61764 | GEAR ROTOR SET,ROTARY PUMP | 7 | MTG_DATA | MOUNTING DATA
19546
19547 | 61783 | PLUG,ROTARY,VALVE | 1 | SHORT_NAME | SHORT NAME | PLUG,RTRY
19548 | 61783 | PLUG,ROTARY,VALVE | 2 | PLUG_TYPE | PLUG TYPE
19549 | 61783 | PLUG,ROTARY,VALVE | 3 | PLUG_SPECIFIC_USE | PLUG SPECIFIC USE
19550 | 61783 | PLUG,ROTARY,VALVE | 4 | PLUG_SHAPE_STYLE | PLUG SHAPE STYLE
19551 | 61783 | PLUG,ROTARY,VALVE | 5 | DIA | DIAMETER
19552 | 61783 | PLUG,ROTARY,VALVE | 6 | LG | LENGTH
19553 | 61783 | PLUG,ROTARY,VALVE | 7 | PLUG_MATL | PLUG MATERIAL
19554 | 61783 | PLUG,ROTARY,VALVE | 8 | MAX_OPER_PRESS | MAX OPERATING PRESSURE
19556 | 61783 | PLUG,ROTARY,VALVE | 10 | MAX_OPER_TEMP | MAX OPERATING TEMPERATURE
19558 | 61783 | PLUG,ROTARY,VALVE | 12 | DRIVE_END_STYLE | DRIVE END STYLE
19559 | 61783 | PLUG,ROTARY,VALVE | 13 | THREAD_SERIES | THREAD SERIES
19561 | 61783 | PLUG,ROTARY,VALVE | 15 | THREAD_PITCH | THREAD PITCH
19562 | 61783 | PLUG,ROTARY,VALVE | 16 | PLUG_CONN_STYLE | PLUG CONNECTION STYLE
19563 | 61783 | PLUG,ROTARY,VALVE | 17 | VALVE_TYPE | VALVE TYPE
19564 | 61783 | PLUG,ROTARY,VALVE | 18 | SHAFT_DIA | SHAFT DIA
19565 | 61783 | PLUG,ROTARY,VALVE | 19 | STEM_DIA | STEM DIAMETER
19566 | 61783 | PLUG,ROTARY,VALVE | 20 | NO_PORTS | NUMBER OF PORTS
19568 | 61783 | PLUG,ROTARY,VALVE | 22 | MAX_DESIGN_PRESS | MAX DESIGN PRESSURE
19570 | 61783 | PLUG,ROTARY,VALVE | 24 | OPERATING_MEDIUM | OPERATING MEDIUM
19571 | 61783 | PLUG,ROTARY,VALVE | 25 | SURFACE_TREATMENT | SURFACE TREATMENT
19582
19583 | 61784 | MANIFOLD,HYDRAULIC SYSTEM ACCESSORIES | 1 | SHORT_NAME | SHORT NAME | MANIFOLD,HYD
19586 | 61784 | MANIFOLD,HYDRAULIC SYSTEM ACCESSORIES | 4 | TYPE | TYPE
19587 | 61784 | MANIFOLD,HYDRAULIC SYSTEM ACCESSORIES | 5 | DIMENSION | DIMENSION
19588 | 61784 | MANIFOLD,HYDRAULIC SYSTEM ACCESSORIES | 6 | MATL | MATERIAL
19589 | 61784 | MANIFOLD,HYDRAULIC SYSTEM ACCESSORIES | 7 | INLET_DATA | INLET DATA
19590 | 61784 | MANIFOLD,HYDRAULIC SYSTEM ACCESSORIES | 8 | OUTLET_DATA | OUTLET DATA
19591 | 61784 | MANIFOLD,HYDRAULIC SYSTEM ACCESSORIES | 9 | MTG_DATA | MOUNTING DATA
19592 | 61784 | MANIFOLD,HYDRAULIC SYSTEM ACCESSORIES | 10 | CONNECTION_DATA | CONNECTION DATA
19593 | 61784 | MANIFOLD,HYDRAULIC SYSTEM ACCESSORIES | 11 | FINISH | FINISH
19602
19638 | 61856 | FILTERING DISK,FLUID | 1 | SHORT_NAME | SHORT NAME | DISK,FILTERING
19640 | 61856 | FILTERING DISK,FLUID | 3 | DISK_MATL | DISK MATERIAL
19641 | 61856 | FILTERING DISK,FLUID | 4 | LG | LENGTH
19642 | 61856 | FILTERING DISK,FLUID | 5 | DIA | DIAMETER
19643 | 61856 | FILTERING DISK,FLUID | 6 | THK | THICKNESS
19644 | 61856 | FILTERING DISK,FLUID | 7 | PRESSURE | PRESSURE
19645 | 61856 | FILTERING DISK,FLUID | 8 | MICRON_RTG | MICRON RATING
19646 | 61856 | FILTERING DISK,FLUID | 9 | FILTER_DATA | FILTER DATA
19647 | 61856 | FILTERING DISK,FLUID | 10 | CONNECTION_DATA | CONNECTION DATA
19655
19671 | 61929 | VALVE,LINEAR,DIRECTIONAL CONTROL | 1 | SHORT_NAME | SHORT NAME | VALVE,LINEAR
19672 | 61929 | VALVE,LINEAR,DIRECTIONAL CONTROL | 2 | LINEAR_VALVE_TYPE | LINEAR VALVE TYPE
19673 | 61929 | VALVE,LINEAR,DIRECTIONAL CONTROL | 3 | VALVE_SHAPE_STYLE | VALVE SHAPE STYLE
19674 | 61929 | VALVE,LINEAR,DIRECTIONAL CONTROL | 4 | VALVE_SIZE | VALVE SIZE
19675 | 61929 | VALVE,LINEAR,DIRECTIONAL CONTROL | 5 | VALVE_MATL | VALVE MATERIAL
19676 | 61929 | VALVE,LINEAR,DIRECTIONAL CONTROL | 6 | MAX_OPER_PRESS | MAX OPERATING PRESSURE
19677 | 61929 | VALVE,LINEAR,DIRECTIONAL CONTROL | 7 | MIN_OPER_PRESS | MIN OPERATING PRESSURE
19678 | 61929 | VALVE,LINEAR,DIRECTIONAL CONTROL | 8 | MAX_OPER_TEMP | MAX OPERATING TEMPERATURE
19679 | 61929 | VALVE,LINEAR,DIRECTIONAL CONTROL | 9 | MINI_OPER_TEMP | MINI OPERATING TEMPERATURE
19680 | 61929 | VALVE,LINEAR,DIRECTIONAL CONTROL | 10 | SLIDE_MATL | SLIDE MATERIAL
19681 | 61929 | VALVE,LINEAR,DIRECTIONAL CONTROL | 11 | NO_POSITIONS | NUMBER OF POSITIONS
19682 | 61929 | VALVE,LINEAR,DIRECTIONAL CONTROL | 12 | NO_WAYS | NUMBER OF WAYS
19684 | 61929 | VALVE,LINEAR,DIRECTIONAL CONTROL | 14 | VALVE_CONN_TYPE | VALVE CONNECTION TYPE
19685 | 61929 | VALVE,LINEAR,DIRECTIONAL CONTROL | 15 | VALVE_CONN_STYLE | VALVE CONNECTION STYLE
19688 | 61929 | VALVE,LINEAR,DIRECTIONAL CONTROL | 18 | OPERATING_MEDIUM | OPERATING MEDIUM
19689 | 61929 | VALVE,LINEAR,DIRECTIONAL CONTROL | 19 | FLOW_RATE | FLOW RATE
19691 | 61929 | VALVE,LINEAR,DIRECTIONAL CONTROL | 21 | FLOW_CTRL_DEVICE | FLOW CTRL DEVICE
19692 | 61929 | VALVE,LINEAR,DIRECTIONAL CONTROL | 22 | VOLT_RTG | VOLTAGE RATING
19696 | 61929 | VALVE,LINEAR,DIRECTIONAL CONTROL | 26 | VALVE_OPER_METHOD | VALVE OPERATING METHOD
19707
19724 | 61955 | METER,SPECIAL SCALE | 1 | SHORT_NAME | SHORT NAME | METER,SCALE
19726 | 61955 | METER,SPECIAL SCALE | 3 | TYPE | TYPE
19727 | 61955 | METER,SPECIAL SCALE | 4 | DIMENSION | DIMENSION
19728 | 61955 | METER,SPECIAL SCALE | 5 | VOLTAGE | VOLTAGE RATING
19730 | 61955 | METER,SPECIAL SCALE | 7 | MEASUREMENT_RANGE | MEASUREMENT RANGE
19731 | 61955 | METER,SPECIAL SCALE | 8 | ACCURACY | ACCURACY
19732 | 61955 | METER,SPECIAL SCALE | 9 | ELECT_DATA | ELECTRICAL RATING
19733 | 61955 | METER,SPECIAL SCALE | 10 | INPUT_DATA | INPUT DATA
19734 | 61955 | METER,SPECIAL SCALE | 11 | SCALE_DATA | SCALE DATA
19735 | 61955 | METER,SPECIAL SCALE | 12 | MOVEMENT_DATA | MOVEMENT DATA
19736 | 61955 | METER,SPECIAL SCALE | 13 | SENSITIVITY | SENSITIVITY
19737 | 61955 | METER,SPECIAL SCALE | 14 | NO_DIGITS | NUMBER OF DIGITS
19738 | 61955 | METER,SPECIAL SCALE | 15 | FULL_SCALE_DEFLECTION | FULL SCALE DEFLECTION
19739 | 61955 | METER,SPECIAL SCALE | 16 | DISPLAY_TYPE | DISPLAY TYPE
19740 | 61955 | METER,SPECIAL SCALE | 17 | INDICATOR_TYPE | INDICATOR TYPE
19741 | 61955 | METER,SPECIAL SCALE | 18 | MTG_DATA | MOUNTING DATA
19750
19751 | 62009 | MOTOR-PUMP,HYDRAULIC | 1 | SHORT_NAME | SHORT NAME | MOTOR-PUMP,HYD
19753 | 62009 | MOTOR-PUMP,HYDRAULIC | 3 | TYPE | TYPE
19754 | 62009 | MOTOR-PUMP,HYDRAULIC | 4 | CAPACITY | CAPACITY
19755 | 62009 | MOTOR-PUMP,HYDRAULIC | 5 | CHARACTERISTICS | CHARACTERISTICS
19756 | 62009 | MOTOR-PUMP,HYDRAULIC | 6 | PUMP_DATA | PUMP DATA
19757 | 62009 | MOTOR-PUMP,HYDRAULIC | 7 | MOTOR_DATA | MOTOR DATA
19758 | 62009 | MOTOR-PUMP,HYDRAULIC | 8 | CONNECTION_DATA | CONNECTION DATA
19759 | 62009 | MOTOR-PUMP,HYDRAULIC | 9 | MTG_DATA | MOUNTING DATA
19767
19768 | 62108 | RECTIFIER,SEMICONDUCTOR DEVICE,UNITIZED | 1 | SHORT_NAME | SHORT NAME | RECTIFIER,ASSY
19770 | 62108 | RECTIFIER,SEMICONDUCTOR DEVICE,UNITIZED | 3 | SHAPE | SHAPE
19772 | 62108 | RECTIFIER,SEMICONDUCTOR DEVICE,UNITIZED | 5 | TYPE | TYPE
19773 | 62108 | RECTIFIER,SEMICONDUCTOR DEVICE,UNITIZED | 6 | SIZE | SIZE
19774 | 62108 | RECTIFIER,SEMICONDUCTOR DEVICE,UNITIZED | 7 | MATL | MATERIAL
19775 | 62108 | RECTIFIER,SEMICONDUCTOR DEVICE,UNITIZED | 8 | VOLTAGE | VOLTAGE RATING
19776 | 62108 | RECTIFIER,SEMICONDUCTOR DEVICE,UNITIZED | 9 | OUTPUT_VOLT | OUTPUT VOLTAGE
19777 | 62108 | RECTIFIER,SEMICONDUCTOR DEVICE,UNITIZED | 10 | CURRENT | CURRENT
19778 | 62108 | RECTIFIER,SEMICONDUCTOR DEVICE,UNITIZED | 11 | FREQUENCY | FREQUENCY
19779 | 62108 | RECTIFIER,SEMICONDUCTOR DEVICE,UNITIZED | 12 | OUTPUT_FREQ | OUTPUT FREQ
19780 | 62108 | RECTIFIER,SEMICONDUCTOR DEVICE,UNITIZED | 13 | NO_PHASES | NUMBER OF PHASES
19781 | 62108 | RECTIFIER,SEMICONDUCTOR DEVICE,UNITIZED | 14 | CAPACITY | CAPACITY
19782 | 62108 | RECTIFIER,SEMICONDUCTOR DEVICE,UNITIZED | 15 | INPUT_DATA | INPUT DATA
19783 | 62108 | RECTIFIER,SEMICONDUCTOR DEVICE,UNITIZED | 16 | OUTPUT_DATA | OUTPUT DATA
19784 | 62108 | RECTIFIER,SEMICONDUCTOR DEVICE,UNITIZED | 17 | ELECT_CONN_DATA | ELECTRICAL CONNECTION DATA
19785 | 62108 | RECTIFIER,SEMICONDUCTOR DEVICE,UNITIZED | 18 | CONNECTION_DATA | CONNECTION DATA
19786 | 62108 | RECTIFIER,SEMICONDUCTOR DEVICE,UNITIZED | 19 | TERMINAL_DATA | TERMINAL DATA
19787 | 62108 | RECTIFIER,SEMICONDUCTOR DEVICE,UNITIZED | 20 | MTG_DATA | MOUNTING DATA
19796
19834 | 62144 | COMPUTER,DIGITAL | 1 | SHORT_NAME | SHORT NAME | COMPUTER
19837 | 62144 | COMPUTER,DIGITAL | 4 | SHAPE | SHAPE
19838 | 62144 | COMPUTER,DIGITAL | 5 | TYPE | TYPE
19839 | 62144 | COMPUTER,DIGITAL | 6 | MONITOR_TYPE | MONITOR TYPE
19840 | 62144 | COMPUTER,DIGITAL | 7 | DIMENSION | DIMENSION
19841 | 62144 | COMPUTER,DIGITAL | 8 | ELECT_DATA | ELECTRICAL RATING
19842 | 62144 | COMPUTER,DIGITAL | 9 | BATTERY_DATA | BATTERY DATA
19843 | 62144 | COMPUTER,DIGITAL | 10 | PROC_SPEED | PROC SPEED
19844 | 62144 | COMPUTER,DIGITAL | 11 | MEM_CAP | MEM CAP
19845 | 62144 | COMPUTER,DIGITAL | 12 | HARD_DISK_CAPACITY | HARD DISK CAPACITY
19846 | 62144 | COMPUTER,DIGITAL | 13 | CACHE_CAPACITY | CACHE CAPACITY
19847 | 62144 | COMPUTER,DIGITAL | 14 | FUNCT | FUNCTION
19848 | 62144 | COMPUTER,DIGITAL | 15 | INDICATOR_TYPE | INDICATOR TYPE
19849 | 62144 | COMPUTER,DIGITAL | 16 | INDICATOR_FUNCT | INDICATOR FUNCTION
19850 | 62144 | COMPUTER,DIGITAL | 17 | CONTENT | CONTENT
19851 | 62144 | COMPUTER,DIGITAL | 18 | CONTENT_2 | CONTENT 2
19852 | 62144 | COMPUTER,DIGITAL | 19 | CONTENT_3 | CONTENT 3
19853 | 62144 | COMPUTER,DIGITAL | 20 | CONTENT_4 | CONTENT 4
19854 | 62144 | COMPUTER,DIGITAL | 21 | CONTENT_5 | CONTENT 5
19855 | 62144 | COMPUTER,DIGITAL | 22 | CONTENT_6 | CONTENT 6
19856 | 62144 | COMPUTER,DIGITAL | 23 | CONTENT_7 | CONTENT 7
19857 | 62144 | COMPUTER,DIGITAL | 24 | CONTENT_8 | CONTENT 8
19858 | 62144 | COMPUTER,DIGITAL | 25 | CONTENT_9 | CONTENT 9
19859 | 62144 | COMPUTER,DIGITAL | 26 | CONTENT_10 | CONTENT 10
19860 | 62144 | COMPUTER,DIGITAL | 27 | INPUT_DATA | INPUT DATA
19862 | 62144 | COMPUTER,DIGITAL | 29 | CPU_DATA | CPU DATA
19863 | 62144 | COMPUTER,DIGITAL | 30 | CONNECTION_DATA | CONNECTION DATA
19864 | 62144 | COMPUTER,DIGITAL | 31 | CONNECTION_DATA_2 | CONNECTION DATA 2
19873
19874 | 62148 | CONSOLE,INPUT-OUTPUT,DIGITAL COMPUTER | 1 | SHORT_NAME | SHORT NAME | CONSOLE,I/O
19877 | 62148 | CONSOLE,INPUT-OUTPUT,DIGITAL COMPUTER | 4 | TYPE | TYPE
19878 | 62148 | CONSOLE,INPUT-OUTPUT,DIGITAL COMPUTER | 5 | DIMENSION | DIMENSION
19879 | 62148 | CONSOLE,INPUT-OUTPUT,DIGITAL COMPUTER | 6 | MATL | MATERIAL
19880 | 62148 | CONSOLE,INPUT-OUTPUT,DIGITAL COMPUTER | 7 | VOLTAGE | VOLTAGE RATING
19881 | 62148 | CONSOLE,INPUT-OUTPUT,DIGITAL COMPUTER | 8 | CURRENT | CURRENT
19882 | 62148 | CONSOLE,INPUT-OUTPUT,DIGITAL COMPUTER | 9 | FUNCT | FUNCTION
19883 | 62148 | CONSOLE,INPUT-OUTPUT,DIGITAL COMPUTER | 10 | FREQUENCY | FREQUENCY
19884 | 62148 | CONSOLE,INPUT-OUTPUT,DIGITAL COMPUTER | 11 | ELECT_DATA | ELECTRICAL RATING
19885 | 62148 | CONSOLE,INPUT-OUTPUT,DIGITAL COMPUTER | 12 | INPUT_DATA | INPUT DATA
19886 | 62148 | CONSOLE,INPUT-OUTPUT,DIGITAL COMPUTER | 13 | COMPUTER_OUTPUT_DATA | COMPUTER OUTPUT DATA
19887 | 62148 | CONSOLE,INPUT-OUTPUT,DIGITAL COMPUTER | 14 | ELECT_CONN_DATA | ELECTRICAL CONNECTION DATA
19888 | 62148 | CONSOLE,INPUT-OUTPUT,DIGITAL COMPUTER | 15 | FINISH | FINISH
19889 | 62148 | CONSOLE,INPUT-OUTPUT,DIGITAL COMPUTER | 16 | MTG_DATA | MOUNTING DATA
19900
19901 | 62209 | GAGE,DIFFERENTIAL,DIAL INDICATING | 1 | SHORT_NAME | SHORT NAME | GAUGE,DP
19903 | 62209 | GAGE,DIFFERENTIAL,DIAL INDICATING | 3 | TYPE | TYPE
19904 | 62209 | GAGE,DIFFERENTIAL,DIAL INDICATING | 4 | CASE_MATL | CASE MATERIAL
19905 | 62209 | GAGE,DIFFERENTIAL,DIAL INDICATING | 5 | PRESSURE | PRESSURE
19906 | 62209 | GAGE,DIFFERENTIAL,DIAL INDICATING | 6 | TEMPERATURE | TEMPERATURE
19907 | 62209 | GAGE,DIFFERENTIAL,DIAL INDICATING | 7 | MEASUREMENT_RANGE | MEASUREMENT RANGE
19908 | 62209 | GAGE,DIFFERENTIAL,DIAL INDICATING | 8 | DIAL_SIZE | DIAL SIZE
19909 | 62209 | GAGE,DIFFERENTIAL,DIAL INDICATING | 9 | ACCURACY | ACCURACY
19910 | 62209 | GAGE,DIFFERENTIAL,DIAL INDICATING | 10 | ELECT_DATA | ELECTRICAL RATING
19911 | 62209 | GAGE,DIFFERENTIAL,DIAL INDICATING | 11 | INPUT_DATA | INPUT DATA
19912 | 62209 | GAGE,DIFFERENTIAL,DIAL INDICATING | 12 | OUTPUT_DATA | OUTPUT DATA
19913 | 62209 | GAGE,DIFFERENTIAL,DIAL INDICATING | 13 | SCALE_DATA | SCALE DATA
19914 | 62209 | GAGE,DIFFERENTIAL,DIAL INDICATING | 14 | BELLOWS_MATL | BELLOWS MATERIAL
19915 | 62209 | GAGE,DIFFERENTIAL,DIAL INDICATING | 15 | CONNECTION_DATA | CONNECTION DATA
19916 | 62209 | GAGE,DIFFERENTIAL,DIAL INDICATING | 16 | MTG_DATA | MOUNTING DATA
19925
19960 | 66471 | MEMORY CARD,PERSONAL COMPUTER | 1 | SHORT_NAME | SHORT NAME | MEMORY CARD,PC
19962 | 66471 | MEMORY CARD,PERSONAL COMPUTER | 3 | TYPE | TYPE
19963 | 66471 | MEMORY CARD,PERSONAL COMPUTER | 4 | CARD_MEMORY | CARD MEMORY
19964 | 66471 | MEMORY CARD,PERSONAL COMPUTER | 5 | CARD_DATA | CARD DATA
19965 | 66471 | MEMORY CARD,PERSONAL COMPUTER | 6 | INPUT_DATA | INPUT DATA
19966 | 66471 | MEMORY CARD,PERSONAL COMPUTER | 7 | OUTPUT_DATA | OUTPUT DATA
19967 | 66471 | MEMORY CARD,PERSONAL COMPUTER | 8 | POWER_REQUIREMENT | POWER REQUIREMENT
19968 | 66471 | MEMORY CARD,PERSONAL COMPUTER | 9 | ELECT_CONN_DATA | ELECTRICAL CONNECTION DATA
19969 | 66471 | MEMORY CARD,PERSONAL COMPUTER | 10 | CARD_DESIGNATION_NO | CARD DESIGNATION NUMBER
19970 | 66471 | MEMORY CARD,PERSONAL COMPUTER | 11 | NO_CHANNELS | NUMBER OF CHANNELS
19971 | 66471 | MEMORY CARD,PERSONAL COMPUTER | 12 | FUNCT | FUNCTION
19972 | 66471 | MEMORY CARD,PERSONAL COMPUTER | 13 | FUNCT_2 | FUNCTION 2
19973 | 66471 | MEMORY CARD,PERSONAL COMPUTER | 14 | MTG_DATA | MOUNTING DATA
19981
20016 | 80021 | SOFTWARE | 1 | SHORT_NAME | SHORT NAME | SOFTWARE
20018 | 80021 | SOFTWARE | 3 | TYPE | TYPE
20019 | 80021 | SOFTWARE | 4 | DIMENSION | DIMENSION
20020 | 80021 | SOFTWARE | 5 | DISK_CAPACITY | DISK CAPACITY
20021 | 80021 | SOFTWARE | 6 | VERSION | VERSION
20022 | 80021 | SOFTWARE | 7 | NO_TRACKS_SURFACE | NUMBER OF TRACKS SURFACE
20023 | 80021 | SOFTWARE | 8 | PROGRAM_TITLE | PROGRAM TITLE
20031
20121 | 155 | PLATE,IDENTIFICATION | 1 | SHORT_NAME | SHORT NAME | PLATE,IDENT
20123 | 155 | PLATE,IDENTIFICATION | 3 | TYPE | TYPE
20124 | 155 | PLATE,IDENTIFICATION | 4 | DIMENSION | DIMENSION
20125 | 155 | PLATE,IDENTIFICATION | 5 | MATL | MATERIAL
20126 | 155 | PLATE,IDENTIFICATION | 6 | COLOR | COLOR
20127 | 155 | PLATE,IDENTIFICATION | 7 | LEGEND_COLOR | LEGEND COLOR
20128 | 155 | PLATE,IDENTIFICATION | 8 | LEGEND | LEGEND
20129 | 155 | PLATE,IDENTIFICATION | 9 | LEGEND_2 | LEGEND 2
20130 | 155 | PLATE,IDENTIFICATION | 10 | LEGEND_3 | LEGEND 3
20131 | 155 | PLATE,IDENTIFICATION | 11 | LEGEND_4 | LEGEND 4
20132 | 155 | PLATE,IDENTIFICATION | 12 | FINISH | FINISH
20133 | 155 | PLATE,IDENTIFICATION | 13 | MTG_DATA | MOUNTING DATA
20140
20141 | 156 | PLATE,INSTRUCTION | 1 | SHORT_NAME | SHORT NAME | PLATE,INSTR
20144 | 156 | PLATE,INSTRUCTION | 4 | TYPE | TYPE
20145 | 156 | PLATE,INSTRUCTION | 5 | DIMENSION | DIMENSION
20146 | 156 | PLATE,INSTRUCTION | 6 | MATL | MATERIAL
20147 | 156 | PLATE,INSTRUCTION | 7 | COLOR | COLOR
20148 | 156 | PLATE,INSTRUCTION | 8 | SHAPE | SHAPE
20149 | 156 | PLATE,INSTRUCTION | 9 | LEGEND | LEGEND
20150 | 156 | PLATE,INSTRUCTION | 10 | LEGEND_2 | LEGEND 2
20151 | 156 | PLATE,INSTRUCTION | 11 | LEGEND_3 | LEGEND 3
20152 | 156 | PLATE,INSTRUCTION | 12 | LEGEND_4 | LEGEND 4
20153 | 156 | PLATE,INSTRUCTION | 13 | FINISH | FINISH
20154 | 156 | PLATE,INSTRUCTION | 14 | MTG_DATA | MOUNTING DATA
20160
20161 | 170 | RECORDING SET,SIGNAL DATA | 1 | SHORT_NAME | SHORT NAME | RECORDER,DATA
20163 | 170 | RECORDING SET,SIGNAL DATA | 3 | TYPE | TYPE
20164 | 170 | RECORDING SET,SIGNAL DATA | 4 | SIZE | SIZE
20165 | 170 | RECORDING SET,SIGNAL DATA | 5 | SIGNAL_TYPE | SIGNAL TYPE
20166 | 170 | RECORDING SET,SIGNAL DATA | 6 | CONTENT | CONTENT
20167 | 170 | RECORDING SET,SIGNAL DATA | 7 | CONTENT_2 | CONTENT 2
20168 | 170 | RECORDING SET,SIGNAL DATA | 8 | CONTENT_3 | CONTENT 3
20169 | 170 | RECORDING SET,SIGNAL DATA | 9 | CONTENT_4 | CONTENT 4
20170 | 170 | RECORDING SET,SIGNAL DATA | 10 | CONTENT_5 | CONTENT 5
20171 | 170 | RECORDING SET,SIGNAL DATA | 11 | CONTENT_6 | CONTENT 6
20172 | 170 | RECORDING SET,SIGNAL DATA | 12 | CONTENT_7 | CONTENT 7
20173 | 170 | RECORDING SET,SIGNAL DATA | 13 | CONTENT_8 | CONTENT 8
20174 | 170 | RECORDING SET,SIGNAL DATA | 14 | CONTENT_9 | CONTENT 9
20180
20198 | 222 | MULTIPLEXER | 1 | SHORT_NAME | SHORT NAME | MULTIPLEXER
20201 | 222 | MULTIPLEXER | 4 | TYPE | TYPE
20202 | 222 | MULTIPLEXER | 5 | SIZE | SIZE
20203 | 222 | MULTIPLEXER | 6 | POWER | POWER
20204 | 222 | MULTIPLEXER | 7 | ELECT_DATA | ELECTRICAL RATING
20205 | 222 | MULTIPLEXER | 8 | NO_LINE | NUMBER OF LINE
20206 | 222 | MULTIPLEXER | 9 | INPUT_PORT | INPUT PORT
20207 | 222 | MULTIPLEXER | 10 | OUTPUT_PORT | OUTPUT PORT
20208 | 222 | MULTIPLEXER | 11 | INPUT_SPEED | INPUT SPEED
20209 | 222 | MULTIPLEXER | 12 | OUTPUT_SPEED | OUTPUT SPEED
20210 | 222 | MULTIPLEXER | 13 | PROTOCOL | PROTOCOL
20211 | 222 | MULTIPLEXER | 14 | CAPACITY | CAPACITY
20216
20228 | 304 | INTERCOMMUNICATION SET | 1 | SHORT_NAME | SHORT NAME | SET,INTERCOMMUNICATION
20230 | 304 | INTERCOMMUNICATION SET | 3 | TYPE | TYPE
20231 | 304 | INTERCOMMUNICATION SET | 4 | FUNCT | FUNCTION
20232 | 304 | INTERCOMMUNICATION SET | 5 | ELECT_DATA | ELECTRICAL RATING
20233 | 304 | INTERCOMMUNICATION SET | 6 | SET_DATA | SET DATA
20234 | 304 | INTERCOMMUNICATION SET | 7 | CONTENT | CONTENT
20235 | 304 | INTERCOMMUNICATION SET | 8 | CONTENT_2 | CONTENT 2
20236 | 304 | INTERCOMMUNICATION SET | 9 | CONTENT_3 | CONTENT 3
20237 | 304 | INTERCOMMUNICATION SET | 10 | CONTENT_4 | CONTENT 4
20238 | 304 | INTERCOMMUNICATION SET | 11 | CONTENT_5 | CONTENT 5
20239 | 304 | INTERCOMMUNICATION SET | 12 | CONTENT_6 | CONTENT 6
20240 | 304 | INTERCOMMUNICATION SET | 13 | CONTENT_7 | CONTENT 7
20241 | 304 | INTERCOMMUNICATION SET | 14 | CONTENT_8 | CONTENT 8
20242 | 304 | INTERCOMMUNICATION SET | 15 | CONTENT_9 | CONTENT 9
20247
20248 | 306 | TELEPHONE | 1 | SHORT_NAME | SHORT NAME | TELEPHONE
20250 | 306 | TELEPHONE | 3 | TYPE | TYPE
20251 | 306 | TELEPHONE | 4 | MATL | MATERIAL
20252 | 306 | TELEPHONE | 5 | ELECT_DATA | ELECTRICAL RATING
20253 | 306 | TELEPHONE | 6 | KEYBOARD_DATA | KEYBOARD DATA
20254 | 306 | TELEPHONE | 7 | DISPLAY_DATA | DISPLAY DATA
20255 | 306 | TELEPHONE | 8 | FUNCT | FUNCTION
20256 | 306 | TELEPHONE | 9 | COLOR | COLOR
20257 | 306 | TELEPHONE | 10 | MEM_CAP | MEM CAP
20258 | 306 | TELEPHONE | 11 | CONNECTION_DATA | CONNECTION DATA
20263 | 306 | TELEPHONE | 16 | ENVIRON_PROT | ENVIRON PROTECTION
20267
20284 | 328 | SOUNDER,TELEGRAPH | 1 | SHORT_NAME | SHORT NAME | SOUNDER,TELEGRAPH
20286 | 328 | SOUNDER,TELEGRAPH | 3 | TYPE | TYPE
20287 | 328 | SOUNDER,TELEGRAPH | 4 | SIZE | SIZE
20288 | 328 | SOUNDER,TELEGRAPH | 5 | POWER | POWER
20289 | 328 | SOUNDER,TELEGRAPH | 6 | ELECT_DATA | ELECTRICAL RATING
20290 | 328 | SOUNDER,TELEGRAPH | 7 | OUTPUT_DATA | OUTPUT DATA
20291 | 328 | SOUNDER,TELEGRAPH | 8 | SOUNDER_DATA | SOUNDER DATA
20296
20297 | 329 | CONVERTER,FREQUENCY,ELECTRONIC | 1 | SHORT_NAME | SHORT NAME | CONVERTER,FREQ
20300 | 329 | CONVERTER,FREQUENCY,ELECTRONIC | 4 | TYPE | TYPE
20301 | 329 | CONVERTER,FREQUENCY,ELECTRONIC | 5 | POWER | POWER
20302 | 329 | CONVERTER,FREQUENCY,ELECTRONIC | 6 | VOLTAGE | VOLTAGE RATING
20303 | 329 | CONVERTER,FREQUENCY,ELECTRONIC | 7 | CURRENT | CURRENT
20304 | 329 | CONVERTER,FREQUENCY,ELECTRONIC | 8 | FREQUENCY | FREQUENCY
20305 | 329 | CONVERTER,FREQUENCY,ELECTRONIC | 9 | ACCURACY | ACCURACY
20306 | 329 | CONVERTER,FREQUENCY,ELECTRONIC | 10 | ELECT_DATA | ELECTRICAL RATING
20307 | 329 | CONVERTER,FREQUENCY,ELECTRONIC | 11 | INPUT_DATA | INPUT DATA
20308 | 329 | CONVERTER,FREQUENCY,ELECTRONIC | 12 | OUTPUT_DATA | OUTPUT DATA
20309 | 329 | CONVERTER,FREQUENCY,ELECTRONIC | 13 | MTG_DATA | MOUNTING DATA
20315
20339 | 392 | CALIBRATOR,RADIAC | 1 | SHORT_NAME | SHORT NAME | CALIBRATOR,RADIAC
20340 | 392 | CALIBRATOR,RADIAC | 2 | CALIBRATOR_SPECIFIC_USE | CALIBRATOR SPECIFIC USE
20341 | 392 | CALIBRATOR,RADIAC | 3 | CALIBRATOR_TYPE | CALIBRATOR TYPE
20342 | 392 | CALIBRATOR,RADIAC | 4 | BODY_WIDTH | BODY WIDTH
20343 | 392 | CALIBRATOR,RADIAC | 5 | BODY_HEIGHT | BODY HEIGHT
20344 | 392 | CALIBRATOR,RADIAC | 6 | BODY_DEPTH | BODY DEPTH
20345 | 392 | CALIBRATOR,RADIAC | 7 | MEASUREMENT_RANGE | MEASUREMENT RANGE
20346 | 392 | CALIBRATOR,RADIAC | 8 | VOLTAGE_MEASUREMENT_RANGE | VOLTAGE MEASUREMENT RANGE
20347 | 392 | CALIBRATOR,RADIAC | 9 | CURRENT_MEASUREMENT_RANGE | CURRENT MEASUREMENT RANGE
20348 | 392 | CALIBRATOR,RADIAC | 10 | FREQUENCY_MEASUREMENT_RANGE | FREQUENCY MEASUREMENT RANGE
20349 | 392 | CALIBRATOR,RADIAC | 11 | TEMP_MEASUREMENT_RANGE | TEMPERATURE MEASUREMENT RANGE
20350 | 392 | CALIBRATOR,RADIAC | 12 | VOLT_RTG | VOLTAGE RATING
20351 | 392 | CALIBRATOR,RADIAC | 13 | CURRENT_RTG | CURRENT RATING
20352 | 392 | CALIBRATOR,RADIAC | 14 | POWER_RTG | POWER RATING
20353 | 392 | CALIBRATOR,RADIAC | 15 | PHASE | PHASE
20354 | 392 | CALIBRATOR,RADIAC | 16 | FREQUENCY | FREQUENCY
20355 | 392 | CALIBRATOR,RADIAC | 17 | STABILITY | STABILITY
20356 | 392 | CALIBRATOR,RADIAC | 18 | ACCURACY | ACCURACY
20357 | 392 | CALIBRATOR,RADIAC | 19 | RESOLUTION | RESOLUTION
20358 | 392 | CALIBRATOR,RADIAC | 20 | DISPLAY_TYPE | DISPLAY TYPE
20359 | 392 | CALIBRATOR,RADIAC | 21 | SOURCE_MATL | SOURCE MATERIAL
20360 | 392 | CALIBRATOR,RADIAC | 22 | SOURCE_SHAPE | SOURCE SHAPE
20361 | 392 | CALIBRATOR,RADIAC | 23 | CALIBRATOR_OPER_METHOD | CALIBRATOR OPERATING METHOD
20362 | 392 | CALIBRATOR,RADIAC | 24 | MTG_METHOD | MOUNTING METHOD
20371
20372 | 395 | CALIBRATOR SET,INSTRUMENT APPROACH SYSTEM | 1 | SHORT_NAME | SHORT NAME | CALIBRATOR SET
20375 | 395 | CALIBRATOR SET,INSTRUMENT APPROACH SYSTEM | 4 | TYPE | TYPE
20376 | 395 | CALIBRATOR SET,INSTRUMENT APPROACH SYSTEM | 5 | SIZE | SIZE
20377 | 395 | CALIBRATOR SET,INSTRUMENT APPROACH SYSTEM | 6 | MATL | MATERIAL
20378 | 395 | CALIBRATOR SET,INSTRUMENT APPROACH SYSTEM | 7 | CONTENT | CONTENT
20379 | 395 | CALIBRATOR SET,INSTRUMENT APPROACH SYSTEM | 8 | CONTENT_2 | CONTENT 2
20380 | 395 | CALIBRATOR SET,INSTRUMENT APPROACH SYSTEM | 9 | CONTENT_3 | CONTENT 3
20381 | 395 | CALIBRATOR SET,INSTRUMENT APPROACH SYSTEM | 10 | CONTENT_4 | CONTENT 4
20382 | 395 | CALIBRATOR SET,INSTRUMENT APPROACH SYSTEM | 11 | CONTENT_5 | CONTENT 5
20383 | 395 | CALIBRATOR SET,INSTRUMENT APPROACH SYSTEM | 12 | CONTENT_6 | CONTENT 6
20384 | 395 | CALIBRATOR SET,INSTRUMENT APPROACH SYSTEM | 13 | CONTENT_7 | CONTENT 7
20385 | 395 | CALIBRATOR SET,INSTRUMENT APPROACH SYSTEM | 14 | CONTENT_8 | CONTENT 8
20391
20441 | 714 | LOUDSPEAKER,ELECTROMAGNETIC | 1 | SHORT_NAME | SHORT NAME | LOUDSPEAKER
20443 | 714 | LOUDSPEAKER,ELECTROMAGNETIC | 3 | TYPE | TYPE
20444 | 714 | LOUDSPEAKER,ELECTROMAGNETIC | 4 | SHAPE | SHAPE
20445 | 714 | LOUDSPEAKER,ELECTROMAGNETIC | 5 | SIZE | SIZE
20446 | 714 | LOUDSPEAKER,ELECTROMAGNETIC | 6 | MATL | MATERIAL
20447 | 714 | LOUDSPEAKER,ELECTROMAGNETIC | 7 | VOLTAGE | VOLTAGE RATING
20448 | 714 | LOUDSPEAKER,ELECTROMAGNETIC | 8 | POWER | POWER
20449 | 714 | LOUDSPEAKER,ELECTROMAGNETIC | 9 | ELECT_DATA | ELECTRICAL RATING
20450 | 714 | LOUDSPEAKER,ELECTROMAGNETIC | 10 | ELECT_CONN_DATA | ELECTRICAL CONNECTION DATA
20451 | 714 | LOUDSPEAKER,ELECTROMAGNETIC | 11 | FREQUENCY_RANGE | FREQUENCY RANGE
20452 | 714 | LOUDSPEAKER,ELECTROMAGNETIC | 12 | IMPEDANCE | IMPEDANCE
20453 | 714 | LOUDSPEAKER,ELECTROMAGNETIC | 13 | SOUND_PRESS | SOUND PRESSURE
20454 | 714 | LOUDSPEAKER,ELECTROMAGNETIC | 14 | GAIN_DATA | GAIN DATA
20455 | 714 | LOUDSPEAKER,ELECTROMAGNETIC | 15 | SPEAKER_TYPE | SPEAKER TYPE
20456 | 714 | LOUDSPEAKER,ELECTROMAGNETIC | 16 | SPEAKER_DATA | SPEAKER DATA
20457 | 714 | LOUDSPEAKER,ELECTROMAGNETIC | 17 | MTG_DATA | MOUNTING DATA
20460 | 714 | LOUDSPEAKER,ELECTROMAGNETIC | 20 | ENVIRON_PROT | ENVIRON PROTECTION
20464
20465 | 727 | LAMP,INCANDESCENT | 1 | SHORT_NAME | SHORT NAME | LAMP,INCAN
20466 | 727 | LAMP,INCANDESCENT | 2 | INCANDESCENT_LAMP_TYPE | INCANDESCENT LAMP TYPE
20467 | 727 | LAMP,INCANDESCENT | 3 | BASE_STYLE | BASE STYLE
20476 | 727 | LAMP,INCANDESCENT | 12 | DIA | DIAMETER
20477 | 727 | LAMP,INCANDESCENT | 13 | LG | LENGTH
20478 | 727 | LAMP,INCANDESCENT | 14 | VOLT_RTG | VOLTAGE RATING
20479 | 727 | LAMP,INCANDESCENT | 15 | CURRENT_RTG | CURRENT RATING
20480 | 727 | LAMP,INCANDESCENT | 16 | POWER_RTG | POWER RATING
20481 | 727 | LAMP,INCANDESCENT | 17 | FREQUENCY | FREQUENCY
20482 | 727 | LAMP,INCANDESCENT | 18 | COLOR | COLOR
20483 | 727 | LAMP,INCANDESCENT | 19 | INTENSITY | INTENSITY
20484 | 727 | LAMP,INCANDESCENT | 20 | BURNING_TIME | BURNING TIME
20485 | 727 | LAMP,INCANDESCENT | 21 | OPACITY | OPACITY
20486 | 727 | LAMP,INCANDESCENT | 22 | FILAMENT_TYPE | FILAMENT TYPE
20487 | 727 | LAMP,INCANDESCENT | 23 | MTG_METHOD | MOUNTING METHOD
20496 | 727 | LAMP,INCANDESCENT | 32 | SHAPE | SHAPE
20497 | 727 | LAMP,INCANDESCENT | 33 | LAMP_DUTY | LAMP DUTY
20498
20499 | 729 | FLASHLIGHT | 1 | SHORT_NAME | SHORT NAME | FLASHLIGHT
20501 | 729 | FLASHLIGHT | 3 | TYPE | TYPE
20502 | 729 | FLASHLIGHT | 4 | DIMENSION | DIMENSION
20503 | 729 | FLASHLIGHT | 5 | MATL | MATERIAL
20504 | 729 | FLASHLIGHT | 6 | POWER | POWER
20505 | 729 | FLASHLIGHT | 7 | BATTERY_DATA | BATTERY DATA
20506 | 729 | FLASHLIGHT | 8 | COLOR | COLOR
20508 | 729 | FLASHLIGHT | 10 | LOGO_DATA | LOGO DATA
20511 | 729 | FLASHLIGHT | 13 | ENVIRON_PROT | ENVIRON PROTECTION
20515
20516 | 765 | FILTER,RADIO FREQUENCY INTERFERENCE | 1 | SHORT_NAME | SHORT NAME | FILTER,ELEC
20517 | 765 | FILTER,RADIO FREQUENCY INTERFERENCE | 2 | FILTER_ELECT_SHAPE_STYLE | FILTER ELECTRICAL SHAPE STYLE
20518 | 765 | FILTER,RADIO FREQUENCY INTERFERENCE | 3 | FILTER_ELECT_SPECIFIC_USE | FILTER ELECTRICAL SPECIFIC USE
20519 | 765 | FILTER,RADIO FREQUENCY INTERFERENCE | 4 | FILTER_ELECT_TYPE | FILTER ELECTRICAL TYPE
20520 | 765 | FILTER,RADIO FREQUENCY INTERFERENCE | 5 | BODY_WIDTH | BODY WIDTH
20521 | 765 | FILTER,RADIO FREQUENCY INTERFERENCE | 6 | BODY_HEIGHT | BODY HEIGHT
20522 | 765 | FILTER,RADIO FREQUENCY INTERFERENCE | 7 | BODY_DEPTH | BODY DEPTH
20523 | 765 | FILTER,RADIO FREQUENCY INTERFERENCE | 8 | VOLT_RTG | VOLTAGE RATING
20524 | 765 | FILTER,RADIO FREQUENCY INTERFERENCE | 9 | CURRENT_RTG | CURRENT RATING
20525 | 765 | FILTER,RADIO FREQUENCY INTERFERENCE | 10 | POWER_RTG | POWER RATING
20526 | 765 | FILTER,RADIO FREQUENCY INTERFERENCE | 11 | FREQUENCY | FREQUENCY
20528 | 765 | FILTER,RADIO FREQUENCY INTERFERENCE | 13 | RESISTANCE | RESISTANCE
20529 | 765 | FILTER,RADIO FREQUENCY INTERFERENCE | 14 | FREQUENCY_BAND | FREQUENCY BAND
20530 | 765 | FILTER,RADIO FREQUENCY INTERFERENCE | 15 | CAPACITANCE | CAPACITANCE
20531 | 765 | FILTER,RADIO FREQUENCY INTERFERENCE | 16 | SURGE_CURRENT_CAPACITY | SURGE CURRENT CAPACITY
20532 | 765 | FILTER,RADIO FREQUENCY INTERFERENCE | 17 | ATTENUATION | ATTENUATION
20533 | 765 | FILTER,RADIO FREQUENCY INTERFERENCE | 18 | MAX_OPER_TEMP | MAX OPERATING TEMPERATURE
20534 | 765 | FILTER,RADIO FREQUENCY INTERFERENCE | 19 | MINI_OPER_TEMP | MINI OPERATING TEMPERATURE
20535 | 765 | FILTER,RADIO FREQUENCY INTERFERENCE | 20 | FILTER_ELECT_CONN_TYPE | FILTER ELECTRICAL CONN TYPE
20536 | 765 | FILTER,RADIO FREQUENCY INTERFERENCE | 21 | MTG_FACILITY_TYPE | MOUNTING FACILITY TYPE
20537 | 765 | FILTER,RADIO FREQUENCY INTERFERENCE | 22 | TERMINAL_TYPE | TERMINAL TYPE
20538 | 765 | FILTER,RADIO FREQUENCY INTERFERENCE | 23 | TERMINAL_FUNCT | TERMINAL FUNCTION
20548
20567 | 826 | CABLE,TELEPHONE | 1 | SHORT_NAME | SHORT NAME | CABLE,TELE
20569 | 826 | CABLE,TELEPHONE | 3 | TYPE | TYPE
20570 | 826 | CABLE,TELEPHONE | 4 | LG | LENGTH
20571 | 826 | CABLE,TELEPHONE | 5 | CONDUCTOR_SIZE | CONDUCTOR SIZE
20572 | 826 | CABLE,TELEPHONE | 6 | CONDUCTOR_MATL | CONDUCTOR MATERIAL
20573 | 826 | CABLE,TELEPHONE | 7 | INSULATION_DATA | INSULATION DATA
20574 | 826 | CABLE,TELEPHONE | 8 | QTY_PAIRS_CONDUCTORS | QTY PAIRS CONDUCTORS
20575 | 826 | CABLE,TELEPHONE | 9 | SHEATHING_DATA | SHEATHING DATA
20576 | 826 | CABLE,TELEPHONE | 10 | ARMOR_DATA | ARMOR DATA
20577 | 826 | CABLE,TELEPHONE | 11 | SHIELD_DATA | SHIELD DATA
20582
20583 | 876 | SHIELD,RADIAC DETECTOR | 1 | SHORT_NAME | SHORT NAME | SHIELD
20586 | 876 | SHIELD,RADIAC DETECTOR | 4 | TYPE | TYPE
20587 | 876 | SHIELD,RADIAC DETECTOR | 5 | SIZE | SIZE
20588 | 876 | SHIELD,RADIAC DETECTOR | 6 | MATL | MATERIAL
20589 | 876 | SHIELD,RADIAC DETECTOR | 7 | SHAPE | SHAPE
20590 | 876 | SHIELD,RADIAC DETECTOR | 8 | FINISH | FINISH
20591 | 876 | SHIELD,RADIAC DETECTOR | 9 | MTG_DATA | MOUNTING DATA
20597
20619 | 1111 | CASSETTE,RADIOGRAPHIC PAPER AND DEVELOPER ASSEMBLY | 1 | SHORT_NAME | SHORT NAME | CASSETTE
20621 | 1111 | CASSETTE,RADIOGRAPHIC PAPER AND DEVELOPER ASSEMBLY | 3 | TYPE | TYPE
20622 | 1111 | CASSETTE,RADIOGRAPHIC PAPER AND DEVELOPER ASSEMBLY | 4 | SIZE | SIZE
20623 | 1111 | CASSETTE,RADIOGRAPHIC PAPER AND DEVELOPER ASSEMBLY | 5 | MATL | MATERIAL
20624 | 1111 | CASSETTE,RADIOGRAPHIC PAPER AND DEVELOPER ASSEMBLY | 6 | COLOR | COLOR
20629
20630 | 1820 | TOWEL,HAND | 1 | SHORT_NAME | SHORT NAME | TOWEL,HND
20632 | 1820 | TOWEL,HAND | 3 | TYPE | TYPE
20633 | 1820 | TOWEL,HAND | 4 | SIZE | SIZE
20634 | 1820 | TOWEL,HAND | 5 | MATL | MATERIAL
20635 | 1820 | TOWEL,HAND | 6 | COLOR | COLOR
20636 | 1820 | TOWEL,HAND | 7 | PATTERN | PATTERN
20637 | 1820 | TOWEL,HAND | 8 | LEGEND_DATA | LEGEND DATA
20642
20643 | 1836 | BOOTS,KNEE | 1 | SHORT_NAME | SHORT NAME | BOOTS,KNEE
20646 | 1836 | BOOTS,KNEE | 4 | TYPE | TYPE
20647 | 1836 | BOOTS,KNEE | 5 | SIZE | SIZE
20648 | 1836 | BOOTS,KNEE | 6 | MATL | MATERIAL
20649 | 1836 | BOOTS,KNEE | 7 | COLOR | COLOR
20650 | 1836 | BOOTS,KNEE | 8 | FOOTWEAR_HEEL_DATA | FOOTWEAR HEEL DATA
20651 | 1836 | BOOTS,KNEE | 9 | FOOTWEAR_SOLE_DATA | FOOTWEAR SOLE DATA
20655
20698 | 2100 | PAINT,OIL | 1 | SHORT_NAME | SHORT NAME | PAINT
20701 | 2100 | PAINT,OIL | 4 | TYPE | TYPE
20702 | 2100 | PAINT,OIL | 5 | COMPOSITION | COMPOSITION
20703 | 2100 | PAINT,OIL | 6 | FORM | FORM
20704 | 2100 | PAINT,OIL | 7 | TEMPERATURE | TEMPERATURE
20705 | 2100 | PAINT,OIL | 8 | FLASH_POINT | FLASH POINT
20706 | 2100 | PAINT,OIL | 9 | COLOR | COLOR
20707 | 2100 | PAINT,OIL | 10 | BASE_TYPE | BASE TYPE
20713
20714 | 2101 | REMOVER,PAINT | 1 | SHORT_NAME | SHORT NAME | REMOVER
20716 | 2101 | REMOVER,PAINT | 3 | TYPE | TYPE
20717 | 2101 | REMOVER,PAINT | 4 | BASE_MATL | BASE MATERIAL
20718 | 2101 | REMOVER,PAINT | 5 | FORM | FORM
20719 | 2101 | REMOVER,PAINT | 6 | ACTIVE_INGREDIENT | ACTIVE INGREDIENT
20720 | 2101 | REMOVER,PAINT | 7 | FLASH_POINT | FLASH POINT
20725
20751 | 2393 | BUILDING,PREFABRICATED,READY-CUT | 1 | SHORT_NAME | SHORT NAME | BUILDING,PREFAB
20753 | 2393 | BUILDING,PREFABRICATED,READY-CUT | 3 | TYPE | TYPE
20754 | 2393 | BUILDING,PREFABRICATED,READY-CUT | 4 | SIZE | SIZE
20755 | 2393 | BUILDING,PREFABRICATED,READY-CUT | 5 | MATL | MATERIAL
20756 | 2393 | BUILDING,PREFABRICATED,READY-CUT | 6 | FABRICATION_METHOD | FABRICATION METHOD
20757 | 2393 | BUILDING,PREFABRICATED,READY-CUT | 7 | CONTENT | CONTENT
20758 | 2393 | BUILDING,PREFABRICATED,READY-CUT | 8 | CONTENT_2 | CONTENT 2
20759 | 2393 | BUILDING,PREFABRICATED,READY-CUT | 9 | CONTENT_3 | CONTENT 3
20766
20767 | 2517 | PANEL,BUILDING,PREFABRICATED | 1 | SHORT_NAME | SHORT NAME | PANEL,BLDG
20770 | 2517 | PANEL,BUILDING,PREFABRICATED | 4 | TYPE | TYPE
20771 | 2517 | PANEL,BUILDING,PREFABRICATED | 5 | SIZE | SIZE
20772 | 2517 | PANEL,BUILDING,PREFABRICATED | 6 | MATL | MATERIAL
20773 | 2517 | PANEL,BUILDING,PREFABRICATED | 7 | COLOR | COLOR
20774 | 2517 | PANEL,BUILDING,PREFABRICATED | 8 | FUNCT | FUNCTION
20775 | 2517 | PANEL,BUILDING,PREFABRICATED | 9 | PATTERN | PATTERN
20776 | 2517 | PANEL,BUILDING,PREFABRICATED | 10 | PANEL_DATA | PANEL DATA
20777 | 2517 | PANEL,BUILDING,PREFABRICATED | 11 | INSULATION_DATA | INSULATION DATA
20778 | 2517 | PANEL,BUILDING,PREFABRICATED | 12 | FINISH | FINISH
20779 | 2517 | PANEL,BUILDING,PREFABRICATED | 13 | MTG_DATA | MOUNTING DATA
20785
20811 | 2604 | PAPER,ABRASIVE | 1 | SHORT_NAME | SHORT NAME | ABRASIVE,PAPER
20813 | 2604 | PAPER,ABRASIVE | 3 | TYPE | TYPE
20814 | 2604 | PAPER,ABRASIVE | 4 | SIZE | SIZE
20817 | 2604 | PAPER,ABRASIVE | 7 | THK | THICKNESS
20818 | 2604 | PAPER,ABRASIVE | 8 | DIA | DIAMETER
20819 | 2604 | PAPER,ABRASIVE | 9 | ABRASIVE_MATL | ABRASIVE MATERIAL
20820 | 2604 | PAPER,ABRASIVE | 10 | ABRASIVE_GRIT_SIZE | ABRASIVE GRIT SIZE
20821 | 2604 | PAPER,ABRASIVE | 11 | BACKING_MATL | BACKING MATERIAL
20822 | 2604 | PAPER,ABRASIVE | 12 | FORM | FORM
20823 | 2604 | PAPER,ABRASIVE | 13 | GRIT_SIZE | GRIT SIZE
20825 | 2604 | PAPER,ABRASIVE | 15 | BORE_SPINDLE_DIA | BORE SPINDLE DIA
20831
20832 | 2613 | WHEEL,ABRASIVE | 1 | SHORT_NAME | SHORT NAME | ABRASIVE,WHEEL
20833 | 2613 | WHEEL,ABRASIVE | 2 | WHEEL_SHPAE_STYLE | WHEEL SHPAE STYLE
20834 | 2613 | WHEEL,ABRASIVE | 3 | WHEEL_SPECIFIC_USE | WHEEL SPECIFIC USE
20835 | 2613 | WHEEL,ABRASIVE | 4 | WHEEL_TYPE | WHEEL TYPE
20836 | 2613 | WHEEL,ABRASIVE | 5 | BODY_DIA | BODY DIA
20837 | 2613 | WHEEL,ABRASIVE | 6 | BODY_THK | BODY THK
20838 | 2613 | WHEEL,ABRASIVE | 7 | ABRASIVE_MATL | ABRASIVE MATERIAL
20839 | 2613 | WHEEL,ABRASIVE | 8 | MTD_POINT_HEAD_SIZE | MTD POINT HEAD SIZE
20841 | 2613 | WHEEL,ABRASIVE | 10 | DEPTH_CUT | DEPTH CUT
20843 | 2613 | WHEEL,ABRASIVE | 12 | ABRASIVE_GRIT_SIZE | ABRASIVE GRIT SIZE
20844 | 2613 | WHEEL,ABRASIVE | 13 | BORE_SIZE | BORE SIZE
20845 | 2613 | WHEEL,ABRASIVE | 14 | BODY_COLOR | BODY COLOR
20846 | 2613 | WHEEL,ABRASIVE | 15 | WHEEL_USAGE_DESIGN | WHEEL USAGE DESIGN
20847 | 2613 | WHEEL,ABRASIVE | 16 | WHEEL_ABRASIVE_DISK_TYPE | WHEEL ABRASIVE DISK TYPE
20850 | 2613 | WHEEL,ABRASIVE | 19 | MTG_METHOD | MOUNTING METHOD
20858 | 2613 | WHEEL,ABRASIVE | 27 | SIZE | SIZE
20860
20876 | 2928 | HEADSET-MICROPHONE | 1 | SHORT_NAME | SHORT NAME | HEADSET
20878 | 2928 | HEADSET-MICROPHONE | 3 | TYPE | TYPE
20879 | 2928 | HEADSET-MICROPHONE | 4 | IMPEDANCE | IMPEDANCE
20880 | 2928 | HEADSET-MICROPHONE | 5 | ELECT_DATA | ELECTRICAL RATING
20881 | 2928 | HEADSET-MICROPHONE | 6 | HEADBAND_DATA | HEADBAND DATA
20882 | 2928 | HEADSET-MICROPHONE | 7 | CABLE_DATA | CABLE DATA
20883 | 2928 | HEADSET-MICROPHONE | 8 | CONNECTION_TYPE | CONNECTION TYPE
20884 | 2928 | HEADSET-MICROPHONE | 9 | MICROPHONE_TYPE | MICROPHONE TYPE
20885 | 2928 | HEADSET-MICROPHONE | 10 | MICROPHONE_INPUT_IMPEDANCE | MICROPHONE INPUT IMPEDANCE
20886 | 2928 | HEADSET-MICROPHONE | 11 | MICROPHONE_DISTORTION | MICROPHONE DISTORTION
20887 | 2928 | HEADSET-MICROPHONE | 12 | MICROPHONE_FREQUENCY | MICROPHONE FREQUENCY
20888 | 2928 | HEADSET-MICROPHONE | 13 | MICROPHONE_CONN_DATA | MICROPHONE CONNECTION DATA
20889 | 2928 | HEADSET-MICROPHONE | 14 | MICROPHONE_MTG_DATA | MICROPHONE MOUNTING DATA
20894
20916 | 3180 | OILER,SELF-FEEDING | 1 | SHORT_NAME | SHORT NAME | OILER
20918 | 3180 | OILER,SELF-FEEDING | 3 | TYPE | TYPE
20919 | 3180 | OILER,SELF-FEEDING | 4 | SHAPE | SHAPE
20920 | 3180 | OILER,SELF-FEEDING | 5 | MATL | MATERIAL
20921 | 3180 | OILER,SELF-FEEDING | 6 | CAPACITY | CAPACITY
20922 | 3180 | OILER,SELF-FEEDING | 7 | FLOW_RATE | FLOW RATE
20923 | 3180 | OILER,SELF-FEEDING | 8 | CONNECTION_DATA | CONNECTION DATA
20924 | 3180 | OILER,SELF-FEEDING | 9 | MTG_DATA | MOUNTING DATA
20931
20932 | 3197 | TRUCK,LIFT,FORK | 1 | SHORT_NAME | SHORT NAME | FORKLIFT
20934 | 3197 | TRUCK,LIFT,FORK | 3 | TYPE | TYPE
20935 | 3197 | TRUCK,LIFT,FORK | 4 | SHAPE | SHAPE
20936 | 3197 | TRUCK,LIFT,FORK | 5 | SIZE | SIZE
20937 | 3197 | TRUCK,LIFT,FORK | 6 | CAPACITY | CAPACITY
20938 | 3197 | TRUCK,LIFT,FORK | 7 | POWER | POWER
20939 | 3197 | TRUCK,LIFT,FORK | 8 | LIFT_HEIGHT | LIFT HEIGHT
20940 | 3197 | TRUCK,LIFT,FORK | 9 | WHEEL_DATA | WHEEL DATA
20941 | 3197 | TRUCK,LIFT,FORK | 10 | FORK_LIFT_CAPACITY | FORK LIFT CAPACITY
20942 | 3197 | TRUCK,LIFT,FORK | 11 | FORK_LG | FORK LENGTH
20943 | 3197 | TRUCK,LIFT,FORK | 12 | COLOR | COLOR
20950
20951 | 3199 | PALLET,MATERIAL HANDLING | 1 | SHORT_NAME | SHORT NAME | PALLET
20953 | 3199 | PALLET,MATERIAL HANDLING | 3 | TYPE | TYPE
20954 | 3199 | PALLET,MATERIAL HANDLING | 4 | SIZE | SIZE
20957 | 3199 | PALLET,MATERIAL HANDLING | 7 | MATL | MATERIAL
20964
20965 | 3210 | ELEVATOR,PORTABLE | 1 | SHORT_NAME | SHORT NAME | ELEVATOR,PORT
20967 | 3210 | ELEVATOR,PORTABLE | 3 | TYPE | TYPE
20968 | 3210 | ELEVATOR,PORTABLE | 4 | SIZE | SIZE
20969 | 3210 | ELEVATOR,PORTABLE | 5 | LIFT_CAPACITY | LIFT CAPACITY
20970 | 3210 | ELEVATOR,PORTABLE | 6 | LIFT_HEIGHT | LIFT HEIGHT
20971 | 3210 | ELEVATOR,PORTABLE | 7 | POWER_UNIT_TYPE | POWER UNIT TYPE
20972 | 3210 | ELEVATOR,PORTABLE | 8 | POWER_UNIT_OUTPUT | POWER UNIT OUTPUT
20973 | 3210 | ELEVATOR,PORTABLE | 9 | CTRL_DATA | CONTROL DATA
20974 | 3210 | ELEVATOR,PORTABLE | 10 | SPEED | SPEED
20980
21001 | 3227 | LUBRICATOR | 1 | SHORT_NAME | SHORT NAME | LUBRICATOR
21003 | 3227 | LUBRICATOR | 3 | TYPE | TYPE
21004 | 3227 | LUBRICATOR | 4 | SHAPE | SHAPE
21005 | 3227 | LUBRICATOR | 5 | MATL | MATERIAL
21006 | 3227 | LUBRICATOR | 6 | CAPACITY | CAPACITY
21007 | 3227 | LUBRICATOR | 7 | LUBRICANT_DATA | LUBRICANT DATA
21008 | 3227 | LUBRICATOR | 8 | OPER_PRESS | OPERATING PRESSURE
21009 | 3227 | LUBRICATOR | 9 | OPER_METHOD | OPERATING METHOD
21010 | 3227 | LUBRICATOR | 10 | ELECT_DATA | ELECTRICAL RATING
21011 | 3227 | LUBRICATOR | 11 | CONNECTION_DATA | CONNECTION DATA
21018
21019 | 3251 | TAG,STOCK MARKING | 1 | SHORT_NAME | SHORT NAME | TAG,STOCK MARKING
21021 | 3251 | TAG,STOCK MARKING | 3 | TYPE | TYPE
21022 | 3251 | TAG,STOCK MARKING | 4 | SIZE | SIZE
21023 | 3251 | TAG,STOCK MARKING | 5 | MATL | MATERIAL
21024 | 3251 | TAG,STOCK MARKING | 6 | COLOR | COLOR
21025 | 3251 | TAG,STOCK MARKING | 7 | LEGEND_DATA | LEGEND DATA
21026 | 3251 | TAG,STOCK MARKING | 8 | METHOD_ATTACH | METHOD ATTACHMENT
21027 | 3251 | TAG,STOCK MARKING | 9 | FINISH | FINISH
21033
21034 | 3263 | KNOB | 1 | SHORT_NAME | SHORT NAME | KNOB
21037 | 3263 | KNOB | 4 | TYPE | TYPE
21038 | 3263 | KNOB | 5 | SIZE | SIZE
21039 | 3263 | KNOB | 6 | MATL | MATERIAL
21040 | 3263 | KNOB | 7 | FUNCT | FUNCTION
21041 | 3263 | KNOB | 8 | COLOR | COLOR
21042 | 3263 | KNOB | 9 | METHOD_ATTACH | METHOD ATTACHMENT
21043 | 3263 | KNOB | 10 | DRIVE_DATA | DRIVE DATA
21044 | 3263 | KNOB | 11 | FINISH | FINISH
21045 | 3263 | KNOB | 12 | MTG_DATA | MOUNTING DATA
21052
21053 | 3268 | SEALING COMPOUND | 1 | SHORT_NAME | SHORT NAME | COMPOUND,SEALING
21054 | 3268 | SEALING COMPOUND | 2 | COMPOUND_TYPE | COMPOUND TYPE
21055 | 3268 | SEALING COMPOUND | 3 | COMPOUND_SPECIFIC_USE | COMPOUND SPECIFIC USE
21056 | 3268 | SEALING COMPOUND | 4 | COMPOUND_MATL | COMPOUND MATERIAL
21057 | 3268 | SEALING COMPOUND | 5 | COMPOSITION_1 | COMPOSITION 1
21058 | 3268 | SEALING COMPOUND | 6 | COMPOSITION_2 | COMPOSITION 2
21059 | 3268 | SEALING COMPOUND | 7 | COMPOUND_GRADE | COMPOUND GRADE
21060 | 3268 | SEALING COMPOUND | 8 | PHYSICAL_FORM | PHYSICAL FORM
21061 | 3268 | SEALING COMPOUND | 9 | SPECIFIC_GRAVITY | SPECIFIC GRAVITY
21062 | 3268 | SEALING COMPOUND | 10 | MAX_OPER_TEMP | MAX OPERATING TEMPERATURE
21063 | 3268 | SEALING COMPOUND | 11 | MINI_OPER_TEMP | MINI OPERATING TEMPERATURE
21064 | 3268 | SEALING COMPOUND | 12 | MAX_VISCOSITY_RTG | MAX VISCOSITY RATING
21065 | 3268 | SEALING COMPOUND | 13 | MIN_VISCOSITY_RTG | MIN VISCOSITY RATING
21066 | 3268 | SEALING COMPOUND | 14 | MAX_HARDNESS_RTG | MAX HARDNESS RATING
21068 | 3268 | SEALING COMPOUND | 16 | CURING_TIME | CURING TIME
21069 | 3268 | SEALING COMPOUND | 17 | COLOR | COLOR
21070 | 3268 | SEALING COMPOUND | 18 | OPERATING_MEDIUM | OPERATING MEDIUM
21081
21082 | 3441 | HANGER,COAT | 1 | SHORT_NAME | SHORT NAME | HANGER,COAT
21084 | 3441 | HANGER,COAT | 3 | TYPE | TYPE
21085 | 3441 | HANGER,COAT | 4 | SIZE | SIZE
21086 | 3441 | HANGER,COAT | 5 | MATL | MATERIAL
21087 | 3441 | HANGER,COAT | 6 | COLOR | COLOR
21088 | 3441 | HANGER,COAT | 7 | FINISH | FINISH
21089 | 3441 | HANGER,COAT | 8 | MTG_FEATURE | MOUNTING FEATURE
21094
21095 | 3460 | NEEDLE,DRESSMAKER'S | 1 | SHORT_NAME | SHORT NAME | NEEDLE
21097 | 3460 | NEEDLE,DRESSMAKER'S | 3 | TYPE | TYPE
21098 | 3460 | NEEDLE,DRESSMAKER'S | 4 | SIZE | SIZE
21105
21120 | 3600 | TOWEL,PAPER | 1 | SHORT_NAME | SHORT NAME | TOWEL,PAPER
21123 | 3600 | TOWEL,PAPER | 4 | TYPE | TYPE
21124 | 3600 | TOWEL,PAPER | 5 | SIZE | SIZE
21125 | 3600 | TOWEL,PAPER | 6 | MATL | MATERIAL
21126 | 3600 | TOWEL,PAPER | 7 | COLOR | COLOR
21127 | 3600 | TOWEL,PAPER | 8 | PLY_RTG | PLY RATING
21128 | 3600 | TOWEL,PAPER | 9 | ABSORBENT_GRADE | ABSORBENT GRADE
21129 | 3600 | TOWEL,PAPER | 10 | RUPTURE_STRENGTH | RUPTURE STRENGTH
21134
21135 | 3646 | TEST SET,HYDRAULIC CONTROL VALVE,GUIDED MISSILE | 1 | SHORT_NAME | SHORT NAME | TEST SET,HYD CTRL VLV
21137 | 3646 | TEST SET,HYDRAULIC CONTROL VALVE,GUIDED MISSILE | 3 | TYPE | TYPE
21138 | 3646 | TEST SET,HYDRAULIC CONTROL VALVE,GUIDED MISSILE | 4 | CONTENT | CONTENT
21139 | 3646 | TEST SET,HYDRAULIC CONTROL VALVE,GUIDED MISSILE | 5 | CONTENT_2 | CONTENT 2
21140 | 3646 | TEST SET,HYDRAULIC CONTROL VALVE,GUIDED MISSILE | 6 | CONTENT_3 | CONTENT 3
21141 | 3646 | TEST SET,HYDRAULIC CONTROL VALVE,GUIDED MISSILE | 7 | CONTENT_4 | CONTENT 4
21142 | 3646 | TEST SET,HYDRAULIC CONTROL VALVE,GUIDED MISSILE | 8 | CONTENT_5 | CONTENT 5
21143 | 3646 | TEST SET,HYDRAULIC CONTROL VALVE,GUIDED MISSILE | 9 | CONTENT_6 | CONTENT 6
21144 | 3646 | TEST SET,HYDRAULIC CONTROL VALVE,GUIDED MISSILE | 10 | CONTENT_7 | CONTENT 7
21145 | 3646 | TEST SET,HYDRAULIC CONTROL VALVE,GUIDED MISSILE | 11 | CONTENT_8 | CONTENT 8
21146 | 3646 | TEST SET,HYDRAULIC CONTROL VALVE,GUIDED MISSILE | 12 | CONTENT_9 | CONTENT 9
21152
21153 | 3675 | TEST SET,SIGNAL GENERATOR | 1 | SHORT_NAME | SHORT NAME | TEST SET,SIGNAL GEN
21155 | 3675 | TEST SET,SIGNAL GENERATOR | 3 | TYPE | TYPE
21156 | 3675 | TEST SET,SIGNAL GENERATOR | 4 | MEASUREMENT_RANGE | MEASUREMENT RANGE
21157 | 3675 | TEST SET,SIGNAL GENERATOR | 5 | ELECT_DATA | ELECTRICAL RATING
21158 | 3675 | TEST SET,SIGNAL GENERATOR | 6 | FUNCT | FUNCTION
21159 | 3675 | TEST SET,SIGNAL GENERATOR | 7 | ACCURACY | ACCURACY
21160 | 3675 | TEST SET,SIGNAL GENERATOR | 8 | METHOD_OPERATION | METHOD OPERATION
21161 | 3675 | TEST SET,SIGNAL GENERATOR | 9 | ADJUSTMENT_DATA | ADJUSTMENT DATA
21162 | 3675 | TEST SET,SIGNAL GENERATOR | 10 | ELECT_CONN_DATA | ELECTRICAL CONNECTION DATA
21163 | 3675 | TEST SET,SIGNAL GENERATOR | 11 | DISPLAY_DATA | DISPLAY DATA
21164 | 3675 | TEST SET,SIGNAL GENERATOR | 12 | GRADUATION_DATA | GRADUATION DATA
21165 | 3675 | TEST SET,SIGNAL GENERATOR | 13 | TEST_SET_DATA | TEST SET DATA
21166 | 3675 | TEST SET,SIGNAL GENERATOR | 14 | CONTENT | CONTENT
21167 | 3675 | TEST SET,SIGNAL GENERATOR | 15 | CONTENT_2 | CONTENT 2
21172
21191 | 3692 | PAPER,TOILET | 1 | SHORT_NAME | SHORT NAME | PAPER,TOILET
21193 | 3692 | PAPER,TOILET | 3 | TYPE | TYPE
21194 | 3692 | PAPER,TOILET | 4 | SIZE | SIZE
21195 | 3692 | PAPER,TOILET | 5 | FORM | FORM
21196 | 3692 | PAPER,TOILET | 6 | COLOR | COLOR
21197 | 3692 | PAPER,TOILET | 7 | PLY_RTG | PLY RATING
21202
21254 | 3874 | COAL,ANTHRACITE | 1 | SHORT_NAME | SHORT NAME | COAL,ANTHRACITE
21256 | 3874 | COAL,ANTHRACITE | 3 | GRADE | GRADE
21257 | 3874 | COAL,ANTHRACITE | 4 | SIZE_RANGE | SIZE RANGE
21258 | 3874 | COAL,ANTHRACITE | 5 | UNIFORMITY_COEFFICIENT | UNIFORMITY COEFFICIENT
21263
21264 | 3891 | LAMP,FLUORESCENT | 1 | SHORT_NAME | SHORT NAME | LAMP,FLUOR
21265 | 3891 | LAMP,FLUORESCENT | 2 | LAMP_FLUORESCENT_TYPE | LAMP FLUORESCENT TYPE
21266 | 3891 | LAMP,FLUORESCENT | 3 | LAMP_BASE_STYLE | LAMP BASE STYLE
21267 | 3891 | LAMP,FLUORESCENT | 4 | LAMP_BULB_STYLE | LAMP BULB STYLE
21270 | 3891 | LAMP,FLUORESCENT | 7 | LAMP_MATL | LAMP MATERIAL
21271 | 3891 | LAMP,FLUORESCENT | 8 | BODY_DIA | BODY DIA
21272 | 3891 | LAMP,FLUORESCENT | 9 | BODY_LG | BODY LENGTH
21273 | 3891 | LAMP,FLUORESCENT | 10 | VOLT_RTG | VOLTAGE RATING
21274 | 3891 | LAMP,FLUORESCENT | 11 | CURRENT_RTG | CURRENT RATING
21275 | 3891 | LAMP,FLUORESCENT | 12 | POWER_RTG | POWER RATING
21276 | 3891 | LAMP,FLUORESCENT | 13 | FREQUENCY | FREQUENCY
21277 | 3891 | LAMP,FLUORESCENT | 14 | LENS_COLOR | LENS COLOR
21278 | 3891 | LAMP,FLUORESCENT | 15 | INTENSITY | INTENSITY
21279 | 3891 | LAMP,FLUORESCENT | 16 | BURNING_TIME | BURNING TIME
21290 | 3891 | LAMP,FLUORESCENT | 27 | ABSOLUTE_TEMPERATURE | ABSOLUTE TEMPERATURE
21291 | 3891 | LAMP,FLUORESCENT | 28 | BULB_TYPE | BULB TYPE
21292 | 3891 | LAMP,FLUORESCENT | 29 | LUMINOUS_FLUX | LUMINOUS FLUX
21293
21294 | 3901 | GENERATOR,SIGNAL | 1 | SHORT_NAME | SHORT NAME | GENERATOR,SIGNAL
21297 | 3901 | GENERATOR,SIGNAL | 4 | TYPE | TYPE
21298 | 3901 | GENERATOR,SIGNAL | 5 | SIZE | SIZE
21299 | 3901 | GENERATOR,SIGNAL | 6 | POWER | POWER
21300 | 3901 | GENERATOR,SIGNAL | 7 | THERMOCOUPLE_MEASUREMENT | THERMOCOUPLE MEASUREMENT
21301 | 3901 | GENERATOR,SIGNAL | 8 | VOLTAGE_MEASUREMENT_RANGE | VOLTAGE MEASUREMENT RANGE
21302 | 3901 | GENERATOR,SIGNAL | 9 | CURRENT_MEASUREMENT_RANGE | CURRENT MEASUREMENT RANGE
21303 | 3901 | GENERATOR,SIGNAL | 10 | RESISTANCE_MEASUREMENT_RANGE | RESISTANCE MEASUREMENT RANGE
21304 | 3901 | GENERATOR,SIGNAL | 11 | FREQUENCY_MEASUREMENT_RANGE | FREQUENCY MEASUREMENT RANGE
21305 | 3901 | GENERATOR,SIGNAL | 12 | VOLTAGE_MEASUREMENT_ACCURACY | VOLTAGE MEASUREMENT ACCURACY
21306 | 3901 | GENERATOR,SIGNAL | 13 | CURRENT_MEASUREMENT_ACCURACY | CURRENT MEASUREMENT ACCURACY
21307 | 3901 | GENERATOR,SIGNAL | 14 | RESISTANCE_MEASUREMENT_ACCURAC | RESISTANCE MEASUREMENT ACCURAC
21308 | 3901 | GENERATOR,SIGNAL | 15 | FREQUENCY_MEASUREMENT_ACCURACY | FREQUENCY MEASUREMENT ACCURACY
21309 | 3901 | GENERATOR,SIGNAL | 16 | GENERATOR_MOD_DEVIATION | GENERATOR MOD DEVIATION
21310 | 3901 | GENERATOR,SIGNAL | 17 | MTG_DATA | MOUNTING DATA
21317
21336 | 4004 | GLASS,PLATE | 1 | SHORT_NAME | SHORT NAME | GLASS,PLATE
21339 | 4004 | GLASS,PLATE | 4 | TYPE | TYPE
21340 | 4004 | GLASS,PLATE | 5 | SIZE | SIZE
21341 | 4004 | GLASS,PLATE | 6 | MATL | MATERIAL
21342 | 4004 | GLASS,PLATE | 7 | CONSTRUCTION | CONSTRUCTION
21343 | 4004 | GLASS,PLATE | 8 | EDGE_DATA | EDGE DATA
21344 | 4004 | GLASS,PLATE | 9 | FINISH | FINISH
21350
21351 | 4036 | COAT,MAN'S | 1 | SHORT_NAME | SHORT NAME | COAT,MEN
21354 | 4036 | COAT,MAN'S | 4 | TYPE | TYPE
21355 | 4036 | COAT,MAN'S | 5 | SIZE | SIZE
21357 | 4036 | COAT,MAN'S | 7 | MATL | MATERIAL
21358 | 4036 | COAT,MAN'S | 8 | COLOR | COLOR
21359 | 4036 | COAT,MAN'S | 9 | CLOSURE_METHOD | CLOSURE METHOD
21360 | 4036 | COAT,MAN'S | 10 | POCKET_DATA | POCKET DATA
21365
21366 | 4045 | UNIFORM,MAN'S | 1 | SHORT_NAME | SHORT NAME | UNIFORM,MEN
21368 | 4045 | UNIFORM,MAN'S | 3 | TYPE | TYPE
21369 | 4045 | UNIFORM,MAN'S | 4 | SIZE | SIZE
21370 | 4045 | UNIFORM,MAN'S | 5 | MATL | MATERIAL
21371 | 4045 | UNIFORM,MAN'S | 6 | COLOR | COLOR
21372 | 4045 | UNIFORM,MAN'S | 7 | POCKET_DATA | POCKET DATA
21378
21379 | 4083 | BROOM,UPRIGHT | 1 | SHORT_NAME | SHORT NAME | BROOM,UPRIGHT
21381 | 4083 | BROOM,UPRIGHT | 3 | BRISTLE_MATL | BRISTLE MATERIAL
21382 | 4083 | BROOM,UPRIGHT | 4 | HANDLE_LG | HANDLE LENGTH
21383 | 4083 | BROOM,UPRIGHT | 5 | HANDLE_MATL | HANDLE MATERIAL
21384 | 4083 | BROOM,UPRIGHT | 6 | HEAD_WIDTH | HEAD WIDTH
21385 | 4083 | BROOM,UPRIGHT | 7 | HEAD_MATL | HEAD MATERIAL
21390
21391 | 4126 | DOOR,METAL,SWINGING | 1 | SHORT_NAME | SHORT NAME | DOOR,METAL
21394 | 4126 | DOOR,METAL,SWINGING | 4 | TYPE | TYPE
21395 | 4126 | DOOR,METAL,SWINGING | 5 | SIZE | SIZE
21396 | 4126 | DOOR,METAL,SWINGING | 6 | MATL | MATERIAL
21397 | 4126 | DOOR,METAL,SWINGING | 7 | LOCKING_FEATURE | LOCKING FEATURE
21398 | 4126 | DOOR,METAL,SWINGING | 8 | DOOR_FIRE_RTG | DOOR FIRE RATING
21399 | 4126 | DOOR,METAL,SWINGING | 9 | FINISH | FINISH
21400 | 4126 | DOOR,METAL,SWINGING | 10 | MTG_DATA | MOUNTING DATA
21407
21424 | 4236 | GRILLE,METAL | 1 | SHORT_NAME | SHORT NAME | GRILLE,METAL
21426 | 4236 | GRILLE,METAL | 3 | TYPE | TYPE
21427 | 4236 | GRILLE,METAL | 4 | SIZE | SIZE
21428 | 4236 | GRILLE,METAL | 5 | MATL | MATERIAL
21429 | 4236 | GRILLE,METAL | 6 | SHAPE | SHAPE
21430 | 4236 | GRILLE,METAL | 7 | FINISH | FINISH
21431 | 4236 | GRILLE,METAL | 8 | MTG_DATA | MOUNTING DATA
21436
21437 | 4240 | WASHING MACHINE,LAUNDRY,COMMERCIAL | 1 | SHORT_NAME | SHORT NAME | WASHING,MACH
21440 | 4240 | WASHING MACHINE,LAUNDRY,COMMERCIAL | 4 | TYPE | TYPE
21441 | 4240 | WASHING MACHINE,LAUNDRY,COMMERCIAL | 5 | DIMENSION | DIMENSION
21442 | 4240 | WASHING MACHINE,LAUNDRY,COMMERCIAL | 6 | MATL | MATERIAL
21443 | 4240 | WASHING MACHINE,LAUNDRY,COMMERCIAL | 7 | LOAD_CAPACITY | LOAD CAPACITY
21444 | 4240 | WASHING MACHINE,LAUNDRY,COMMERCIAL | 8 | POWER | POWER
21445 | 4240 | WASHING MACHINE,LAUNDRY,COMMERCIAL | 9 | ELECT_DATA | ELECTRICAL RATING
21446 | 4240 | WASHING MACHINE,LAUNDRY,COMMERCIAL | 10 | FINISH | FINISH
21447 | 4240 | WASHING MACHINE,LAUNDRY,COMMERCIAL | 11 | MTG_DATA | MOUNTING DATA
21453
21454 | 4266 | PANEL,SIGNAL DISTRIBUTION,RADIO | 1 | SHORT_NAME | SHORT NAME | PANEL,SIGNAL DISTRIBUTE
21456 | 4266 | PANEL,SIGNAL DISTRIBUTION,RADIO | 3 | TYPE | TYPE
21457 | 4266 | PANEL,SIGNAL DISTRIBUTION,RADIO | 4 | SIZE | SIZE
21458 | 4266 | PANEL,SIGNAL DISTRIBUTION,RADIO | 5 | MATL | MATERIAL
21459 | 4266 | PANEL,SIGNAL DISTRIBUTION,RADIO | 6 | COLOR | COLOR
21460 | 4266 | PANEL,SIGNAL DISTRIBUTION,RADIO | 7 | ELECT_DATA | ELECTRICAL RATING
21461 | 4266 | PANEL,SIGNAL DISTRIBUTION,RADIO | 8 | PANEL_DATA | PANEL DATA
21462 | 4266 | PANEL,SIGNAL DISTRIBUTION,RADIO | 9 | FINISH | FINISH
21463 | 4266 | PANEL,SIGNAL DISTRIBUTION,RADIO | 10 | MTG_DATA | MOUNTING DATA
21464 | 4266 | PANEL,SIGNAL DISTRIBUTION,RADIO | 11 | ENVIRON_PROT | ENVIRON PROTECTION
21468
21507 | 4460 | SQUEEGEE | 1 | SHORT_NAME | SHORT NAME | SQUEEGEE
21509 | 4460 | SQUEEGEE | 3 | TYPE | TYPE
21510 | 4460 | SQUEEGEE | 4 | SIZE | SIZE
21511 | 4460 | SQUEEGEE | 5 | HANDLE_DATA | HANDLE DATA
21517
21518 | 4523 | RAINCOAT,MAN'S | 1 | SHORT_NAME | SHORT NAME | RAINCOAT,MENT
21520 | 4523 | RAINCOAT,MAN'S | 3 | TYPE | TYPE
21521 | 4523 | RAINCOAT,MAN'S | 4 | SIZE | SIZE
21522 | 4523 | RAINCOAT,MAN'S | 5 | MATL | MATERIAL
21523 | 4523 | RAINCOAT,MAN'S | 6 | COLOR | COLOR
21524 | 4523 | RAINCOAT,MAN'S | 7 | HOOD_TYPE | HOOD TYPE
21525 | 4523 | RAINCOAT,MAN'S | 8 | CUFF_DATA | CUFF DATA
21526 | 4523 | RAINCOAT,MAN'S | 9 | FASTENING_METHOD | FASTENING METHOD
21527 | 4523 | RAINCOAT,MAN'S | 10 | ENVIRON_FEAT | ENVIRON FEATURES
21531
21532 | 4528 | CLOTH,COATED | 1 | SHORT_NAME | SHORT NAME | CLOTH,COATED
21534 | 4528 | CLOTH,COATED | 3 | DIMENSION | DIMENSION
21535 | 4528 | CLOTH,COATED | 4 | THK | THICKNESS
21536 | 4528 | CLOTH,COATED | 5 | COATING_MATL | COATING MATERIAL
21537 | 4528 | CLOTH,COATED | 6 | CLOTH_MATL | CLOTH MATERIAL
21538 | 4528 | CLOTH,COATED | 7 | NO_PLYS | NUMBER OF PLYS
21539 | 4528 | CLOTH,COATED | 8 | SIDES_COATED | SIDES COATED
21546
21547 | 4647 | STOPPER,BOTTLE | 1 | SHORT_NAME | SHORT NAME | STOPPER,BOTTLE
21550 | 4647 | STOPPER,BOTTLE | 4 | TYPE | TYPE
21551 | 4647 | STOPPER,BOTTLE | 5 | SIZE | SIZE
21552 | 4647 | STOPPER,BOTTLE | 6 | TOP_DIA | TOP DIAMETER
21553 | 4647 | STOPPER,BOTTLE | 7 | BOTTOM_DIA | BOTTOM DIAMETER
21555 | 4647 | STOPPER,BOTTLE | 9 | MATL | MATERIAL
21556 | 4647 | STOPPER,BOTTLE | 10 | JOINT_SIZE | JOINT SIZE
21561
21575 | 4755 | STONE,CRUSHED | 1 | SHORT_NAME | SHORT NAME | STONE,CRUSHED
21578 | 4755 | STONE,CRUSHED | 4 | TYPE | TYPE
21579 | 4755 | STONE,CRUSHED | 5 | SIZE | SIZE
21580 | 4755 | STONE,CRUSHED | 6 | GRADE | GRADE
21581 | 4755 | STONE,CRUSHED | 7 | COMPOSITION | COMPOSITION
21582 | 4755 | STONE,CRUSHED | 8 | ASSAY_DATA | ASSAY DATA
21588
21616 | 4839 | RADIATOR,HEATING | 1 | SHORT_NAME | SHORT NAME | RADIATOR
21619 | 4839 | RADIATOR,HEATING | 4 | TYPE | TYPE
21620 | 4839 | RADIATOR,HEATING | 5 | SIZE | SIZE
21621 | 4839 | RADIATOR,HEATING | 6 | MATL | MATERIAL
21622 | 4839 | RADIATOR,HEATING | 7 | CAPACITY | CAPACITY
21623 | 4839 | RADIATOR,HEATING | 8 | INLET_DATA | INLET DATA
21624 | 4839 | RADIATOR,HEATING | 9 | OUTLET_DATA | OUTLET DATA
21625 | 4839 | RADIATOR,HEATING | 10 | TEMPERATURE | TEMPERATURE
21626 | 4839 | RADIATOR,HEATING | 11 | ELECT_DATA | ELECTRICAL RATING
21627 | 4839 | RADIATOR,HEATING | 12 | HEATING_SOURCE | HEATING SOURCE
21628 | 4839 | RADIATOR,HEATING | 13 | MTG_DATA | MOUNTING DATA
21634
21635 | 4880 | TIMER,STOP | 1 | SHORT_NAME | SHORT NAME | TIMER,STOP
21637 | 4880 | TIMER,STOP | 3 | TYPE | TYPE
21638 | 4880 | TIMER,STOP | 4 | SIZE | SIZE
21639 | 4880 | TIMER,STOP | 5 | TIME_RANGE | TIME RANGE
21640 | 4880 | TIMER,STOP | 6 | TOLERANCE | TOLERANCE
21641 | 4880 | TIMER,STOP | 7 | FREQUENCY | FREQUENCY
21642 | 4880 | TIMER,STOP | 8 | ELECT_DATA | ELECTRICAL RATING
21643 | 4880 | TIMER,STOP | 9 | ELECT_CONN_DATA | ELECTRICAL CONNECTION DATA
21644 | 4880 | TIMER,STOP | 10 | DISPLAY_TYPE | DISPLAY TYPE
21645 | 4880 | TIMER,STOP | 11 | HOLDING_DATA | HOLDING DATA
21646 | 4880 | TIMER,STOP | 12 | OPER_METHOD | OPERATING METHOD
21651
21652 | 4923 | INSULATION,THERMAL | 1 | SHORT_NAME | SHORT NAME | INSULATION,THRM
21653 | 4923 | INSULATION,THERMAL | 2 | INSULATION_TYPE | INSULATION TYPE
21654 | 4923 | INSULATION,THERMAL | 3 | INSULATION_SPECIFIC_USE | INSULATION SPECIFIC USE
21655 | 4923 | INSULATION,THERMAL | 4 | DIA | DIAMETER
21656 | 4923 | INSULATION,THERMAL | 5 | SIZE | SIZE
21658 | 4923 | INSULATION,THERMAL | 7 | THK | THICKNESS
21659 | 4923 | INSULATION,THERMAL | 8 | INSULATION_MATL | INSULATION MATERIAL
21660 | 4923 | INSULATION,THERMAL | 9 | COLOR | COLOR
21661 | 4923 | INSULATION,THERMAL | 10 | THERMAL_CONDUCTIVITY | THERMAL CONDUCTIVITY
21662 | 4923 | INSULATION,THERMAL | 11 | MAX_DENSITY_RATING | MAX DENSITY RATING
21663 | 4923 | INSULATION,THERMAL | 12 | MIN_DENSITY_RATING | MIN DENSITY RATING
21664 | 4923 | INSULATION,THERMAL | 13 | MAX_OPER_TEMP | MAX OPERATING TEMPERATURE
21665 | 4923 | INSULATION,THERMAL | 14 | MINI_OPER_TEMP | MINI OPERATING TEMPERATURE
21666 | 4923 | INSULATION,THERMAL | 15 | INSULATION_DESIGN_FORM | INSULATION DESIGN FORM
21667 | 4923 | INSULATION,THERMAL | 16 | FLAMMABILITY_RATING | FLAMMABILITY RATING
21670 | 4923 | INSULATION,THERMAL | 19 | HEAT_CAPACITY | HEAT CAPACITY
21671 | 4923 | INSULATION,THERMAL | 20 | THERMAL_RESISTANCE | THERMAL RESISTANCE
21672 | 4923 | INSULATION,THERMAL | 21 | PIPE_DIA | PIPE DIA
21673 | 4923 | INSULATION,THERMAL | 22 | METHOD_ATTACH | METHOD ATTACHMENT
21674 | 4923 | INSULATION,THERMAL | 23 | INSTALLATION_FURNISHED_ITEMS | INSTALLATION FURNISHED ITEMS
21675 | 4923 | INSULATION,THERMAL | 24 | INSULATION_JOINT_STYLE | INSULATION JOINT STYLE
21676 | 4923 | INSULATION,THERMAL | 25 | ENVIRON_PROT | ENVIRON PROTECTION
21677 | 4923 | INSULATION,THERMAL | 26 | SURFACE_TREATMENT | SURFACE TREATMENT
21687 | 4923 | INSULATION,THERMAL | 36 | COMPOSITION | COMPOSITION
21688 | 4923 | INSULATION,THERMAL | 37 | CLOSURE_DATA | CLOSURE DATA
21689
21690 | 4942 | BUOY,MOORING | 1 | SHORT_NAME | SHORT NAME | BUOY,MOORING
21692 | 4942 | BUOY,MOORING | 3 | TYPE | TYPE
21693 | 4942 | BUOY,MOORING | 4 | SIZE | SIZE
21694 | 4942 | BUOY,MOORING | 5 | MATL | MATERIAL
21695 | 4942 | BUOY,MOORING | 6 | ATTACH_DATA | ATTACH DATA
21696 | 4942 | BUOY,MOORING | 7 | FINISH | FINISH
21702
21703 | 4987 | SOLDER,TIN ALLOY | 1 | SHORT_NAME | SHORT NAME | SOLDER,TIN ALLOY
21705 | 4987 | SOLDER,TIN ALLOY | 3 | SHAPE | SHAPE
21706 | 4987 | SOLDER,TIN ALLOY | 4 | SIZE | SIZE
21707 | 4987 | SOLDER,TIN ALLOY | 5 | COMPOSITION | COMPOSITION
21708 | 4987 | SOLDER,TIN ALLOY | 6 | FORM | FORM
21709 | 4987 | SOLDER,TIN ALLOY | 7 | CORE_DATA | CORE DATA
21714
21715 | 5039 | BLADE,WINDSHIELD WIPER | 1 | SHORT_NAME | SHORT NAME | BLADE,WIPER
21717 | 5039 | BLADE,WINDSHIELD WIPER | 3 | TYPE | TYPE
21718 | 5039 | BLADE,WINDSHIELD WIPER | 4 | MATL | MATERIAL
21719 | 5039 | BLADE,WINDSHIELD WIPER | 5 | SIZE | SIZE
21720 | 5039 | BLADE,WINDSHIELD WIPER | 6 | METHOD_ATTACH | METHOD ATTACHMENT
21721 | 5039 | BLADE,WINDSHIELD WIPER | 7 | BACKING_MATL | BACKING MATERIAL
21722 | 5039 | BLADE,WINDSHIELD WIPER | 8 | COLOR | COLOR
21728
21729 | 5086 | CLOCK,WALL | 1 | SHORT_NAME | SHORT NAME | CLOCK,WALL
21732 | 5086 | CLOCK,WALL | 4 | TYPE | TYPE
21733 | 5086 | CLOCK,WALL | 5 | DIMENSION | DIMENSION
21734 | 5086 | CLOCK,WALL | 6 | CASE_MATL | CASE MATERIAL
21735 | 5086 | CLOCK,WALL | 7 | ACCURACY | ACCURACY
21736 | 5086 | CLOCK,WALL | 8 | DIAL_DATA | DIAL DATA
21737 | 5086 | CLOCK,WALL | 9 | ELECT_DATA | ELECTRICAL RATING
21738 | 5086 | CLOCK,WALL | 10 | MOVEMENT_DATA | MOVEMENT DATA
21739 | 5086 | CLOCK,WALL | 11 | RECORDING_DATA | RECORDING DATA
21740 | 5086 | CLOCK,WALL | 12 | MTG_DATA | MOUNTING DATA
21745
21746 | 5123 | BALLAST,LAMP | 1 | SHORT_NAME | SHORT NAME | BALLAST,LAMP
21747 | 5123 | BALLAST,LAMP | 2 | LAMP_TYPE | LAMP TYPE
21748 | 5123 | BALLAST,LAMP | 3 | BODY_LG | BODY LENGTH
21749 | 5123 | BALLAST,LAMP | 4 | BODY_WIDTH | BODY WIDTH
21750 | 5123 | BALLAST,LAMP | 5 | BODY_HEIGHT | BODY HEIGHT
21751 | 5123 | BALLAST,LAMP | 6 | BALLAST_MATL | BALLAST MATERIAL
21752 | 5123 | BALLAST,LAMP | 7 | VOLT_RTG | VOLTAGE RATING
21753 | 5123 | BALLAST,LAMP | 8 | CURRENT_RTG | CURRENT RATING
21754 | 5123 | BALLAST,LAMP | 9 | POWER_RTG | POWER RATING
21755 | 5123 | BALLAST,LAMP | 10 | FREQUENCY | FREQUENCY
21756 | 5123 | BALLAST,LAMP | 11 | LAMP_QTY | NUMBER OF LAMPS
21757 | 5123 | BALLAST,LAMP | 12 | START_CHAR | START CHAR
21758 | 5123 | BALLAST,LAMP | 13 | TERMINAL_TYPE | TERMINAL TYPE
21760 | 5123 | BALLAST,LAMP | 15 | MTG_METHOD | MOUNTING METHOD
21768 | 5123 | BALLAST,LAMP | 23 | LAMP_SIZE | LAMP SIZE
21769
21770 | 5131 | ANTIFREEZE | 1 | SHORT_NAME | SHORT NAME | ANTIFREEZE
21772 | 5131 | ANTIFREEZE | 3 | FORM | FORM
21773 | 5131 | ANTIFREEZE | 4 | GRADE | GRADE
21774 | 5131 | ANTIFREEZE | 5 | ASSAY_DATA | ASSAY DATA
21775 | 5131 | ANTIFREEZE | 6 | ASSAY_DATA_2 | ASSAY DATA 2
21776 | 5131 | ANTIFREEZE | 7 | ASSAY_DATA_3 | ASSAY DATA 3
21777 | 5131 | ANTIFREEZE | 8 | ASSAY_DATA_4 | ASSAY DATA 4
21778 | 5131 | ANTIFREEZE | 9 | ASSAY_DATA_5 | ASSAY DATA 5
21783
21784 | 5198 | BARRIER MATERIAL,WATERPROOFED,FLEXIBLE | 1 | SHORT_NAME | SHORT NAME | BARRIER MATERIAL
21786 | 5198 | BARRIER MATERIAL,WATERPROOFED,FLEXIBLE | 3 | TYPE | TYPE
21787 | 5198 | BARRIER MATERIAL,WATERPROOFED,FLEXIBLE | 4 | SIZE | SIZE
21790 | 5198 | BARRIER MATERIAL,WATERPROOFED,FLEXIBLE | 7 | THK | THICKNESS
21791 | 5198 | BARRIER MATERIAL,WATERPROOFED,FLEXIBLE | 8 | MATL | MATERIAL
21792 | 5198 | BARRIER MATERIAL,WATERPROOFED,FLEXIBLE | 9 | CONSTR_DATA | CONSTRUCTION DATA
21798
21799 | 5303 | LOCKER,CLOTHING | 1 | SHORT_NAME | SHORT NAME | LOCKER,CLOTHING
21801 | 5303 | LOCKER,CLOTHING | 3 | TYPE | TYPE
21802 | 5303 | LOCKER,CLOTHING | 4 | SIZE | SIZE
21803 | 5303 | LOCKER,CLOTHING | 5 | MATL | MATERIAL
21804 | 5303 | LOCKER,CLOTHING | 6 | LATCH_DATA | LATCH DATA
21805 | 5303 | LOCKER,CLOTHING | 7 | DRAWER_DATA | DRAWER DATA
21806 | 5303 | LOCKER,CLOTHING | 8 | COLOR | COLOR
21807 | 5303 | LOCKER,CLOTHING | 9 | LOCKER_DATA | LOCKER DATA
21808 | 5303 | LOCKER,CLOTHING | 10 | FINISH | FINISH
21814
21815 | 5308 | LOCKER,SAFE | 1 | SHORT_NAME | SHORT NAME | LOCKER,SAFE
21817 | 5308 | LOCKER,SAFE | 3 | TYPE | TYPE
21818 | 5308 | LOCKER,SAFE | 4 | SIZE | SIZE
21819 | 5308 | LOCKER,SAFE | 5 | MATL | MATERIAL
21820 | 5308 | LOCKER,SAFE | 6 | HANDLE_DATA | HANDLE DATA
21821 | 5308 | LOCKER,SAFE | 7 | LATCH_DATA | LATCH DATA
21822 | 5308 | LOCKER,SAFE | 8 | COLOR | COLOR
21823 | 5308 | LOCKER,SAFE | 9 | FINISH | FINISH
21830
21831 | 5309 | LOCKER,TOOL | 1 | SHORT_NAME | SHORT NAME | LOCKER,TOOL
21834 | 5309 | LOCKER,TOOL | 4 | TYPE | TYPE
21835 | 5309 | LOCKER,TOOL | 5 | SIZE | SIZE
21839 | 5309 | LOCKER,TOOL | 9 | MATL | MATERIAL
21840 | 5309 | LOCKER,TOOL | 10 | COLOR | COLOR
21842 | 5309 | LOCKER,TOOL | 12 | CABINET_SHELF_DATA | CABINET SHELF DATA
21843 | 5309 | LOCKER,TOOL | 13 | DOOR_DATA | DOOR DATA
21844 | 5309 | LOCKER,TOOL | 14 | DRAWER_DATA | DRAWER DATA
21845 | 5309 | LOCKER,TOOL | 15 | LATCH_DATA | LATCH DATA
21846 | 5309 | LOCKER,TOOL | 16 | LOCKER_DATA | LOCKER DATA
21847 | 5309 | LOCKER,TOOL | 17 | HANDLE_DATA | HANDLE DATA
21848 | 5309 | LOCKER,TOOL | 18 | FINISH | FINISH
21850 | 5309 | LOCKER,TOOL | 20 | MTG_DATA | MOUNTING DATA
21856
21883 | 5497 | SLING,ENDLESS | 1 | SHORT_NAME | SHORT NAME | SLING,ENDLESS
21884 | 5497 | SLING,ENDLESS | 2 | SLING_SHAPE_STYLE | SLING SHAPE STYLE
21885 | 5497 | SLING,ENDLESS | 3 | SLING_TYPE | SLING TYPE
21886 | 5497 | SLING,ENDLESS | 4 | BODY_WIDTH | BODY WIDTH
21887 | 5497 | SLING,ENDLESS | 5 | BODY_LG | BODY LENGTH
21888 | 5497 | SLING,ENDLESS | 6 | BODY_THK | BODY THK
21889 | 5497 | SLING,ENDLESS | 7 | SLING_MATL | SLING MATERIAL
21890 | 5497 | SLING,ENDLESS | 8 | SAFE_WKG_LOAD | SAFE WORKING LOAD
21891 | 5497 | SLING,ENDLESS | 9 | MAX_LOAD | MAX LOAD
21892 | 5497 | SLING,ENDLESS | 10 | BODY_COLOR | BODY COLOR
21893 | 5497 | SLING,ENDLESS | 11 | EFFECTIVE_LG | EFFECTIVE LENGTH
21894 | 5497 | SLING,ENDLESS | 12 | SLING_ATTACH_STYLE | SLING ATTACH STYLE
21895 | 5497 | SLING,ENDLESS | 13 | SLING_SAFETY_DEVICES | SLING SAFETY DEVICES
21897 | 5497 | SLING,ENDLESS | 15 | BEAM_LOAD_ATTACH_TYPE | BEAM LOAD ATTACH TYPE
21899 | 5497 | SLING,ENDLESS | 17 | SLING_DRIVE_TYPE | SLING DRIVE TYPE
21903 | 5497 | SLING,ENDLESS | 21 | SURFACE_TREATMENT | SURFACE TREATMENT
21912
21938 | 6043 | BUSH HOOK,HAND | 1 | SHORT_NAME | SHORT NAME | BUSH HOOK,HAND
21940 | 6043 | BUSH HOOK,HAND | 3 | TYPE | TYPE
21941 | 6043 | BUSH HOOK,HAND | 4 | SIZE | SIZE
21942 | 6043 | BUSH HOOK,HAND | 5 | MATL | MATERIAL
21943 | 6043 | BUSH HOOK,HAND | 6 | HANDLE_DATA | HANDLE DATA
21944 | 6043 | BUSH HOOK,HAND | 7 | FINISH | FINISH
21948
21949 | 6159 | ADAPTER,TEST | 1 | SHORT_NAME | SHORT NAME | ADAPTER,TEST
21952 | 6159 | ADAPTER,TEST | 4 | TYPE | TYPE
21953 | 6159 | ADAPTER,TEST | 5 | SIZE | SIZE
21954 | 6159 | ADAPTER,TEST | 6 | MATL | MATERIAL
21955 | 6159 | ADAPTER,TEST | 7 | ELECT_DATA | ELECTRICAL RATING
21956 | 6159 | ADAPTER,TEST | 8 | ADAPTER_DATA | ADAPTER DATA
21957 | 6159 | ADAPTER,TEST | 9 | CONNECTION_DATA | CONNECTION DATA
21958 | 6159 | ADAPTER,TEST | 10 | MTG_DATA | MOUNTING DATA
21965
21996 | 6332 | MAGNET,LIFTING,ELECTRIC | 1 | SHORT_NAME | SHORT NAME | MAGNET,LIFTING
21998 | 6332 | MAGNET,LIFTING,ELECTRIC | 3 | TYPE | TYPE
21999 | 6332 | MAGNET,LIFTING,ELECTRIC | 4 | SIZE | SIZE
22000 | 6332 | MAGNET,LIFTING,ELECTRIC | 5 | MATL | MATERIAL
22001 | 6332 | MAGNET,LIFTING,ELECTRIC | 6 | SHAPE | SHAPE
22002 | 6332 | MAGNET,LIFTING,ELECTRIC | 7 | METHOD_ATTACH | METHOD ATTACHMENT
22009
22010 | 6352 | CABINET,ELECTRICAL EQUIPMENT | 1 | SHORT_NAME | SHORT NAME | CABINET,ELEC
22012 | 6352 | CABINET,ELECTRICAL EQUIPMENT | 3 | TYPE | TYPE
22013 | 6352 | CABINET,ELECTRICAL EQUIPMENT | 4 | DRAWER_SIZE | DRAWER SIZE
22014 | 6352 | CABINET,ELECTRICAL EQUIPMENT | 5 | SIZE | SIZE
22018 | 6352 | CABINET,ELECTRICAL EQUIPMENT | 9 | OVERALL_DEPTH | OVERALL DEPTH
22019 | 6352 | CABINET,ELECTRICAL EQUIPMENT | 10 | MATL | MATERIAL
22020 | 6352 | CABINET,ELECTRICAL EQUIPMENT | 11 | CAPACITY | CAPACITY
22021 | 6352 | CABINET,ELECTRICAL EQUIPMENT | 12 | COMPRESSION_LOAD | COMPRESSION LOAD
22022 | 6352 | CABINET,ELECTRICAL EQUIPMENT | 13 | COLOR | COLOR
22023 | 6352 | CABINET,ELECTRICAL EQUIPMENT | 14 | CABLE_ENTRY_DATA | CABLE ENTRY DATA
22024 | 6352 | CABINET,ELECTRICAL EQUIPMENT | 15 | COVER_DETAILS | COVER DETAILS
22025 | 6352 | CABINET,ELECTRICAL EQUIPMENT | 16 | FINISH | FINISH
22026 | 6352 | CABINET,ELECTRICAL EQUIPMENT | 17 | MTG_DATA | MOUNTING DATA
22029 | 6352 | CABINET,ELECTRICAL EQUIPMENT | 20 | ENVIRON_PROT | ENVIRON PROTECTION
22034
22110 | 6517 | COVER,TENT | 1 | SHORT_NAME | SHORT NAME | COVER,TENT
22113 | 6517 | COVER,TENT | 4 | TYPE | TYPE
22114 | 6517 | COVER,TENT | 5 | SIZE | SIZE
22115 | 6517 | COVER,TENT | 6 | MATL | MATERIAL
22116 | 6517 | COVER,TENT | 7 | COLOR | COLOR
22117 | 6517 | COVER,TENT | 8 | SHAPE | SHAPE
22118 | 6517 | COVER,TENT | 9 | COVER_ATTACHMENT_DATA | COVER ATTACHMENT DATA
22119 | 6517 | COVER,TENT | 10 | FINISH | FINISH
22127
22176 | 7110 | CART,GENERAL HAULING | 1 | SHORT_NAME | SHORT NAME | CART
22179 | 7110 | CART,GENERAL HAULING | 4 | TYPE | TYPE
22180 | 7110 | CART,GENERAL HAULING | 5 | SIZE | SIZE
22181 | 7110 | CART,GENERAL HAULING | 6 | FORK_LG | FORK LENGTH
22182 | 7110 | CART,GENERAL HAULING | 7 | MATL | MATERIAL
22183 | 7110 | CART,GENERAL HAULING | 8 | PLATFORM_MATL | PLATFORM MATERIAL
22184 | 7110 | CART,GENERAL HAULING | 9 | CAPACITY | CAPACITY
22185 | 7110 | CART,GENERAL HAULING | 10 | COLOR | COLOR
22186 | 7110 | CART,GENERAL HAULING | 11 | CASTER_TYPE | CASTER TYPE
22187 | 7110 | CART,GENERAL HAULING | 12 | AXLE_DATA | AXLE DATA
22188 | 7110 | CART,GENERAL HAULING | 13 | HANDLE_DATA | HANDLE DATA
22189 | 7110 | CART,GENERAL HAULING | 14 | CASTOR_DATA | CASTOR DATA
22190 | 7110 | CART,GENERAL HAULING | 15 | CART_DATA | CART DATA
22191 | 7110 | CART,GENERAL HAULING | 16 | FINISH | FINISH
22192 | 7110 | CART,GENERAL HAULING | 17 | PLATFORM_FINISH | PLATFORM FINISH
22199
22200 | 7162 | VALVE,FLUSH | 1 | SHORT_NAME | SHORT NAME | VALVE,FLUSH
22202 | 7162 | VALVE,FLUSH | 3 | TYPE | TYPE
22203 | 7162 | VALVE,FLUSH | 4 | SIZE | SIZE
22204 | 7162 | VALVE,FLUSH | 5 | PRESSURE | PRESSURE
22205 | 7162 | VALVE,FLUSH | 6 | TEMPERATURE | TEMPERATURE
22206 | 7162 | VALVE,FLUSH | 7 | DISK_MATL | DISK MATERIAL
22207 | 7162 | VALVE,FLUSH | 8 | SEAT_MATL | SEAT MATERIAL
22208 | 7162 | VALVE,FLUSH | 9 | STEM_MATL | STEM MATERIAL
22209 | 7162 | VALVE,FLUSH | 10 | TRIM_MATL | TRIM MATERIAL
22210 | 7162 | VALVE,FLUSH | 11 | BODY_MATL | BODY MATERIAL
22211 | 7162 | VALVE,FLUSH | 12 | BONNET_DATA | BONNET DATA
22212 | 7162 | VALVE,FLUSH | 13 | FACE_WIDTH | FACE WIDTH
22213 | 7162 | VALVE,FLUSH | 14 | FLANGE_TABLE | FLANGE TABLE
22214 | 7162 | VALVE,FLUSH | 15 | MEDIA_DESIGNED | MEDIA DESIGNED
22215 | 7162 | VALVE,FLUSH | 16 | OPER_METHOD | OPERATING METHOD
22216 | 7162 | VALVE,FLUSH | 17 | VALVE_DATA | VALVE DATA
22217 | 7162 | VALVE,FLUSH | 18 | CONNECTION_DATA | CONNECTION DATA
22222
22251 | 7488 | ROD,WELDING | 1 | SHORT_NAME | SHORT NAME | ROD,WELDING
22252 | 7488 | ROD,WELDING | 2 | ROD_WELDING_SHAPE_STYLE | ROD WELDING SHAPE STYLE
22254 | 7488 | ROD,WELDING | 4 | ROD_WELDING_TYPE | ROD WELDING TYPE
22255 | 7488 | ROD,WELDING | 5 | BODY_DIA | BODY DIA
22256 | 7488 | ROD,WELDING | 6 | BODY_LG | BODY LENGTH
22257 | 7488 | ROD,WELDING | 7 | ROD_WELDING_MATL | ROD WELDING MATERIAL
22258 | 7488 | ROD,WELDING | 8 | CHEMICAL_ELEMENT | CHEMICAL ELEMENT
22260 | 7488 | ROD,WELDING | 10 | CURRENT_RTG | CURRENT RATING
22261 | 7488 | ROD,WELDING | 11 | ROD_DESIG | ROD DESIGNATION
22262 | 7488 | ROD,WELDING | 12 | COLOR | COLOR
22263 | 7488 | ROD,WELDING | 13 | FLUX_COATING_TYPE | FLUX COATING TYPE
22265 | 7488 | ROD,WELDING | 15 | WELDING_CUTTING_METHOD | WELDING CUTTING METHOD
22277 | 7488 | ROD,WELDING | 27 | SIZE | SIZE
22278
22292 | 7564 | ION EXCHANGE COMPOUND | 1 | SHORT_NAME | SHORT NAME | COMPOUND,ION EXCHANGE
22294 | 7564 | ION EXCHANGE COMPOUND | 3 | SHAPE | SHAPE
22295 | 7564 | ION EXCHANGE COMPOUND | 4 | TYPE | TYPE
22296 | 7564 | ION EXCHANGE COMPOUND | 5 | GRADE | GRADE
22297 | 7564 | ION EXCHANGE COMPOUND | 6 | ION_TYPE | ION TYPE
22298 | 7564 | ION EXCHANGE COMPOUND | 7 | RESIN_TYPE | RESIN TYPE
22299 | 7564 | ION EXCHANGE COMPOUND | 8 | PARTICLE_SIZE | PARTICLE SIZE
22300 | 7564 | ION EXCHANGE COMPOUND | 9 | MATRIX_MATL | MATRIX MATERIAL
22301 | 7564 | ION EXCHANGE COMPOUND | 10 | ION_FORM | ION FORM
22302 | 7564 | ION EXCHANGE COMPOUND | 11 | PHYSICAL_FORM | PHYSICAL FORM
22303 | 7564 | ION EXCHANGE COMPOUND | 12 | EXCHANGE_CAPACITY | EXCHANGE CAPACITY
22304 | 7564 | ION EXCHANGE COMPOUND | 13 | MOISTURE_CONTENT | MOISTURE CONTENT
22305 | 7564 | ION EXCHANGE COMPOUND | 14 | WET_DENSITY | WET DENSITY
22306 | 7564 | ION EXCHANGE COMPOUND | 15 | TEMPERATURE | TEMPERATURE
22307 | 7564 | ION EXCHANGE COMPOUND | 16 | PH_RANGE | PH RANGE
22308 | 7564 | ION EXCHANGE COMPOUND | 17 | COMPOUND_DESIGN_MEDIA | COMPOUND DESIGN MEDIA
22309 | 7564 | ION EXCHANGE COMPOUND | 18 | COMPOUND_CROSS_LINKING | COMPOUND CROSS LINKING
22310 | 7564 | ION EXCHANGE COMPOUND | 19 | ACTIVE_GRP | ACTIVE GRIP
22317
22375 | 7651 | WHISTLE,BALL | 1 | SHORT_NAME | SHORT NAME | WHISTLE,BALL
22377 | 7651 | WHISTLE,BALL | 3 | TYPE | TYPE
22378 | 7651 | WHISTLE,BALL | 4 | SIZE | SIZE
22379 | 7651 | WHISTLE,BALL | 5 | MATL | MATERIAL
22380 | 7651 | WHISTLE,BALL | 6 | FINISH | FINISH
22387
22388 | 7678 | PADLOCK | 1 | SHORT_NAME | SHORT NAME | PADLOCK
22390 | 7678 | PADLOCK | 3 | SHAPE | SHAPE
22391 | 7678 | PADLOCK | 4 | TYPE | TYPE
22392 | 7678 | PADLOCK | 5 | SIZE | SIZE
22393 | 7678 | PADLOCK | 6 | MATL | MATERIAL
22395 | 7678 | PADLOCK | 8 | VOLTAGE | VOLTAGE RATING
22396 | 7678 | PADLOCK | 9 | CASE_DATA | CASE DATA
22397 | 7678 | PADLOCK | 10 | KEY_DATA | KEY DATA
22398 | 7678 | PADLOCK | 11 | LOCK_DATA | LOCK DATA
22399 | 7678 | PADLOCK | 12 | CORE_DATA | CORE DATA
22400 | 7678 | PADLOCK | 13 | SHACKLE_DATA | SHACKLE DATA
22401 | 7678 | PADLOCK | 14 | TUMBLER_DATA | TUMBLER DATA
22402 | 7678 | PADLOCK | 15 | HOLDING_FORCE | HOLDING FORCE
22403 | 7678 | PADLOCK | 16 | FINISH | FINISH
22410
22465 | 7882 | MEASURE,LIQUID | 1 | SHORT_NAME | SHORT NAME | MEASURE,LIQUID
22467 | 7882 | MEASURE,LIQUID | 3 | TYPE | TYPE
22468 | 7882 | MEASURE,LIQUID | 4 | SIZE | SIZE
22469 | 7882 | MEASURE,LIQUID | 5 | MATL | MATERIAL
22470 | 7882 | MEASURE,LIQUID | 6 | MEASURE_CAPACITY | MEASURE CAPACITY
22471 | 7882 | MEASURE,LIQUID | 7 | GRADUATION_DATA | GRADUATION DATA
22472 | 7882 | MEASURE,LIQUID | 8 | TOLERANCE | TOLERANCE
22479
22480 | 7996 | BELT,SAFETY,INDUSTRIAL | 1 | SHORT_NAME | SHORT NAME | BELT,SAFETY
22482 | 7996 | BELT,SAFETY,INDUSTRIAL | 3 | TYPE | TYPE
22483 | 7996 | BELT,SAFETY,INDUSTRIAL | 4 | SIZE | SIZE
22484 | 7996 | BELT,SAFETY,INDUSTRIAL | 5 | MATL | MATERIAL
22485 | 7996 | BELT,SAFETY,INDUSTRIAL | 6 | FINISH | FINISH
22490
22533 | 8275 | MIRROR,GLASS | 1 | SHORT_NAME | SHORT NAME | MIRROR,GLASS
22535 | 8275 | MIRROR,GLASS | 3 | TYPE | TYPE
22536 | 8275 | MIRROR,GLASS | 4 | SIZE | SIZE
22537 | 8275 | MIRROR,GLASS | 5 | EDGE_TYPE | EDGE TYPE
22538 | 8275 | MIRROR,GLASS | 6 | SHAPE | SHAPE
22539 | 8275 | MIRROR,GLASS | 7 | MTG_DATA | MOUNTING DATA
22545
22557 | 8569 | SINK,SERVICE | 1 | SHORT_NAME | SHORT NAME | SINK,SERVICE
22559 | 8569 | SINK,SERVICE | 3 | TYPE | TYPE
22560 | 8569 | SINK,SERVICE | 4 | SIZE | SIZE
22561 | 8569 | SINK,SERVICE | 5 | MATL | MATERIAL
22562 | 8569 | SINK,SERVICE | 6 | COLOR | COLOR
22563 | 8569 | SINK,SERVICE | 7 | DRAIN_DIMENSION | DRAIN DIMENSION
22564 | 8569 | SINK,SERVICE | 8 | BOWL_SIZE | BOWL SIZE
22565 | 8569 | SINK,SERVICE | 9 | BACKING_DATA | BACKING DATA
22566 | 8569 | SINK,SERVICE | 10 | TAP_DESIGN_TYPE | TAP DESIGN TYPE
22567 | 8569 | SINK,SERVICE | 11 | MTG_DATA | MOUNTING DATA
22572
22615 | 8925 | MAGNIFIER | 1 | SHORT_NAME | SHORT NAME | MAGNIFIER
22617 | 8925 | MAGNIFIER | 3 | TYPE | TYPE
22618 | 8925 | MAGNIFIER | 4 | SIZE | SIZE
22619 | 8925 | MAGNIFIER | 5 | MATL | MATERIAL
22620 | 8925 | MAGNIFIER | 6 | VOLTAGE | VOLTAGE RATING
22621 | 8925 | MAGNIFIER | 7 | MAGNIFICATION_FACTOR | MAGNIFICATION FACTOR
22622 | 8925 | MAGNIFIER | 8 | OPER_RANGE | OPERATING RANGE
22623 | 8925 | MAGNIFIER | 9 | LENS_DIOPTER_RTG | LENS DIOPTER RATING
22624 | 8925 | MAGNIFIER | 10 | BATTERY_SIZE | BATTERY SIZE
22625 | 8925 | MAGNIFIER | 11 | BATTERY_QTY | BATTERY QTY
22632
22650 | 9176 | MICROSCOPE,OPTICAL | 1 | SHORT_NAME | SHORT NAME | MICROSCOPE,OPTICAL
22652 | 9176 | MICROSCOPE,OPTICAL | 3 | TYPE | TYPE
22653 | 9176 | MICROSCOPE,OPTICAL | 4 | SIZE | SIZE
22654 | 9176 | MICROSCOPE,OPTICAL | 5 | ELECT_DATA | ELECTRICAL RATING
22655 | 9176 | MICROSCOPE,OPTICAL | 6 | MAGNIFICATION_FACTOR | MAGNIFICATION FACTOR
22656 | 9176 | MICROSCOPE,OPTICAL | 7 | LENS_DATA | LENS DATA
22657 | 9176 | MICROSCOPE,OPTICAL | 8 | ILLUMINATOR_TYPE | ILLUMINATOR TYPE
22658 | 9176 | MICROSCOPE,OPTICAL | 9 | LIGHT_TYPE | LIGHT TYPE
22659 | 9176 | MICROSCOPE,OPTICAL | 10 | ELECT_CONN_DATA | ELECTRICAL CONNECTION DATA
22660 | 9176 | MICROSCOPE,OPTICAL | 11 | MTG_DATA | MOUNTING DATA
22666
22667 | 9793 | TISSUE,FACIAL | 1 | SHORT_NAME | SHORT NAME | TISSUE,FACIAL
22669 | 9793 | TISSUE,FACIAL | 3 | TYPE | TYPE
22670 | 9793 | TISSUE,FACIAL | 4 | SIZE | SIZE
22671 | 9793 | TISSUE,FACIAL | 5 | MATL | MATERIAL
22672 | 9793 | TISSUE,FACIAL | 6 | FINISH | FINISH
22677
22709 | 10097 | MASK,GAS | 1 | SHORT_NAME | SHORT NAME | MASK,GAS
22711 | 10097 | MASK,GAS | 3 | TYPE | TYPE
22712 | 10097 | MASK,GAS | 4 | SIZE | SIZE
22713 | 10097 | MASK,GAS | 5 | MATL | MATERIAL
22714 | 10097 | MASK,GAS | 6 | CANISTER_TYPE | CANISTER TYPE
22715 | 10097 | MASK,GAS | 7 | PROTECTION_TYPE | PROTECTION TYPE
22716 | 10097 | MASK,GAS | 8 | METHOD_ATTACH | METHOD ATTACHMENT
22722
22723 | 10220 | TARPAULIN | 1 | SHORT_NAME | SHORT NAME | TARPAULIN
22725 | 10220 | TARPAULIN | 3 | TYPE | TYPE
22726 | 10220 | TARPAULIN | 4 | SIZE | SIZE
22727 | 10220 | TARPAULIN | 5 | MATL | MATERIAL
22728 | 10220 | TARPAULIN | 6 | COLOR | COLOR
22730 | 10220 | TARPAULIN | 8 | FINISH | FINISH
22735
22791 | 10908 | WINDOW,OPTICAL INSTRUMENT | 1 | SHORT_NAME | SHORT NAME | WINDOW,SIGHT
22794 | 10908 | WINDOW,OPTICAL INSTRUMENT | 4 | TYPE | TYPE
22795 | 10908 | WINDOW,OPTICAL INSTRUMENT | 5 | SIZE | SIZE
22796 | 10908 | WINDOW,OPTICAL INSTRUMENT | 6 | MATL | MATERIAL
22797 | 10908 | WINDOW,OPTICAL INSTRUMENT | 7 | FUNCT | FUNCTION
22798 | 10908 | WINDOW,OPTICAL INSTRUMENT | 8 | HARDNESS | HARDNESS
22799 | 10908 | WINDOW,OPTICAL INSTRUMENT | 9 | SHAPE | SHAPE
22800 | 10908 | WINDOW,OPTICAL INSTRUMENT | 10 | RESOLUTION | RESOLUTION
22801 | 10908 | WINDOW,OPTICAL INSTRUMENT | 11 | NO_LAMINATION | NUMBER OF LAMINATION
22802 | 10908 | WINDOW,OPTICAL INSTRUMENT | 12 | FRAME_DATA | FRAME DATA
22806
22807 | 10913 | BALANCING MACHINE,DYNAMIC-STATIC,HORIZONTAL | 1 | SHORT_NAME | SHORT NAME | BALANCING,MACH
22809 | 10913 | BALANCING MACHINE,DYNAMIC-STATIC,HORIZONTAL | 3 | TYPE | TYPE
22810 | 10913 | BALANCING MACHINE,DYNAMIC-STATIC,HORIZONTAL | 4 | SIZE | SIZE
22811 | 10913 | BALANCING MACHINE,DYNAMIC-STATIC,HORIZONTAL | 5 | SHAPE | SHAPE
22812 | 10913 | BALANCING MACHINE,DYNAMIC-STATIC,HORIZONTAL | 6 | SENSITIVITY | SENSITIVITY
22813 | 10913 | BALANCING MACHINE,DYNAMIC-STATIC,HORIZONTAL | 7 | ELECT_DATA | ELECTRICAL RATING
22814 | 10913 | BALANCING MACHINE,DYNAMIC-STATIC,HORIZONTAL | 8 | LOAD_MAX | LOAD MAX
22822
22834 | 11053 | LUMBER,HARDWOOD | 1 | SHORT_NAME | SHORT NAME | LUMBER
22836 | 11053 | LUMBER,HARDWOOD | 3 | TYPE | TYPE
22837 | 11053 | LUMBER,HARDWOOD | 4 | SIZE | SIZE
22840 | 11053 | LUMBER,HARDWOOD | 7 | THK | THICKNESS
22841 | 11053 | LUMBER,HARDWOOD | 8 | MATL | MATERIAL
22842 | 11053 | LUMBER,HARDWOOD | 9 | SPECIES | SPECIES
22843 | 11053 | LUMBER,HARDWOOD | 10 | FINISH | FINISH
22847
22848 | 11088 | SWIVEL AND LINK ASSEMBLY | 1 | SHORT_NAME | SHORT NAME | ASSY,SWIVEL & LINK
22850 | 11088 | SWIVEL AND LINK ASSEMBLY | 3 | SHAPE | SHAPE
22851 | 11088 | SWIVEL AND LINK ASSEMBLY | 4 | TYPE | TYPE
22852 | 11088 | SWIVEL AND LINK ASSEMBLY | 5 | DIMENSION | DIMENSION
22853 | 11088 | SWIVEL AND LINK ASSEMBLY | 6 | MATL | MATERIAL
22854 | 11088 | SWIVEL AND LINK ASSEMBLY | 7 | COLOR | COLOR
22855 | 11088 | SWIVEL AND LINK ASSEMBLY | 8 | FASTENING_METHOD | FASTENING METHOD
22856 | 11088 | SWIVEL AND LINK ASSEMBLY | 9 | FINISH | FINISH
22861
22909 | 11234 | THIMBLE,ROPE | 1 | SHORT_NAME | SHORT NAME | THIMBLE,ROPE
22911 | 11234 | THIMBLE,ROPE | 3 | TYPE | TYPE
22912 | 11234 | THIMBLE,ROPE | 4 | SIZE | SIZE
22913 | 11234 | THIMBLE,ROPE | 5 | MATL | MATERIAL
22914 | 11234 | THIMBLE,ROPE | 6 | ROPE_TYPE | ROPE TYPE
22915 | 11234 | THIMBLE,ROPE | 7 | ROPE_DIA | ROPE DIAMETER
22916 | 11234 | THIMBLE,ROPE | 8 | FINISH | FINISH
22921
22922 | 11267 | POLISH,METAL | 1 | SHORT_NAME | SHORT NAME | POLISH,METAL
22925 | 11267 | POLISH,METAL | 4 | TYPE | TYPE
22926 | 11267 | POLISH,METAL | 5 | COMPOSITION | COMPOSITION
22927 | 11267 | POLISH,METAL | 6 | FORM | FORM
22928 | 11267 | POLISH,METAL | 7 | MEDIA_DESIGNED | MEDIA DESIGNED
22933
22934 | 11297 | ADHESIVE | 1 | SHORT_NAME | SHORT NAME | ADHESIVE
22937 | 11297 | ADHESIVE | 4 | TYPE | TYPE
22938 | 11297 | ADHESIVE | 5 | BASE_MATL | BASE MATERIAL
22939 | 11297 | ADHESIVE | 6 | FORM | FORM
22940 | 11297 | ADHESIVE | 7 | GRADE | GRADE
22941 | 11297 | ADHESIVE | 8 | APPLICATION_TEMP | APPLICATION TEMPERATURE
22942 | 11297 | ADHESIVE | 9 | CURING_TIME | CURING TIME
22943 | 11297 | ADHESIVE | 10 | OPEN_TIME | OPEN TIME
22944 | 11297 | ADHESIVE | 11 | SOFTENING_POINT | SOFTENING POINT
22945 | 11297 | ADHESIVE | 12 | SPECIFIC_GRAVITY | SPECIFIC GRAVITY
22946 | 11297 | ADHESIVE | 13 | VISCOSITY | VISCOSITY
22947 | 11297 | ADHESIVE | 14 | COLOR | COLOR
22948 | 11297 | ADHESIVE | 15 | ODOR | ODOR
22949 | 11297 | ADHESIVE | 16 | MEDIA_DESIGNED | MEDIA DESIGNED
22954
22955 | 11335 | RUBBER SHEET,SOLID | 1 | SHORT_NAME | SHORT NAME | RUBBER,SHEET
22958 | 11335 | RUBBER SHEET,SOLID | 4 | TYPE | TYPE
22959 | 11335 | RUBBER SHEET,SOLID | 5 | SIZE | SIZE
22962 | 11335 | RUBBER SHEET,SOLID | 8 | THK | THICKNESS
22963 | 11335 | RUBBER SHEET,SOLID | 9 | MATL | MATERIAL
22964 | 11335 | RUBBER SHEET,SOLID | 10 | HARDNESS | HARDNESS
22965 | 11335 | RUBBER SHEET,SOLID | 11 | COLOR | COLOR
22966 | 11335 | RUBBER SHEET,SOLID | 12 | MAX_TEMPERATURE | MAX TEMPERATURE
22967 | 11335 | RUBBER SHEET,SOLID | 13 | MAX_PRESSURE | MAX PRESSUREURE
22968 | 11335 | RUBBER SHEET,SOLID | 14 | PT_VALUE | PT VALUE
22969 | 11335 | RUBBER SHEET,SOLID | 15 | INSERT_MATL | INSERT MATERIAL
22977
22978 | 11380 | CLINOMETER,ELEVATION AND DEPRESSION,SURVEYING | 1 | SHORT_NAME | SHORT NAME | CLINOMETER,SURVEYING
22980 | 11380 | CLINOMETER,ELEVATION AND DEPRESSION,SURVEYING | 3 | TYPE | TYPE
22981 | 11380 | CLINOMETER,ELEVATION AND DEPRESSION,SURVEYING | 4 | SIZE | SIZE
22982 | 11380 | CLINOMETER,ELEVATION AND DEPRESSION,SURVEYING | 5 | MATL | MATERIAL
22983 | 11380 | CLINOMETER,ELEVATION AND DEPRESSION,SURVEYING | 6 | MEASUREMENT_RANGE | MEASUREMENT RANGE
22984 | 11380 | CLINOMETER,ELEVATION AND DEPRESSION,SURVEYING | 7 | ACCURACY | ACCURACY
22985 | 11380 | CLINOMETER,ELEVATION AND DEPRESSION,SURVEYING | 8 | ELECT_DATA | ELECTRICAL RATING
22986 | 11380 | CLINOMETER,ELEVATION AND DEPRESSION,SURVEYING | 9 | GRADUATION_DATA | GRADUATION DATA
22987 | 11380 | CLINOMETER,ELEVATION AND DEPRESSION,SURVEYING | 10 | CLINOMETER_DATA | CLINOMETER DATA
22988 | 11380 | CLINOMETER,ELEVATION AND DEPRESSION,SURVEYING | 11 | FINISH | FINISH
22989 | 11380 | CLINOMETER,ELEVATION AND DEPRESSION,SURVEYING | 12 | MTG_DATA | MOUNTING DATA
22996
22997 | 11397 | CHAIR,STRAIGHT | 1 | SHORT_NAME | SHORT NAME | CHAIR,STRAIGHT
22999 | 11397 | CHAIR,STRAIGHT | 3 | TYPE | TYPE
23000 | 11397 | CHAIR,STRAIGHT | 4 | SHAPE | SHAPE
23001 | 11397 | CHAIR,STRAIGHT | 5 | SIZE | SIZE
23002 | 11397 | CHAIR,STRAIGHT | 6 | MATL | MATERIAL
23003 | 11397 | CHAIR,STRAIGHT | 7 | COLOR | COLOR
23004 | 11397 | CHAIR,STRAIGHT | 8 | ADJUSTMENT_DATA | ADJUSTMENT DATA
23005 | 11397 | CHAIR,STRAIGHT | 9 | CTRL_DATA | CONTROL DATA
23006 | 11397 | CHAIR,STRAIGHT | 10 | SEAT_DATA | SEAT DATA
23007 | 11397 | CHAIR,STRAIGHT | 11 | BACKREST_DATA | BACKREST DATA
23008 | 11397 | CHAIR,STRAIGHT | 12 | ARMREST_DATA | ARMREST DATA
23009 | 11397 | CHAIR,STRAIGHT | 13 | CHAIR_FOOTREST_DATA | CHAIR FOOTREST DATA
23010 | 11397 | CHAIR,STRAIGHT | 14 | FINISH | FINISH
23011 | 11397 | CHAIR,STRAIGHT | 15 | MTG_DATA | MOUNTING DATA
23017
23028 | 11460 | POST,FENCE,METAL | 1 | SHORT_NAME | SHORT NAME | CONNECTOR,ELECTRICAL POST
23031 | 11460 | POST,FENCE,METAL | 4 | TYPE | TYPE
23032 | 11460 | POST,FENCE,METAL | 5 | SIZE | SIZE
23033 | 11460 | POST,FENCE,METAL | 6 | MATL | MATERIAL
23034 | 11460 | POST,FENCE,METAL | 7 | SHAPE | SHAPE
23035 | 11460 | POST,FENCE,METAL | 8 | HOLE_DATA | HOLE DATA
23036 | 11460 | POST,FENCE,METAL | 9 | FINISH | FINISH
23043
23071 | 11528 | PROPANE | 1 | SHORT_NAME | SHORT NAME | PROPANE
23073 | 11528 | PROPANE | 3 | ASSAY_DATA | ASSAY DATA
23074 | 11528 | PROPANE | 4 | ASSAY_DATA_2 | ASSAY DATA 2
23075 | 11528 | PROPANE | 5 | CYL_SIZE | CYL SIZE
23076 | 11528 | PROPANE | 6 | GAS_CODE | GAS CODE
23077 | 11528 | PROPANE | 7 | GRADE | GRADE
23082
23083 | 11558 | FAIRLEAD,SHEAVE | 1 | SHORT_NAME | SHORT NAME | FAIRLEAD,SHEAVE
23085 | 11558 | FAIRLEAD,SHEAVE | 3 | TYPE | TYPE
23086 | 11558 | FAIRLEAD,SHEAVE | 4 | SIZE | SIZE
23087 | 11558 | FAIRLEAD,SHEAVE | 5 | MATL | MATERIAL
23088 | 11558 | FAIRLEAD,SHEAVE | 6 | LOAD_RATING | LOAD RATING
23089 | 11558 | FAIRLEAD,SHEAVE | 7 | SHEAVE_DATA | SHEAVE DATA
23090 | 11558 | FAIRLEAD,SHEAVE | 8 | FINISH | FINISH
23094
23095 | 11563 | DRIER,ELECTRIC,HAND | 1 | SHORT_NAME | SHORT NAME | DRIER,ELEC
23098 | 11563 | DRIER,ELECTRIC,HAND | 4 | TYPE | TYPE
23099 | 11563 | DRIER,ELECTRIC,HAND | 5 | DIMENSION | DIMENSION
23100 | 11563 | DRIER,ELECTRIC,HAND | 6 | MATL | MATERIAL
23101 | 11563 | DRIER,ELECTRIC,HAND | 7 | CAPACITY | CAPACITY
23102 | 11563 | DRIER,ELECTRIC,HAND | 8 | VOLTAGE | VOLTAGE RATING
23103 | 11563 | DRIER,ELECTRIC,HAND | 9 | POWER | POWER
23104 | 11563 | DRIER,ELECTRIC,HAND | 10 | ELECT_DATA | ELECTRICAL RATING
23105 | 11563 | DRIER,ELECTRIC,HAND | 11 | ELECT_CONN_DATA | ELECTRICAL CONNECTION DATA
23106 | 11563 | DRIER,ELECTRIC,HAND | 12 | ACTUATION_METHOD | ACTUATION METHOD
23107 | 11563 | DRIER,ELECTRIC,HAND | 13 | DRYER_DATA | DRYER DATA
23108 | 11563 | DRIER,ELECTRIC,HAND | 14 | REFRIGERANT_DATA | REFRIGERANT DATA
23116
23149 | 12786 | HEAT TRANSFER FLUID | 1 | SHORT_NAME | SHORT NAME | FLUID,HEAT TRANSFER
23151 | 12786 | HEAT TRANSFER FLUID | 3 | CONC | CONC
23152 | 12786 | HEAT TRANSFER FLUID | 4 | ASSAY_DATA | ASSAY DATA
23153 | 12786 | HEAT TRANSFER FLUID | 5 | ASSAY_DATA_2 | ASSAY DATA 2
23154 | 12786 | HEAT TRANSFER FLUID | 6 | ASSAY_DATA_3 | ASSAY DATA 3
23155 | 12786 | HEAT TRANSFER FLUID | 7 | ASSAY_DATA_4 | ASSAY DATA 4
23156 | 12786 | HEAT TRANSFER FLUID | 8 | ASSAY_DATA_5 | ASSAY DATA 5
23157 | 12786 | HEAT TRANSFER FLUID | 9 | FORM | FORM
23158 | 12786 | HEAT TRANSFER FLUID | 10 | GRADE | GRADE
23165
23166 | 12799 | MORTAR AND PESTLE | 1 | SHORT_NAME | SHORT NAME | MORTAR AND PESTLE
23168 | 12799 | MORTAR AND PESTLE | 3 | TYPE | TYPE
23169 | 12799 | MORTAR AND PESTLE | 4 | SIZE | SIZE
23170 | 12799 | MORTAR AND PESTLE | 5 | MATL | MATERIAL
23172 | 12799 | MORTAR AND PESTLE | 7 | MORTAR_DATA | MORTAR DATA
23173 | 12799 | MORTAR AND PESTLE | 8 | FINISH | FINISH
23177
23178 | 12858 | BEAKER,LABORATORY | 1 | SHORT_NAME | SHORT NAME | BEAKER,LAB
23181 | 12858 | BEAKER,LABORATORY | 4 | TYPE | TYPE
23182 | 12858 | BEAKER,LABORATORY | 5 | SIZE | SIZE
23183 | 12858 | BEAKER,LABORATORY | 6 | MATL | MATERIAL
23184 | 12858 | BEAKER,LABORATORY | 7 | CAPACITY | CAPACITY
23185 | 12858 | BEAKER,LABORATORY | 8 | SHAPE | SHAPE
23186 | 12858 | BEAKER,LABORATORY | 9 | GRADUATION_DATA | GRADUATION DATA
23191
23207 | 13095 | PLUG,TUBE REPAIR | 1 | SHORT_NAME | SHORT NAME | PLUG,TUBE REPAIR
23209 | 13095 | PLUG,TUBE REPAIR | 3 | TYPE | TYPE
23210 | 13095 | PLUG,TUBE REPAIR | 4 | SIZE | SIZE
23211 | 13095 | PLUG,TUBE REPAIR | 5 | MATL | MATERIAL
23212 | 13095 | PLUG,TUBE REPAIR | 6 | TAPER_SIZE | TAPER SIZE
23213 | 13095 | PLUG,TUBE REPAIR | 7 | TAPER_LG | TAPER LENGTH
23214 | 13095 | PLUG,TUBE REPAIR | 8 | PLUG_DATA | PLUG DATA
23215 | 13095 | PLUG,TUBE REPAIR | 9 | FINISH | FINISH
23222
23223 | 13117 | PLUG,EAR | 1 | SHORT_NAME | SHORT NAME | PLUG,EAR
23225 | 13117 | PLUG,EAR | 3 | TYPE | TYPE
23226 | 13117 | PLUG,EAR | 4 | SIZE | SIZE
23227 | 13117 | PLUG,EAR | 5 | MATL | MATERIAL
23228 | 13117 | PLUG,EAR | 6 | NOISE_REDUCTION_RATE | NOISE REDUCTION RATE
23229 | 13117 | PLUG,EAR | 7 | EARPLUG_RTG | EARPLUG RATING
23235
23236 | 13193 | SEARCHLIGHT | 1 | SHORT_NAME | SHORT NAME | FLOODLIGHT
23238 | 13193 | SEARCHLIGHT | 3 | TYPE | TYPE
23239 | 13193 | SEARCHLIGHT | 4 | VOLTAGE | VOLTAGE RATING
23240 | 13193 | SEARCHLIGHT | 5 | CURRENT | CURRENT
23241 | 13193 | SEARCHLIGHT | 6 | POWER | POWER
23242 | 13193 | SEARCHLIGHT | 7 | BURNING_TIME | BURNING TIME
23243 | 13193 | SEARCHLIGHT | 8 | LAMP_DATA | LAMP DATA
23244 | 13193 | SEARCHLIGHT | 9 | MTG_DATA | MOUNTING DATA
23247 | 13193 | SEARCHLIGHT | 12 | LIGHT_ENVIRON_PROT | LIGHT ENVIRON PROT
23251
23281 | 13670 | GRIP,HANDLE | 1 | SHORT_NAME | SHORT NAME | GRIP,HANDLE
23283 | 13670 | GRIP,HANDLE | 3 | TYPE | TYPE
23284 | 13670 | GRIP,HANDLE | 4 | INSIDE_DIA | INSIDE DIAMETER
23285 | 13670 | GRIP,HANDLE | 5 | OUTSIDE_DIA | OUTSIDE DIAMETER
23286 | 13670 | GRIP,HANDLE | 6 | MATL | MATERIAL
23287 | 13670 | GRIP,HANDLE | 7 | SHAPE | SHAPE
23288 | 13670 | GRIP,HANDLE | 8 | FINISH | FINISH
23289 | 13670 | GRIP,HANDLE | 9 | LG | LENGTH
23295
23296 | 13677 | SIEVE,TEST | 1 | SHORT_NAME | SHORT NAME | SIEVE,TEST
23298 | 13677 | SIEVE,TEST | 3 | TYPE | TYPE
23299 | 13677 | SIEVE,TEST | 4 | SIZE | SIZE
23300 | 13677 | SIEVE,TEST | 5 | MATL | MATERIAL
23301 | 13677 | SIEVE,TEST | 6 | CAPACITY | CAPACITY
23302 | 13677 | SIEVE,TEST | 7 | MESH_SIZE | MESH SIZE
23303 | 13677 | SIEVE,TEST | 8 | GRADUATION_DATA | GRADUATION DATA
23309
23310 | 13687 | SPECTACLES,INDUSTRIAL | 1 | SHORT_NAME | SHORT NAME | SPECTACLES,INDUST
23312 | 13687 | SPECTACLES,INDUSTRIAL | 3 | SHAPE | SHAPE
23313 | 13687 | SPECTACLES,INDUSTRIAL | 4 | TYPE | TYPE
23314 | 13687 | SPECTACLES,INDUSTRIAL | 5 | SIZE | SIZE
23315 | 13687 | SPECTACLES,INDUSTRIAL | 6 | FRAME_MATL | FRAME MATERIAL
23316 | 13687 | SPECTACLES,INDUSTRIAL | 7 | FRAME_DATA | FRAME DATA
23317 | 13687 | SPECTACLES,INDUSTRIAL | 8 | FRAME_COLOR | FRAME COLOR
23318 | 13687 | SPECTACLES,INDUSTRIAL | 9 | LENS_MATL | LENS MATERIAL
23319 | 13687 | SPECTACLES,INDUSTRIAL | 10 | LENS_COLOR | LENS COLOR
23320 | 13687 | SPECTACLES,INDUSTRIAL | 11 | LENS_DATA | LENS DATA
23321 | 13687 | SPECTACLES,INDUSTRIAL | 12 | LENS_COAT_TYPE | LENS COAT TYPE
23322 | 13687 | SPECTACLES,INDUSTRIAL | 13 | STRAP_DATA | STRAP DATA
23323 | 13687 | SPECTACLES,INDUSTRIAL | 14 | VENT_DATA | VENT DATA
23328
23329 | 13757 | COVERALLS,MEN'S | 1 | SHORT_NAME | SHORT NAME | COVERALLS,MENS
23331 | 13757 | COVERALLS,MEN'S | 3 | TYPE | TYPE
23332 | 13757 | COVERALLS,MEN'S | 4 | SIZE | SIZE
23333 | 13757 | COVERALLS,MEN'S | 5 | MATL | MATERIAL
23334 | 13757 | COVERALLS,MEN'S | 6 | COLOR | COLOR
23335 | 13757 | COVERALLS,MEN'S | 7 | FASTENING_METHOD | FASTENING METHOD
23336 | 13757 | COVERALLS,MEN'S | 8 | COLLAR_TYPE | COLLAR TYPE
23337 | 13757 | COVERALLS,MEN'S | 9 | MATL_TREATMENT | MATERIAL TREATMENT
23344
23345 | 14012 | BUILDING AND EQUIPMENT,PREFABRICATED,SPECIAL PURPOSE | 1 | SHORT_NAME | SHORT NAME | BUILDING & EQUIP,PREFABRICATED
23347 | 14012 | BUILDING AND EQUIPMENT,PREFABRICATED,SPECIAL PURPOSE | 3 | TYPE | TYPE
23348 | 14012 | BUILDING AND EQUIPMENT,PREFABRICATED,SPECIAL PURPOSE | 4 | SIZE | SIZE
23349 | 14012 | BUILDING AND EQUIPMENT,PREFABRICATED,SPECIAL PURPOSE | 5 | MATL | MATERIAL
23350 | 14012 | BUILDING AND EQUIPMENT,PREFABRICATED,SPECIAL PURPOSE | 6 | FABRICATION_METHOD | FABRICATION METHOD
23351 | 14012 | BUILDING AND EQUIPMENT,PREFABRICATED,SPECIAL PURPOSE | 7 | BUILDING_DATA | BUILDING DATA
23352 | 14012 | BUILDING AND EQUIPMENT,PREFABRICATED,SPECIAL PURPOSE | 8 | CONTENT | CONTENT
23353 | 14012 | BUILDING AND EQUIPMENT,PREFABRICATED,SPECIAL PURPOSE | 9 | CONTENT_2 | CONTENT 2
23354 | 14012 | BUILDING AND EQUIPMENT,PREFABRICATED,SPECIAL PURPOSE | 10 | CONTENT_3 | CONTENT 3
23359
23391 | 14633 | BUZZER | 1 | SHORT_NAME | SHORT NAME | BUZZER
23393 | 14633 | BUZZER | 3 | TYPE | TYPE
23394 | 14633 | BUZZER | 4 | VOLTAGE | VOLTAGE RATING
23395 | 14633 | BUZZER | 5 | POWER | POWER
23396 | 14633 | BUZZER | 6 | DECIBEL | DECIBEL
23397 | 14633 | BUZZER | 7 | FREQUENCY | FREQUENCY
23398 | 14633 | BUZZER | 8 | COVER_DATA | COVER DATA
23399 | 14633 | BUZZER | 9 | CONNECTION_DATA | CONNECTION DATA
23400 | 14633 | BUZZER | 10 | MTG_DATA | MOUNTING DATA
23401 | 14633 | BUZZER | 11 | ENVIRON_PROT | ENVIRON PROTECTION
23406
23407 | 14789 | WHEEL SET,ABRASIVE | 1 | SHORT_NAME | SHORT NAME | WHEEL SET,ABRASIVE
23409 | 14789 | WHEEL SET,ABRASIVE | 3 | TYPE | TYPE
23410 | 14789 | WHEEL SET,ABRASIVE | 4 | CONTENT | CONTENT
23411 | 14789 | WHEEL SET,ABRASIVE | 5 | CONTENT_2 | CONTENT 2
23412 | 14789 | WHEEL SET,ABRASIVE | 6 | CONTENT_3 | CONTENT 3
23413 | 14789 | WHEEL SET,ABRASIVE | 7 | CONTENT_4 | CONTENT 4
23414 | 14789 | WHEEL SET,ABRASIVE | 8 | CONTENT_5 | CONTENT 5
23415 | 14789 | WHEEL SET,ABRASIVE | 9 | CONTENT_6 | CONTENT 6
23421
23422 | 14828 | PENETRATING OIL | 1 | SHORT_NAME | SHORT NAME | OIL,PENETRATING
23425 | 14828 | PENETRATING OIL | 4 | TYPE | TYPE
23426 | 14828 | PENETRATING OIL | 5 | COLOR | COLOR
23427 | 14828 | PENETRATING OIL | 6 | FORM | FORM
23428 | 14828 | PENETRATING OIL | 7 | GRADE | GRADE
23434
23435 | 14832 | LUBRICATING OIL,HYDRAULIC | 1 | SHORT_NAME | SHORT NAME | OIL,LUBRICATING
23438 | 14832 | LUBRICATING OIL,HYDRAULIC | 4 | BASE_COMPOUND | BASE COMPOUND
23439 | 14832 | LUBRICATING OIL,HYDRAULIC | 5 | OIL_GRADE | OIL GRADE
23440 | 14832 | LUBRICATING OIL,HYDRAULIC | 6 | CAPACITY | CAPACITY
23441 | 14832 | LUBRICATING OIL,HYDRAULIC | 7 | FLASH_POINT | FLASH POINT
23442 | 14832 | LUBRICATING OIL,HYDRAULIC | 8 | KINEMATIC_VISCOSITY | KINEMATIC VISCOSITY
23443 | 14832 | LUBRICATING OIL,HYDRAULIC | 9 | DENSITY | DENSITY
23444 | 14832 | LUBRICATING OIL,HYDRAULIC | 10 | ADDITIVES | ADDITIVES
23445 | 14832 | LUBRICATING OIL,HYDRAULIC | 11 | SAE_VISCOSITY_CLASS | SAE VISCOSITY CLASS
23451
23466 | 15035 | CEMENT,IRON AND STEEL | 1 | SHORT_NAME | SHORT NAME | CEMENT,IRON & STEEL
23468 | 15035 | CEMENT,IRON AND STEEL | 3 | TYPE | TYPE
23469 | 15035 | CEMENT,IRON AND STEEL | 4 | COMPOSITION | COMPOSITION
23470 | 15035 | CEMENT,IRON AND STEEL | 5 | CAPACITY | CAPACITY
23471 | 15035 | CEMENT,IRON AND STEEL | 6 | FORM | FORM
23477
23478 | 15084 | GREASE,UTILITY | 1 | SHORT_NAME | SHORT NAME | GREASE
23481 | 15084 | GREASE,UTILITY | 4 | NLGI_NO | NLGI NO
23482 | 15084 | GREASE,UTILITY | 5 | TYPE | TYPE
23483 | 15084 | GREASE,UTILITY | 6 | BASE_COMPOUND | BASE COMPOUND
23484 | 15084 | GREASE,UTILITY | 7 | DROP_POINT | DROP POINT
23485 | 15084 | GREASE,UTILITY | 8 | GRADE | GRADE
23486 | 15084 | GREASE,UTILITY | 9 | ADDITIVES | ADDITIVES
23487 | 15084 | GREASE,UTILITY | 10 | OPER_TEMP_RANGE | OPERATING TEMPERATURE RANGE
23493
23494 | 15104 | SAND,WATER FILTER | 1 | SHORT_NAME | SHORT NAME | SAND,WATER FILTER
23497 | 15104 | SAND,WATER FILTER | 4 | TYPE | TYPE
23498 | 15104 | SAND,WATER FILTER | 5 | SIZE | SIZE
23499 | 15104 | SAND,WATER FILTER | 6 | MATL | MATERIAL
23500 | 15104 | SAND,WATER FILTER | 7 | UNIFORMITY_COEFFICIENT | UNIFORMITY COEFFICIENT
23505
23506 | 15106 | BRUSH,WIRE,TUBE | 1 | SHORT_NAME | SHORT NAME | BRUSH,WIRE
23509 | 15106 | BRUSH,WIRE,TUBE | 4 | TYPE | TYPE
23510 | 15106 | BRUSH,WIRE,TUBE | 5 | SIZE | SIZE
23512 | 15106 | BRUSH,WIRE,TUBE | 7 | HANDLE_TYPE | HANDLE TYPE
23513 | 15106 | BRUSH,WIRE,TUBE | 8 | BRISTLE_MATL | BRISTLE MATERIAL
23514 | 15106 | BRUSH,WIRE,TUBE | 9 | HANDLE_MATL | HANDLE MATERIAL
23515 | 15106 | BRUSH,WIRE,TUBE | 10 | HANDLE_LG | HANDLE LENGTH
23516 | 15106 | BRUSH,WIRE,TUBE | 11 | HEAD_DIA | HEAD DIA
23517 | 15106 | BRUSH,WIRE,TUBE | 12 | HEAD_LG | HEAD LENGTH
23518 | 15106 | BRUSH,WIRE,TUBE | 13 | HEAD_SHAPE | HEAD SHAPE
23519 | 15106 | BRUSH,WIRE,TUBE | 14 | BRISTLE_DATA | BRISTLE DATA
23520 | 15106 | BRUSH,WIRE,TUBE | 15 | BORE_DATA | BORE DIAMETER
23525
23526 | 15110 | HYDRAULIC FLUID,PETROLEUM BASE | 1 | SHORT_NAME | SHORT NAME | OIL,HYDRAULIC
23529 | 15110 | HYDRAULIC FLUID,PETROLEUM BASE | 4 | BASE_COMPOUND | BASE COMPOUND
23530 | 15110 | HYDRAULIC FLUID,PETROLEUM BASE | 5 | ADDITIVES | ADDITIVES
23531 | 15110 | HYDRAULIC FLUID,PETROLEUM BASE | 6 | GRADE | GRADE
23532 | 15110 | HYDRAULIC FLUID,PETROLEUM BASE | 7 | CAPACITY | CAPACITY
23533 | 15110 | HYDRAULIC FLUID,PETROLEUM BASE | 8 | SAE_VISCOSITY_CLASS | SAE VISCOSITY CLASS
23539
23594 | 15705 | PRIMER COATING | 1 | SHORT_NAME | SHORT NAME | PRIMER,SURFACE
23596 | 15705 | PRIMER COATING | 3 | TYPE | TYPE
23597 | 15705 | PRIMER COATING | 4 | COMPOSITION | COMPOSITION
23598 | 15705 | PRIMER COATING | 5 | BASE_TYPE | BASE TYPE
23599 | 15705 | PRIMER COATING | 6 | FORM | FORM
23600 | 15705 | PRIMER COATING | 7 | DRYING_TIME | DRYING TIME
23601 | 15705 | PRIMER COATING | 8 | VISCOSITY | VISCOSITY
23602 | 15705 | PRIMER COATING | 9 | COLOR | COLOR
23608
23650 | 15823 | SEALER,SURFACE | 1 | SHORT_NAME | SHORT NAME | SEALER,SURFACE
23652 | 15823 | SEALER,SURFACE | 3 | TYPE | TYPE
23653 | 15823 | SEALER,SURFACE | 4 | COMPOSITION | COMPOSITION
23654 | 15823 | SEALER,SURFACE | 5 | FORM | FORM
23655 | 15823 | SEALER,SURFACE | 6 | MEDIA_DESIGNED | MEDIA DESIGNED
23656 | 15823 | SEALER,SURFACE | 7 | COLOR | COLOR
23657 | 15823 | SEALER,SURFACE | 8 | SEALER_DATA | SEALER DATA
23662
23705 | 16183 | BAG,PLASTIC | 1 | SHORT_NAME | SHORT NAME | BAG,PLASTIC
23708 | 16183 | BAG,PLASTIC | 4 | SHAPE | SHAPE
23709 | 16183 | BAG,PLASTIC | 5 | TYPE | TYPE
23710 | 16183 | BAG,PLASTIC | 6 | SIZE | SIZE
23711 | 16183 | BAG,PLASTIC | 7 | WALL_THK | WALL THICKNESS
23712 | 16183 | BAG,PLASTIC | 8 | MATL | MATERIAL
23713 | 16183 | BAG,PLASTIC | 9 | COLOR | COLOR
23714 | 16183 | BAG,PLASTIC | 10 | GRADE | GRADE
23716 | 16183 | BAG,PLASTIC | 12 | SEALING_METHOD | SEALING METHOD
23718 | 16183 | BAG,PLASTIC | 14 | ENVIRON_PROT | ENVIRON PROTECTION
23722
23736 | 16237 | BOTTLE,SCREW CAP | 1 | SHORT_NAME | SHORT NAME | BOTTLE,SCR
23739 | 16237 | BOTTLE,SCREW CAP | 4 | TYPE | TYPE
23740 | 16237 | BOTTLE,SCREW CAP | 5 | SIZE | SIZE
23741 | 16237 | BOTTLE,SCREW CAP | 6 | MATL | MATERIAL
23742 | 16237 | BOTTLE,SCREW CAP | 7 | CAPACITY | CAPACITY
23743 | 16237 | BOTTLE,SCREW CAP | 8 | MOUTH_DATA | MOUTH DATA
23744 | 16237 | BOTTLE,SCREW CAP | 9 | COLOR | COLOR
23745 | 16237 | BOTTLE,SCREW CAP | 10 | CAP_MATL | CAP MATERIAL
23746 | 16237 | BOTTLE,SCREW CAP | 11 | CAP_SHAPE | CAP SHAPE
23747 | 16237 | BOTTLE,SCREW CAP | 12 | CAP_COLOR | CAP COLOR
23754
23755 | 16407 | RADIOACTIVE TEST SAMPLE | 1 | SHORT_NAME | SHORT NAME | SAMPLE,RADIOACTIVE
23757 | 16407 | RADIOACTIVE TEST SAMPLE | 3 | TYPE | TYPE
23758 | 16407 | RADIOACTIVE TEST SAMPLE | 4 | SIZE | SIZE
23759 | 16407 | RADIOACTIVE TEST SAMPLE | 5 | MATL | MATERIAL
23760 | 16407 | RADIOACTIVE TEST SAMPLE | 6 | SHAPE | SHAPE
23761 | 16407 | RADIOACTIVE TEST SAMPLE | 7 | UNCERTAINTY | UNCERTAINTY
23762 | 16407 | RADIOACTIVE TEST SAMPLE | 8 | RADIOACTIVITY | RADIOACTIVITY
23768
23798 | 16537 | DESICCANT,ACTIVATED | 1 | SHORT_NAME | SHORT NAME | DESICCANT,ACTIVATED
23801 | 16537 | DESICCANT,ACTIVATED | 4 | TYPE | TYPE
23802 | 16537 | DESICCANT,ACTIVATED | 5 | SIZE | SIZE
23803 | 16537 | DESICCANT,ACTIVATED | 6 | MATL | MATERIAL
23804 | 16537 | DESICCANT,ACTIVATED | 7 | CAPACITY | CAPACITY
23805 | 16537 | DESICCANT,ACTIVATED | 8 | MESH_SIZE | MESH SIZE
23806 | 16537 | DESICCANT,ACTIVATED | 9 | FORM | FORM
23807 | 16537 | DESICCANT,ACTIVATED | 10 | COLOR | COLOR
23808 | 16537 | DESICCANT,ACTIVATED | 11 | CONTAINER_DATA | CONTAINER DATA
23809 | 16537 | DESICCANT,ACTIVATED | 12 | CONNECTION_DATA | CONNECTION DATA
23816
23817 | 16591 | LIGHT SET,GENERAL ILLUMINATION | 1 | SHORT_NAME | SHORT NAME | LIGHT SET
23818 | 16591 | LIGHT SET,GENERAL ILLUMINATION | 2 | LIGHT_SET_SPECIFIC_USE | LIGHT SET SPECIFIC USE
23819 | 16591 | LIGHT SET,GENERAL ILLUMINATION | 3 | LIGHT_SET_TYPE | LIGHT SET TYPE
23820 | 16591 | LIGHT SET,GENERAL ILLUMINATION | 4 | SIZE | SIZE
23823 | 16591 | LIGHT SET,GENERAL ILLUMINATION | 7 | DIA | DIAMETER
23824 | 16591 | LIGHT SET,GENERAL ILLUMINATION | 8 | LIGHT_SET_MATL | LIGHT SET MATERIAL
23825 | 16591 | LIGHT SET,GENERAL ILLUMINATION | 9 | COLOR | COLOR
23826 | 16591 | LIGHT SET,GENERAL ILLUMINATION | 10 | VOLT_RTG | VOLTAGE RATING
23827 | 16591 | LIGHT SET,GENERAL ILLUMINATION | 11 | POWER_RTG | POWER RATING
23828 | 16591 | LIGHT SET,GENERAL ILLUMINATION | 12 | CURRENT_RTG | CURRENT RATING
23829 | 16591 | LIGHT SET,GENERAL ILLUMINATION | 13 | LAMP_TYPE | LAMP TYPE
23830 | 16591 | LIGHT SET,GENERAL ILLUMINATION | 14 | LENS_TYPE | LENS TYPE
23831 | 16591 | LIGHT SET,GENERAL ILLUMINATION | 15 | REFLECTOR_MATL | REFLECTOR MATERIAL
23833 | 16591 | LIGHT SET,GENERAL ILLUMINATION | 17 | FIXTURE_STYLE | FIXTURE STYLE
23834 | 16591 | LIGHT SET,GENERAL ILLUMINATION | 18 | CONTENT | CONTENT
23835 | 16591 | LIGHT SET,GENERAL ILLUMINATION | 19 | ENVIRON_PROT | ENVIRON PROTECTION
23836 | 16591 | LIGHT SET,GENERAL ILLUMINATION | 20 | TERMINAL_TYPE | TERMINAL TYPE
23837 | 16591 | LIGHT SET,GENERAL ILLUMINATION | 21 | MTG_METHOD | MOUNTING METHOD
23845 | 16591 | LIGHT SET,GENERAL ILLUMINATION | 29 | FIXTURE_DATA | FIXTURE DATA
23846 | 16591 | LIGHT SET,GENERAL ILLUMINATION | 30 | CONTENT_2 | CONTENT 2
23847 | 16591 | LIGHT SET,GENERAL ILLUMINATION | 31 | CONTENT_3 | CONTENT 3
23848 | 16591 | LIGHT SET,GENERAL ILLUMINATION | 32 | CONTENT_4 | CONTENT 4
23849 | 16591 | LIGHT SET,GENERAL ILLUMINATION | 33 | CONTENT_5 | CONTENT 5
23850 | 16591 | LIGHT SET,GENERAL ILLUMINATION | 34 | CONTENT_6 | CONTENT 6
23851 | 16591 | LIGHT SET,GENERAL ILLUMINATION | 35 | CONTENT_7 | CONTENT 7
23852 | 16591 | LIGHT SET,GENERAL ILLUMINATION | 36 | CONTENT_8 | CONTENT 8
23853 | 16591 | LIGHT SET,GENERAL ILLUMINATION | 37 | CONTENT_9 | CONTENT 9
23857
23858 | 16647 | CHARCOAL,ACTIVATED | 1 | SHORT_NAME | SHORT NAME | CHARCOAL,ACTIVATED
23861 | 16647 | CHARCOAL,ACTIVATED | 4 | ASSAY_DATA | ASSAY DATA
23862 | 16647 | CHARCOAL,ACTIVATED | 5 | ASSAY_DATA_2 | ASSAY DATA 2
23863 | 16647 | CHARCOAL,ACTIVATED | 6 | ASSAY_DATA_3 | ASSAY DATA 3
23864 | 16647 | CHARCOAL,ACTIVATED | 7 | ASSAY_DATA_4 | ASSAY DATA 4
23865 | 16647 | CHARCOAL,ACTIVATED | 8 | ASSAY_DATA_5 | ASSAY DATA 5
23866 | 16647 | CHARCOAL,ACTIVATED | 9 | ASSAY_DATA_6 | ASSAY DATA 6
23867 | 16647 | CHARCOAL,ACTIVATED | 10 | PARTICLE_SIZE | PARTICLE SIZE
23868 | 16647 | CHARCOAL,ACTIVATED | 11 | FORM | FORM
23869 | 16647 | CHARCOAL,ACTIVATED | 12 | GRADE | GRADE
23877
23892 | 16759 | PIPET,MEASURING | 1 | SHORT_NAME | SHORT NAME | PIPET,MEAS
23895 | 16759 | PIPET,MEASURING | 4 | TYPE | TYPE
23896 | 16759 | PIPET,MEASURING | 5 | SIZE | SIZE
23897 | 16759 | PIPET,MEASURING | 6 | MATL | MATERIAL
23898 | 16759 | PIPET,MEASURING | 7 | CAPACITY | CAPACITY
23899 | 16759 | PIPET,MEASURING | 8 | COLOR | COLOR
23900 | 16759 | PIPET,MEASURING | 9 | GRADUATION_DATA | GRADUATION DATA
23901 | 16759 | PIPET,MEASURING | 10 | TOLERANCE | TOLERANCE
23907
23908 | 16770 | FLASK,BOILING | 1 | SHORT_NAME | SHORT NAME | FLASK,BOILING
23911 | 16770 | FLASK,BOILING | 4 | TYPE | TYPE
23912 | 16770 | FLASK,BOILING | 5 | SIZE | SIZE
23913 | 16770 | FLASK,BOILING | 6 | CAPACITY | CAPACITY
23914 | 16770 | FLASK,BOILING | 7 | MATL | MATERIAL
23915 | 16770 | FLASK,BOILING | 8 | GRADUATION_DATA | GRADUATION DATA
23916 | 16770 | FLASK,BOILING | 9 | TOLERANCE | TOLERANCE
23917 | 16770 | FLASK,BOILING | 10 | NECK_TYPE | NECK TYPE
23918 | 16770 | FLASK,BOILING | 11 | CONNECTION_DATA | CONNECTION DATA
23923
23924 | 16778 | BRUSH,PAINT | 1 | SHORT_NAME | SHORT NAME | BRUSH,PAINT
23927 | 16778 | BRUSH,PAINT | 4 | TYPE | TYPE
23928 | 16778 | BRUSH,PAINT | 5 | SIZE | SIZE
23929 | 16778 | BRUSH,PAINT | 6 | MATL | MATERIAL
23930 | 16778 | BRUSH,PAINT | 7 | QUALITY | QUALITY
23931 | 16778 | BRUSH,PAINT | 8 | HANDLE_DATA | HANDLE DATA
23936
23937 | 16780 | BRUSH,VARNISH | 1 | SHORT_NAME | SHORT NAME | BRUSH,VARNISH
23940 | 16780 | BRUSH,VARNISH | 4 | TYPE | TYPE
23941 | 16780 | BRUSH,VARNISH | 5 | SIZE | SIZE
23942 | 16780 | BRUSH,VARNISH | 6 | BRISTLE_LG | BRISTLE LENGTH
23943 | 16780 | BRUSH,VARNISH | 7 | MATL | MATERIAL
23944 | 16780 | BRUSH,VARNISH | 8 | BODY_MATL | BODY MATERIAL
23945 | 16780 | BRUSH,VARNISH | 9 | HANDLE_TYPE | HANDLE TYPE
23946 | 16780 | BRUSH,VARNISH | 10 | QUALITY | QUALITY
23947 | 16780 | BRUSH,VARNISH | 11 | HANDLE_DATA | HANDLE DATA
23953
23969 | 16831 | CARBON DIOXIDE | 1 | SHORT_NAME | SHORT NAME | GAS,CARBON DIOXIDE
23971 | 16831 | CARBON DIOXIDE | 3 | DESIGNATION | DESIGNATION
23972 | 16831 | CARBON DIOXIDE | 4 | ASSAY_DATA | ASSAY DATA
23973 | 16831 | CARBON DIOXIDE | 5 | ASSAY_DATA_2 | ASSAY DATA 2
23974 | 16831 | CARBON DIOXIDE | 6 | ASSAY_DATA_3 | ASSAY DATA 3
23975 | 16831 | CARBON DIOXIDE | 7 | ASSAY_DATA_4 | ASSAY DATA 4
23976 | 16831 | CARBON DIOXIDE | 8 | CYL_SIZE | CYL SIZE
23977 | 16831 | CARBON DIOXIDE | 9 | FORM | FORM
23978 | 16831 | CARBON DIOXIDE | 10 | GAS_CODE | GAS CODE
23979 | 16831 | CARBON DIOXIDE | 11 | GRADE | GRADE
23985
23998 | 16873 | CATALYST,HYDROGEN AND CARBON DIOXIDE,METHANOL-WATER TYPE | 1 | SHORT_NAME | SHORT NAME | CATALYST
24001 | 16873 | CATALYST,HYDROGEN AND CARBON DIOXIDE,METHANOL-WATER TYPE | 4 | TYPE | TYPE
24002 | 16873 | CATALYST,HYDROGEN AND CARBON DIOXIDE,METHANOL-WATER TYPE | 5 | ASSAY_DATA | ASSAY DATA
24003 | 16873 | CATALYST,HYDROGEN AND CARBON DIOXIDE,METHANOL-WATER TYPE | 6 | ASSAY_DATA_2 | ASSAY DATA 2
24004 | 16873 | CATALYST,HYDROGEN AND CARBON DIOXIDE,METHANOL-WATER TYPE | 7 | ASSAY_DATA_3 | ASSAY DATA 3
24005 | 16873 | CATALYST,HYDROGEN AND CARBON DIOXIDE,METHANOL-WATER TYPE | 8 | ASSAY_DATA_4 | ASSAY DATA 4
24006 | 16873 | CATALYST,HYDROGEN AND CARBON DIOXIDE,METHANOL-WATER TYPE | 9 | ASSAY_DATA_5 | ASSAY DATA 5
24007 | 16873 | CATALYST,HYDROGEN AND CARBON DIOXIDE,METHANOL-WATER TYPE | 10 | ASSAY_DATA_6 | ASSAY DATA 6
24008 | 16873 | CATALYST,HYDROGEN AND CARBON DIOXIDE,METHANOL-WATER TYPE | 11 | ASSAY_DATA_7 | ASSAY DATA 7
24009 | 16873 | CATALYST,HYDROGEN AND CARBON DIOXIDE,METHANOL-WATER TYPE | 12 | MATL | MATERIAL
24010 | 16873 | CATALYST,HYDROGEN AND CARBON DIOXIDE,METHANOL-WATER TYPE | 13 | FORM | FORM
24017
24049 | 16915 | BURNER,GAS,LABORATORY | 1 | SHORT_NAME | SHORT NAME | BURNER,GAS
24051 | 16915 | BURNER,GAS,LABORATORY | 3 | TYPE | TYPE
24052 | 16915 | BURNER,GAS,LABORATORY | 4 | SIZE | SIZE
24053 | 16915 | BURNER,GAS,LABORATORY | 5 | REGULATOR_DATA | REGULATOR DATA
24054 | 16915 | BURNER,GAS,LABORATORY | 6 | GAS_TYPE | GAS TYPE
24061
24062 | 16916 | CYLINDER,GRADUATED,LABORATORY | 1 | SHORT_NAME | SHORT NAME | CYLINDER,GRAD
24064 | 16916 | CYLINDER,GRADUATED,LABORATORY | 3 | TYPE | TYPE
24065 | 16916 | CYLINDER,GRADUATED,LABORATORY | 4 | SIZE | SIZE
24066 | 16916 | CYLINDER,GRADUATED,LABORATORY | 5 | MATL | MATERIAL
24067 | 16916 | CYLINDER,GRADUATED,LABORATORY | 6 | CAPACITY | CAPACITY
24068 | 16916 | CYLINDER,GRADUATED,LABORATORY | 7 | MOUTH_DATA | MOUTH DATA
24069 | 16916 | CYLINDER,GRADUATED,LABORATORY | 8 | GRADUATION_DATA | GRADUATION DATA
24070 | 16916 | CYLINDER,GRADUATED,LABORATORY | 9 | TOLERANCE | TOLERANCE
24076
24096 | 17005 | ANALYZING KIT,CHEMICAL AGENT | 1 | SHORT_NAME | SHORT NAME | KIT,ANALYZING
24098 | 17005 | ANALYZING KIT,CHEMICAL AGENT | 3 | TYPE | TYPE
24099 | 17005 | ANALYZING KIT,CHEMICAL AGENT | 4 | SIZE | SIZE
24100 | 17005 | ANALYZING KIT,CHEMICAL AGENT | 5 | MEASUREMENT_RANGE | MEASUREMENT RANGE
24101 | 17005 | ANALYZING KIT,CHEMICAL AGENT | 6 | CONTENT | CONTENT
24102 | 17005 | ANALYZING KIT,CHEMICAL AGENT | 7 | CONTENT_2 | CONTENT 2
24103 | 17005 | ANALYZING KIT,CHEMICAL AGENT | 8 | CONTENT_3 | CONTENT 3
24104 | 17005 | ANALYZING KIT,CHEMICAL AGENT | 9 | CONTENT_4 | CONTENT 4
24105 | 17005 | ANALYZING KIT,CHEMICAL AGENT | 10 | CONTENT_5 | CONTENT 5
24106 | 17005 | ANALYZING KIT,CHEMICAL AGENT | 11 | CONTENT_6 | CONTENT 6
24112
24183 | 17096 | OVEN,LABORATORY | 1 | SHORT_NAME | SHORT NAME | OVEN,LAB
24186 | 17096 | OVEN,LABORATORY | 4 | TYPE | TYPE
24187 | 17096 | OVEN,LABORATORY | 5 | SIZE | SIZE
24188 | 17096 | OVEN,LABORATORY | 6 | MATL | MATERIAL
24189 | 17096 | OVEN,LABORATORY | 7 | POWER | POWER
24190 | 17096 | OVEN,LABORATORY | 8 | ELECT_DATA | ELECTRICAL RATING
24191 | 17096 | OVEN,LABORATORY | 9 | TEMP_DATA | TEMPERATURE DATA
24192 | 17096 | OVEN,LABORATORY | 10 | ACCURACY | ACCURACY
24193 | 17096 | OVEN,LABORATORY | 11 | FUNCT | FUNCTION
24194 | 17096 | OVEN,LABORATORY | 12 | MTG_DATA | MOUNTING DATA
24200
24221 | 17186 | FORCEPS,UTILITY,LABORATORY | 1 | SHORT_NAME | SHORT NAME | FORCEPS,LAB
24224 | 17186 | FORCEPS,UTILITY,LABORATORY | 4 | TYPE | TYPE
24225 | 17186 | FORCEPS,UTILITY,LABORATORY | 5 | SIZE | SIZE
24226 | 17186 | FORCEPS,UTILITY,LABORATORY | 6 | MATL | MATERIAL
24227 | 17186 | FORCEPS,UTILITY,LABORATORY | 7 | TIP_DATA | TIP DATA
24228 | 17186 | FORCEPS,UTILITY,LABORATORY | 8 | FINISH | FINISH
24231 | 17186 | FORCEPS,UTILITY,LABORATORY | 11 | APPLICATOR_DATA | APPLICATOR DATA
24235
24236 | 17190 | STAND,LABORATORY APPARATUS SUPPORT | 1 | SHORT_NAME | SHORT NAME | STAND,LAB
24239 | 17190 | STAND,LABORATORY APPARATUS SUPPORT | 4 | TYPE | TYPE
24240 | 17190 | STAND,LABORATORY APPARATUS SUPPORT | 5 | SIZE | SIZE
24241 | 17190 | STAND,LABORATORY APPARATUS SUPPORT | 6 | MATL | MATERIAL
24242 | 17190 | STAND,LABORATORY APPARATUS SUPPORT | 7 | COLOR | COLOR
24243 | 17190 | STAND,LABORATORY APPARATUS SUPPORT | 8 | LOAD_RATING | LOAD RATING
24244 | 17190 | STAND,LABORATORY APPARATUS SUPPORT | 9 | BASE_DIMENSION | BASE DIMENSION
24245 | 17190 | STAND,LABORATORY APPARATUS SUPPORT | 10 | BASE_DATA | BASE DATA
24246 | 17190 | STAND,LABORATORY APPARATUS SUPPORT | 11 | BORE_SIZE | BORE SIZE
24247 | 17190 | STAND,LABORATORY APPARATUS SUPPORT | 12 | ELECT_DATA | ELECTRICAL RATING
24248 | 17190 | STAND,LABORATORY APPARATUS SUPPORT | 13 | FINISH | FINISH
24249 | 17190 | STAND,LABORATORY APPARATUS SUPPORT | 14 | MTG_DATA | MOUNTING DATA
24257
24258 | 17199 | DRYING BLOCK | 1 | SHORT_NAME | SHORT NAME | BLOCK,DRYING
24260 | 17199 | DRYING BLOCK | 3 | TYPE | TYPE
24261 | 17199 | DRYING BLOCK | 4 | SIZE | SIZE
24262 | 17199 | DRYING BLOCK | 5 | MATL | MATERIAL
24263 | 17199 | DRYING BLOCK | 6 | CAPACITY | CAPACITY
24264 | 17199 | DRYING BLOCK | 7 | COMPARTMENT_QTY | NUMBER OF COMPARTMENTS
24265 | 17199 | DRYING BLOCK | 8 | FINISH | FINISH
24271
24294 | 17232 | PADDING,COTTON,STITCHED ROVING | 1 | SHORT_NAME | SHORT NAME | PADDING
24296 | 17232 | PADDING,COTTON,STITCHED ROVING | 3 | TYPE | TYPE
24297 | 17232 | PADDING,COTTON,STITCHED ROVING | 4 | SHAPE | SHAPE
24298 | 17232 | PADDING,COTTON,STITCHED ROVING | 5 | SIZE | SIZE
24299 | 17232 | PADDING,COTTON,STITCHED ROVING | 6 | THK | THICKNESS
24300 | 17232 | PADDING,COTTON,STITCHED ROVING | 7 | MATL | MATERIAL
24301 | 17232 | PADDING,COTTON,STITCHED ROVING | 8 | COLOR | COLOR
24302 | 17232 | PADDING,COTTON,STITCHED ROVING | 9 | PADDING_DATA | PADDING DATA
24308
24326 | 17294 | RESPIRATOR,AIR FILTERING | 1 | SHORT_NAME | SHORT NAME | RESPIRATOR
24329 | 17294 | RESPIRATOR,AIR FILTERING | 4 | TYPE | TYPE
24330 | 17294 | RESPIRATOR,AIR FILTERING | 5 | SIZE | SIZE
24331 | 17294 | RESPIRATOR,AIR FILTERING | 6 | FILTER_MATL | FILTER MATERIAL
24332 | 17294 | RESPIRATOR,AIR FILTERING | 7 | FILTER_DATA | FILTER DATA
24333 | 17294 | RESPIRATOR,AIR FILTERING | 8 | BOTTLE_CAPACITY | BOTTLE CAPACITY
24334 | 17294 | RESPIRATOR,AIR FILTERING | 9 | MEDIA_DESIGNED | MEDIA DESIGNED
24341
24342 | 17331 | ALARM-MONITOR GROUP | 1 | SHORT_NAME | SHORT NAME | ALARM-MONITOR
24344 | 17331 | ALARM-MONITOR GROUP | 3 | TYPE | TYPE
24345 | 17331 | ALARM-MONITOR GROUP | 4 | SIZE | SIZE
24346 | 17331 | ALARM-MONITOR GROUP | 5 | VOLTAGE | VOLTAGE RATING
24347 | 17331 | ALARM-MONITOR GROUP | 6 | POWER | POWER
24348 | 17331 | ALARM-MONITOR GROUP | 7 | COLOR | COLOR
24349 | 17331 | ALARM-MONITOR GROUP | 8 | INPUT_DATA | INPUT DATA
24350 | 17331 | ALARM-MONITOR GROUP | 9 | OUTPUT_DATA | OUTPUT DATA
24351 | 17331 | ALARM-MONITOR GROUP | 10 | INDICATION_METHOD | INDICATION METHOD
24352 | 17331 | ALARM-MONITOR GROUP | 11 | INTERFACE_DATA | INTERFACE DATA
24353 | 17331 | ALARM-MONITOR GROUP | 12 | COMPONENTS | COMPONENTS
24354 | 17331 | ALARM-MONITOR GROUP | 13 | COMPONENTS_2 | COMPONENTS 2
24355 | 17331 | ALARM-MONITOR GROUP | 14 | COMPONENTS_3 | COMPONENTS 3
24356 | 17331 | ALARM-MONITOR GROUP | 15 | COMPONENTS_4 | COMPONENTS 4
24357 | 17331 | ALARM-MONITOR GROUP | 16 | MTG_DATA | MOUNTING DATA
24358 | 17331 | ALARM-MONITOR GROUP | 17 | ENVIRON_PROT | ENVIRON PROTECTION
24363
24364 | 17336 | AMPLIFIER-CONTROL GROUP | 1 | SHORT_NAME | SHORT NAME | AMPLIFIER-CONTROL
24366 | 17336 | AMPLIFIER-CONTROL GROUP | 3 | TYPE | TYPE
24367 | 17336 | AMPLIFIER-CONTROL GROUP | 4 | VOLTAGE | VOLTAGE RATING
24368 | 17336 | AMPLIFIER-CONTROL GROUP | 5 | CURRENT | CURRENT
24369 | 17336 | AMPLIFIER-CONTROL GROUP | 6 | POWER | POWER
24370 | 17336 | AMPLIFIER-CONTROL GROUP | 7 | FREQUENCY_RANGE | FREQUENCY RANGE
24371 | 17336 | AMPLIFIER-CONTROL GROUP | 8 | RATIO | RATIO
24372 | 17336 | AMPLIFIER-CONTROL GROUP | 9 | GAIN_DATA | GAIN DATA
24373 | 17336 | AMPLIFIER-CONTROL GROUP | 10 | ATTENUATOR_DATA | ATTENUATOR DATA
24374 | 17336 | AMPLIFIER-CONTROL GROUP | 11 | INPUT_DATA | INPUT DATA
24375 | 17336 | AMPLIFIER-CONTROL GROUP | 12 | OUTPUT_DATA | OUTPUT DATA
24376 | 17336 | AMPLIFIER-CONTROL GROUP | 13 | INPUT_CONN_DATA | INPUT CONNECTION DATA
24377 | 17336 | AMPLIFIER-CONTROL GROUP | 14 | OUTPUT_CONN_DATA | OUTPUT CONNECTION DATA
24378 | 17336 | AMPLIFIER-CONTROL GROUP | 15 | MTG_DATA | MOUNTING DATA
24383
24407 | 17490 | SPATULA,LABORATORY | 1 | SHORT_NAME | SHORT NAME | SPATULA,LAB
24409 | 17490 | SPATULA,LABORATORY | 3 | TYPE | TYPE
24410 | 17490 | SPATULA,LABORATORY | 4 | SIZE | SIZE
24411 | 17490 | SPATULA,LABORATORY | 5 | MATL | MATERIAL
24412 | 17490 | SPATULA,LABORATORY | 6 | HANDLE_DATA | HANDLE DATA
24417
24431 | 17568 | CANISTER,GAS MASK | 1 | SHORT_NAME | SHORT NAME | CANISTER
24433 | 17568 | CANISTER,GAS MASK | 3 | TYPE | TYPE
24434 | 17568 | CANISTER,GAS MASK | 4 | SIZE | SIZE
24435 | 17568 | CANISTER,GAS MASK | 5 | MATL | MATERIAL
24436 | 17568 | CANISTER,GAS MASK | 6 | FILTER_DATA | FILTER DATA
24437 | 17568 | CANISTER,GAS MASK | 7 | CONNECTION_DATA | CONNECTION DATA
24438 | 17568 | CANISTER,GAS MASK | 8 | MEDIA_DESIGNED | MEDIA DESIGNED
24445
24460 | 17595 | RUST ARRESTING COATING | 1 | SHORT_NAME | SHORT NAME | COATING,RUST ARREST
24462 | 17595 | RUST ARRESTING COATING | 3 | TYPE | TYPE
24463 | 17595 | RUST ARRESTING COATING | 4 | MATL | MATERIAL
24464 | 17595 | RUST ARRESTING COATING | 5 | COMPOSITION | COMPOSITION
24465 | 17595 | RUST ARRESTING COATING | 6 | COLOR | COLOR
24466 | 17595 | RUST ARRESTING COATING | 7 | COATING_DATA | COATING DATA
24467 | 17595 | RUST ARRESTING COATING | 8 | SURFACE_DATA | SURFACE DATA
24473
24474 | 17624 | DEVELOPER,PHOTOGRAPHIC | 1 | SHORT_NAME | SHORT NAME | DEVELOPER,PHOTOGRAPHIC
24476 | 17624 | DEVELOPER,PHOTOGRAPHIC | 3 | TYPE | TYPE
24477 | 17624 | DEVELOPER,PHOTOGRAPHIC | 4 | SOLN_COMP | SOLN COMP
24478 | 17624 | DEVELOPER,PHOTOGRAPHIC | 5 | FORM | FORM
24483
24495 | 18016 | FASTENER,POSITIVE LOCK | 1 | SHORT_NAME | SHORT NAME | FASTENER
24498 | 18016 | FASTENER,POSITIVE LOCK | 4 | TYPE | TYPE
24499 | 18016 | FASTENER,POSITIVE LOCK | 5 | SIZE | SIZE
24500 | 18016 | FASTENER,POSITIVE LOCK | 6 | MATL | MATERIAL
24501 | 18016 | FASTENER,POSITIVE LOCK | 7 | COLOR | COLOR
24502 | 18016 | FASTENER,POSITIVE LOCK | 8 | STUD_SIZE | STUD SIZE
24503 | 18016 | FASTENER,POSITIVE LOCK | 9 | STUD_MATL | STUD MATERIAL
24504 | 18016 | FASTENER,POSITIVE LOCK | 10 | FASTENER_DATA | FASTENER DATA
24505 | 18016 | FASTENER,POSITIVE LOCK | 11 | MTG_DATA | MOUNTING DATA
24513
24528 | 18231 | INHIBITOR,CORROSION,LUBRICATING OIL | 1 | SHORT_NAME | SHORT NAME | INHIBITOR,CORROSION
24531 | 18231 | INHIBITOR,CORROSION,LUBRICATING OIL | 4 | TYPE | TYPE
24532 | 18231 | INHIBITOR,CORROSION,LUBRICATING OIL | 5 | COMPOSITION | COMPOSITION
24533 | 18231 | INHIBITOR,CORROSION,LUBRICATING OIL | 6 | COMPOSITION_2 | COMPOSITION 2
24534 | 18231 | INHIBITOR,CORROSION,LUBRICATING OIL | 7 | COMPOSITION_3 | COMPOSITION 3
24535 | 18231 | INHIBITOR,CORROSION,LUBRICATING OIL | 8 | FORM | FORM
24540
24541 | 18241 | CLEANING COMPOUND,SOLVENT-DETERGENT | 1 | SHORT_NAME | SHORT NAME | COMPOUND,CLEANING
24544 | 18241 | CLEANING COMPOUND,SOLVENT-DETERGENT | 4 | TYPE | TYPE
24545 | 18241 | CLEANING COMPOUND,SOLVENT-DETERGENT | 5 | SIZE | SIZE
24546 | 18241 | CLEANING COMPOUND,SOLVENT-DETERGENT | 6 | ASSAY_DATA | ASSAY DATA
24547 | 18241 | CLEANING COMPOUND,SOLVENT-DETERGENT | 7 | ASSAY_DATA_2 | ASSAY DATA 2
24548 | 18241 | CLEANING COMPOUND,SOLVENT-DETERGENT | 8 | ASSAY_DATA_3 | ASSAY DATA 3
24549 | 18241 | CLEANING COMPOUND,SOLVENT-DETERGENT | 9 | ASSAY_DATA_4 | ASSAY DATA 4
24550 | 18241 | CLEANING COMPOUND,SOLVENT-DETERGENT | 10 | ASSAY_DATA_5 | ASSAY DATA 5
24551 | 18241 | CLEANING COMPOUND,SOLVENT-DETERGENT | 11 | SPECIFIC_GRAVITY | SPECIFIC GRAVITY
24552 | 18241 | CLEANING COMPOUND,SOLVENT-DETERGENT | 12 | FORM | FORM
24554 | 18241 | CLEANING COMPOUND,SOLVENT-DETERGENT | 14 | INGREDIENTS | INGREDIENTS
24555 | 18241 | CLEANING COMPOUND,SOLVENT-DETERGENT | 15 | ACTIVE_INGRED | ACTIVE INGREDIENT
24556 | 18241 | CLEANING COMPOUND,SOLVENT-DETERGENT | 16 | ADDITIVES | ADDITIVES
24562
24577 | 18304 | PLASTIC SHEET | 1 | SHORT_NAME | SHORT NAME | PLASTIC,SHEET
24579 | 18304 | PLASTIC SHEET | 3 | TYPE | TYPE
24580 | 18304 | PLASTIC SHEET | 4 | SIZE | SIZE
24581 | 18304 | PLASTIC SHEET | 5 | THK | THICKNESS
24582 | 18304 | PLASTIC SHEET | 6 | MATL | MATERIAL
24583 | 18304 | PLASTIC SHEET | 7 | GRADE | GRADE
24584 | 18304 | PLASTIC SHEET | 8 | COLOR | COLOR
24585 | 18304 | PLASTIC SHEET | 9 | OPACITY | OPACITY
24586 | 18304 | PLASTIC SHEET | 10 | LAMINATION_DATA | LAMINATION DATA
24592
24605 | 18316 | CUTTER,TUBE | 1 | SHORT_NAME | SHORT NAME | CUTTER,TUBE
24608 | 18316 | CUTTER,TUBE | 4 | TYPE | TYPE
24609 | 18316 | CUTTER,TUBE | 5 | SIZE | SIZE
24610 | 18316 | CUTTER,TUBE | 6 | MATL | MATERIAL
24611 | 18316 | CUTTER,TUBE | 7 | TUBE_SIZE | TUBE SIZE
24612 | 18316 | CUTTER,TUBE | 8 | FINISH | FINISH
24617
24618 | 18390 | VINYL RESIN | 1 | SHORT_NAME | SHORT NAME | RESIN,VINYL
24620 | 18390 | VINYL RESIN | 3 | TYPE | TYPE
24621 | 18390 | VINYL RESIN | 4 | SIZE | SIZE
24622 | 18390 | VINYL RESIN | 5 | MATL | MATERIAL
24623 | 18390 | VINYL RESIN | 6 | ASSAY_DATA | ASSAY DATA
24624 | 18390 | VINYL RESIN | 7 | ASSAY_DATA_2 | ASSAY DATA 2
24625 | 18390 | VINYL RESIN | 8 | ASSAY_DATA_3 | ASSAY DATA 3
24626 | 18390 | VINYL RESIN | 9 | GRADE | GRADE
24627 | 18390 | VINYL RESIN | 10 | COLOR | COLOR
24628 | 18390 | VINYL RESIN | 11 | FORM | FORM
24635
24649 | 18783 | CYLINDER,UNGRADUATED,LABORATORY | 1 | SHORT_NAME | SHORT NAME | CYLINDER,UNGRAD
24651 | 18783 | CYLINDER,UNGRADUATED,LABORATORY | 3 | TYPE | TYPE
24652 | 18783 | CYLINDER,UNGRADUATED,LABORATORY | 4 | DIMENSION | DIMENSION
24653 | 18783 | CYLINDER,UNGRADUATED,LABORATORY | 5 | MATL | MATERIAL
24654 | 18783 | CYLINDER,UNGRADUATED,LABORATORY | 6 | CAPACITY | CAPACITY
24655 | 18783 | CYLINDER,UNGRADUATED,LABORATORY | 7 | MOUTH_DATA | MOUTH DATA
24656 | 18783 | CYLINDER,UNGRADUATED,LABORATORY | 8 | CYL_DATA | CYL DATA
24660
24661 | 18823 | BULB,PRESSURE,LABORATORY | 1 | SHORT_NAME | SHORT NAME | BULB,PRESSURE
24664 | 18823 | BULB,PRESSURE,LABORATORY | 4 | TYPE | TYPE
24665 | 18823 | BULB,PRESSURE,LABORATORY | 5 | DIMENSION | DIMENSION
24666 | 18823 | BULB,PRESSURE,LABORATORY | 6 | MATL | MATERIAL
24667 | 18823 | BULB,PRESSURE,LABORATORY | 7 | CAPACITY | CAPACITY
24668 | 18823 | BULB,PRESSURE,LABORATORY | 8 | PRESSURE | PRESSURE
24669 | 18823 | BULB,PRESSURE,LABORATORY | 9 | TEMPERATURE | TEMPERATURE
24670 | 18823 | BULB,PRESSURE,LABORATORY | 10 | CONNECTION_DATA | CONNECTION DATA
24675
24676 | 18839 | MANTLE,HEATING,ELECTRIC | 1 | SHORT_NAME | SHORT NAME | MANTLE,HEATING
24678 | 18839 | MANTLE,HEATING,ELECTRIC | 3 | TYPE | TYPE
24679 | 18839 | MANTLE,HEATING,ELECTRIC | 4 | SIZE | SIZE
24680 | 18839 | MANTLE,HEATING,ELECTRIC | 5 | MATL | MATERIAL
24681 | 18839 | MANTLE,HEATING,ELECTRIC | 6 | CAPACITY | CAPACITY
24682 | 18839 | MANTLE,HEATING,ELECTRIC | 7 | VOLTAGE | VOLTAGE RATING
24683 | 18839 | MANTLE,HEATING,ELECTRIC | 8 | POWER | POWER
24684 | 18839 | MANTLE,HEATING,ELECTRIC | 9 | FREQUENCY | FREQUENCY
24685 | 18839 | MANTLE,HEATING,ELECTRIC | 10 | TEMPERATURE | TEMPERATURE
24686 | 18839 | MANTLE,HEATING,ELECTRIC | 11 | TEMP_RANGE | TEMPERATURE RANGE
24687 | 18839 | MANTLE,HEATING,ELECTRIC | 12 | FINISH | FINISH
24692
24722 | 18951 | PARTS KIT,ELECTRONIC EQUIPMENT | 1 | SHORT_NAME | SHORT NAME | KIT,ELECTRONIC PART
24724 | 18951 | PARTS KIT,ELECTRONIC EQUIPMENT | 3 | TYPE | TYPE
24725 | 18951 | PARTS KIT,ELECTRONIC EQUIPMENT | 4 | SIZE | SIZE
24726 | 18951 | PARTS KIT,ELECTRONIC EQUIPMENT | 5 | MATL | MATERIAL
24727 | 18951 | PARTS KIT,ELECTRONIC EQUIPMENT | 6 | CONTENT | CONTENT
24728 | 18951 | PARTS KIT,ELECTRONIC EQUIPMENT | 7 | CONTENT_2 | CONTENT 2
24729 | 18951 | PARTS KIT,ELECTRONIC EQUIPMENT | 8 | CONTENT_3 | CONTENT 3
24730 | 18951 | PARTS KIT,ELECTRONIC EQUIPMENT | 9 | CONTENT_4 | CONTENT 4
24731 | 18951 | PARTS KIT,ELECTRONIC EQUIPMENT | 10 | CONTENT_5 | CONTENT 5
24732 | 18951 | PARTS KIT,ELECTRONIC EQUIPMENT | 11 | CONTENT_6 | CONTENT 6
24733 | 18951 | PARTS KIT,ELECTRONIC EQUIPMENT | 12 | CONTENT_7 | CONTENT 7
24734 | 18951 | PARTS KIT,ELECTRONIC EQUIPMENT | 13 | CONTENT_8 | CONTENT 8
24735 | 18951 | PARTS KIT,ELECTRONIC EQUIPMENT | 14 | CONTENT_9 | CONTENT 9
24736 | 18951 | PARTS KIT,ELECTRONIC EQUIPMENT | 15 | KIT_DATA | KIT DATA
24743
24762 | 18992 | TESTER,MATERIAL HARDNESS | 1 | SHORT_NAME | SHORT NAME | TESTER,MATL HARDNESS
24764 | 18992 | TESTER,MATERIAL HARDNESS | 3 | TYPE | TYPE
24765 | 18992 | TESTER,MATERIAL HARDNESS | 4 | MEASUREMENT_RANGE | MEASUREMENT RANGE
24766 | 18992 | TESTER,MATERIAL HARDNESS | 5 | ACCURACY | ACCURACY
24767 | 18992 | TESTER,MATERIAL HARDNESS | 6 | ELECT_DATA | ELECTRICAL RATING
24768 | 18992 | TESTER,MATERIAL HARDNESS | 7 | SIZE | SIZE
24769 | 18992 | TESTER,MATERIAL HARDNESS | 8 | MATL | MATERIAL
24770 | 18992 | TESTER,MATERIAL HARDNESS | 9 | CAPACITY | CAPACITY
24771 | 18992 | TESTER,MATERIAL HARDNESS | 10 | FINISH | FINISH
24772 | 18992 | TESTER,MATERIAL HARDNESS | 11 | MTG_DATA | MOUNTING DATA
24779
24795 | 19024 | BALANCE,ANALYTICAL | 1 | SHORT_NAME | SHORT NAME | BALANCE,ANALYTICAL
24798 | 19024 | BALANCE,ANALYTICAL | 4 | TYPE | TYPE
24799 | 19024 | BALANCE,ANALYTICAL | 5 | MEASUREMENT_RANGE | MEASUREMENT RANGE
24800 | 19024 | BALANCE,ANALYTICAL | 6 | ACCURACY | ACCURACY
24801 | 19024 | BALANCE,ANALYTICAL | 7 | ELECT_DATA | ELECTRICAL RATING
24802 | 19024 | BALANCE,ANALYTICAL | 8 | DIMENSION | DIMENSION
24803 | 19024 | BALANCE,ANALYTICAL | 9 | MATL | MATERIAL
24804 | 19024 | BALANCE,ANALYTICAL | 10 | DISPLAY_DATA | DISPLAY DATA
24810
24811 | 19059 | TESTER,PRESSURE GAGE | 1 | SHORT_NAME | SHORT NAME | TESTER,PRES
24814 | 19059 | TESTER,PRESSURE GAGE | 4 | TYPE | TYPE
24815 | 19059 | TESTER,PRESSURE GAGE | 5 | SIZE | SIZE
24816 | 19059 | TESTER,PRESSURE GAGE | 6 | MATL | MATERIAL
24817 | 19059 | TESTER,PRESSURE GAGE | 7 | PRESSURE | PRESSURE
24818 | 19059 | TESTER,PRESSURE GAGE | 8 | ADJUSTMENT_DATA | ADJUSTMENT DATA
24819 | 19059 | TESTER,PRESSURE GAGE | 9 | ACCURACY | ACCURACY
24820 | 19059 | TESTER,PRESSURE GAGE | 10 | NO_GAUGE | NUMBER OF GAUGE
24821 | 19059 | TESTER,PRESSURE GAGE | 11 | OPER_METHOD | OPERATING METHOD
24822 | 19059 | TESTER,PRESSURE GAGE | 12 | FILL_FLUID | FILL FLUID
24824 | 19059 | TESTER,PRESSURE GAGE | 14 | CONNECTION_DATA | CONNECTION DATA
24825 | 19059 | TESTER,PRESSURE GAGE | 15 | MTG_DATA | MOUNTING DATA
24830
24831 | 19065 | METER,HEIGHT | 1 | SHORT_NAME | SHORT NAME | METER,HEIGHT
24833 | 19065 | METER,HEIGHT | 3 | MEASUREMENT_RANGE | MEASUREMENT RANGE
24834 | 19065 | METER,HEIGHT | 4 | VOLTAGE | VOLTAGE RATING
24835 | 19065 | METER,HEIGHT | 5 | FREQUENCY | FREQUENCY
24836 | 19065 | METER,HEIGHT | 6 | ELECT_CONN_DATA | ELECTRICAL CONNECTION DATA
24837 | 19065 | METER,HEIGHT | 7 | POWER | POWER
24838 | 19065 | METER,HEIGHT | 8 | MTG_DATA | MOUNTING DATA
24839 | 19065 | METER,HEIGHT | 9 | SIZE | SIZE
24840 | 19065 | METER,HEIGHT | 10 | DISPLAY_DATA | DISPLAY DATA
24841 | 19065 | METER,HEIGHT | 11 | ENVIRON_PROT | ENVIRON PROTECTION
24842 | 19065 | METER,HEIGHT | 12 | OPER_METHOD | OPERATING METHOD
24849
24850 | 19088 | TESTER,REGULATING VALVE,PRESSURE SUIT | 1 | SHORT_NAME | SHORT NAME | TESTER,REG VLV
24852 | 19088 | TESTER,REGULATING VALVE,PRESSURE SUIT | 3 | TYPE | TYPE
24853 | 19088 | TESTER,REGULATING VALVE,PRESSURE SUIT | 4 | SIZE | SIZE
24854 | 19088 | TESTER,REGULATING VALVE,PRESSURE SUIT | 5 | MATL | MATERIAL
24855 | 19088 | TESTER,REGULATING VALVE,PRESSURE SUIT | 6 | PRESSURE | PRESSURE
24856 | 19088 | TESTER,REGULATING VALVE,PRESSURE SUIT | 7 | ADJUSTMENT_DATA | ADJUSTMENT DATA
24857 | 19088 | TESTER,REGULATING VALVE,PRESSURE SUIT | 8 | ACCURACY | ACCURACY
24858 | 19088 | TESTER,REGULATING VALVE,PRESSURE SUIT | 9 | NO_GAUGE | NUMBER OF GAUGE
24859 | 19088 | TESTER,REGULATING VALVE,PRESSURE SUIT | 10 | OPER_METHOD | OPERATING METHOD
24860 | 19088 | TESTER,REGULATING VALVE,PRESSURE SUIT | 11 | CONNECTION_DATA | CONNECTION DATA
24861 | 19088 | TESTER,REGULATING VALVE,PRESSURE SUIT | 12 | MTG_DATA | MOUNTING DATA
24867
24887 | 19166 | PAN,DRAIN | 1 | SHORT_NAME | SHORT NAME | PAN,DRAIN
24890 | 19166 | PAN,DRAIN | 4 | TYPE | TYPE
24891 | 19166 | PAN,DRAIN | 5 | SIZE | SIZE
24892 | 19166 | PAN,DRAIN | 6 | MATL | MATERIAL
24893 | 19166 | PAN,DRAIN | 7 | CAPACITY | CAPACITY
24894 | 19166 | PAN,DRAIN | 8 | ELECT_DATA | ELECTRICAL RATING
24895 | 19166 | PAN,DRAIN | 9 | SHAPE | SHAPE
24896 | 19166 | PAN,DRAIN | 10 | MESH_SIZE | MESH SIZE
24897 | 19166 | PAN,DRAIN | 11 | FINISH | FINISH
24898 | 19166 | PAN,DRAIN | 12 | PANEL_DATA | PANEL DATA
24905
24942 | 19430 | CONDENSER,LABORATORY | 1 | SHORT_NAME | SHORT NAME | CONDENSER,LAB
24945 | 19430 | CONDENSER,LABORATORY | 4 | TYPE | TYPE
24946 | 19430 | CONDENSER,LABORATORY | 5 | SIZE | SIZE
24947 | 19430 | CONDENSER,LABORATORY | 6 | MATL | MATERIAL
24948 | 19430 | CONDENSER,LABORATORY | 7 | PRESSURE | PRESSURE
24949 | 19430 | CONDENSER,LABORATORY | 8 | COIL_DIMENSION | COIL DIMENSION
24950 | 19430 | CONDENSER,LABORATORY | 9 | COIL_MATL | COIL MATERIAL
24951 | 19430 | CONDENSER,LABORATORY | 10 | CONDENSER_DATA | CONDENSER DATA
24957
25005 | 19574 | TABLE,WORK | 1 | SHORT_NAME | SHORT NAME | TABLE,WORK
25008 | 19574 | TABLE,WORK | 4 | SHAPE | SHAPE
25009 | 19574 | TABLE,WORK | 5 | TYPE | TYPE
25010 | 19574 | TABLE,WORK | 6 | SIZE | SIZE
25014 | 19574 | TABLE,WORK | 10 | MATL | MATERIAL
25015 | 19574 | TABLE,WORK | 11 | DRAWER_TYPE | DRAWER TYPE
25016 | 19574 | TABLE,WORK | 12 | FRAME_MATL | FRAME MATERIAL
25017 | 19574 | TABLE,WORK | 13 | SHELF_TYPE | SHELF TYPE
25018 | 19574 | TABLE,WORK | 14 | COLOR | COLOR
25020 | 19574 | TABLE,WORK | 16 | ELECT_DATA | ELECTRICAL RATING
25021 | 19574 | TABLE,WORK | 17 | FINISH | FINISH
25022 | 19574 | TABLE,WORK | 18 | PLATFORM_DATA | PLATFORM DATA
25023 | 19574 | TABLE,WORK | 19 | FLOOR_DATA | FLOOR DATA
25024 | 19574 | TABLE,WORK | 20 | MTG_DATA | MOUNTING DATA
25031
25032 | 19589 | CONTROL,AMPLIFIER | 1 | SHORT_NAME | SHORT NAME | CONTROL,AMP
25034 | 19589 | CONTROL,AMPLIFIER | 3 | TYPE | TYPE
25035 | 19589 | CONTROL,AMPLIFIER | 4 | VOLTAGE | VOLTAGE RATING
25036 | 19589 | CONTROL,AMPLIFIER | 5 | POWER | POWER
25037 | 19589 | CONTROL,AMPLIFIER | 6 | FREQUENCY | FREQUENCY
25038 | 19589 | CONTROL,AMPLIFIER | 7 | ELECT_DATA | ELECTRICAL RATING
25039 | 19589 | CONTROL,AMPLIFIER | 8 | SIZE | SIZE
25040 | 19589 | CONTROL,AMPLIFIER | 9 | OUTPUT_DATA | OUTPUT DATA
25041 | 19589 | CONTROL,AMPLIFIER | 10 | INPUT_DATA | INPUT DATA
25042 | 19589 | CONTROL,AMPLIFIER | 11 | SENSITIVITY | SENSITIVITY
25043 | 19589 | CONTROL,AMPLIFIER | 12 | CHANNEL_NO | CHANNEL NUMBER
25046 | 19589 | CONTROL,AMPLIFIER | 15 | CTRL_DATA | CONTROL DATA
25047 | 19589 | CONTROL,AMPLIFIER | 16 | INTERFACE_DATA | INTERFACE DATA
25053
25072 | 19595 | CONTROL,CONVERTER | 1 | SHORT_NAME | SHORT NAME | CONTROL,CONVR
25074 | 19595 | CONTROL,CONVERTER | 3 | TYPE | TYPE
25075 | 19595 | CONTROL,CONVERTER | 4 | VOLTAGE | VOLTAGE RATING
25076 | 19595 | CONTROL,CONVERTER | 5 | CURRENT | CURRENT
25077 | 19595 | CONTROL,CONVERTER | 6 | POWER | POWER
25078 | 19595 | CONTROL,CONVERTER | 7 | ELECT_DATA | ELECTRICAL RATING
25079 | 19595 | CONTROL,CONVERTER | 8 | SIZE | SIZE
25080 | 19595 | CONTROL,CONVERTER | 9 | INPUT_DATA | INPUT DATA
25081 | 19595 | CONTROL,CONVERTER | 10 | OUTPUT_DATA | OUTPUT DATA
25082 | 19595 | CONTROL,CONVERTER | 11 | CTRL_DATA | CONTROL DATA
25083 | 19595 | CONTROL,CONVERTER | 12 | MTG_DATA | MOUNTING DATA
25090
25091 | 19672 | GLASS,LIQUID SIGHT INDICATOR,FLAT | 1 | SHORT_NAME | SHORT NAME | GLASS,SIGHT
25093 | 19672 | GLASS,LIQUID SIGHT INDICATOR,FLAT | 3 | TYPE | TYPE
25094 | 19672 | GLASS,LIQUID SIGHT INDICATOR,FLAT | 4 | SIZE | SIZE
25095 | 19672 | GLASS,LIQUID SIGHT INDICATOR,FLAT | 5 | MATL | MATERIAL
25096 | 19672 | GLASS,LIQUID SIGHT INDICATOR,FLAT | 6 | MEASUREMENT_RANGE | MEASUREMENT RANGE
25097 | 19672 | GLASS,LIQUID SIGHT INDICATOR,FLAT | 7 | PRESSURE | PRESSURE
25098 | 19672 | GLASS,LIQUID SIGHT INDICATOR,FLAT | 8 | TEMPERATURE | TEMPERATURE
25099 | 19672 | GLASS,LIQUID SIGHT INDICATOR,FLAT | 9 | COLOR | COLOR
25100 | 19672 | GLASS,LIQUID SIGHT INDICATOR,FLAT | 10 | MTG_DATA | MOUNTING DATA
25107
25108 | 19690 | SILICONE COMPOUND | 1 | SHORT_NAME | SHORT NAME | COMPOUND,SILICON
25110 | 19690 | SILICONE COMPOUND | 3 | ASSAY_DATA | ASSAY DATA
25111 | 19690 | SILICONE COMPOUND | 4 | ASSAY_DATA_2 | ASSAY DATA 2
25112 | 19690 | SILICONE COMPOUND | 5 | ASSAY_DATA_3 | ASSAY DATA 3
25113 | 19690 | SILICONE COMPOUND | 6 | ASSAY_DATA_4 | ASSAY DATA 4
25114 | 19690 | SILICONE COMPOUND | 7 | CONC | CONC
25115 | 19690 | SILICONE COMPOUND | 8 | FORM | FORM
25116 | 19690 | SILICONE COMPOUND | 9 | GRADE | GRADE
25123
25157 | 19983 | ROLLER,PAINT | 1 | SHORT_NAME | SHORT NAME | ROLLER,PAINT
25160 | 19983 | ROLLER,PAINT | 4 | TYPE | TYPE
25161 | 19983 | ROLLER,PAINT | 5 | SIZE | SIZE
25162 | 19983 | ROLLER,PAINT | 6 | DIA | DIAMETER
25164 | 19983 | ROLLER,PAINT | 8 | MATL | MATERIAL
25165 | 19983 | ROLLER,PAINT | 9 | CAPACITY | CAPACITY
25166 | 19983 | ROLLER,PAINT | 10 | HANDLE_DATA | HANDLE DATA
25167 | 19983 | ROLLER,PAINT | 11 | MTG_DATA | MOUNTING DATA
25172
25201 | 20282 | WIRE MESH,KNITTED | 1 | SHORT_NAME | SHORT NAME | MESH,WIRE
25203 | 20282 | WIRE MESH,KNITTED | 3 | SHAPE | SHAPE
25204 | 20282 | WIRE MESH,KNITTED | 4 | TYPE | TYPE
25205 | 20282 | WIRE MESH,KNITTED | 5 | SIZE | SIZE
25209 | 20282 | WIRE MESH,KNITTED | 9 | MATL | MATERIAL
25210 | 20282 | WIRE MESH,KNITTED | 10 | NO_MESH | NUMBER OF MESH
25211 | 20282 | WIRE MESH,KNITTED | 11 | FINISH | FINISH
25217
25238 | 20346 | TEST SET,WATER TURBIDITY AND COLOR | 1 | SHORT_NAME | SHORT NAME | TEST SET,WTR TURBDTY-COLOR
25240 | 20346 | TEST SET,WATER TURBIDITY AND COLOR | 3 | TYPE | TYPE
25241 | 20346 | TEST SET,WATER TURBIDITY AND COLOR | 4 | ELECT_DATA | ELECTRICAL RATING
25242 | 20346 | TEST SET,WATER TURBIDITY AND COLOR | 5 | MEASUREMENT_RANGE | MEASUREMENT RANGE
25243 | 20346 | TEST SET,WATER TURBIDITY AND COLOR | 6 | DISPLAY_TYPE | DISPLAY TYPE
25244 | 20346 | TEST SET,WATER TURBIDITY AND COLOR | 7 | TEST_PARAMETERS | TEST PARAMETERS
25245 | 20346 | TEST SET,WATER TURBIDITY AND COLOR | 8 | REFERENCE_DATA | REFERENCE DATA
25246 | 20346 | TEST SET,WATER TURBIDITY AND COLOR | 9 | OPER_METHOD | OPERATING METHOD
25247 | 20346 | TEST SET,WATER TURBIDITY AND COLOR | 10 | CONTENT | CONTENT
25248 | 20346 | TEST SET,WATER TURBIDITY AND COLOR | 11 | CONTENT_2 | CONTENT 2
25249 | 20346 | TEST SET,WATER TURBIDITY AND COLOR | 12 | CONTENT_3 | CONTENT 3
25253
25254 | 20349 | SHIM | 1 | SHORT_NAME | SHORT NAME | SHIM
25255 | 20349 | SHIM | 2 | SHIMPLATE_TYPE | SHIMPLATE TYPE
25256 | 20349 | SHIM | 3 | SHIMPLATE_SHAPE_STYLE | SHIMPLATE SHAPE STYLE
25257 | 20349 | SHIM | 4 | SHIMPLATE_MATL | SHIMPLATE MATERIAL
25258 | 20349 | SHIM | 5 | INSIDE_DIA | INSIDE DIAMETER
25259 | 20349 | SHIM | 6 | OUTSIDE_DIA | OUTSIDE DIAMETER
25262 | 20349 | SHIM | 9 | THK | THICKNESS
25263 | 20349 | SHIM | 10 | HARDNESS_RATING | HARDNESS RATING
25264 | 20349 | SHIM | 11 | SURFACE_TREATMENT | SURFACE TREATMENT
25274 | 20349 | SHIM | 21 | SIZE | SIZE
25275 | 20349 | SHIM | 22 | SHIM_DATA | SHIM DATA
25276
25277 | 20435 | ALARM-MONITOR | 1 | SHORT_NAME | SHORT NAME | ALARM-MONITOR
25280 | 20435 | ALARM-MONITOR | 4 | TYPE | TYPE
25281 | 20435 | ALARM-MONITOR | 5 | SIZE | SIZE
25282 | 20435 | ALARM-MONITOR | 6 | VOLTAGE | VOLTAGE RATING
25283 | 20435 | ALARM-MONITOR | 7 | FREQUENCY | FREQUENCY
25284 | 20435 | ALARM-MONITOR | 8 | ELECT_DATA | ELECTRICAL RATING
25285 | 20435 | ALARM-MONITOR | 9 | OUTPUT_DATA | OUTPUT DATA
25286 | 20435 | ALARM-MONITOR | 10 | INPUT_DATA | INPUT DATA
25287 | 20435 | ALARM-MONITOR | 11 | INDICATION_METHOD | INDICATION METHOD
25288 | 20435 | ALARM-MONITOR | 12 | MTG_DATA | MOUNTING DATA
25291 | 20435 | ALARM-MONITOR | 15 | ENVIRON_PROT | ENVIRON PROTECTION
25296
25297 | 20474 | GRATING,METAL | 1 | SHORT_NAME | SHORT NAME | GRATING,MTL
25300 | 20474 | GRATING,METAL | 4 | TYPE | TYPE
25301 | 20474 | GRATING,METAL | 5 | SIZE | SIZE
25304 | 20474 | GRATING,METAL | 8 | THK | THICKNESS
25305 | 20474 | GRATING,METAL | 9 | MATL | MATERIAL
25306 | 20474 | GRATING,METAL | 10 | MESH_SIZE | MESH SIZE
25307 | 20474 | GRATING,METAL | 11 | LOAD_CAPACITY | LOAD CAPACITY
25309 | 20474 | GRATING,METAL | 13 | FINISH | FINISH
25315
25316 | 20759 | TIE ROD,TENSIONING,THREADED END | 1 | SHORT_NAME | SHORT NAME | TIE-ROD
25318 | 20759 | TIE ROD,TENSIONING,THREADED END | 3 | TYPE | TYPE
25319 | 20759 | TIE ROD,TENSIONING,THREADED END | 4 | SIZE | SIZE
25320 | 20759 | TIE ROD,TENSIONING,THREADED END | 5 | MATL | MATERIAL
25321 | 20759 | TIE ROD,TENSIONING,THREADED END | 6 | ROD_DATA | ROD DATA
25322 | 20759 | TIE ROD,TENSIONING,THREADED END | 7 | FINISH | FINISH
25328
25329 | 20874 | DEODORANT,UTILITY | 1 | SHORT_NAME | SHORT NAME | DEODORANT
25331 | 20874 | DEODORANT,UTILITY | 3 | TYPE | TYPE
25332 | 20874 | DEODORANT,UTILITY | 4 | SIZE | SIZE
25333 | 20874 | DEODORANT,UTILITY | 5 | CAPACITY | CAPACITY
25334 | 20874 | DEODORANT,UTILITY | 6 | FORM | FORM
25335 | 20874 | DEODORANT,UTILITY | 7 | FRAGRANCE | FRAGRANCE
25341
25356 | 21166 | COOLER,AIR,ELECTRONIC EQUIPMENT | 1 | SHORT_NAME | SHORT NAME | COOLER,AIR
25359 | 21166 | COOLER,AIR,ELECTRONIC EQUIPMENT | 4 | TYPE | TYPE
25360 | 21166 | COOLER,AIR,ELECTRONIC EQUIPMENT | 5 | SIZE | SIZE
25361 | 21166 | COOLER,AIR,ELECTRONIC EQUIPMENT | 6 | MATL | MATERIAL
25362 | 21166 | COOLER,AIR,ELECTRONIC EQUIPMENT | 7 | ELECT_DATA | ELECTRICAL RATING
25363 | 21166 | COOLER,AIR,ELECTRONIC EQUIPMENT | 8 | ELECT_INPUT_DATA | ELECTRICAL INPUT DATA
25364 | 21166 | COOLER,AIR,ELECTRONIC EQUIPMENT | 9 | COOLER_RTG | COOLER RATING
25365 | 21166 | COOLER,AIR,ELECTRONIC EQUIPMENT | 10 | ELECT_RTG | ELECTRICAL RATING
25366 | 21166 | COOLER,AIR,ELECTRONIC EQUIPMENT | 11 | PRESSURE | PRESSURE
25367 | 21166 | COOLER,AIR,ELECTRONIC EQUIPMENT | 12 | TEMPERATURE | TEMPERATURE
25368 | 21166 | COOLER,AIR,ELECTRONIC EQUIPMENT | 13 | CAPACITY | CAPACITY
25369 | 21166 | COOLER,AIR,ELECTRONIC EQUIPMENT | 14 | FAN_SPEED | FAN SPEED
25370 | 21166 | COOLER,AIR,ELECTRONIC EQUIPMENT | 15 | FAN_DATA | FAN DATA
25371 | 21166 | COOLER,AIR,ELECTRONIC EQUIPMENT | 16 | FLOW_RATE | FLOW RATE
25372 | 21166 | COOLER,AIR,ELECTRONIC EQUIPMENT | 17 | MOTOR_TYPE | MOTOR TYPE
25373 | 21166 | COOLER,AIR,ELECTRONIC EQUIPMENT | 18 | PUMP_DATA | PUMP DATA
25374 | 21166 | COOLER,AIR,ELECTRONIC EQUIPMENT | 19 | CONNECTION_DATA | CONNECTION DATA
25375 | 21166 | COOLER,AIR,ELECTRONIC EQUIPMENT | 20 | MTG_DATA | MOUNTING DATA
25384
25385 | 21274 | SUPPORT SET,STACKING,MATERIAL HANDLING PALLET | 1 | SHORT_NAME | SHORT NAME | SUPPORT-SET
25387 | 21274 | SUPPORT SET,STACKING,MATERIAL HANDLING PALLET | 3 | TYPE | TYPE
25388 | 21274 | SUPPORT SET,STACKING,MATERIAL HANDLING PALLET | 4 | CONTENT | CONTENT
25389 | 21274 | SUPPORT SET,STACKING,MATERIAL HANDLING PALLET | 5 | CONTENT_2 | CONTENT 2
25390 | 21274 | SUPPORT SET,STACKING,MATERIAL HANDLING PALLET | 6 | CONTENT_3 | CONTENT 3
25391 | 21274 | SUPPORT SET,STACKING,MATERIAL HANDLING PALLET | 7 | CONTENT_4 | CONTENT 4
25392 | 21274 | SUPPORT SET,STACKING,MATERIAL HANDLING PALLET | 8 | CONTENT_5 | CONTENT 5
25393 | 21274 | SUPPORT SET,STACKING,MATERIAL HANDLING PALLET | 9 | CONTENT_6 | CONTENT 6
25398
25399 | 21432 | SLIPPERS,MEN'S | 1 | SHORT_NAME | SHORT NAME | SLIPPERS,MEN
25402 | 21432 | SLIPPERS,MEN'S | 4 | TYPE | TYPE
25403 | 21432 | SLIPPERS,MEN'S | 5 | SIZE | SIZE
25404 | 21432 | SLIPPERS,MEN'S | 6 | MATL | MATERIAL
25405 | 21432 | SLIPPERS,MEN'S | 7 | COLOR | COLOR
25406 | 21432 | SLIPPERS,MEN'S | 8 | SOLE_DATA | SOLE DATA
25407 | 21432 | SLIPPERS,MEN'S | 9 | HEEL_DATA | HEEL DATA
25412
25413 | 21449 | DETERGENT,UTILITY | 1 | SHORT_NAME | SHORT NAME | DETERGENT
25416 | 21449 | DETERGENT,UTILITY | 4 | TYPE | TYPE
25417 | 21449 | DETERGENT,UTILITY | 5 | SIZE | SIZE
25418 | 21449 | DETERGENT,UTILITY | 6 | BASE_COMPOUND | BASE COMPOUND
25419 | 21449 | DETERGENT,UTILITY | 7 | ADDITIVES | ADDITIVES
25420 | 21449 | DETERGENT,UTILITY | 8 | COLOR | COLOR
25421 | 21449 | DETERGENT,UTILITY | 9 | FORM | FORM
25422 | 21449 | DETERGENT,UTILITY | 10 | CAPACITY | CAPACITY
25427
25444 | 21781 | PRINTING MACHINE,LABEL | 1 | SHORT_NAME | SHORT NAME | PRINTING,MACH
25446 | 21781 | PRINTING MACHINE,LABEL | 3 | TYPE | TYPE
25447 | 21781 | PRINTING MACHINE,LABEL | 4 | SIZE | SIZE
25448 | 21781 | PRINTING MACHINE,LABEL | 5 | LABEL_SIZE | LABEL SIZE
25449 | 21781 | PRINTING MACHINE,LABEL | 6 | BUFFER_SIZE | BUFFER SIZE
25450 | 21781 | PRINTING MACHINE,LABEL | 7 | MATL | MATERIAL
25451 | 21781 | PRINTING MACHINE,LABEL | 8 | ELECT_DATA | ELECTRICAL RATING
25452 | 21781 | PRINTING MACHINE,LABEL | 9 | LABEL_INSCRIPTN_DETAILS | LABEL INSCRIPTN DETAILS
25453 | 21781 | PRINTING MACHINE,LABEL | 10 | HEAD_TYPE | HEAD TYPE
25454 | 21781 | PRINTING MACHINE,LABEL | 11 | SPEED | SPEED
25455 | 21781 | PRINTING MACHINE,LABEL | 12 | RESOLUTION | RESOLUTION
25456 | 21781 | PRINTING MACHINE,LABEL | 13 | MEDIA_DATA | MEDIA DATA
25457 | 21781 | PRINTING MACHINE,LABEL | 14 | PRINTER_DATA | PRINTER DATA
25458 | 21781 | PRINTING MACHINE,LABEL | 15 | MTG_DATA | MOUNTING DATA
25464
25465 | 21899 | ABSORBER,OVERVOLTAGE | 1 | SHORT_NAME | SHORT NAME | ABSORBER,OV
25467 | 21899 | ABSORBER,OVERVOLTAGE | 3 | TYPE | TYPE
25468 | 21899 | ABSORBER,OVERVOLTAGE | 4 | VOLTAGE | VOLTAGE RATING
25469 | 21899 | ABSORBER,OVERVOLTAGE | 5 | CURRENT | CURRENT
25470 | 21899 | ABSORBER,OVERVOLTAGE | 6 | RESISTANCE | RESISTANCE
25471 | 21899 | ABSORBER,OVERVOLTAGE | 7 | FREQUENCY | FREQUENCY
25472 | 21899 | ABSORBER,OVERVOLTAGE | 8 | ELECT_DATA | ELECTRICAL RATING
25473 | 21899 | ABSORBER,OVERVOLTAGE | 9 | SIZE | SIZE
25474 | 21899 | ABSORBER,OVERVOLTAGE | 10 | BODY_MATL | BODY MATERIAL
25475 | 21899 | ABSORBER,OVERVOLTAGE | 11 | SURGE_ARRESTER_TYPE | SURGE ARRESTER TYPE
25476 | 21899 | ABSORBER,OVERVOLTAGE | 12 | RESPONSE_TIME | RESPONSE TIME
25477 | 21899 | ABSORBER,OVERVOLTAGE | 13 | CAPACITANCE | CAPACITANCE
25478 | 21899 | ABSORBER,OVERVOLTAGE | 14 | TOTAL_ENERGY_RTG | TOTAL ENERGY RATING
25479 | 21899 | ABSORBER,OVERVOLTAGE | 15 | CLAMPING_VOLT | CLAMPING VOLTAGE
25480 | 21899 | ABSORBER,OVERVOLTAGE | 16 | OPER_TEMP_RANGE | OPERATING TEMPERATURE RANGE
25481 | 21899 | ABSORBER,OVERVOLTAGE | 17 | MTG_DATA | MOUNTING DATA
25486
25545 | 22894 | HINGE,BUTT | 1 | SHORT_NAME | SHORT NAME | HINGE,BUTT
25548 | 22894 | HINGE,BUTT | 4 | TYPE | TYPE
25549 | 22894 | HINGE,BUTT | 5 | SIZE | SIZE
25551 | 22894 | HINGE,BUTT | 7 | MATL | MATERIAL
25552 | 22894 | HINGE,BUTT | 8 | BUTT_WIDTH | BUTT WIDTH
25553 | 22894 | HINGE,BUTT | 9 | HINGE_PIN_DATA | HINGE PIN DATA
25554 | 22894 | HINGE,BUTT | 10 | FINISH | FINISH
25560
25572 | 23186 | STIRRER-HOT PLATE,MAGNETIC,LABORATORY | 1 | SHORT_NAME | SHORT NAME | STIRRER,LAB
25575 | 23186 | STIRRER-HOT PLATE,MAGNETIC,LABORATORY | 4 | TYPE | TYPE
25576 | 23186 | STIRRER-HOT PLATE,MAGNETIC,LABORATORY | 5 | MATL | MATERIAL
25577 | 23186 | STIRRER-HOT PLATE,MAGNETIC,LABORATORY | 6 | SIZE | SIZE
25578 | 23186 | STIRRER-HOT PLATE,MAGNETIC,LABORATORY | 7 | VOLTAGE | VOLTAGE RATING
25579 | 23186 | STIRRER-HOT PLATE,MAGNETIC,LABORATORY | 8 | CURRENT | CURRENT
25580 | 23186 | STIRRER-HOT PLATE,MAGNETIC,LABORATORY | 9 | ELECT_DATA | ELECTRICAL RATING
25581 | 23186 | STIRRER-HOT PLATE,MAGNETIC,LABORATORY | 10 | TEMPERATURE | TEMPERATURE
25582 | 23186 | STIRRER-HOT PLATE,MAGNETIC,LABORATORY | 11 | RPM | REVOLUTION PER MINUTE (RPM)
25583 | 23186 | STIRRER-HOT PLATE,MAGNETIC,LABORATORY | 12 | FREQUENCY | FREQUENCY
25584 | 23186 | STIRRER-HOT PLATE,MAGNETIC,LABORATORY | 13 | FINISH | FINISH
25585 | 23186 | STIRRER-HOT PLATE,MAGNETIC,LABORATORY | 14 | NO_BLADES | NUMBER OF BLADES
25586 | 23186 | STIRRER-HOT PLATE,MAGNETIC,LABORATORY | 15 | BLADE_CONN_DATA | BLADE CONNECTION DATA
25587 | 23186 | STIRRER-HOT PLATE,MAGNETIC,LABORATORY | 16 | MTG_DATA | MOUNTING DATA
25593
25619 | 24076 | FILLER,PIPET | 1 | SHORT_NAME | SHORT NAME | FILLER,PIPETTE
25621 | 24076 | FILLER,PIPET | 3 | TYPE | TYPE
25622 | 24076 | FILLER,PIPET | 4 | SIZE | SIZE
25623 | 24076 | FILLER,PIPET | 5 | MATL | MATERIAL
25624 | 24076 | FILLER,PIPET | 6 | CAPACITY | CAPACITY
25625 | 24076 | FILLER,PIPET | 7 | COLOR | COLOR
25630
25662 | 25687 | CLOTH,CHEESECLOTH | 1 | SHORT_NAME | SHORT NAME | CLOTH
25664 | 25687 | CLOTH,CHEESECLOTH | 3 | TYPE | TYPE
25665 | 25687 | CLOTH,CHEESECLOTH | 4 | DIMENSION | DIMENSION
25666 | 25687 | CLOTH,CHEESECLOTH | 5 | MATL | MATERIAL
25667 | 25687 | CLOTH,CHEESECLOTH | 6 | COLOR | COLOR
25669 | 25687 | CLOTH,CHEESECLOTH | 8 | WEAVE_DATA | WEAVE DATA
25675
25693 | 26411 | STRAPPING | 1 | SHORT_NAME | SHORT NAME | STRAPPING
25695 | 26411 | STRAPPING | 3 | TYPE | TYPE
25696 | 26411 | STRAPPING | 4 | SIZE | SIZE
25697 | 26411 | STRAPPING | 5 | MATL | MATERIAL
25698 | 26411 | STRAPPING | 6 | COLOR | COLOR
25699 | 26411 | STRAPPING | 7 | FINISH | FINISH
25705
25735 | 26509 | APPLICATOR,DISPOSABLE | 1 | SHORT_NAME | SHORT NAME | APPLICATOR
25737 | 26509 | APPLICATOR,DISPOSABLE | 3 | TYPE | TYPE
25738 | 26509 | APPLICATOR,DISPOSABLE | 4 | SIZE | SIZE
25739 | 26509 | APPLICATOR,DISPOSABLE | 5 | MATL | MATERIAL
25740 | 26509 | APPLICATOR,DISPOSABLE | 6 | SHAPE | SHAPE
25742 | 26509 | APPLICATOR,DISPOSABLE | 8 | APPLICATOR_DATA | APPLICATOR DATA
25747
25748 | 26648 | DIESEL FUEL | 1 | SHORT_NAME | SHORT NAME | DIESEL
25750 | 26648 | DIESEL FUEL | 3 | SPECIFIC_GRAVITY | SPECIFIC GRAVITY
25751 | 26648 | DIESEL FUEL | 4 | GRADE | GRADE
25752 | 26648 | DIESEL FUEL | 5 | VISCOSITY | VISCOSITY
25753 | 26648 | DIESEL FUEL | 6 | SOLN_COMP | SOLN COMP
25754 | 26648 | DIESEL FUEL | 7 | ADDITIVES | ADDITIVES
25755 | 26648 | DIESEL FUEL | 8 | ASSAY_DATA | ASSAY DATA
25756 | 26648 | DIESEL FUEL | 9 | ASSAY_DATA_2 | ASSAY DATA 2
25757 | 26648 | DIESEL FUEL | 10 | ASSAY_DATA_3 | ASSAY DATA 3
25758 | 26648 | DIESEL FUEL | 11 | ASSAY_DATA_4 | ASSAY DATA 4
25759 | 26648 | DIESEL FUEL | 12 | ASSAY_DATA_5 | ASSAY DATA 5
25760 | 26648 | DIESEL FUEL | 13 | ASSAY_DATA_6 | ASSAY DATA 6
25761 | 26648 | DIESEL FUEL | 14 | ASSAY_DATA_7 | ASSAY DATA 7
25762 | 26648 | DIESEL FUEL | 15 | ASSAY_DATA_8 | ASSAY DATA 8
25767
25862 | 27040 | BASKET,FRAME MOUNTED | 1 | SHORT_NAME | SHORT NAME | BASKET
25865 | 27040 | BASKET,FRAME MOUNTED | 4 | TYPE | TYPE
25866 | 27040 | BASKET,FRAME MOUNTED | 5 | SIZE | SIZE
25867 | 27040 | BASKET,FRAME MOUNTED | 6 | MATL | MATERIAL
25868 | 27040 | BASKET,FRAME MOUNTED | 7 | SHAPE | SHAPE
25869 | 27040 | BASKET,FRAME MOUNTED | 8 | COLOR | COLOR
25870 | 27040 | BASKET,FRAME MOUNTED | 9 | MESH_SIZE | MESH SIZE
25871 | 27040 | BASKET,FRAME MOUNTED | 10 | COVER_DATA | COVER DATA
25872 | 27040 | BASKET,FRAME MOUNTED | 11 | FINISH | FINISH
25879
25894 | 27202 | MEMBRANE,ELECTRODIALYSIS | 1 | SHORT_NAME | SHORT NAME | MEMBRANE
25897 | 27202 | MEMBRANE,ELECTRODIALYSIS | 4 | TYPE | TYPE
25898 | 27202 | MEMBRANE,ELECTRODIALYSIS | 5 | SIZE | SIZE
25899 | 27202 | MEMBRANE,ELECTRODIALYSIS | 6 | THK | THICKNESS
25900 | 27202 | MEMBRANE,ELECTRODIALYSIS | 7 | MATL | MATERIAL
25901 | 27202 | MEMBRANE,ELECTRODIALYSIS | 8 | MEMBRANE_RTG | MEMBRANE RATING
25902 | 27202 | MEMBRANE,ELECTRODIALYSIS | 9 | MEMBRANE_DATA | MEMBRANE DATA
25908
25909 | 27492 | LEAK TEST COMPOUND | 1 | SHORT_NAME | SHORT NAME | COMPOUND,LEAK TEST
25911 | 27492 | LEAK TEST COMPOUND | 3 | COMPOSITION | COMPOSITION
25912 | 27492 | LEAK TEST COMPOUND | 4 | FORM | FORM
25913 | 27492 | LEAK TEST COMPOUND | 5 | MEDIA_DESIGNED | MEDIA DESIGNED
25918
25919 | 27791 | INSPECTION PENETRANT KIT | 1 | SHORT_NAME | SHORT NAME | KIT,PENETRANT
25922 | 27791 | INSPECTION PENETRANT KIT | 4 | TYPE | TYPE
25923 | 27791 | INSPECTION PENETRANT KIT | 5 | FORM | FORM
25924 | 27791 | INSPECTION PENETRANT KIT | 6 | CONTENT | CONTENT
25925 | 27791 | INSPECTION PENETRANT KIT | 7 | CONTENT_2 | CONTENT 2
25926 | 27791 | INSPECTION PENETRANT KIT | 8 | CONTENT_3 | CONTENT 3
25932
25933 | 28054 | CLEANER,VACUUM,ELECTRIC | 1 | SHORT_NAME | SHORT NAME | CLEANER,VACCUM
25935 | 28054 | CLEANER,VACUUM,ELECTRIC | 3 | SHAPE | SHAPE
25937 | 28054 | CLEANER,VACUUM,ELECTRIC | 5 | TYPE | TYPE
25938 | 28054 | CLEANER,VACUUM,ELECTRIC | 6 | SIZE | SIZE
25939 | 28054 | CLEANER,VACUUM,ELECTRIC | 7 | MATL | MATERIAL
25940 | 28054 | CLEANER,VACUUM,ELECTRIC | 8 | PRESSURE | PRESSURE
25941 | 28054 | CLEANER,VACUUM,ELECTRIC | 9 | VOLTAGE | VOLTAGE RATING
25942 | 28054 | CLEANER,VACUUM,ELECTRIC | 10 | POWER | POWER
25944 | 28054 | CLEANER,VACUUM,ELECTRIC | 12 | CAPACITY | CAPACITY
25945 | 28054 | CLEANER,VACUUM,ELECTRIC | 13 | CHARGE_TIME | CHARGE TIME
25946 | 28054 | CLEANER,VACUUM,ELECTRIC | 14 | TAPE_FORMAT | TAPE FORMAT
25947 | 28054 | CLEANER,VACUUM,ELECTRIC | 15 | VACUUM_DATA | VACUUM DATA
25954
25955 | 28067 | ABSORBENT MATERIAL,OIL AND WATER | 1 | SHORT_NAME | SHORT NAME | ABSORBENT
25957 | 28067 | ABSORBENT MATERIAL,OIL AND WATER | 3 | SIZE | SIZE
25958 | 28067 | ABSORBENT MATERIAL,OIL AND WATER | 4 | MATL | MATERIAL
25959 | 28067 | ABSORBENT MATERIAL,OIL AND WATER | 5 | FORM | FORM
25960 | 28067 | ABSORBENT MATERIAL,OIL AND WATER | 6 | COLOR | COLOR
25961 | 28067 | ABSORBENT MATERIAL,OIL AND WATER | 7 | GRADE | GRADE
25966
25984 | 28506 | CLEANING COMPOUND,ELECTRICAL CONTACT | 1 | SHORT_NAME | SHORT NAME | COMPOUND,CLEANING,ELEC
25986 | 28506 | CLEANING COMPOUND,ELECTRICAL CONTACT | 3 | TYPE | TYPE
25987 | 28506 | CLEANING COMPOUND,ELECTRICAL CONTACT | 4 | SIZE | SIZE
25988 | 28506 | CLEANING COMPOUND,ELECTRICAL CONTACT | 5 | CAPACITY | CAPACITY
25989 | 28506 | CLEANING COMPOUND,ELECTRICAL CONTACT | 6 | FORM | FORM
25990 | 28506 | CLEANING COMPOUND,ELECTRICAL CONTACT | 7 | SPECIFIC_GRAVITY | SPECIFIC GRAVITY
25991 | 28506 | CLEANING COMPOUND,ELECTRICAL CONTACT | 8 | COLOR | COLOR
25992 | 28506 | CLEANING COMPOUND,ELECTRICAL CONTACT | 9 | COMPOSITION | COMPOSITION
25993 | 28506 | CLEANING COMPOUND,ELECTRICAL CONTACT | 10 | ASSAY_DATA | ASSAY DATA
25994 | 28506 | CLEANING COMPOUND,ELECTRICAL CONTACT | 11 | ASSAY_DATA_2 | ASSAY DATA 2
26000
26001 | 28682 | FLOOR COVERING,VINYL RESIN | 1 | SHORT_NAME | SHORT NAME | RESIN,VINYL
26003 | 28682 | FLOOR COVERING,VINYL RESIN | 3 | TYPE | TYPE
26004 | 28682 | FLOOR COVERING,VINYL RESIN | 4 | SIZE | SIZE
26005 | 28682 | FLOOR COVERING,VINYL RESIN | 5 | MATL | MATERIAL
26006 | 28682 | FLOOR COVERING,VINYL RESIN | 6 | PATTERN | PATTERN
26007 | 28682 | FLOOR COVERING,VINYL RESIN | 7 | TEMP_RANGE | TEMPERATURE RANGE
26008 | 28682 | FLOOR COVERING,VINYL RESIN | 8 | DUTY_RTG | DUTY RATING
26009 | 28682 | FLOOR COVERING,VINYL RESIN | 9 | COLOR | COLOR
26010 | 28682 | FLOOR COVERING,VINYL RESIN | 10 | FORM_SHAPE | FORM SHAPE
26016
26045 | 29099 | SAFETY EQUIPMENT,LADDER CLIMBING | 1 | SHORT_NAME | SHORT NAME | EQUIPMENT,SAFETY
26048 | 29099 | SAFETY EQUIPMENT,LADDER CLIMBING | 4 | TYPE | TYPE
26049 | 29099 | SAFETY EQUIPMENT,LADDER CLIMBING | 5 | MATL | MATERIAL
26050 | 29099 | SAFETY EQUIPMENT,LADDER CLIMBING | 6 | LOAD_RATING | LOAD RATING
26051 | 29099 | SAFETY EQUIPMENT,LADDER CLIMBING | 7 | LADDER_DATA | LADDER DATA
26052 | 29099 | SAFETY EQUIPMENT,LADDER CLIMBING | 8 | ATTACH_DATA | ATTACH DATA
26053 | 29099 | SAFETY EQUIPMENT,LADDER CLIMBING | 9 | CONTENT | CONTENT
26054 | 29099 | SAFETY EQUIPMENT,LADDER CLIMBING | 10 | CONTENT_2 | CONTENT 2
26055 | 29099 | SAFETY EQUIPMENT,LADDER CLIMBING | 11 | CONTENT_3 | CONTENT 3
26056 | 29099 | SAFETY EQUIPMENT,LADDER CLIMBING | 12 | CONTENT_4 | CONTENT 4
26061
26062 | 29263 | SIMULATOR,DETECTOR UNIT,CHEMICAL AGENT AUTOMATIC ALARM | 1 | SHORT_NAME | SHORT NAME | SIMULATOR,DETECTOR
26065 | 29263 | SIMULATOR,DETECTOR UNIT,CHEMICAL AGENT AUTOMATIC ALARM | 4 | TYPE | TYPE
26066 | 29263 | SIMULATOR,DETECTOR UNIT,CHEMICAL AGENT AUTOMATIC ALARM | 5 | SIZE | SIZE
26067 | 29263 | SIMULATOR,DETECTOR UNIT,CHEMICAL AGENT AUTOMATIC ALARM | 6 | ELEC_DATA | ELEC DATA
26068 | 29263 | SIMULATOR,DETECTOR UNIT,CHEMICAL AGENT AUTOMATIC ALARM | 7 | INPUT_DATA | INPUT DATA
26069 | 29263 | SIMULATOR,DETECTOR UNIT,CHEMICAL AGENT AUTOMATIC ALARM | 8 | OUTPUT_DATA | OUTPUT DATA
26070 | 29263 | SIMULATOR,DETECTOR UNIT,CHEMICAL AGENT AUTOMATIC ALARM | 9 | ASST_CONTENT | ASST CONTENT
26071 | 29263 | SIMULATOR,DETECTOR UNIT,CHEMICAL AGENT AUTOMATIC ALARM | 10 | ASST_CONTENT_2 | ASST CONTENT 2
26072 | 29263 | SIMULATOR,DETECTOR UNIT,CHEMICAL AGENT AUTOMATIC ALARM | 11 | ASST_CONTENT_3 | ASST CONTENT 3
26073 | 29263 | SIMULATOR,DETECTOR UNIT,CHEMICAL AGENT AUTOMATIC ALARM | 12 | ASST_CONTENT_4 | ASST CONTENT 4
26079
26080 | 29264 | CUVETTE,SPECTROPHOTOMETER | 1 | SHORT_NAME | SHORT NAME | CUVETTE,SPECTROPHOTOMETER
26082 | 29264 | CUVETTE,SPECTROPHOTOMETER | 3 | DIMENSION | DIMENSION
26083 | 29264 | CUVETTE,SPECTROPHOTOMETER | 4 | MATL | MATERIAL
26084 | 29264 | CUVETTE,SPECTROPHOTOMETER | 5 | CELL_TYPE | CELL TYPE
26085 | 29264 | CUVETTE,SPECTROPHOTOMETER | 6 | CELL_VOLUME | CELL VOLUME
26086 | 29264 | CUVETTE,SPECTROPHOTOMETER | 7 | CELL_MATL | CELL MATERIAL
26087 | 29264 | CUVETTE,SPECTROPHOTOMETER | 8 | CELL_PATH_LG | CELL PATH LENGTH
26088 | 29264 | CUVETTE,SPECTROPHOTOMETER | 9 | CELL_TRANSMISSION_RANGE | CELL TRANSMISSION RANGE
26089 | 29264 | CUVETTE,SPECTROPHOTOMETER | 10 | ELECT_DATA | ELECTRICAL RATING
26090 | 29264 | CUVETTE,SPECTROPHOTOMETER | 11 | ELECT_CONN_DATA | ELECTRICAL CONNECTION DATA
26091 | 29264 | CUVETTE,SPECTROPHOTOMETER | 12 | CONNECTION_DATA | CONNECTION DATA
26097
26098 | 29273 | PAIL,UTILITY | 1 | SHORT_NAME | SHORT NAME | PAIL
26101 | 29273 | PAIL,UTILITY | 4 | SIZE | SIZE
26102 | 29273 | PAIL,UTILITY | 5 | THK | THICKNESS
26103 | 29273 | PAIL,UTILITY | 6 | MATL | MATERIAL
26104 | 29273 | PAIL,UTILITY | 7 | CAPACITY | CAPACITY
26105 | 29273 | PAIL,UTILITY | 8 | HANDLE_DATA | HANDLE DATA
26106 | 29273 | PAIL,UTILITY | 9 | FINISH | FINISH
26111
26112 | 29275 | DRUM,SHIPPING AND STORAGE | 1 | SHORT_NAME | SHORT NAME | DRUM
26114 | 29275 | DRUM,SHIPPING AND STORAGE | 3 | TYPE | TYPE
26115 | 29275 | DRUM,SHIPPING AND STORAGE | 4 | SIZE | SIZE
26116 | 29275 | DRUM,SHIPPING AND STORAGE | 5 | MATL | MATERIAL
26117 | 29275 | DRUM,SHIPPING AND STORAGE | 6 | CAPACITY | CAPACITY
26119 | 29275 | DRUM,SHIPPING AND STORAGE | 8 | CLOSURE_DATA | CLOSURE DATA
26120 | 29275 | DRUM,SHIPPING AND STORAGE | 9 | INT_FINISH | INT FINISH
26121 | 29275 | DRUM,SHIPPING AND STORAGE | 10 | EXT_FINISH | EXT FINISH
26127
26128 | 29347 | MASK,AIR FILTERING | 1 | SHORT_NAME | SHORT NAME | MASK,FILTTER
26131 | 29347 | MASK,AIR FILTERING | 4 | TYPE | TYPE
26132 | 29347 | MASK,AIR FILTERING | 5 | SIZE | SIZE
26133 | 29347 | MASK,AIR FILTERING | 6 | MATL | MATERIAL
26134 | 29347 | MASK,AIR FILTERING | 7 | FILTER_RTG | FILTER RATING
26135 | 29347 | MASK,AIR FILTERING | 8 | FILTER_MATL | FILTER MATERIAL
26136 | 29347 | MASK,AIR FILTERING | 9 | FASTENING_METHOD | FASTENING METHOD
26137 | 29347 | MASK,AIR FILTERING | 10 | MEDIA_DESIGNED | MEDIA DESIGNED
26142
26156 | 29686 | EPOXY COATING KIT | 1 | SHORT_NAME | SHORT NAME | KIT,EPOXY COATING
26158 | 29686 | EPOXY COATING KIT | 3 | TYPE | TYPE
26159 | 29686 | EPOXY COATING KIT | 4 | SPECIFIC_GRAVITY | SPECIFIC GRAVITY
26160 | 29686 | EPOXY COATING KIT | 5 | NO_PARTS | NUMBER OF PARTS
26161 | 29686 | EPOXY COATING KIT | 6 | COATING_TYPE | COATING TYPE
26162 | 29686 | EPOXY COATING KIT | 7 | COMPOSITION | COMPOSITION
26163 | 29686 | EPOXY COATING KIT | 8 | COLOR | COLOR
26164 | 29686 | EPOXY COATING KIT | 9 | CONTENT | CONTENT
26170
26183 | 29807 | WATER-DISPLACING COMPOUND | 1 | SHORT_NAME | SHORT NAME | COMPOUND,WATER-DISPLACING
26185 | 29807 | WATER-DISPLACING COMPOUND | 3 | TYPE | TYPE
26187 | 29807 | WATER-DISPLACING COMPOUND | 5 | FORM | FORM
26192
26207 | 29923 | MOUNTING BASE,ELECTRICAL EQUIPMENT | 1 | SHORT_NAME | SHORT NAME | BASE,MOUNTING
26210 | 29923 | MOUNTING BASE,ELECTRICAL EQUIPMENT | 4 | TYPE | TYPE
26211 | 29923 | MOUNTING BASE,ELECTRICAL EQUIPMENT | 5 | SIZE | SIZE
26212 | 29923 | MOUNTING BASE,ELECTRICAL EQUIPMENT | 6 | MATL | MATERIAL
26214 | 29923 | MOUNTING BASE,ELECTRICAL EQUIPMENT | 8 | ELECT_DATA | ELECTRICAL RATING
26215 | 29923 | MOUNTING BASE,ELECTRICAL EQUIPMENT | 9 | FINISH | FINISH
26216 | 29923 | MOUNTING BASE,ELECTRICAL EQUIPMENT | 10 | MTG_DETL | MOUNTING DETL
26223
26224 | 30092 | BOX,SHIPPING | 1 | SHORT_NAME | SHORT NAME | BOX
26227 | 30092 | BOX,SHIPPING | 4 | TYPE | TYPE
26228 | 30092 | BOX,SHIPPING | 5 | DIMENSION | DIMENSION
26229 | 30092 | BOX,SHIPPING | 6 | THK | THICKNESS
26230 | 30092 | BOX,SHIPPING | 7 | MATL | MATERIAL
26231 | 30092 | BOX,SHIPPING | 8 | COLOR | COLOR
26232 | 30092 | BOX,SHIPPING | 9 | INSIDE_LOAD | INSIDE LOAD
26233 | 30092 | BOX,SHIPPING | 10 | COMPRESSION_LOAD | COMPRESSION LOAD
26234 | 30092 | BOX,SHIPPING | 11 | CAPACITY | CAPACITY
26235 | 30092 | BOX,SHIPPING | 12 | WALL_THK | WALL THICKNESS
26236 | 30092 | BOX,SHIPPING | 13 | CHEST_DATA | CHEST DATA
26237 | 30092 | BOX,SHIPPING | 14 | CHEST_WHEEL_DATA | CHEST WHEEL DATA
26238 | 30092 | BOX,SHIPPING | 15 | LID_DATA | LID DATA
26239 | 30092 | BOX,SHIPPING | 16 | DRAWER_DATA | DRAWER DATA
26240 | 30092 | BOX,SHIPPING | 17 | LATCH_DATA | LATCH DATA
26241 | 30092 | BOX,SHIPPING | 18 | ATTACH_DATA | ATTACH DATA
26242 | 30092 | BOX,SHIPPING | 19 | HANDLE_DATA | HANDLE DATA
26243 | 30092 | BOX,SHIPPING | 20 | CASE_DATA | CASE DATA
26245 | 30092 | BOX,SHIPPING | 22 | BURST_STRENGTH | BURST STRENGTH
26247 | 30092 | BOX,SHIPPING | 24 | MTG_DATA | MOUNTING DATA
26248 | 30092 | BOX,SHIPPING | 25 | FINISH | FINISH
26254
26255 | 30191 | CALIBRATING GAS MIXTURE | 1 | SHORT_NAME | SHORT NAME | GAS,CALIBRATION
26257 | 30191 | CALIBRATING GAS MIXTURE | 3 | CYL_SIZE | CYL SIZE
26258 | 30191 | CALIBRATING GAS MIXTURE | 4 | GAS_CODE | GAS CODE
26259 | 30191 | CALIBRATING GAS MIXTURE | 5 | GRADE | GRADE
26260 | 30191 | CALIBRATING GAS MIXTURE | 6 | ASSAY_DATA | ASSAY DATA
26261 | 30191 | CALIBRATING GAS MIXTURE | 7 | ASSAY_DATA_2 | ASSAY DATA 2
26262 | 30191 | CALIBRATING GAS MIXTURE | 8 | ASSAY_DATA_3 | ASSAY DATA 3
26263 | 30191 | CALIBRATING GAS MIXTURE | 9 | ASSAY_DATA_4 | ASSAY DATA 4
26269
26296 | 30432 | FILM,PHOTOGRAPHIC | 1 | SHORT_NAME | SHORT NAME | FILM,PHOTOGRAPHIC
26299 | 30432 | FILM,PHOTOGRAPHIC | 4 | TYPE | TYPE
26300 | 30432 | FILM,PHOTOGRAPHIC | 5 | SIZE | SIZE
26301 | 30432 | FILM,PHOTOGRAPHIC | 6 | MATL | MATERIAL
26302 | 30432 | FILM,PHOTOGRAPHIC | 7 | FORM | FORM
26303 | 30432 | FILM,PHOTOGRAPHIC | 8 | SPEED | SPEED
26304 | 30432 | FILM,PHOTOGRAPHIC | 9 | COLOR_DESIGNATION | COLOR DESIGNATION
26305 | 30432 | FILM,PHOTOGRAPHIC | 10 | NO_EXPOSURES | NUMBER OF EXPOSURES
26311
26332 | 30497 | LINER,SAFETY HELMET | 1 | SHORT_NAME | SHORT NAME | LINER,SAFETY
26334 | 30497 | LINER,SAFETY HELMET | 3 | TYPE | TYPE
26335 | 30497 | LINER,SAFETY HELMET | 4 | SIZE | SIZE
26336 | 30497 | LINER,SAFETY HELMET | 5 | MATL | MATERIAL
26337 | 30497 | LINER,SAFETY HELMET | 6 | COLOR | COLOR
26343
26360 | 30549 | SHOES,CLEAN ROOM | 1 | SHORT_NAME | SHORT NAME | SHOES
26362 | 30549 | SHOES,CLEAN ROOM | 3 | TYPE | TYPE
26363 | 30549 | SHOES,CLEAN ROOM | 4 | SIZE | SIZE
26364 | 30549 | SHOES,CLEAN ROOM | 5 | MATL | MATERIAL
26365 | 30549 | SHOES,CLEAN ROOM | 6 | COLOR | COLOR
26366 | 30549 | SHOES,CLEAN ROOM | 7 | WEARER_GENDER | WEARER GENDER
26367 | 30549 | SHOES,CLEAN ROOM | 8 | SOLE_DATA | SOLE DATA
26368 | 30549 | SHOES,CLEAN ROOM | 9 | HEEL_DATA | HEEL DATA
26369 | 30549 | SHOES,CLEAN ROOM | 10 | FASTENING_METHOD | FASTENING METHOD
26374
26375 | 30639 | BAG,TEXTILE | 1 | SHORT_NAME | SHORT NAME | BAG,TEXTILE
26377 | 30639 | BAG,TEXTILE | 3 | TYPE | TYPE
26378 | 30639 | BAG,TEXTILE | 4 | SIZE | SIZE
26379 | 30639 | BAG,TEXTILE | 5 | MATL | MATERIAL
26380 | 30639 | BAG,TEXTILE | 6 | CAPACITY | CAPACITY
26381 | 30639 | BAG,TEXTILE | 7 | COLOR | COLOR
26382 | 30639 | BAG,TEXTILE | 8 | LINING_DATA | LINING DATA
26383 | 30639 | BAG,TEXTILE | 9 | STRAPPING_SIZE | STRAPPING SIZE
26384 | 30639 | BAG,TEXTILE | 10 | FINISH | FINISH
26389
26390 | 30641 | BAG,WASTE RECEPTACLE | 1 | SHORT_NAME | SHORT NAME | BAG,WASTE
26393 | 30641 | BAG,WASTE RECEPTACLE | 4 | TYPE | TYPE
26394 | 30641 | BAG,WASTE RECEPTACLE | 5 | SIZE | SIZE
26395 | 30641 | BAG,WASTE RECEPTACLE | 6 | MATL | MATERIAL
26396 | 30641 | BAG,WASTE RECEPTACLE | 7 | CAPACITY | CAPACITY
26397 | 30641 | BAG,WASTE RECEPTACLE | 8 | COLOR | COLOR
26398 | 30641 | BAG,WASTE RECEPTACLE | 9 | BAG_DATA | BAG DATA
26399 | 30641 | BAG,WASTE RECEPTACLE | 10 | HANDLE_DATA | HANDLE DATA
26400 | 30641 | BAG,WASTE RECEPTACLE | 11 | CLOSURE_DATA | CLOSURE DATA
26401 | 30641 | BAG,WASTE RECEPTACLE | 12 | WEIGHT_WALL_THK | WEIGHT WALL THICKNESS
26402 | 30641 | BAG,WASTE RECEPTACLE | 13 | ENVIRON_PROT | ENVIRON PROTECTION
26407
26425 | 30887 | STRUCTURAL SECTION,SPECIAL SHAPED | 1 | SHORT_NAME | SHORT NAME | SECTION,STRC
26427 | 30887 | STRUCTURAL SECTION,SPECIAL SHAPED | 3 | TYPE | TYPE
26428 | 30887 | STRUCTURAL SECTION,SPECIAL SHAPED | 4 | SIZE | SIZE
26432 | 30887 | STRUCTURAL SECTION,SPECIAL SHAPED | 8 | THK | THICKNESS
26433 | 30887 | STRUCTURAL SECTION,SPECIAL SHAPED | 9 | MATL | MATERIAL
26435 | 30887 | STRUCTURAL SECTION,SPECIAL SHAPED | 11 | MASS_PER_UNIT_LG | MASS PER UNIT LENGTH
26436 | 30887 | STRUCTURAL SECTION,SPECIAL SHAPED | 12 | CROSS_SECT_SHAPE | CROSS SECTION SHAPE
26437 | 30887 | STRUCTURAL SECTION,SPECIAL SHAPED | 13 | FINISH | FINISH
26444
26445 | 30889 | WIRE,NONELECTRICAL | 1 | SHORT_NAME | SHORT NAME | WIRE,NONELEC
26448 | 30889 | WIRE,NONELECTRICAL | 4 | TYPE | TYPE
26449 | 30889 | WIRE,NONELECTRICAL | 5 | SIZE | SIZE
26451 | 30889 | WIRE,NONELECTRICAL | 7 | MATL | MATERIAL
26453 | 30889 | WIRE,NONELECTRICAL | 9 | BREAKING_STRAIN | BREAKING STRAIN
26454 | 30889 | WIRE,NONELECTRICAL | 10 | SHAPE | SHAPE
26455 | 30889 | WIRE,NONELECTRICAL | 11 | FABRICATION_METHOD | FABRICATION METHOD
26456 | 30889 | WIRE,NONELECTRICAL | 12 | TENSILE_STRENGTH | TENSILE STRENGTH
26457 | 30889 | WIRE,NONELECTRICAL | 13 | FINISH | FINISH
26462
26463 | 31134 | ROPE,FIBROUS | 1 | SHORT_NAME | SHORT NAME | ROPE,FIBROUS
26465 | 31134 | ROPE,FIBROUS | 3 | TYPE | TYPE
26466 | 31134 | ROPE,FIBROUS | 4 | THK | THICKNESS
26467 | 31134 | ROPE,FIBROUS | 5 | LG | LENGTH
26468 | 31134 | ROPE,FIBROUS | 6 | DIA | DIAMETER
26469 | 31134 | ROPE,FIBROUS | 7 | MATL | MATERIAL
26471 | 31134 | ROPE,FIBROUS | 9 | COLOR | COLOR
26472 | 31134 | ROPE,FIBROUS | 10 | FABRICATION_METHOD | FABRICATION METHOD
26473 | 31134 | ROPE,FIBROUS | 11 | BREAKING_STRAIN | BREAKING STRAIN
26474 | 31134 | ROPE,FIBROUS | 12 | CONSTRUCTION | CONSTRUCTION
26475 | 31134 | ROPE,FIBROUS | 13 | FINISH | FINISH
26481
26495 | 31563 | MAGNETIC INSPECTION COMPOUND | 1 | SHORT_NAME | SHORT NAME | COMPOUND,INSPECTION
26497 | 31563 | MAGNETIC INSPECTION COMPOUND | 3 | TYPE | TYPE
26498 | 31563 | MAGNETIC INSPECTION COMPOUND | 4 | CAPACITY | CAPACITY
26499 | 31563 | MAGNETIC INSPECTION COMPOUND | 5 | COLOR | COLOR
26500 | 31563 | MAGNETIC INSPECTION COMPOUND | 6 | FORM | FORM
26501 | 31563 | MAGNETIC INSPECTION COMPOUND | 7 | ACTIVE_INGRED | ACTIVE INGREDIENT
26502 | 31563 | MAGNETIC INSPECTION COMPOUND | 8 | METHOD_APPLIC | METHOD APPLICATION
26508
26526 | 32270 | PARTS KIT,OXYGEN ANALYZER | 1 | SHORT_NAME | SHORT NAME | KIT,ANALYZER KIT
26528 | 32270 | PARTS KIT,OXYGEN ANALYZER | 3 | SIZE | SIZE
26529 | 32270 | PARTS KIT,OXYGEN ANALYZER | 4 | CONTENT | CONTENT
26530 | 32270 | PARTS KIT,OXYGEN ANALYZER | 5 | CONTENT_2 | CONTENT 2
26531 | 32270 | PARTS KIT,OXYGEN ANALYZER | 6 | CONTENT_3 | CONTENT 3
26532 | 32270 | PARTS KIT,OXYGEN ANALYZER | 7 | CONTENT_4 | CONTENT 4
26538
26539 | 32277 | CABLE,FIBER OPTIC | 1 | SHORT_NAME | SHORT NAME | CABLE,FIBER OPTIC
26541 | 32277 | CABLE,FIBER OPTIC | 3 | TYPE | TYPE
26542 | 32277 | CABLE,FIBER OPTIC | 4 | DIA | DIAMETER
26543 | 32277 | CABLE,FIBER OPTIC | 5 | LG | LENGTH
26544 | 32277 | CABLE,FIBER OPTIC | 6 | COLOR | COLOR
26545 | 32277 | CABLE,FIBER OPTIC | 7 | CORE_DIA | CORE DIAMETER
26546 | 32277 | CABLE,FIBER OPTIC | 8 | CORE_QTY | NUMBER OF CORES
26547 | 32277 | CABLE,FIBER OPTIC | 9 | ARMOR_DATA | ARMOR DATA
26548 | 32277 | CABLE,FIBER OPTIC | 10 | CORE_DATA | CORE DATA
26549 | 32277 | CABLE,FIBER OPTIC | 11 | SIGNAL_DATA | SIGNAL DATA
26550 | 32277 | CABLE,FIBER OPTIC | 12 | SHEATHING_DATA | SHEATHING DATA
26551 | 32277 | CABLE,FIBER OPTIC | 13 | ELECT_DATA | ELECTRICAL RATING
26559
26577 | 32460 | GLOVES,MEN'S AND WOMEN'S | 1 | SHORT_NAME | SHORT NAME | GLOVES
26580 | 32460 | GLOVES,MEN'S AND WOMEN'S | 4 | TYPE | TYPE
26581 | 32460 | GLOVES,MEN'S AND WOMEN'S | 5 | SIZE | SIZE
26583 | 32460 | GLOVES,MEN'S AND WOMEN'S | 7 | THK | THICKNESS
26584 | 32460 | GLOVES,MEN'S AND WOMEN'S | 8 | MATL | MATERIAL
26585 | 32460 | GLOVES,MEN'S AND WOMEN'S | 9 | COLOR | COLOR
26586 | 32460 | GLOVES,MEN'S AND WOMEN'S | 10 | CUFF_TYPE | CUFF TYPE
26587 | 32460 | GLOVES,MEN'S AND WOMEN'S | 11 | FASTENING_DATA | FASTENING DATA
26588 | 32460 | GLOVES,MEN'S AND WOMEN'S | 12 | GLOVES_DATA | GLOVES DATA
26589 | 32460 | GLOVES,MEN'S AND WOMEN'S | 13 | LINING_DATA | LINING DATA
26591 | 32460 | GLOVES,MEN'S AND WOMEN'S | 15 | ENVIRON_PROT | ENVIRON PROTECTION
26595
26627 | 32948 | WATER QUALITY ANALYSIS SET | 1 | SHORT_NAME | SHORT NAME | ANALYSIS SET
26630 | 32948 | WATER QUALITY ANALYSIS SET | 4 | TYPE | TYPE
26631 | 32948 | WATER QUALITY ANALYSIS SET | 5 | FUNCT | FUNCTION
26632 | 32948 | WATER QUALITY ANALYSIS SET | 6 | MEASUREMENT_RANGE | MEASUREMENT RANGE
26633 | 32948 | WATER QUALITY ANALYSIS SET | 7 | CHEMICAL_DET | CHEMICAL DET
26634 | 32948 | WATER QUALITY ANALYSIS SET | 8 | SET_DATA | SET DATA
26635 | 32948 | WATER QUALITY ANALYSIS SET | 9 | ELECT_DATA | ELECTRICAL RATING
26636 | 32948 | WATER QUALITY ANALYSIS SET | 10 | KIT_DATA | KIT DATA
26637 | 32948 | WATER QUALITY ANALYSIS SET | 11 | CONTENT | CONTENT
26638 | 32948 | WATER QUALITY ANALYSIS SET | 12 | CONTENT_2 | CONTENT 2
26639 | 32948 | WATER QUALITY ANALYSIS SET | 13 | CONTENT_3 | CONTENT 3
26640 | 32948 | WATER QUALITY ANALYSIS SET | 14 | CONTENT_4 | CONTENT 4
26641 | 32948 | WATER QUALITY ANALYSIS SET | 15 | CONTENT_5 | CONTENT 5
26642 | 32948 | WATER QUALITY ANALYSIS SET | 16 | CONTENT_6 | CONTENT 6
26643 | 32948 | WATER QUALITY ANALYSIS SET | 17 | CONTENT_7 | CONTENT 7
26644 | 32948 | WATER QUALITY ANALYSIS SET | 18 | CONTENT_8 | CONTENT 8
26651
26670 | 33006 | TRAY,UTILITY,LABORATORY | 1 | SHORT_NAME | SHORT NAME | TRAY,LAB
26673 | 33006 | TRAY,UTILITY,LABORATORY | 4 | TYPE | TYPE
26674 | 33006 | TRAY,UTILITY,LABORATORY | 5 | SIZE | SIZE
26675 | 33006 | TRAY,UTILITY,LABORATORY | 6 | THK | THICKNESS
26676 | 33006 | TRAY,UTILITY,LABORATORY | 7 | MATL | MATERIAL
26677 | 33006 | TRAY,UTILITY,LABORATORY | 8 | COLOR | COLOR
26678 | 33006 | TRAY,UTILITY,LABORATORY | 9 | SHAPE | SHAPE
26684
26685 | 33145 | EMOLLIENT LOTION | 1 | SHORT_NAME | SHORT NAME | LOTION,EMOLLIENT
26688 | 33145 | EMOLLIENT LOTION | 4 | TYPE | TYPE
26689 | 33145 | EMOLLIENT LOTION | 5 | ODOR | ODOR
26690 | 33145 | EMOLLIENT LOTION | 6 | BASE | BASE
26691 | 33145 | EMOLLIENT LOTION | 7 | CAPACITY | CAPACITY
26692 | 33145 | EMOLLIENT LOTION | 8 | COLOR | COLOR
26693 | 33145 | EMOLLIENT LOTION | 9 | FORM | FORM
26698
26699 | 33284 | APRON,UTILITY | 1 | SHORT_NAME | SHORT NAME | APRON
26702 | 33284 | APRON,UTILITY | 4 | TYPE | TYPE
26703 | 33284 | APRON,UTILITY | 5 | SIZE | SIZE
26704 | 33284 | APRON,UTILITY | 6 | MATL | MATERIAL
26705 | 33284 | APRON,UTILITY | 7 | COLOR | COLOR
26706 | 33284 | APRON,UTILITY | 8 | FASTENING_METHOD | FASTENING METHOD
26707 | 33284 | APRON,UTILITY | 9 | FINISH | FINISH
26713
26714 | 33324 | NETTING,TEXTILE | 1 | SHORT_NAME | SHORT NAME | NETTING,TEXTILE
26716 | 33324 | NETTING,TEXTILE | 3 | SIZE | SIZE
26717 | 33324 | NETTING,TEXTILE | 4 | TYPE | TYPE
26718 | 33324 | NETTING,TEXTILE | 5 | MATL | MATERIAL
26719 | 33324 | NETTING,TEXTILE | 6 | COLOR | COLOR
26720 | 33324 | NETTING,TEXTILE | 7 | SHAPE | SHAPE
26721 | 33324 | NETTING,TEXTILE | 8 | ATTACH_DATA | ATTACH DATA
26722 | 33324 | NETTING,TEXTILE | 9 | NETTING_DATA | NETTING DATA
26723 | 33324 | NETTING,TEXTILE | 10 | FINISH | FINISH
26729
26730 | 33386 | BURET,LABORATORY | 1 | SHORT_NAME | SHORT NAME | BURET,LAB
26732 | 33386 | BURET,LABORATORY | 3 | TYPE | TYPE
26733 | 33386 | BURET,LABORATORY | 4 | SIZE | SIZE
26734 | 33386 | BURET,LABORATORY | 5 | MATL | MATERIAL
26735 | 33386 | BURET,LABORATORY | 6 | CAPACITY | CAPACITY
26736 | 33386 | BURET,LABORATORY | 7 | GRADUATION_DATA | GRADUATION DATA
26737 | 33386 | BURET,LABORATORY | 8 | STOPCOCK_DATA | STOPCOCK DATA
26738 | 33386 | BURET,LABORATORY | 9 | TOLERANCE | TOLERANCE
26744
26745 | 33434 | TIP,PIPET | 1 | SHORT_NAME | SHORT NAME | TIP,PIPET
26748 | 33434 | TIP,PIPET | 4 | TYPE | TYPE
26749 | 33434 | TIP,PIPET | 5 | SIZE | SIZE
26750 | 33434 | TIP,PIPET | 6 | MATL | MATERIAL
26751 | 33434 | TIP,PIPET | 7 | CAPACITY | CAPACITY
26752 | 33434 | TIP,PIPET | 8 | COLOR | COLOR
26753 | 33434 | TIP,PIPET | 9 | SHAPE | SHAPE
26754 | 33434 | TIP,PIPET | 10 | VOLUME_RANGE | VOLUME RANGE
26755 | 33434 | TIP,PIPET | 11 | FINISH | FINISH
26756 | 33434 | TIP,PIPET | 12 | MTG_DATA | MOUNTING DATA
26761
26762 | 33473 | SAMPLER KIT,AIR | 1 | SHORT_NAME | SHORT NAME | KIT,AIR SAMPLER
26765 | 33473 | SAMPLER KIT,AIR | 4 | TYPE | TYPE
26766 | 33473 | SAMPLER KIT,AIR | 5 | SIZE | SIZE
26767 | 33473 | SAMPLER KIT,AIR | 6 | MATL | MATERIAL
26768 | 33473 | SAMPLER KIT,AIR | 7 | CAPACITY | CAPACITY
26769 | 33473 | SAMPLER KIT,AIR | 8 | ELECT_DATA | ELECTRICAL RATING
26770 | 33473 | SAMPLER KIT,AIR | 9 | OPER_METHOD | OPERATING METHOD
26771 | 33473 | SAMPLER KIT,AIR | 10 | KIT_DATA | KIT DATA
26772 | 33473 | SAMPLER KIT,AIR | 11 | CONTENT | CONTENT
26773 | 33473 | SAMPLER KIT,AIR | 12 | CONTENT_2 | CONTENT 2
26774 | 33473 | SAMPLER KIT,AIR | 13 | CONTENT_3 | CONTENT 3
26775 | 33473 | SAMPLER KIT,AIR | 14 | CONTENT_4 | CONTENT 4
26776 | 33473 | SAMPLER KIT,AIR | 15 | CONTENT_5 | CONTENT 5
26777 | 33473 | SAMPLER KIT,AIR | 16 | CONTENT_6 | CONTENT 6
26778 | 33473 | SAMPLER KIT,AIR | 17 | CONTENT_7 | CONTENT 7
26779 | 33473 | SAMPLER KIT,AIR | 18 | CONTENT_8 | CONTENT 8
26780 | 33473 | SAMPLER KIT,AIR | 19 | CONTENT_9 | CONTENT 9
26781 | 33473 | SAMPLER KIT,AIR | 20 | MEDIA_DESIGNED | MEDIA DESIGNED
26788
26789 | 33476 | TAPE,INSULATION,ELECTRICAL | 1 | SHORT_NAME | SHORT NAME | TAPE,INSULTN
26790 | 33476 | TAPE,INSULATION,ELECTRICAL | 2 | TAPE_SPECIFIC_USE | TAPE SPECIFIC USE
26791 | 33476 | TAPE,INSULATION,ELECTRICAL | 3 | TAPE_TYPE | TAPE TYPE
26792 | 33476 | TAPE,INSULATION,ELECTRICAL | 4 | DIA | DIAMETER
26795 | 33476 | TAPE,INSULATION,ELECTRICAL | 7 | THK | THICKNESS
26796 | 33476 | TAPE,INSULATION,ELECTRICAL | 8 | TAPE_MATL | TAPE MATERIAL
26797 | 33476 | TAPE,INSULATION,ELECTRICAL | 9 | VOLT_RTG | VOLTAGE RATING
26798 | 33476 | TAPE,INSULATION,ELECTRICAL | 10 | MAX_OPER_TEMP | MAX OPERATING TEMPERATURE
26799 | 33476 | TAPE,INSULATION,ELECTRICAL | 11 | MINI_OPER_TEMP | MINI OPERATING TEMPERATURE
26800 | 33476 | TAPE,INSULATION,ELECTRICAL | 12 | TAPE_COLOR | TAPE COLOR
26801 | 33476 | TAPE,INSULATION,ELECTRICAL | 13 | ADHESIVE_POWER | ADHESIVE POWER
26802 | 33476 | TAPE,INSULATION,ELECTRICAL | 14 | TENSILE_STRENGTH | TENSILE STRENGTH
26803 | 33476 | TAPE,INSULATION,ELECTRICAL | 15 | TRANSPARENCY | TRANSPARENCY
26805 | 33476 | TAPE,INSULATION,ELECTRICAL | 17 | LEGEND_COLOR | LEGEND COLOR
26806 | 33476 | TAPE,INSULATION,ELECTRICAL | 18 | SURFACE_TREATMENT | SURFACE TREATMENT
26815 | 33476 | TAPE,INSULATION,ELECTRICAL | 27 | SIZE | SIZE
26816 | 33476 | TAPE,INSULATION,ELECTRICAL | 28 | LEGEND | LEGEND
26817
26818 | 33588 | COAGULANT,WATER TREATMENT | 1 | SHORT_NAME | SHORT NAME | COAGULANT,WTR
26820 | 33588 | COAGULANT,WATER TREATMENT | 3 | TYPE | TYPE
26822 | 33588 | COAGULANT,WATER TREATMENT | 5 | FORM | FORM
26823 | 33588 | COAGULANT,WATER TREATMENT | 6 | COMPOSITION | COMPOSITION
26824 | 33588 | COAGULANT,WATER TREATMENT | 7 | COMPOSITION_2 | COMPOSITION 2
26825 | 33588 | COAGULANT,WATER TREATMENT | 8 | COMPOSITION_3 | COMPOSITION 3
26826 | 33588 | COAGULANT,WATER TREATMENT | 9 | COAGULANT_DATA | COAGULANT DATA
26832
26833 | 33696 | BUFFER SOLUTION,STANDARD | 1 | SHORT_NAME | SHORT NAME | STANDARD,BUFFER SOLUTION
26835 | 33696 | BUFFER SOLUTION,STANDARD | 3 | FORM | FORM
26836 | 33696 | BUFFER SOLUTION,STANDARD | 4 | GRADE | GRADE
26838 | 33696 | BUFFER SOLUTION,STANDARD | 6 | COLOR | COLOR
26839 | 33696 | BUFFER SOLUTION,STANDARD | 7 | BUFFER_PH | BUFFER PH
26840 | 33696 | BUFFER SOLUTION,STANDARD | 8 | ASSAY_DATA | ASSAY DATA
26841 | 33696 | BUFFER SOLUTION,STANDARD | 9 | ASSAY_DATA_2 | ASSAY DATA 2
26842 | 33696 | BUFFER SOLUTION,STANDARD | 10 | ASSAY_DATA_3 | ASSAY DATA 3
26849
26897 | 33912 | REPEATER,LIGHT SIGNAL | 1 | SHORT_NAME | SHORT NAME | REPEATER,LGT
26899 | 33912 | REPEATER,LIGHT SIGNAL | 3 | TYPE | TYPE
26900 | 33912 | REPEATER,LIGHT SIGNAL | 4 | SIZE | SIZE
26901 | 33912 | REPEATER,LIGHT SIGNAL | 5 | MATL | MATERIAL
26902 | 33912 | REPEATER,LIGHT SIGNAL | 6 | INPUT_DATA | INPUT DATA
26903 | 33912 | REPEATER,LIGHT SIGNAL | 7 | OUTPUT_DATA | OUTPUT DATA
26904 | 33912 | REPEATER,LIGHT SIGNAL | 8 | CONNECTION_DATA | CONNECTION DATA
26905 | 33912 | REPEATER,LIGHT SIGNAL | 9 | ELECT_DATA | ELECTRICAL RATING
26906 | 33912 | REPEATER,LIGHT SIGNAL | 10 | MTG_DATA | MOUNTING DATA
26912
26926 | 33928 | RECEIVER,LIGHT SIGNAL | 1 | SHORT_NAME | SHORT NAME | RECEIVER,LGT
26929 | 33928 | RECEIVER,LIGHT SIGNAL | 4 | TYPE | TYPE
26930 | 33928 | RECEIVER,LIGHT SIGNAL | 5 | SIZE | SIZE
26931 | 33928 | RECEIVER,LIGHT SIGNAL | 6 | MATL | MATERIAL
26932 | 33928 | RECEIVER,LIGHT SIGNAL | 7 | OPER_CURRENT | OPERATING CURRENT
26933 | 33928 | RECEIVER,LIGHT SIGNAL | 8 | ELECT_DATA | ELECTRICAL RATING
26934 | 33928 | RECEIVER,LIGHT SIGNAL | 9 | ELECT_CONN_DATA | ELECTRICAL CONNECTION DATA
26935 | 33928 | RECEIVER,LIGHT SIGNAL | 10 | FREQUENCY | FREQUENCY
26936 | 33928 | RECEIVER,LIGHT SIGNAL | 11 | NO_CHANNELS | NUMBER OF CHANNELS
26937 | 33928 | RECEIVER,LIGHT SIGNAL | 12 | SPEED | SPEED
26938 | 33928 | RECEIVER,LIGHT SIGNAL | 13 | MEASUREMENT_RANGE | MEASUREMENT RANGE
26939 | 33928 | RECEIVER,LIGHT SIGNAL | 14 | APPLICATION_TEMP | APPLICATION TEMPERATURE
26940 | 33928 | RECEIVER,LIGHT SIGNAL | 15 | NO_PORTS | NUMBER OF PORTS
26941 | 33928 | RECEIVER,LIGHT SIGNAL | 16 | CONTENT | CONTENT
26942 | 33928 | RECEIVER,LIGHT SIGNAL | 17 | CONTENT_2 | CONTENT 2
26943 | 33928 | RECEIVER,LIGHT SIGNAL | 18 | CONTENT_3 | CONTENT 3
26944 | 33928 | RECEIVER,LIGHT SIGNAL | 19 | CONTENT_4 | CONTENT 4
26945 | 33928 | RECEIVER,LIGHT SIGNAL | 20 | CONTENT_5 | CONTENT 5
26946 | 33928 | RECEIVER,LIGHT SIGNAL | 21 | MTG_DATA | MOUNTING DATA
26954
26955 | 35299 | MOP,WET | 1 | SHORT_NAME | SHORT NAME | MOP,WET
26957 | 35299 | MOP,WET | 3 | TYPE | TYPE
26958 | 35299 | MOP,WET | 4 | DIMENSION | DIMENSION
26959 | 35299 | MOP,WET | 5 | MATL | MATERIAL
26961 | 35299 | MOP,WET | 7 | COLOR | COLOR
26962 | 35299 | MOP,WET | 8 | METHOD_ATTACH | METHOD ATTACHMENT
26963 | 35299 | MOP,WET | 9 | HANDLE_DATA | HANDLE DATA
26968
27079 | 35693 | KEYBOARD,DATA ENTRY | 1 | SHORT_NAME | SHORT NAME | KEYBOARD
27081 | 35693 | KEYBOARD,DATA ENTRY | 3 | TYPE | TYPE
27082 | 35693 | KEYBOARD,DATA ENTRY | 4 | SIZE | SIZE
27083 | 35693 | KEYBOARD,DATA ENTRY | 5 | FUNCT | FUNCTION
27084 | 35693 | KEYBOARD,DATA ENTRY | 6 | COLOR | COLOR
27085 | 35693 | KEYBOARD,DATA ENTRY | 7 | NO_KEYS | NUMBER OF KEYS
27086 | 35693 | KEYBOARD,DATA ENTRY | 8 | TYPE_KEYS | TYPE KEYS
27087 | 35693 | KEYBOARD,DATA ENTRY | 9 | ELECT_DATA | ELECTRICAL RATING
27088 | 35693 | KEYBOARD,DATA ENTRY | 10 | ELECT_CONN_DATA | ELECTRICAL CONNECTION DATA
27089 | 35693 | KEYBOARD,DATA ENTRY | 11 | KEYBOARD_DATA | KEYBOARD DATA
27090 | 35693 | KEYBOARD,DATA ENTRY | 12 | INPUT_DATA | INPUT DATA
27091 | 35693 | KEYBOARD,DATA ENTRY | 13 | OUTPUT_DATA | OUTPUT DATA
27092 | 35693 | KEYBOARD,DATA ENTRY | 14 | MTG_DATA | MOUNTING DATA
27095 | 35693 | KEYBOARD,DATA ENTRY | 17 | ENVIRON_PROT | ENVIRON PROTECTION
27100
27143 | 36288 | HARDENER,ADHESIVE | 1 | SHORT_NAME | SHORT NAME | HARDENER,ADHV
27146 | 36288 | HARDENER,ADHESIVE | 4 | TYPE | TYPE
27147 | 36288 | HARDENER,ADHESIVE | 5 | BASE_MATL | BASE MATERIAL
27148 | 36288 | HARDENER,ADHESIVE | 6 | FORM | FORM
27149 | 36288 | HARDENER,ADHESIVE | 7 | CURING_TIME | CURING TIME
27151 | 36288 | HARDENER,ADHESIVE | 9 | COMPOSITION | COMPOSITION
27152 | 36288 | HARDENER,ADHESIVE | 10 | METHOD_APPLIC | METHOD APPLICATION
27153 | 36288 | HARDENER,ADHESIVE | 11 | MEDIA_DESIGNED | MEDIA DESIGNED
27159
27160 | 36418 | VEST,MAN'S | 1 | SHORT_NAME | SHORT NAME | VEST,MEN
27162 | 36418 | VEST,MAN'S | 3 | TYPE | TYPE
27163 | 36418 | VEST,MAN'S | 4 | SIZE | SIZE
27164 | 36418 | VEST,MAN'S | 5 | MATL | MATERIAL
27165 | 36418 | VEST,MAN'S | 6 | COLOR | COLOR
27166 | 36418 | VEST,MAN'S | 7 | LOGO_DATA | LOGO DATA
27169 | 36418 | VEST,MAN'S | 10 | ENVIRON_FEAT | ENVIRON FEATURES
27174
27175 | 36785 | PLYWOOD,CONSTRUCTION | 1 | SHORT_NAME | SHORT NAME | PLYWOOD
27177 | 36785 | PLYWOOD,CONSTRUCTION | 3 | SIZE | SIZE
27179 | 36785 | PLYWOOD,CONSTRUCTION | 5 | THK | THICKNESS
27180 | 36785 | PLYWOOD,CONSTRUCTION | 6 | MATL | MATERIAL
27181 | 36785 | PLYWOOD,CONSTRUCTION | 7 | CAPACITY | CAPACITY
27182 | 36785 | PLYWOOD,CONSTRUCTION | 8 | GRADE | GRADE
27187
27223 | 37000 | MODEM,COMMUNICATIONS | 1 | SHORT_NAME | SHORT NAME | MODEM,COMMS
27226 | 37000 | MODEM,COMMUNICATIONS | 4 | TYPE | TYPE
27227 | 37000 | MODEM,COMMUNICATIONS | 5 | SIZE | SIZE
27228 | 37000 | MODEM,COMMUNICATIONS | 6 | TRANS_DIST | TRANS DISTANCE
27229 | 37000 | MODEM,COMMUNICATIONS | 7 | SPEED | SPEED
27230 | 37000 | MODEM,COMMUNICATIONS | 8 | OPER_CURRENT | OPERATING CURRENT
27231 | 37000 | MODEM,COMMUNICATIONS | 9 | ELECT_DATA | ELECTRICAL RATING
27232 | 37000 | MODEM,COMMUNICATIONS | 10 | OUTPUT_DATA | OUTPUT DATA
27233 | 37000 | MODEM,COMMUNICATIONS | 11 | INPUT_DATA | INPUT DATA
27234 | 37000 | MODEM,COMMUNICATIONS | 12 | PORT_DATA | PORT DATA
27235 | 37000 | MODEM,COMMUNICATIONS | 13 | CHANNEL_NO | CHANNEL NUMBER
27236 | 37000 | MODEM,COMMUNICATIONS | 14 | ELECT_CONN_DATA | ELECTRICAL CONNECTION DATA
27237 | 37000 | MODEM,COMMUNICATIONS | 15 | COMMS_PROTOCOL | COMMS PROTOCOL
27238 | 37000 | MODEM,COMMUNICATIONS | 16 | NO_CHANNELS | NUMBER OF CHANNELS
27242 | 37000 | MODEM,COMMUNICATIONS | 20 | CONNECTION_DATA | CONNECTION DATA
27246
27247 | 37006 | BAR,METAL | 1 | SHORT_NAME | SHORT NAME | BAR,METAL
27248 | 37006 | BAR,METAL | 2 | BAR_SPECIFIC_USE | BAR SPECIFIC USE
27249 | 37006 | BAR,METAL | 3 | BAR_TYPE | BAR TYPE
27251 | 37006 | BAR,METAL | 5 | THK | THICKNESS
27252 | 37006 | BAR,METAL | 6 | INSIDE_DIA | INSIDE DIAMETER
27253 | 37006 | BAR,METAL | 7 | OUTSIDE_DIA | OUTSIDE DIAMETER
27254 | 37006 | BAR,METAL | 8 | BAR_MATL | BAR MATERIAL
27256 | 37006 | BAR,METAL | 10 | BAR_CROSS_SECT_SHAPE | BAR CROSS SECT SHAPE
27257 | 37006 | BAR,METAL | 11 | BAR_TIP_STYLE | BAR TIP STYLE
27258 | 37006 | BAR,METAL | 12 | FABRICATION_METHOD | FABRICATION METHOD
27259 | 37006 | BAR,METAL | 13 | SURFACE_TREATMENT | SURFACE TREATMENT
27260 | 37006 | BAR,METAL | 14 | SURFACE_CONDITION | SURFACE CONDITION
27261 | 37006 | BAR,METAL | 15 | HEAT_TREATMENT | HEAT TREATMENT
27268 | 37006 | BAR,METAL | 22 | SIZE | SIZE
27269
27270 | 37013 | PLATE,METAL | 1 | SHORT_NAME | SHORT NAME | PLATE,METAL
27271 | 37013 | PLATE,METAL | 2 | PLATE_SPECIFIC_USE | PLATE SPECIFIC USE
27272 | 37013 | PLATE,METAL | 3 | PLATE_TYPE | PLATE TYPE
27273 | 37013 | PLATE,METAL | 4 | PLATE_SHAPE_STYLE | PLATE SHAPE STYLE
27274 | 37013 | PLATE,METAL | 5 | PLATE_MATL | PLATE MATERIAL
27277 | 37013 | PLATE,METAL | 8 | THK | THICKNESS
27278 | 37013 | PLATE,METAL | 9 | COLOR | COLOR
27280 | 37013 | PLATE,METAL | 11 | APPLICATION_PRESS | APPLICATION PRESSURE
27281 | 37013 | PLATE,METAL | 12 | CURVATURE | CURVATURE
27282 | 37013 | PLATE,METAL | 13 | HOLE_NO | HOLE NO
27283 | 37013 | PLATE,METAL | 14 | FABRICATION_METHOD | FABRICATION METHOD
27284 | 37013 | PLATE,METAL | 15 | SHAPE_DEPTH | SHAPE DEPTH
27285 | 37013 | PLATE,METAL | 16 | HEAT_TREATMENT | HEAT TREATMENT
27286 | 37013 | PLATE,METAL | 17 | SURFACE_CONDITION | SURFACE CONDITION
27287 | 37013 | PLATE,METAL | 18 | SURFACE_TREATMENT | SURFACE TREATMENT
27297 | 37013 | PLATE,METAL | 28 | SIZE | SIZE
27298 | 37013 | PLATE,METAL | 29 | GRADE | GRADE
27299 | 37013 | PLATE,METAL | 30 | CONSTRUCTION | CONSTRUCTION
27300 | 37013 | PLATE,METAL | 31 | PATTERN | PATTERN
27301 | 37013 | PLATE,METAL | 32 | MASS_DATA | MASS DATA
27302
27319 | 37017 | ANGLE,STRUCTURAL | 1 | SHORT_NAME | SHORT NAME | ANGLE,STRC
27321 | 37017 | ANGLE,STRUCTURAL | 3 | SIZE | SIZE
27322 | 37017 | ANGLE,STRUCTURAL | 4 | MATL | MATERIAL
27323 | 37017 | ANGLE,STRUCTURAL | 5 | COLOR | COLOR
27324 | 37017 | ANGLE,STRUCTURAL | 6 | MASS_DATA | MASS DATA
27325 | 37017 | ANGLE,STRUCTURAL | 7 | FABRICATION_METHOD | FABRICATION METHOD
27326 | 37017 | ANGLE,STRUCTURAL | 8 | FINISH | FINISH
27333
27334 | 37018 | BEAM,STRUCTURAL | 1 | SHORT_NAME | SHORT NAME | BEAM,STRC
27336 | 37018 | BEAM,STRUCTURAL | 3 | SIZE | SIZE
27337 | 37018 | BEAM,STRUCTURAL | 4 | MATL | MATERIAL
27338 | 37018 | BEAM,STRUCTURAL | 5 | SHAPE | SHAPE
27339 | 37018 | BEAM,STRUCTURAL | 6 | MASS_DATA | MASS DATA
27340 | 37018 | BEAM,STRUCTURAL | 7 | FINISH | FINISH
27346
27347 | 37019 | CHANNEL,STRUCTURAL | 1 | SHORT_NAME | SHORT NAME | CHANNEL,STRC
27349 | 37019 | CHANNEL,STRUCTURAL | 3 | TYPE | TYPE
27350 | 37019 | CHANNEL,STRUCTURAL | 4 | DIMENSION | DIMENSION
27351 | 37019 | CHANNEL,STRUCTURAL | 5 | SIZE | SIZE
27354 | 37019 | CHANNEL,STRUCTURAL | 8 | THK | THICKNESS
27355 | 37019 | CHANNEL,STRUCTURAL | 9 | MATL | MATERIAL
27356 | 37019 | CHANNEL,STRUCTURAL | 10 | MASS_PER_UNIT_LG | MASS PER UNIT LENGTH
27357 | 37019 | CHANNEL,STRUCTURAL | 11 | CROSS_SECT_SHAPE | CROSS SECTION SHAPE
27358 | 37019 | CHANNEL,STRUCTURAL | 12 | FINISH | FINISH
27365
27366 | 37020 | FOIL,METAL | 1 | SHORT_NAME | SHORT NAME | FOIL,METAL
27368 | 37020 | FOIL,METAL | 3 | TYPE | TYPE
27369 | 37020 | FOIL,METAL | 4 | SIZE | SIZE
27371 | 37020 | FOIL,METAL | 6 | THK | THICKNESS
27372 | 37020 | FOIL,METAL | 7 | MATL | MATERIAL
27378
27379 | 37227 | STAIN REMOVER,UTILITY | 1 | SHORT_NAME | SHORT NAME | REMOVER,STAIN
27381 | 37227 | STAIN REMOVER,UTILITY | 3 | TYPE | TYPE
27382 | 37227 | STAIN REMOVER,UTILITY | 4 | SIZE | SIZE
27383 | 37227 | STAIN REMOVER,UTILITY | 5 | FORM | FORM
27384 | 37227 | STAIN REMOVER,UTILITY | 6 | BASE_MATL | BASE MATERIAL
27385 | 37227 | STAIN REMOVER,UTILITY | 7 | REMOVER_DATA | REMOVER DATA
27391
27408 | 37537 | LIFTER AND ROTATOR,DRUM | 1 | SHORT_NAME | SHORT NAME | LIFTER,DRUM
27410 | 37537 | LIFTER AND ROTATOR,DRUM | 3 | TYPE | TYPE
27411 | 37537 | LIFTER AND ROTATOR,DRUM | 4 | DIMENSION | DIMENSION
27412 | 37537 | LIFTER AND ROTATOR,DRUM | 5 | MATL | MATERIAL
27413 | 37537 | LIFTER AND ROTATOR,DRUM | 6 | CAPACITY | CAPACITY
27414 | 37537 | LIFTER AND ROTATOR,DRUM | 7 | RELATIVE_HUMIDITY | RELATIVE HUMIDITY
27415 | 37537 | LIFTER AND ROTATOR,DRUM | 8 | OPER_TEMP | OPERATING TEMPERATURE
27416 | 37537 | LIFTER AND ROTATOR,DRUM | 9 | ELECT_DATA | ELECTRICAL RATING
27417 | 37537 | LIFTER AND ROTATOR,DRUM | 10 | LIFTER_DATA | LIFTER DATA
27418 | 37537 | LIFTER AND ROTATOR,DRUM | 11 | CONNECTION_DATA | CONNECTION DATA
27419 | 37537 | LIFTER AND ROTATOR,DRUM | 12 | FINISH | FINISH
27420 | 37537 | LIFTER AND ROTATOR,DRUM | 13 | MTG_DATA | MOUNTING DATA
27426
27427 | 37671 | SHIPPING AND STORAGE CONTAINER,RADIOACTIVE MATERIAL | 1 | SHORT_NAME | SHORT NAME | CONTAINER,RADIOACTIVE
27430 | 37671 | SHIPPING AND STORAGE CONTAINER,RADIOACTIVE MATERIAL | 4 | TYPE | TYPE
27431 | 37671 | SHIPPING AND STORAGE CONTAINER,RADIOACTIVE MATERIAL | 5 | DIMENSION | DIMENSION
27432 | 37671 | SHIPPING AND STORAGE CONTAINER,RADIOACTIVE MATERIAL | 6 | MATL | MATERIAL
27433 | 37671 | SHIPPING AND STORAGE CONTAINER,RADIOACTIVE MATERIAL | 7 | PRESSURE | PRESSURE
27434 | 37671 | SHIPPING AND STORAGE CONTAINER,RADIOACTIVE MATERIAL | 8 | CAPACITY | CAPACITY
27435 | 37671 | SHIPPING AND STORAGE CONTAINER,RADIOACTIVE MATERIAL | 9 | APPLICATION_TEMP | APPLICATION TEMPERATURE
27436 | 37671 | SHIPPING AND STORAGE CONTAINER,RADIOACTIVE MATERIAL | 10 | LINING_DATA | LINING DATA
27437 | 37671 | SHIPPING AND STORAGE CONTAINER,RADIOACTIVE MATERIAL | 11 | CONTAINER_DATA | CONTAINER DATA
27438 | 37671 | SHIPPING AND STORAGE CONTAINER,RADIOACTIVE MATERIAL | 12 | RADIATION_DATA | RADIATION DATA
27439 | 37671 | SHIPPING AND STORAGE CONTAINER,RADIOACTIVE MATERIAL | 13 | RAD_PROTECT_RTG | RAD PROTECTION RATING
27440 | 37671 | SHIPPING AND STORAGE CONTAINER,RADIOACTIVE MATERIAL | 14 | FINISH | FINISH
27441 | 37671 | SHIPPING AND STORAGE CONTAINER,RADIOACTIVE MATERIAL | 15 | MTG_DATA | MOUNTING DATA
27443 | 37671 | SHIPPING AND STORAGE CONTAINER,RADIOACTIVE MATERIAL | 17 | ENVIRON_PROT | ENVIRON PROTECTION
27448
27449 | 37775 | PANEL,ELECTRICAL-ELECTRONIC EQUIPMENT | 1 | SHORT_NAME | SHORT NAME | PANEL,ELEC-ELECTRONIC
27451 | 37775 | PANEL,ELECTRICAL-ELECTRONIC EQUIPMENT | 3 | TYPE | TYPE
27452 | 37775 | PANEL,ELECTRICAL-ELECTRONIC EQUIPMENT | 4 | SIZE | SIZE
27454 | 37775 | PANEL,ELECTRICAL-ELECTRONIC EQUIPMENT | 6 | THK | THICKNESS
27455 | 37775 | PANEL,ELECTRICAL-ELECTRONIC EQUIPMENT | 7 | MATL | MATERIAL
27456 | 37775 | PANEL,ELECTRICAL-ELECTRONIC EQUIPMENT | 8 | ELECT_DATA | ELECTRICAL RATING
27457 | 37775 | PANEL,ELECTRICAL-ELECTRONIC EQUIPMENT | 9 | INPUT_VOLT | INPUT VOLTAGE
27458 | 37775 | PANEL,ELECTRICAL-ELECTRONIC EQUIPMENT | 10 | OUTPUT_VOLT | OUTPUT VOLTAGE
27459 | 37775 | PANEL,ELECTRICAL-ELECTRONIC EQUIPMENT | 11 | FINISH | FINISH
27460 | 37775 | PANEL,ELECTRICAL-ELECTRONIC EQUIPMENT | 12 | MTG_DATA | MOUNTING DATA
27467
27468 | 37806 | REEL ASSEMBLY,HOSE | 1 | SHORT_NAME | SHORT NAME | REEL,HOSE ASSY
27470 | 37806 | REEL ASSEMBLY,HOSE | 3 | TYPE | TYPE
27471 | 37806 | REEL ASSEMBLY,HOSE | 4 | DIMENSION | DIMENSION
27472 | 37806 | REEL ASSEMBLY,HOSE | 5 | MATL | MATERIAL
27473 | 37806 | REEL ASSEMBLY,HOSE | 6 | COLOR | COLOR
27474 | 37806 | REEL ASSEMBLY,HOSE | 7 | CONNECTION_DATA | CONNECTION DATA
27475 | 37806 | REEL ASSEMBLY,HOSE | 8 | MTG_DATA | MOUNTING DATA
27481
27482 | 38066 | SCALE,WEIGHING | 1 | SHORT_NAME | SHORT NAME | SCALE,BALANCE
27484 | 38066 | SCALE,WEIGHING | 3 | TYPE | TYPE
27485 | 38066 | SCALE,WEIGHING | 4 | SIZE | SIZE
27486 | 38066 | SCALE,WEIGHING | 5 | ELECT_DATA | ELECTRICAL RATING
27487 | 38066 | SCALE,WEIGHING | 6 | MEASUREMENT_RANGE | MEASUREMENT RANGE
27488 | 38066 | SCALE,WEIGHING | 7 | DISPLAY_DATA | DISPLAY DATA
27489 | 38066 | SCALE,WEIGHING | 8 | GRADUATION_DATA | GRADUATION DATA
27495
27496 | 38089 | BRACKET,MOUNTING | 1 | SHORT_NAME | SHORT NAME | BRACKET,MOUNT
27497 | 38089 | BRACKET,MOUNTING | 2 | BRACKET_TYPE | BRACKET TYPE
27498 | 38089 | BRACKET,MOUNTING | 3 | BRACKET_SPECIFIC_USE | BRACKET SPECIFIC USE
27499 | 38089 | BRACKET,MOUNTING | 4 | BRACKET_SHAPE_STYLE | BRACKET SHAPE STYLE
27500 | 38089 | BRACKET,MOUNTING | 5 | BODY_SIZE | BODY SIZE
27501 | 38089 | BRACKET,MOUNTING | 6 | BRACKET_MATL | BRACKET MATERIAL
27502 | 38089 | BRACKET,MOUNTING | 7 | THK | THICKNESS
27503 | 38089 | BRACKET,MOUNTING | 8 | COLOR | COLOR
27504 | 38089 | BRACKET,MOUNTING | 9 | CARRY_WEIGHT | CARRY WEIGHT
27505 | 38089 | BRACKET,MOUNTING | 10 | REINF_METHOD | REINF METHOD
27507 | 38089 | BRACKET,MOUNTING | 12 | SURFACE_TREATMENT | SURFACE TREATMENT
27508 | 38089 | BRACKET,MOUNTING | 13 | MTG_METHOD | MOUNTING METHOD
27518 | 38089 | BRACKET,MOUNTING | 23 | ELECT_DATA | ELECTRICAL RATING
27519 | 38089 | BRACKET,MOUNTING | 24 | ANGLE_DATA | ANGLE DATA
27520 | 38089 | BRACKET,MOUNTING | 25 | CONNECTION_DATA | CONNECTION DATA
27521
27522 | 38131 | CASE,ELECTRICAL-ELECTRONIC TEST AND MEASURING EQUIPMENT | 1 | SHORT_NAME | SHORT NAME | CASE,M&TE
27525 | 38131 | CASE,ELECTRICAL-ELECTRONIC TEST AND MEASURING EQUIPMENT | 4 | TYPE | TYPE
27526 | 38131 | CASE,ELECTRICAL-ELECTRONIC TEST AND MEASURING EQUIPMENT | 5 | DIMENSION | DIMENSION
27527 | 38131 | CASE,ELECTRICAL-ELECTRONIC TEST AND MEASURING EQUIPMENT | 6 | MATL | MATERIAL
27528 | 38131 | CASE,ELECTRICAL-ELECTRONIC TEST AND MEASURING EQUIPMENT | 7 | COLOR | COLOR
27529 | 38131 | CASE,ELECTRICAL-ELECTRONIC TEST AND MEASURING EQUIPMENT | 8 | ELECT_DATA | ELECTRICAL RATING
27530 | 38131 | CASE,ELECTRICAL-ELECTRONIC TEST AND MEASURING EQUIPMENT | 9 | HANDLE_DATA | HANDLE DATA
27531 | 38131 | CASE,ELECTRICAL-ELECTRONIC TEST AND MEASURING EQUIPMENT | 10 | CASE_DATA | CASE DATA
27532 | 38131 | CASE,ELECTRICAL-ELECTRONIC TEST AND MEASURING EQUIPMENT | 11 | FINISH | FINISH
27535 | 38131 | CASE,ELECTRICAL-ELECTRONIC TEST AND MEASURING EQUIPMENT | 14 | ENVIRON_PROT | ENVIRON PROTECTION
27541
27542 | 38220 | DUST REMOVER,COMPRESSED GAS | 1 | SHORT_NAME | SHORT NAME | REMOVER,DUST
27544 | 38220 | DUST REMOVER,COMPRESSED GAS | 3 | TYPE | TYPE
27545 | 38220 | DUST REMOVER,COMPRESSED GAS | 4 | SIZE | SIZE
27546 | 38220 | DUST REMOVER,COMPRESSED GAS | 5 | GAS_TYPE | GAS TYPE
27547 | 38220 | DUST REMOVER,COMPRESSED GAS | 6 | NOZZLE_DATA | NOZZLE DATA
27548 | 38220 | DUST REMOVER,COMPRESSED GAS | 7 | CAPACITY | CAPACITY
27555
27556 | 38222 | SCAFFOLDING,LEG | 1 | SHORT_NAME | SHORT NAME | LEG,SCAFFOLDING
27558 | 38222 | SCAFFOLDING,LEG | 3 | TYPE | TYPE
27559 | 38222 | SCAFFOLDING,LEG | 4 | DIMENSION | DIMENSION
27560 | 38222 | SCAFFOLDING,LEG | 5 | HEIGHT | HEIGHT
27561 | 38222 | SCAFFOLDING,LEG | 6 | MATL | MATERIAL
27562 | 38222 | SCAFFOLDING,LEG | 7 | SHAPE | SHAPE
27563 | 38222 | SCAFFOLDING,LEG | 8 | LOAD | LOAD
27564 | 38222 | SCAFFOLDING,LEG | 9 | TUBE_SIZE | TUBE SIZE
27565 | 38222 | SCAFFOLDING,LEG | 10 | FINISH | FINISH
27572
27602 | 38641 | LAMINATING MACHINE,PRINTED CIRCUIT BOARD | 1 | SHORT_NAME | SHORT NAME | LAMINATING,MACH
27604 | 38641 | LAMINATING MACHINE,PRINTED CIRCUIT BOARD | 3 | SIZE | SIZE
27605 | 38641 | LAMINATING MACHINE,PRINTED CIRCUIT BOARD | 4 | POWER | POWER
27606 | 38641 | LAMINATING MACHINE,PRINTED CIRCUIT BOARD | 5 | VOLTAGE | VOLTAGE RATING
27607 | 38641 | LAMINATING MACHINE,PRINTED CIRCUIT BOARD | 6 | TYPE | TYPE
27608 | 38641 | LAMINATING MACHINE,PRINTED CIRCUIT BOARD | 7 | MACHINE_THROUGHPUT | MACHINE THROUGHPUT
27609 | 38641 | LAMINATING MACHINE,PRINTED CIRCUIT BOARD | 8 | MTG_DATA | MOUNTING DATA
27616
27630 | 38671 | CHASSIS,ELECTRICAL-ELECTRONIC EQUIPMENT | 1 | SHORT_NAME | SHORT NAME | CHASSIS,ELEC
27632 | 38671 | CHASSIS,ELECTRICAL-ELECTRONIC EQUIPMENT | 3 | TYPE | TYPE
27633 | 38671 | CHASSIS,ELECTRICAL-ELECTRONIC EQUIPMENT | 4 | DIMENSION | DIMENSION
27634 | 38671 | CHASSIS,ELECTRICAL-ELECTRONIC EQUIPMENT | 5 | MATL | MATERIAL
27636 | 38671 | CHASSIS,ELECTRICAL-ELECTRONIC EQUIPMENT | 7 | FUNCT | FUNCTION
27637 | 38671 | CHASSIS,ELECTRICAL-ELECTRONIC EQUIPMENT | 8 | MTG_METHOD | MOUNTING METHOD
27638 | 38671 | CHASSIS,ELECTRICAL-ELECTRONIC EQUIPMENT | 9 | NO_CARD_SLOTS | NUMBER OF CARD SLOTS
27639 | 38671 | CHASSIS,ELECTRICAL-ELECTRONIC EQUIPMENT | 10 | ELECT_DATA | ELECTRICAL RATING
27640 | 38671 | CHASSIS,ELECTRICAL-ELECTRONIC EQUIPMENT | 11 | ELECT_CONN_DATA | ELECTRICAL CONNECTION DATA
27641 | 38671 | CHASSIS,ELECTRICAL-ELECTRONIC EQUIPMENT | 12 | TEMP_DATA | TEMPERATURE DATA
27642 | 38671 | CHASSIS,ELECTRICAL-ELECTRONIC EQUIPMENT | 13 | CHASSIS_DATA | CHASSIS DATA
27650
27651 | 38709 | FILLING SOLUTION,ELECTRODE | 1 | SHORT_NAME | SHORT NAME | SOLUTION,FILLING
27653 | 38709 | FILLING SOLUTION,ELECTRODE | 3 | ELECTRODE_FUNCT | ELECTRODE FUNCTION
27654 | 38709 | FILLING SOLUTION,ELECTRODE | 4 | FORM | FORM
27655 | 38709 | FILLING SOLUTION,ELECTRODE | 5 | CAPACITY | CAPACITY
27656 | 38709 | FILLING SOLUTION,ELECTRODE | 6 | SOLN_COMP | SOLN COMP
27657 | 38709 | FILLING SOLUTION,ELECTRODE | 7 | COMPOSITION | COMPOSITION
27664
27698 | 39023 | THINNER,PAINT PRODUCTS | 1 | SHORT_NAME | SHORT NAME | THINNER,PAINT
27700 | 39023 | THINNER,PAINT PRODUCTS | 3 | TYPE | TYPE
27701 | 39023 | THINNER,PAINT PRODUCTS | 4 | CAPACITY | CAPACITY
27702 | 39023 | THINNER,PAINT PRODUCTS | 5 | SPECIFIC_GRAVITY | SPECIFIC GRAVITY
27703 | 39023 | THINNER,PAINT PRODUCTS | 6 | FORM | FORM
27704 | 39023 | THINNER,PAINT PRODUCTS | 7 | COLOR | COLOR
27705 | 39023 | THINNER,PAINT PRODUCTS | 8 | COMPOSITION | COMPOSITION
27706 | 39023 | THINNER,PAINT PRODUCTS | 9 | PAINT_BASE_TYPE | PAINT BASE TYPE
27713
27725 | 39041 | PIGMENT,PAINT PRODUCTS | 1 | SHORT_NAME | SHORT NAME | PIGMENT,PAINT
27727 | 39041 | PIGMENT,PAINT PRODUCTS | 3 | TYPE | TYPE
27728 | 39041 | PIGMENT,PAINT PRODUCTS | 4 | COLOR | COLOR
27729 | 39041 | PIGMENT,PAINT PRODUCTS | 5 | SPECIFIC_GRAVITY | SPECIFIC GRAVITY
27730 | 39041 | PIGMENT,PAINT PRODUCTS | 6 | FLASH_POINT | FLASH POINT
27735
27748 | 39168 | FOUNTAIN,EYE AND FACE WASH,EMERGENCY | 1 | SHORT_NAME | SHORT NAME | EYE-WASH
27750 | 39168 | FOUNTAIN,EYE AND FACE WASH,EMERGENCY | 3 | WATER_DISCHARGEMETHOD | WATER DISCHARGE METHOD
27751 | 39168 | FOUNTAIN,EYE AND FACE WASH,EMERGENCY | 4 | DRAIN_SIZE | DRAIN SIZE
27752 | 39168 | FOUNTAIN,EYE AND FACE WASH,EMERGENCY | 5 | MAX_WATEROUTPUT | MAX WATEROUTPUT
27753 | 39168 | FOUNTAIN,EYE AND FACE WASH,EMERGENCY | 6 | HEAD_MATL | HEAD MATERIAL
27754 | 39168 | FOUNTAIN,EYE AND FACE WASH,EMERGENCY | 7 | CONNECTION_DATA | CONNECTION DATA
27755 | 39168 | FOUNTAIN,EYE AND FACE WASH,EMERGENCY | 8 | TYPE | TYPE
27760
27761 | 39206 | FIBERSCOPE | 1 | SHORT_NAME | SHORT NAME | FIBERSCOPE
27763 | 39206 | FIBERSCOPE | 3 | TYPE | TYPE
27764 | 39206 | FIBERSCOPE | 4 | DIMENSION | DIMENSION
27765 | 39206 | FIBERSCOPE | 5 | APPLICATION_TEMP | APPLICATION TEMPERATURE
27766 | 39206 | FIBERSCOPE | 6 | NO_FIBERS | NUMBER OF FIBERS
27767 | 39206 | FIBERSCOPE | 7 | FIBER_SIZE | FIBER SIZE
27768 | 39206 | FIBERSCOPE | 8 | LENS_TYPE | LENS TYPE
27769 | 39206 | FIBERSCOPE | 9 | LENS_RESOLUTION | LENS RESOLUTION
27770 | 39206 | FIBERSCOPE | 10 | LENS_MATL | LENS MATERIAL
27771 | 39206 | FIBERSCOPE | 11 | LENS_DATA | LENS DATA
27772 | 39206 | FIBERSCOPE | 12 | LENS_MTG_DATA | LENS MOUNTING DATA
27773 | 39206 | FIBERSCOPE | 13 | MAGNIFICATION_FACTOR | MAGNIFICATION FACTOR
27774 | 39206 | FIBERSCOPE | 14 | FIBERSCOPE_DATA | FIBERSCOPE DATA
27775 | 39206 | FIBERSCOPE | 15 | ELECT_DATA | ELECTRICAL RATING
27776 | 39206 | FIBERSCOPE | 16 | ELECT_CONN_DATA | ELECTRICAL CONNECTION DATA
27777 | 39206 | FIBERSCOPE | 17 | CONNECTION_DATA | CONNECTION DATA
27778 | 39206 | FIBERSCOPE | 18 | MTG_DATA | MOUNTING DATA
27785
27786 | 39225 | CAMERA SUBASSEMBLY | 1 | SHORT_NAME | SHORT NAME | CAMERA
27788 | 39225 | CAMERA SUBASSEMBLY | 3 | TYPE | TYPE
27789 | 39225 | CAMERA SUBASSEMBLY | 4 | SIZE | SIZE
27790 | 39225 | CAMERA SUBASSEMBLY | 5 | FUNCT | FUNCTION
27791 | 39225 | CAMERA SUBASSEMBLY | 6 | CONNECTION_DATA | CONNECTION DATA
27792 | 39225 | CAMERA SUBASSEMBLY | 7 | LOAD | LOAD
27793 | 39225 | CAMERA SUBASSEMBLY | 8 | MTG_DATA | MOUNTING DATA
27800
27814 | 39268 | SHOWER ASSEMBLY,DECONTAMINATING | 1 | SHORT_NAME | SHORT NAME | SHOWER
27817 | 39268 | SHOWER ASSEMBLY,DECONTAMINATING | 4 | TYPE | TYPE
27818 | 39268 | SHOWER ASSEMBLY,DECONTAMINATING | 5 | SIZE | SIZE
27819 | 39268 | SHOWER ASSEMBLY,DECONTAMINATING | 6 | MATL | MATERIAL
27820 | 39268 | SHOWER ASSEMBLY,DECONTAMINATING | 7 | CONNECTION_DATA | CONNECTION DATA
27821 | 39268 | SHOWER ASSEMBLY,DECONTAMINATING | 8 | FINISH | FINISH
27828
27880 | 39416 | CONTROL STATION,HOIST | 1 | SHORT_NAME | SHORT NAME | STATION,CONTROL
27882 | 39416 | CONTROL STATION,HOIST | 3 | OVERALL_HEIGHT | OVERALL HEIGHT
27883 | 39416 | CONTROL STATION,HOIST | 4 | OVERALL_LG | OVERALL LENGTH
27884 | 39416 | CONTROL STATION,HOIST | 5 | OVERALL_WIDTH | OVERALL WIDTH
27885 | 39416 | CONTROL STATION,HOIST | 6 | ENCLOSURE_DATA | ENCLOSURE DATA
27886 | 39416 | CONTROL STATION,HOIST | 7 | ENCLOSURE_MATL | ENCLOSURE MATERIAL
27887 | 39416 | CONTROL STATION,HOIST | 8 | NO_SWITCHES | NUMBER OF SWITCHES
27888 | 39416 | CONTROL STATION,HOIST | 9 | SWITCH_DATA | SWITCH DATA
27889 | 39416 | CONTROL STATION,HOIST | 10 | ELECT_CONN_DATA | ELECTRICAL CONNECTION DATA
27890 | 39416 | CONTROL STATION,HOIST | 11 | MTG_DATA | MOUNTING DATA
27892 | 39416 | CONTROL STATION,HOIST | 13 | ENVIRON_PROT | ENVIRON PROTECTION
27896
27897 | 39554 | STATION,FIRE ALARM,MANUAL | 1 | SHORT_NAME | SHORT NAME | STATION,FIRE ALARM
27899 | 39554 | STATION,FIRE ALARM,MANUAL | 3 | TYPE | TYPE
27900 | 39554 | STATION,FIRE ALARM,MANUAL | 4 | SIZE | SIZE
27901 | 39554 | STATION,FIRE ALARM,MANUAL | 5 | MATL | MATERIAL
27902 | 39554 | STATION,FIRE ALARM,MANUAL | 6 | COLOR | COLOR
27903 | 39554 | STATION,FIRE ALARM,MANUAL | 7 | ELECT_DATA | ELECTRICAL RATING
27908
27922 | 39638 | MAT,ELECTROSTATIC DISCHARGING | 1 | SHORT_NAME | SHORT NAME | MAT,ELECTROSTATIC
27925 | 39638 | MAT,ELECTROSTATIC DISCHARGING | 4 | TYPE | TYPE
27926 | 39638 | MAT,ELECTROSTATIC DISCHARGING | 5 | SIZE | SIZE
27927 | 39638 | MAT,ELECTROSTATIC DISCHARGING | 6 | MATL | MATERIAL
27928 | 39638 | MAT,ELECTROSTATIC DISCHARGING | 7 | COLOR | COLOR
27929 | 39638 | MAT,ELECTROSTATIC DISCHARGING | 8 | SHAPE | SHAPE
27930 | 39638 | MAT,ELECTROSTATIC DISCHARGING | 9 | ELECT_DATA | ELECTRICAL RATING
27931 | 39638 | MAT,ELECTROSTATIC DISCHARGING | 10 | FINISH | FINISH
27937
27950 | 39662 | DIFFUSER,LIGHT | 1 | SHORT_NAME | SHORT NAME | DIFFUSER,LIGHT
27952 | 39662 | DIFFUSER,LIGHT | 3 | TYPE | TYPE
27953 | 39662 | DIFFUSER,LIGHT | 4 | DIMENSION | DIMENSION
27954 | 39662 | DIFFUSER,LIGHT | 5 | MATL | MATERIAL
27955 | 39662 | DIFFUSER,LIGHT | 6 | COLOR | COLOR
27961
27977 | 39975 | BASE PLATE,BODY | 1 | SHORT_NAME | SHORT NAME | PLATE,BASE
27979 | 39975 | BASE PLATE,BODY | 3 | TYPE | TYPE
27980 | 39975 | BASE PLATE,BODY | 4 | SIZE | SIZE
27981 | 39975 | BASE PLATE,BODY | 5 | MATL | MATERIAL
27982 | 39975 | BASE PLATE,BODY | 6 | PLATE_DATA | PLATE DATA
27983 | 39975 | BASE PLATE,BODY | 7 | FINISH | FINISH
27989
27990 | 39995 | STRAP,WRIST,ELECTROSTATIC DISCHARGE | 1 | SHORT_NAME | SHORT NAME | STRAP,ELECTROSTATIC
27992 | 39995 | STRAP,WRIST,ELECTROSTATIC DISCHARGE | 3 | TYPE | TYPE
27994 | 39995 | STRAP,WRIST,ELECTROSTATIC DISCHARGE | 5 | SIZE | SIZE
27995 | 39995 | STRAP,WRIST,ELECTROSTATIC DISCHARGE | 6 | MATL | MATERIAL
27996 | 39995 | STRAP,WRIST,ELECTROSTATIC DISCHARGE | 7 | METHOD_ATTACH | METHOD ATTACHMENT
28002
28003 | 39996 | PARTITION,MOUNTED | 1 | SHORT_NAME | SHORT NAME | PARTITION
28005 | 39996 | PARTITION,MOUNTED | 3 | SHAPE | SHAPE
28006 | 39996 | PARTITION,MOUNTED | 4 | TYPE | TYPE
28007 | 39996 | PARTITION,MOUNTED | 5 | SIZE | SIZE
28008 | 39996 | PARTITION,MOUNTED | 6 | MATL | MATERIAL
28009 | 39996 | PARTITION,MOUNTED | 7 | COLOR | COLOR
28010 | 39996 | PARTITION,MOUNTED | 8 | MTG_DATA | MOUNTING DATA
28017
28032 | 39999 | DISH,WEIGHING | 1 | SHORT_NAME | SHORT NAME | DISH,WEIGHING
28035 | 39999 | DISH,WEIGHING | 4 | TYPE | TYPE
28036 | 39999 | DISH,WEIGHING | 5 | DIMENSION | DIMENSION
28037 | 39999 | DISH,WEIGHING | 6 | MATL | MATERIAL
28038 | 39999 | DISH,WEIGHING | 7 | COLOR | COLOR
28039 | 39999 | DISH,WEIGHING | 8 | CAPACITY | CAPACITY
28040 | 39999 | DISH,WEIGHING | 9 | SHAPE | SHAPE
28041 | 39999 | DISH,WEIGHING | 10 | MTG_DATA | MOUNTING DATA
28042 | 39999 | DISH,WEIGHING | 11 | FINISH | FINISH
28047
28064 | 40135 | WASTE RECEPTACLE | 1 | SHORT_NAME | SHORT NAME | RECEPTACLE,WASTE
28066 | 40135 | WASTE RECEPTACLE | 3 | TYPE | TYPE
28067 | 40135 | WASTE RECEPTACLE | 4 | SIZE | SIZE
28068 | 40135 | WASTE RECEPTACLE | 5 | MATL | MATERIAL
28069 | 40135 | WASTE RECEPTACLE | 6 | CAPACITY | CAPACITY
28070 | 40135 | WASTE RECEPTACLE | 7 | COLOR | COLOR
28071 | 40135 | WASTE RECEPTACLE | 8 | FINISH | FINISH
28078
28079 | 40223 | PLATE,MOUNTING | 1 | SHORT_NAME | SHORT NAME | PLATE,MTG
28081 | 40223 | PLATE,MOUNTING | 3 | TYPE | TYPE
28082 | 40223 | PLATE,MOUNTING | 4 | DIMENSION | DIMENSION
28083 | 40223 | PLATE,MOUNTING | 5 | MATL | MATERIAL
28084 | 40223 | PLATE,MOUNTING | 6 | HOLE_QTY | NUMBER OF HOLES
28085 | 40223 | PLATE,MOUNTING | 7 | FINISH | FINISH
28086 | 40223 | PLATE,MOUNTING | 8 | MTG_DATA | MOUNTING DATA
28093
28094 | 40585 | SPONGE | 1 | SHORT_NAME | SHORT NAME | SPONGE
28096 | 40585 | SPONGE | 3 | TYPE | TYPE
28097 | 40585 | SPONGE | 4 | SIZE | SIZE
28100 | 40585 | SPONGE | 7 | THK | THICKNESS
28101 | 40585 | SPONGE | 8 | MATL | MATERIAL
28102 | 40585 | SPONGE | 9 | COLOR | COLOR
28103 | 40585 | SPONGE | 10 | MTG_DATA | MOUNTING DATA
28109
28172 | 41279 | COATING COMPOUND,CERAMIC | 1 | SHORT_NAME | SHORT NAME | COMPOUND,COATING
28175 | 41279 | COATING COMPOUND,CERAMIC | 4 | TYPE | TYPE
28176 | 41279 | COATING COMPOUND,CERAMIC | 5 | BASE_MATL | BASE MATERIAL
28177 | 41279 | COATING COMPOUND,CERAMIC | 6 | COLOR | COLOR
28178 | 41279 | COATING COMPOUND,CERAMIC | 7 | TEMPERATURE | TEMPERATURE
28179 | 41279 | COATING COMPOUND,CERAMIC | 8 | COMPOSITION | COMPOSITION
28180 | 41279 | COATING COMPOUND,CERAMIC | 9 | FORM | FORM
28181 | 41279 | COATING COMPOUND,CERAMIC | 10 | ADDITIVES | ADDITIVES
28182 | 41279 | COATING COMPOUND,CERAMIC | 11 | METHOD_APPLIC | METHOD APPLICATION
28189
28190 | 41351 | BLENDER,LABORATORY | 1 | SHORT_NAME | SHORT NAME | BLENDER,LAB
28192 | 41351 | BLENDER,LABORATORY | 3 | TYPE | TYPE
28193 | 41351 | BLENDER,LABORATORY | 4 | DIMENSION | DIMENSION
28194 | 41351 | BLENDER,LABORATORY | 5 | MATL | MATERIAL
28195 | 41351 | BLENDER,LABORATORY | 6 | CAPACITY | CAPACITY
28196 | 41351 | BLENDER,LABORATORY | 7 | ELECT_DATA | ELECTRICAL RATING
28197 | 41351 | BLENDER,LABORATORY | 8 | MOTOR_DATA | MOTOR DATA
28203
28220 | 41410 | TEST STATION,GYRO | 1 | SHORT_NAME | SHORT NAME | STATION,TEST:GYRO
28222 | 41410 | TEST STATION,GYRO | 3 | TYPE | TYPE
28223 | 41410 | TEST STATION,GYRO | 4 | SIZE | SIZE
28224 | 41410 | TEST STATION,GYRO | 5 | MATL | MATERIAL
28225 | 41410 | TEST STATION,GYRO | 6 | FUNCT | FUNCTION
28226 | 41410 | TEST STATION,GYRO | 7 | CONTENT | CONTENT
28227 | 41410 | TEST STATION,GYRO | 8 | CONTENT_2 | CONTENT 2
28228 | 41410 | TEST STATION,GYRO | 9 | CONTENT_3 | CONTENT 3
28229 | 41410 | TEST STATION,GYRO | 10 | CONTENT_4 | CONTENT 4
28230 | 41410 | TEST STATION,GYRO | 11 | CONTENT_5 | CONTENT 5
28231 | 41410 | TEST STATION,GYRO | 12 | CONTENT_6 | CONTENT 6
28232 | 41410 | TEST STATION,GYRO | 13 | CONTENT_7 | CONTENT 7
28233 | 41410 | TEST STATION,GYRO | 14 | CONTENT_8 | CONTENT 8
28234 | 41410 | TEST STATION,GYRO | 15 | CONTENT_9 | CONTENT 9
28238
28252 | 41808 | CUFF AND SLEEVE PROTECTOR | 1 | SHORT_NAME | SHORT NAME | PROTECTOR:CUFF & SLEEVE
28254 | 41808 | CUFF AND SLEEVE PROTECTOR | 3 | TYPE | TYPE
28255 | 41808 | CUFF AND SLEEVE PROTECTOR | 4 | SIZE | SIZE
28256 | 41808 | CUFF AND SLEEVE PROTECTOR | 5 | MATL | MATERIAL
28257 | 41808 | CUFF AND SLEEVE PROTECTOR | 6 | COLOR | COLOR
28258 | 41808 | CUFF AND SLEEVE PROTECTOR | 7 | CUFF_DATA | CUFF DATA
28259 | 41808 | CUFF AND SLEEVE PROTECTOR | 8 | LOGO_DATA | LOGO DATA
28260 | 41808 | CUFF AND SLEEVE PROTECTOR | 9 | FASTENING_METHOD | FASTENING METHOD
28261 | 41808 | CUFF AND SLEEVE PROTECTOR | 10 | FINISH | FINISH
28267
28268 | 41864 | CONTROL,INTERFACE | 1 | SHORT_NAME | SHORT NAME | CONTROL,I/F
28270 | 41864 | CONTROL,INTERFACE | 3 | TYPE | TYPE
28271 | 41864 | CONTROL,INTERFACE | 4 | COMMS_PROTOCOL | COMMS PROTOCOL
28272 | 41864 | CONTROL,INTERFACE | 5 | NO_CHANNELS | NUMBER OF CHANNELS
28273 | 41864 | CONTROL,INTERFACE | 6 | CTRL_RANGE | CONTROL RANGE
28274 | 41864 | CONTROL,INTERFACE | 7 | ELECT_CONN_DATA | ELECTRICAL CONNECTION DATA
28275 | 41864 | CONTROL,INTERFACE | 8 | ELECT_DATA | ELECTRICAL RATING
28276 | 41864 | CONTROL,INTERFACE | 9 | INPUT_DATA | INPUT DATA
28277 | 41864 | CONTROL,INTERFACE | 10 | OUTPUT_DATA | OUTPUT DATA
28278 | 41864 | CONTROL,INTERFACE | 11 | MTG_DATA | MOUNTING DATA
28284
28285 | 41980 | SYRINGE,LABORATORY | 1 | SHORT_NAME | SHORT NAME | SYRINGE,LAB
28288 | 41980 | SYRINGE,LABORATORY | 4 | TYPE | TYPE
28289 | 41980 | SYRINGE,LABORATORY | 5 | SIZE | SIZE
28290 | 41980 | SYRINGE,LABORATORY | 6 | MATL | MATERIAL
28291 | 41980 | SYRINGE,LABORATORY | 7 | CAPACITY | CAPACITY
28292 | 41980 | SYRINGE,LABORATORY | 8 | FUNCT | FUNCTION
28293 | 41980 | SYRINGE,LABORATORY | 9 | NEEDLE_DATA | NEEDLE DATA
28294 | 41980 | SYRINGE,LABORATORY | 10 | GRADUATION_DATA | GRADUATION DATA
28300
28312 | 42039 | CELL,OXYGEN MONITOR | 1 | SHORT_NAME | SHORT NAME | CELL:OXYGEN MONITOR
28315 | 42039 | CELL,OXYGEN MONITOR | 4 | TYPE | TYPE
28316 | 42039 | CELL,OXYGEN MONITOR | 5 | DIMENSION | DIMENSION
28317 | 42039 | CELL,OXYGEN MONITOR | 6 | MATL | MATERIAL
28318 | 42039 | CELL,OXYGEN MONITOR | 7 | VOLUME | VOLUME
28319 | 42039 | CELL,OXYGEN MONITOR | 8 | MEASUREMENT_RANGE | MEASUREMENT RANGE
28320 | 42039 | CELL,OXYGEN MONITOR | 9 | ACCURACY | ACCURACY
28321 | 42039 | CELL,OXYGEN MONITOR | 10 | CHARACTERISTICS | CHARACTERISTICS
28322 | 42039 | CELL,OXYGEN MONITOR | 11 | CELL_DATA | CELL DATA
28323 | 42039 | CELL,OXYGEN MONITOR | 12 | CONNECTION_DATA | CONNECTION DATA
28324 | 42039 | CELL,OXYGEN MONITOR | 13 | OUTPUT_DATA | OUTPUT DATA
28325 | 42039 | CELL,OXYGEN MONITOR | 14 | MTG_DATA | MOUNTING DATA
28331
28348 | 42237 | MEASURING TUBE,GAS ANALYZER | 1 | SHORT_NAME | SHORT NAME | TUBE,MEASURING:GAS ANALYZER
28350 | 42237 | MEASURING TUBE,GAS ANALYZER | 3 | TYPE | TYPE
28352 | 42237 | MEASURING TUBE,GAS ANALYZER | 5 | DIA | DIAMETER
28353 | 42237 | MEASURING TUBE,GAS ANALYZER | 6 | SIZE | SIZE
28354 | 42237 | MEASURING TUBE,GAS ANALYZER | 7 | MATL | MATERIAL
28355 | 42237 | MEASURING TUBE,GAS ANALYZER | 8 | CAPACITY | CAPACITY
28356 | 42237 | MEASURING TUBE,GAS ANALYZER | 9 | CONSTRUCTION | CONSTRUCTION
28361
28362 | 42299 | TEST EQUIPMENT KIT,COMMUNICATION SYSTEM | 1 | SHORT_NAME | SHORT NAME | KIT,TEST EQUIPMENT
28365 | 42299 | TEST EQUIPMENT KIT,COMMUNICATION SYSTEM | 4 | TYPE | TYPE
28366 | 42299 | TEST EQUIPMENT KIT,COMMUNICATION SYSTEM | 5 | TEST_FUNCT | TEST FUNCTION
28367 | 42299 | TEST EQUIPMENT KIT,COMMUNICATION SYSTEM | 6 | ELECT_DATA | ELECTRICAL RATING
28368 | 42299 | TEST EQUIPMENT KIT,COMMUNICATION SYSTEM | 7 | ELECT_CONN_DATA | ELECTRICAL CONNECTION DATA
28369 | 42299 | TEST EQUIPMENT KIT,COMMUNICATION SYSTEM | 8 | TESTER_DATA | TESTER DATA
28370 | 42299 | TEST EQUIPMENT KIT,COMMUNICATION SYSTEM | 9 | MTG_DATA | MOUNTING DATA
28371 | 42299 | TEST EQUIPMENT KIT,COMMUNICATION SYSTEM | 10 | CONTENT | CONTENT
28372 | 42299 | TEST EQUIPMENT KIT,COMMUNICATION SYSTEM | 11 | CONTENT_2 | CONTENT 2
28373 | 42299 | TEST EQUIPMENT KIT,COMMUNICATION SYSTEM | 12 | CONTENT_3 | CONTENT 3
28374 | 42299 | TEST EQUIPMENT KIT,COMMUNICATION SYSTEM | 13 | CONTENT_4 | CONTENT 4
28380
28381 | 42648 | TEST SET SUBASSEMBLY,ELECTRICAL AND ELECTRONIC TEST EQUIPMENT | 1 | SHORT_NAME | SHORT NAME | TEST SET:ELEC
28383 | 42648 | TEST SET SUBASSEMBLY,ELECTRICAL AND ELECTRONIC TEST EQUIPMENT | 3 | TYPE | TYPE
28384 | 42648 | TEST SET SUBASSEMBLY,ELECTRICAL AND ELECTRONIC TEST EQUIPMENT | 4 | DIMENSION | DIMENSION
28385 | 42648 | TEST SET SUBASSEMBLY,ELECTRICAL AND ELECTRONIC TEST EQUIPMENT | 5 | CURRENT | CURRENT
28386 | 42648 | TEST SET SUBASSEMBLY,ELECTRICAL AND ELECTRONIC TEST EQUIPMENT | 6 | OPER_TEMP | OPERATING TEMPERATURE
28387 | 42648 | TEST SET SUBASSEMBLY,ELECTRICAL AND ELECTRONIC TEST EQUIPMENT | 7 | ELECT_DATA | ELECTRICAL RATING
28388 | 42648 | TEST SET SUBASSEMBLY,ELECTRICAL AND ELECTRONIC TEST EQUIPMENT | 8 | ELECT_CONN_DATA | ELECTRICAL CONNECTION DATA
28389 | 42648 | TEST SET SUBASSEMBLY,ELECTRICAL AND ELECTRONIC TEST EQUIPMENT | 9 | MTG_DATA | MOUNTING DATA
28390 | 42648 | TEST SET SUBASSEMBLY,ELECTRICAL AND ELECTRONIC TEST EQUIPMENT | 10 | TEST_FUNCT | TEST FUNCTION
28391 | 42648 | TEST SET SUBASSEMBLY,ELECTRICAL AND ELECTRONIC TEST EQUIPMENT | 11 | TEST_FUNCT_2 | TEST FUNCTION 2
28392 | 42648 | TEST SET SUBASSEMBLY,ELECTRICAL AND ELECTRONIC TEST EQUIPMENT | 12 | TEST_FUNCT_3 | TEST FUNCTION 3
28393 | 42648 | TEST SET SUBASSEMBLY,ELECTRICAL AND ELECTRONIC TEST EQUIPMENT | 13 | TEST_FUNCT_4 | TEST FUNCTION 4
28400
28401 | 42649 | TEST SET SUBASSEMBLY,CHEMICAL ANALYSIS EQUIPMENT | 1 | SHORT_NAME | SHORT NAME | TEST SET:CHEM ANALYSIS
28403 | 42649 | TEST SET SUBASSEMBLY,CHEMICAL ANALYSIS EQUIPMENT | 3 | TYPE | TYPE
28404 | 42649 | TEST SET SUBASSEMBLY,CHEMICAL ANALYSIS EQUIPMENT | 4 | SET_DATA | SET DATA
28405 | 42649 | TEST SET SUBASSEMBLY,CHEMICAL ANALYSIS EQUIPMENT | 5 | CONTENT | CONTENT
28406 | 42649 | TEST SET SUBASSEMBLY,CHEMICAL ANALYSIS EQUIPMENT | 6 | CONTENT_2 | CONTENT 2
28407 | 42649 | TEST SET SUBASSEMBLY,CHEMICAL ANALYSIS EQUIPMENT | 7 | CONTENT_3 | CONTENT 3
28408 | 42649 | TEST SET SUBASSEMBLY,CHEMICAL ANALYSIS EQUIPMENT | 8 | CONTENT_4 | CONTENT 4
28409 | 42649 | TEST SET SUBASSEMBLY,CHEMICAL ANALYSIS EQUIPMENT | 9 | CONTENT_5 | CONTENT 5
28410 | 42649 | TEST SET SUBASSEMBLY,CHEMICAL ANALYSIS EQUIPMENT | 10 | CONTENT_6 | CONTENT 6
28411 | 42649 | TEST SET SUBASSEMBLY,CHEMICAL ANALYSIS EQUIPMENT | 11 | CONTENT_7 | CONTENT 7
28412 | 42649 | TEST SET SUBASSEMBLY,CHEMICAL ANALYSIS EQUIPMENT | 12 | CONTENT_8 | CONTENT 8
28413 | 42649 | TEST SET SUBASSEMBLY,CHEMICAL ANALYSIS EQUIPMENT | 13 | CONTENT_9 | CONTENT 9
28420
28421 | 42650 | TEST SET SUBASSEMBLY,PHYSICAL PROPERTIES EQUIPMENT | 1 | SHORT_NAME | SHORT NAME | TEST SET:PHYS
28423 | 42650 | TEST SET SUBASSEMBLY,PHYSICAL PROPERTIES EQUIPMENT | 3 | TYPE | TYPE
28424 | 42650 | TEST SET SUBASSEMBLY,PHYSICAL PROPERTIES EQUIPMENT | 4 | SET_DATA | SET DATA
28425 | 42650 | TEST SET SUBASSEMBLY,PHYSICAL PROPERTIES EQUIPMENT | 5 | CONTENT | CONTENT
28426 | 42650 | TEST SET SUBASSEMBLY,PHYSICAL PROPERTIES EQUIPMENT | 6 | CONTENT_2 | CONTENT 2
28427 | 42650 | TEST SET SUBASSEMBLY,PHYSICAL PROPERTIES EQUIPMENT | 7 | CONTENT_3 | CONTENT 3
28428 | 42650 | TEST SET SUBASSEMBLY,PHYSICAL PROPERTIES EQUIPMENT | 8 | CONTENT_4 | CONTENT 4
28429 | 42650 | TEST SET SUBASSEMBLY,PHYSICAL PROPERTIES EQUIPMENT | 9 | CONTENT_5 | CONTENT 5
28430 | 42650 | TEST SET SUBASSEMBLY,PHYSICAL PROPERTIES EQUIPMENT | 10 | CONTENT_6 | CONTENT 6
28431 | 42650 | TEST SET SUBASSEMBLY,PHYSICAL PROPERTIES EQUIPMENT | 11 | CONTENT_7 | CONTENT 7
28432 | 42650 | TEST SET SUBASSEMBLY,PHYSICAL PROPERTIES EQUIPMENT | 12 | CONTENT_8 | CONTENT 8
28433 | 42650 | TEST SET SUBASSEMBLY,PHYSICAL PROPERTIES EQUIPMENT | 13 | CONTENT_9 | CONTENT 9
28440
28441 | 42654 | TEST SET SUBASSEMBLY,HUMIDITY-PRESSURE-TEMPERATURE MEASURING EQUIPMENT | 1 | SHORT_NAME | SHORT NAME | TEST SET:HUM-PRES-TEMP
28443 | 42654 | TEST SET SUBASSEMBLY,HUMIDITY-PRESSURE-TEMPERATURE MEASURING EQUIPMENT | 3 | TYPE | TYPE
28444 | 42654 | TEST SET SUBASSEMBLY,HUMIDITY-PRESSURE-TEMPERATURE MEASURING EQUIPMENT | 4 | SET_DATA | SET DATA
28445 | 42654 | TEST SET SUBASSEMBLY,HUMIDITY-PRESSURE-TEMPERATURE MEASURING EQUIPMENT | 5 | CONTENT | CONTENT
28446 | 42654 | TEST SET SUBASSEMBLY,HUMIDITY-PRESSURE-TEMPERATURE MEASURING EQUIPMENT | 6 | CONTENT_2 | CONTENT 2
28447 | 42654 | TEST SET SUBASSEMBLY,HUMIDITY-PRESSURE-TEMPERATURE MEASURING EQUIPMENT | 7 | CONTENT_3 | CONTENT 3
28448 | 42654 | TEST SET SUBASSEMBLY,HUMIDITY-PRESSURE-TEMPERATURE MEASURING EQUIPMENT | 8 | CONTENT_4 | CONTENT 4
28449 | 42654 | TEST SET SUBASSEMBLY,HUMIDITY-PRESSURE-TEMPERATURE MEASURING EQUIPMENT | 9 | CONTENT_5 | CONTENT 5
28450 | 42654 | TEST SET SUBASSEMBLY,HUMIDITY-PRESSURE-TEMPERATURE MEASURING EQUIPMENT | 10 | CONTENT_6 | CONTENT 6
28451 | 42654 | TEST SET SUBASSEMBLY,HUMIDITY-PRESSURE-TEMPERATURE MEASURING EQUIPMENT | 11 | CONTENT_7 | CONTENT 7
28452 | 42654 | TEST SET SUBASSEMBLY,HUMIDITY-PRESSURE-TEMPERATURE MEASURING EQUIPMENT | 12 | CONTENT_8 | CONTENT 8
28453 | 42654 | TEST SET SUBASSEMBLY,HUMIDITY-PRESSURE-TEMPERATURE MEASURING EQUIPMENT | 13 | CONTENT_9 | CONTENT 9
28459
28460 | 42683 | SKIN CLEANSER | 1 | SHORT_NAME | SHORT NAME | CLEANSER
28462 | 42683 | SKIN CLEANSER | 3 | TYPE | TYPE
28463 | 42683 | SKIN CLEANSER | 4 | FORM | FORM
28464 | 42683 | SKIN CLEANSER | 5 | BASE_COMPOUND | BASE COMPOUND
28465 | 42683 | SKIN CLEANSER | 6 | ADDITIVES | ADDITIVES
28472
28492 | 42722 | FACEPIECE,BREATHING EQUIPMENT | 1 | SHORT_NAME | SHORT NAME | FACEPIECE
28495 | 42722 | FACEPIECE,BREATHING EQUIPMENT | 4 | TYPE | TYPE
28496 | 42722 | FACEPIECE,BREATHING EQUIPMENT | 5 | SIZE | SIZE
28497 | 42722 | FACEPIECE,BREATHING EQUIPMENT | 6 | MATL | MATERIAL
28498 | 42722 | FACEPIECE,BREATHING EQUIPMENT | 7 | FINISH | FINISH
28504
28505 | 42820 | BLADE,BAND SAW,METAL CUTTING | 1 | SHORT_NAME | SHORT NAME | BLADE,BAND SAW
28507 | 42820 | BLADE,BAND SAW,METAL CUTTING | 3 | TYPE | TYPE
28508 | 42820 | BLADE,BAND SAW,METAL CUTTING | 4 | SIZE | SIZE
28511 | 42820 | BLADE,BAND SAW,METAL CUTTING | 7 | THK | THICKNESS
28512 | 42820 | BLADE,BAND SAW,METAL CUTTING | 8 | MATL | MATERIAL
28513 | 42820 | BLADE,BAND SAW,METAL CUTTING | 9 | BLADE_DATA | BLADE DATA
28514 | 42820 | BLADE,BAND SAW,METAL CUTTING | 10 | NO_TEETH | NUMBER OF TEETHS
28515 | 42820 | BLADE,BAND SAW,METAL CUTTING | 11 | TOOTH_SET_TYPE | TOOTH SET TYPE
28522
28542 | 45021 | JACKET,DIVER'S SUIT | 1 | SHORT_NAME | SHORT NAME | JACKET
28544 | 45021 | JACKET,DIVER'S SUIT | 3 | TYPE | TYPE
28545 | 45021 | JACKET,DIVER'S SUIT | 4 | SIZE | SIZE
28546 | 45021 | JACKET,DIVER'S SUIT | 5 | MATL | MATERIAL
28547 | 45021 | JACKET,DIVER'S SUIT | 6 | COLOR | COLOR
28548 | 45021 | JACKET,DIVER'S SUIT | 7 | PROTECTION_DATA | PROTECTION DATA
28549 | 45021 | JACKET,DIVER'S SUIT | 8 | LOGO_DATA | LOGO DATA
28550 | 45021 | JACKET,DIVER'S SUIT | 9 | FASTENING_METHOD | FASTENING METHOD
28551 | 45021 | JACKET,DIVER'S SUIT | 10 | FINISH | FINISH
28554 | 45021 | JACKET,DIVER'S SUIT | 13 | ENVIRON_PROT | ENVIRON PROTECTION
28559
28560 | 45441 | CENTRAL OFFICE,TELEPHONE,AUTOMATIC | 1 | SHORT_NAME | SHORT NAME | OFFICE,CENTRAL
28562 | 45441 | CENTRAL OFFICE,TELEPHONE,AUTOMATIC | 3 | TYPE | TYPE
28563 | 45441 | CENTRAL OFFICE,TELEPHONE,AUTOMATIC | 4 | SIZE | SIZE
28564 | 45441 | CENTRAL OFFICE,TELEPHONE,AUTOMATIC | 5 | ELECT_DATA | ELECTRICAL RATING
28565 | 45441 | CENTRAL OFFICE,TELEPHONE,AUTOMATIC | 6 | NO_CONNECTIONS | NUMBER OF CONNECTIONS
28571
28572 | 45706 | GEL,TRANSMISSION,ULTRASOUND | 1 | SHORT_NAME | SHORT NAME | GEL,TRANSMISSION
28574 | 45706 | GEL,TRANSMISSION,ULTRASOUND | 3 | TYPE | TYPE
28575 | 45706 | GEL,TRANSMISSION,ULTRASOUND | 4 | DENSITY | DENSITY
28576 | 45706 | GEL,TRANSMISSION,ULTRASOUND | 5 | TEMP_RANGE | TEMPERATURE RANGE
28577 | 45706 | GEL,TRANSMISSION,ULTRASOUND | 6 | COLOR | COLOR
28578 | 45706 | GEL,TRANSMISSION,ULTRASOUND | 7 | ADDITIVES | ADDITIVES
28579 | 45706 | GEL,TRANSMISSION,ULTRASOUND | 8 | ASSAY_DATA | ASSAY DATA
28580 | 45706 | GEL,TRANSMISSION,ULTRASOUND | 9 | ASSAY_DATA_2 | ASSAY DATA 2
28587
28588 | 45710 | THERMAL IMAGING SYSTEM | 1 | SHORT_NAME | SHORT NAME | SYSTEM,THERMAL IMAGING
28590 | 45710 | THERMAL IMAGING SYSTEM | 3 | DIMENSION | DIMENSION
28592 | 45710 | THERMAL IMAGING SYSTEM | 5 | ACCURACY | ACCURACY
28593 | 45710 | THERMAL IMAGING SYSTEM | 6 | DETECTOR_RESOLUTION | DETECTOR RESOLUTION
28594 | 45710 | THERMAL IMAGING SYSTEM | 7 | MEASUREMENT_RANGE | MEASUREMENT RANGE
28595 | 45710 | THERMAL IMAGING SYSTEM | 8 | DISTANCE_SPOTSIZE | DISTANCE SPOTSIZE
28596 | 45710 | THERMAL IMAGING SYSTEM | 9 | DISPLAY_TYPE | DISPLAY TYPE
28597 | 45710 | THERMAL IMAGING SYSTEM | 10 | TYPE | TYPE
28598 | 45710 | THERMAL IMAGING SYSTEM | 11 | INTERFACE_DATA | INTERFACE DATA
28604
28617 | 45927 | WATER SAMPLING TEST REAGENT,DISSOLVED OXYGEN | 1 | SHORT_NAME | SHORT NAME | TEST,WATER SAMPLING
28619 | 45927 | WATER SAMPLING TEST REAGENT,DISSOLVED OXYGEN | 3 | FORM | FORM
28620 | 45927 | WATER SAMPLING TEST REAGENT,DISSOLVED OXYGEN | 4 | GRADE | GRADE
28621 | 45927 | WATER SAMPLING TEST REAGENT,DISSOLVED OXYGEN | 5 | SENSITIVITY | SENSITIVITY
28622 | 45927 | WATER SAMPLING TEST REAGENT,DISSOLVED OXYGEN | 6 | CONC | CONC
28623 | 45927 | WATER SAMPLING TEST REAGENT,DISSOLVED OXYGEN | 7 | ASSAY_DATA | ASSAY DATA
28629
28630 | 46059 | CAP,SENSOR MEMBRANE | 1 | SHORT_NAME | SHORT NAME | CAP,SENSOR
28632 | 46059 | CAP,SENSOR MEMBRANE | 3 | TYPE | TYPE
28633 | 46059 | CAP,SENSOR MEMBRANE | 4 | SIZE | SIZE
28634 | 46059 | CAP,SENSOR MEMBRANE | 5 | MATL | MATERIAL
28635 | 46059 | CAP,SENSOR MEMBRANE | 6 | MEDIA_DESIGNED | MEDIA DESIGNED
28640
28641 | 46203 | ABSORBENT MATERIAL,SPILL CLEANUP | 1 | SHORT_NAME | SHORT NAME | MATERIAL,ABSORBENT
28644 | 46203 | ABSORBENT MATERIAL,SPILL CLEANUP | 4 | SIZE | SIZE
28645 | 46203 | ABSORBENT MATERIAL,SPILL CLEANUP | 5 | MATL | MATERIAL
28646 | 46203 | ABSORBENT MATERIAL,SPILL CLEANUP | 6 | FORM | FORM
28647 | 46203 | ABSORBENT MATERIAL,SPILL CLEANUP | 7 | GRADE | GRADE
28648 | 46203 | ABSORBENT MATERIAL,SPILL CLEANUP | 8 | CONSTRUCTION | CONSTRUCTION
28649 | 46203 | ABSORBENT MATERIAL,SPILL CLEANUP | 9 | MEDIA_DESIGNED | MEDIA DESIGNED
28654
28655 | 46223 | SWITCHING SET,COMMUNICATIONS | 1 | SHORT_NAME | SHORT NAME | SWITCHING SET
28658 | 46223 | SWITCHING SET,COMMUNICATIONS | 4 | DIMENSION | DIMENSION
28659 | 46223 | SWITCHING SET,COMMUNICATIONS | 5 | VOLTAGE | VOLTAGE RATING
28660 | 46223 | SWITCHING SET,COMMUNICATIONS | 6 | CURRENT | CURRENT
28661 | 46223 | SWITCHING SET,COMMUNICATIONS | 7 | MEM_CAP | MEM CAP
28662 | 46223 | SWITCHING SET,COMMUNICATIONS | 8 | ELECT_DATA | ELECTRICAL RATING
28663 | 46223 | SWITCHING SET,COMMUNICATIONS | 9 | TERMINAL_DATA | TERMINAL DATA
28664 | 46223 | SWITCHING SET,COMMUNICATIONS | 10 | CONNECTION_DATA | CONNECTION DATA
28665 | 46223 | SWITCHING SET,COMMUNICATIONS | 11 | FREQUENCY | FREQUENCY
28666 | 46223 | SWITCHING SET,COMMUNICATIONS | 12 | INPUT_DATA | INPUT DATA
28667 | 46223 | SWITCHING SET,COMMUNICATIONS | 13 | OUTPUT_DATA | OUTPUT DATA
28668 | 46223 | SWITCHING SET,COMMUNICATIONS | 14 | TYPE | TYPE
28669 | 46223 | SWITCHING SET,COMMUNICATIONS | 15 | SIZE | SIZE
28670 | 46223 | SWITCHING SET,COMMUNICATIONS | 16 | UNIT_DATA | UNIT DATA
28677
28693 | 46405 | SPOON,MEASURING | 1 | SHORT_NAME | SHORT NAME | SPOON,MEAS
28695 | 46405 | SPOON,MEASURING | 3 | TYPE | TYPE
28696 | 46405 | SPOON,MEASURING | 4 | SIZE | SIZE
28697 | 46405 | SPOON,MEASURING | 5 | MATL | MATERIAL
28698 | 46405 | SPOON,MEASURING | 6 | CAPACITY | CAPACITY
28699 | 46405 | SPOON,MEASURING | 7 | SPOON_DATA | SPOON DATA
28705
28706 | 46835 | STEP,LADDER | 1 | SHORT_NAME | SHORT NAME | LADDER,STEP
28708 | 46835 | STEP,LADDER | 3 | TYPE | TYPE
28709 | 46835 | STEP,LADDER | 4 | SIZE | SIZE
28711 | 46835 | STEP,LADDER | 6 | MATL | MATERIAL
28712 | 46835 | STEP,LADDER | 7 | LOAD | LOAD
28713 | 46835 | STEP,LADDER | 8 | STEP_RUNG_DATA | STEP RUNG DATA
28714 | 46835 | STEP,LADDER | 9 | FOOT_DATA | FOOT DATA
28715 | 46835 | STEP,LADDER | 10 | TOP_WIDTH | TOP WIDTH
28716 | 46835 | STEP,LADDER | 11 | BASE_WIDTH | BASE WIDTH
28717 | 46835 | STEP,LADDER | 12 | FINISH | FINISH
28723
28739 | 47066 | EXHAUST UNIT,WORKSTATION | 1 | SHORT_NAME | SHORT NAME | EXHAUST UNIT
28741 | 47066 | EXHAUST UNIT,WORKSTATION | 3 | TYPE | TYPE
28742 | 47066 | EXHAUST UNIT,WORKSTATION | 4 | SIZE | SIZE
28743 | 47066 | EXHAUST UNIT,WORKSTATION | 5 | MATL | MATERIAL
28744 | 47066 | EXHAUST UNIT,WORKSTATION | 6 | ELECT_DATA | ELECTRICAL RATING
28745 | 47066 | EXHAUST UNIT,WORKSTATION | 7 | FILTER_TYPE | FILTER TYPE
28746 | 47066 | EXHAUST UNIT,WORKSTATION | 8 | FILTER_QTY | NUMBER OF FILTERS
28747 | 47066 | EXHAUST UNIT,WORKSTATION | 9 | STRAIN_SPEED | STRAIN SPEED
28748 | 47066 | EXHAUST UNIT,WORKSTATION | 10 | FLOW_RATE | FLOW RATE
28749 | 47066 | EXHAUST UNIT,WORKSTATION | 11 | FINISH | FINISH
28753
28764 | 47258 | ENDOSCOPIC INSTRUMENT,FIBER OPTIC | 1 | SHORT_NAME | SHORT NAME | ENDOSCOPIC,INST
28766 | 47258 | ENDOSCOPIC INSTRUMENT,FIBER OPTIC | 3 | TYPE | TYPE
28767 | 47258 | ENDOSCOPIC INSTRUMENT,FIBER OPTIC | 4 | SIZE | SIZE
28768 | 47258 | ENDOSCOPIC INSTRUMENT,FIBER OPTIC | 5 | MATL | MATERIAL
28769 | 47258 | ENDOSCOPIC INSTRUMENT,FIBER OPTIC | 6 | FIBER_SIZE | FIBER SIZE
28770 | 47258 | ENDOSCOPIC INSTRUMENT,FIBER OPTIC | 7 | NO_FIBERS | NUMBER OF FIBERS
28771 | 47258 | ENDOSCOPIC INSTRUMENT,FIBER OPTIC | 8 | LENS_TYPE | LENS TYPE
28772 | 47258 | ENDOSCOPIC INSTRUMENT,FIBER OPTIC | 9 | LENS_MATL | LENS MATERIAL
28773 | 47258 | ENDOSCOPIC INSTRUMENT,FIBER OPTIC | 10 | LENS_DATA | LENS DATA
28774 | 47258 | ENDOSCOPIC INSTRUMENT,FIBER OPTIC | 11 | MAGNIFICATION_FACTOR | MAGNIFICATION FACTOR
28775 | 47258 | ENDOSCOPIC INSTRUMENT,FIBER OPTIC | 12 | ELECT_DATA | ELECTRICAL RATING
28776 | 47258 | ENDOSCOPIC INSTRUMENT,FIBER OPTIC | 13 | ATTACH_DATA | ATTACH DATA
28777 | 47258 | ENDOSCOPIC INSTRUMENT,FIBER OPTIC | 14 | SHAFT_DATA | SHAFT DATA
28778 | 47258 | ENDOSCOPIC INSTRUMENT,FIBER OPTIC | 15 | ELECT_CONN_DATA | ELECTRICAL CONNECTION DATA
28779 | 47258 | ENDOSCOPIC INSTRUMENT,FIBER OPTIC | 16 | MTG_DATA | MOUNTING DATA
28786
28804 | 47808 | ADSORBENT,SELECTIVE | 1 | SHORT_NAME | SHORT NAME | ABSORBENT
28806 | 47808 | ADSORBENT,SELECTIVE | 3 | TYPE | TYPE
28807 | 47808 | ADSORBENT,SELECTIVE | 4 | FORM | FORM
28808 | 47808 | ADSORBENT,SELECTIVE | 5 | GRADE | GRADE
28810 | 47808 | ADSORBENT,SELECTIVE | 7 | ASSAY_DATA | ASSAY DATA
28811 | 47808 | ADSORBENT,SELECTIVE | 8 | ASSAY_DATA_2 | ASSAY DATA 2
28812 | 47808 | ADSORBENT,SELECTIVE | 9 | ASSAY_DATA_3 | ASSAY DATA 3
28813 | 47808 | ADSORBENT,SELECTIVE | 10 | ASSAY_DATA_4 | ASSAY DATA 4
28820
28835 | 47866 | BLANKET,WARMING,HYPOTHERMIA | 1 | SHORT_NAME | SHORT NAME | BLANKET
28837 | 47866 | BLANKET,WARMING,HYPOTHERMIA | 3 | TYPE | TYPE
28838 | 47866 | BLANKET,WARMING,HYPOTHERMIA | 4 | SIZE | SIZE
28839 | 47866 | BLANKET,WARMING,HYPOTHERMIA | 5 | MATL | MATERIAL
28840 | 47866 | BLANKET,WARMING,HYPOTHERMIA | 6 | COATING_TYPE | COATING TYPE
28841 | 47866 | BLANKET,WARMING,HYPOTHERMIA | 7 | COLOR | COLOR
28848
28876 | 48410 | PROCESSOR,COMMUNICATIONS | 1 | SHORT_NAME | SHORT NAME | PROCESSOR,COMMS
28879 | 48410 | PROCESSOR,COMMUNICATIONS | 4 | TYPE | TYPE
28880 | 48410 | PROCESSOR,COMMUNICATIONS | 5 | SIZE | SIZE
28881 | 48410 | PROCESSOR,COMMUNICATIONS | 6 | SPEED | SPEED
28882 | 48410 | PROCESSOR,COMMUNICATIONS | 7 | MEM_CAP | MEM CAP
28883 | 48410 | PROCESSOR,COMMUNICATIONS | 8 | MAX_TRANS_DIST | MAX TRANS DISTANCE
28884 | 48410 | PROCESSOR,COMMUNICATIONS | 9 | INPUT_DATA | INPUT DATA
28885 | 48410 | PROCESSOR,COMMUNICATIONS | 10 | OUTPUT_DATA | OUTPUT DATA
28886 | 48410 | PROCESSOR,COMMUNICATIONS | 11 | ELECT_DATA | ELECTRICAL RATING
28887 | 48410 | PROCESSOR,COMMUNICATIONS | 12 | NO_CHANNELS | NUMBER OF CHANNELS
28888 | 48410 | PROCESSOR,COMMUNICATIONS | 13 | DRIVE_DATA | DRIVE DATA
28889 | 48410 | PROCESSOR,COMMUNICATIONS | 14 | CONNECTION_DATA | CONNECTION DATA
28890 | 48410 | PROCESSOR,COMMUNICATIONS | 15 | RESOLUTION | RESOLUTION
28891 | 48410 | PROCESSOR,COMMUNICATIONS | 16 | MTG_DATA | MOUNTING DATA
28899
28900 | 48448 | CHEMICAL KIT,DECONTAMINATION | 1 | SHORT_NAME | SHORT NAME | KIT,CHEMICAL
28902 | 48448 | CHEMICAL KIT,DECONTAMINATION | 3 | TYPE | TYPE
28903 | 48448 | CHEMICAL KIT,DECONTAMINATION | 4 | CONTENT | CONTENT
28904 | 48448 | CHEMICAL KIT,DECONTAMINATION | 5 | CONTENT_2 | CONTENT 2
28905 | 48448 | CHEMICAL KIT,DECONTAMINATION | 6 | CONTENT_3 | CONTENT 3
28906 | 48448 | CHEMICAL KIT,DECONTAMINATION | 7 | CONTENT_4 | CONTENT 4
28907 | 48448 | CHEMICAL KIT,DECONTAMINATION | 8 | CONTENT_5 | CONTENT 5
28908 | 48448 | CHEMICAL KIT,DECONTAMINATION | 9 | CONTENT_6 | CONTENT 6
28909 | 48448 | CHEMICAL KIT,DECONTAMINATION | 10 | CONTENT_7 | CONTENT 7
28910 | 48448 | CHEMICAL KIT,DECONTAMINATION | 11 | CONTENT_8 | CONTENT 8
28911 | 48448 | CHEMICAL KIT,DECONTAMINATION | 12 | CONTENT_9 | CONTENT 9
28918
28932 | 49817 | CORD,LACING | 1 | SHORT_NAME | SHORT NAME | CORD,LACING
28934 | 49817 | CORD,LACING | 3 | TYPE | TYPE
28935 | 49817 | CORD,LACING | 4 | DIMENSION | DIMENSION
28936 | 49817 | CORD,LACING | 5 | MATL | MATERIAL
28937 | 49817 | CORD,LACING | 6 | COLOR | COLOR
28943
28944 | 49838 | CARRIER,ADJUSTING DEVICE | 1 | SHORT_NAME | SHORT NAME | CARRIER,ADJSTG
28946 | 49838 | CARRIER,ADJUSTING DEVICE | 3 | TYPE | TYPE
28947 | 49838 | CARRIER,ADJUSTING DEVICE | 4 | SIZE | SIZE
28948 | 49838 | CARRIER,ADJUSTING DEVICE | 5 | MATL | MATERIAL
28949 | 49838 | CARRIER,ADJUSTING DEVICE | 6 | CAPACITY | CAPACITY
28950 | 49838 | CARRIER,ADJUSTING DEVICE | 7 | ATTACH_DATA | ATTACH DATA
28951 | 49838 | CARRIER,ADJUSTING DEVICE | 8 | FINISH | FINISH
28956
29002 | 50649 | RACK AND PINION,STEERING GEAR | 1 | SHORT_NAME | SHORT NAME | GEAR,STEERING
29004 | 50649 | RACK AND PINION,STEERING GEAR | 3 | TYPE | TYPE
29005 | 50649 | RACK AND PINION,STEERING GEAR | 4 | DIMENSION | DIMENSION
29006 | 50649 | RACK AND PINION,STEERING GEAR | 5 | RATIO | RATIO
29007 | 50649 | RACK AND PINION,STEERING GEAR | 6 | RACK_DATA | RACK DATA
29008 | 50649 | RACK AND PINION,STEERING GEAR | 7 | PINION_DATA | PINION DATA
29015
29035 | 50880 | TEST PAPER AND COLOR CHART,PH | 1 | SHORT_NAME | SHORT NAME | PAPER,TEST
29037 | 50880 | TEST PAPER AND COLOR CHART,PH | 3 | TYPE | TYPE
29038 | 50880 | TEST PAPER AND COLOR CHART,PH | 4 | SIZE | SIZE
29039 | 50880 | TEST PAPER AND COLOR CHART,PH | 5 | COLOR_RANGE | COLOR RANGE
29040 | 50880 | TEST PAPER AND COLOR CHART,PH | 6 | MEASUREMENT_RANGE | MEASUREMENT RANGE
29041 | 50880 | TEST PAPER AND COLOR CHART,PH | 7 | PH_DATA | PH DATA
29048
29104 | 51150 | LUBRICANT,DRY | 1 | SHORT_NAME | SHORT NAME | LUBRICANT
29107 | 51150 | LUBRICANT,DRY | 4 | TYPE | TYPE
29108 | 51150 | LUBRICANT,DRY | 5 | NLGI_NO | NLGI NO
29109 | 51150 | LUBRICANT,DRY | 6 | CAPACITY | CAPACITY
29110 | 51150 | LUBRICANT,DRY | 7 | GRADE | GRADE
29111 | 51150 | LUBRICANT,DRY | 8 | DROP_POINT | DROP POINT
29112 | 51150 | LUBRICANT,DRY | 9 | OPER_TEMP_RANGE | OPERATING TEMPERATURE RANGE
29113 | 51150 | LUBRICANT,DRY | 10 | ADDITIVES | ADDITIVES
29114 | 51150 | LUBRICANT,DRY | 11 | ASSAY_DATA | ASSAY DATA
29115 | 51150 | LUBRICANT,DRY | 12 | ASSAY_DATA_2 | ASSAY DATA 2
29116 | 51150 | LUBRICANT,DRY | 13 | BASE_COMPOUND | BASE COMPOUND
29117 | 51150 | LUBRICANT,DRY | 14 | SAE_VISCOSITY_CLASS | SAE VISCOSITY CLASS
29122
29165 | 51678 | JIG,STAKE,GUY | 1 | SHORT_NAME | SHORT NAME | JIG
29168 | 51678 | JIG,STAKE,GUY | 4 | TYPE | TYPE
29169 | 51678 | JIG,STAKE,GUY | 5 | SIZE | SIZE
29170 | 51678 | JIG,STAKE,GUY | 6 | MATL | MATERIAL
29171 | 51678 | JIG,STAKE,GUY | 7 | CONNECTION_DATA | CONNECTION DATA
29172 | 51678 | JIG,STAKE,GUY | 8 | JIG_DATA | JIG DATA
29173 | 51678 | JIG,STAKE,GUY | 9 | FINISH | FINISH
29174 | 51678 | JIG,STAKE,GUY | 10 | MTG_DATA | MOUNTING DATA
29180
29181 | 51859 | PAD,CONTAMINATION CONTROL MAT | 1 | SHORT_NAME | SHORT NAME | PAD,CONTAMINATION
29184 | 51859 | PAD,CONTAMINATION CONTROL MAT | 4 | TYPE | TYPE
29185 | 51859 | PAD,CONTAMINATION CONTROL MAT | 5 | SIZE | SIZE
29186 | 51859 | PAD,CONTAMINATION CONTROL MAT | 6 | THK | THICKNESS
29187 | 51859 | PAD,CONTAMINATION CONTROL MAT | 7 | MATL | MATERIAL
29188 | 51859 | PAD,CONTAMINATION CONTROL MAT | 8 | FORM | FORM
29189 | 51859 | PAD,CONTAMINATION CONTROL MAT | 9 | COLOR | COLOR
29195
29196 | 52166 | CONTROLLER,PNEUMATIC,SURGICAL IRRIGATOR | 1 | SHORT_NAME | SHORT NAME | CONTROLLER,PNEU
29198 | 52166 | CONTROLLER,PNEUMATIC,SURGICAL IRRIGATOR | 3 | TYPE | TYPE
29199 | 52166 | CONTROLLER,PNEUMATIC,SURGICAL IRRIGATOR | 4 | INPUT_DATA | INPUT DATA
29200 | 52166 | CONTROLLER,PNEUMATIC,SURGICAL IRRIGATOR | 5 | OUTPUT_DATA | OUTPUT DATA
29205
29224 | 52733 | FENCE ASSEMBLY,SAFETY,PARATROOP | 1 | SHORT_NAME | SHORT NAME | FENCE,SAFETY
29226 | 52733 | FENCE ASSEMBLY,SAFETY,PARATROOP | 3 | TYPE | TYPE
29227 | 52733 | FENCE ASSEMBLY,SAFETY,PARATROOP | 4 | SIZE | SIZE
29228 | 52733 | FENCE ASSEMBLY,SAFETY,PARATROOP | 5 | MATL | MATERIAL
29229 | 52733 | FENCE ASSEMBLY,SAFETY,PARATROOP | 6 | CONSTR_METHOD | CONSTRUCTION METHOD
29230 | 52733 | FENCE ASSEMBLY,SAFETY,PARATROOP | 7 | FINISH | FINISH
29236
29237 | 52856 | TEST SET,ULTRASONIC | 1 | SHORT_NAME | SHORT NAME | TEST SET,ULTRASONIC
29239 | 52856 | TEST SET,ULTRASONIC | 3 | TYPE | TYPE
29240 | 52856 | TEST SET,ULTRASONIC | 4 | SIZE | SIZE
29241 | 52856 | TEST SET,ULTRASONIC | 5 | ELECT_DATA | ELECTRICAL RATING
29242 | 52856 | TEST SET,ULTRASONIC | 6 | CONNECTION_DATA | CONNECTION DATA
29243 | 52856 | TEST SET,ULTRASONIC | 7 | CAL_DATA | CAL DATA
29244 | 52856 | TEST SET,ULTRASONIC | 8 | ADJUSTMENT_DATA | ADJUSTMENT DATA
29245 | 52856 | TEST SET,ULTRASONIC | 9 | DISPLAY_TYPE | DISPLAY TYPE
29246 | 52856 | TEST SET,ULTRASONIC | 10 | ACCURACY | ACCURACY
29247 | 52856 | TEST SET,ULTRASONIC | 11 | METHOD_OPERATION | METHOD OPERATION
29248 | 52856 | TEST SET,ULTRASONIC | 12 | MEASUREMENT_RANGE | MEASUREMENT RANGE
29249 | 52856 | TEST SET,ULTRASONIC | 13 | MTG_DATA | MOUNTING DATA
29256
29277 | 52975 | CONTROLLER,SPEED | 1 | SHORT_NAME | SHORT NAME | CONTROLLER,SPD
29279 | 52975 | CONTROLLER,SPEED | 3 | TYPE | TYPE
29280 | 52975 | CONTROLLER,SPEED | 4 | VOLTAGE | VOLTAGE RATING
29281 | 52975 | CONTROLLER,SPEED | 5 | POWER | POWER
29282 | 52975 | CONTROLLER,SPEED | 6 | ELECT_DATA | ELECTRICAL RATING
29283 | 52975 | CONTROLLER,SPEED | 7 | INPUT_DATA | INPUT DATA
29284 | 52975 | CONTROLLER,SPEED | 8 | OUTPUT_DATA | OUTPUT DATA
29285 | 52975 | CONTROLLER,SPEED | 9 | RESET_DATA | RESET DATA
29286 | 52975 | CONTROLLER,SPEED | 10 | TERMINAL_DATA | TERMINAL DATA
29287 | 52975 | CONTROLLER,SPEED | 11 | CONTROLLER_DATA | CONTROLLER DATA
29288 | 52975 | CONTROLLER,SPEED | 12 | MTG_DATA | MOUNTING DATA
29291 | 52975 | CONTROLLER,SPEED | 15 | ENVIRON_PROT | ENVIRON PROTECTION
29296
29297 | 52976 | PROJECTOR,MULTIMEDIA | 1 | SHORT_NAME | SHORT NAME | PROJECTOR
29300 | 52976 | PROJECTOR,MULTIMEDIA | 4 | TYPE | TYPE
29301 | 52976 | PROJECTOR,MULTIMEDIA | 5 | SIZE | SIZE
29302 | 52976 | PROJECTOR,MULTIMEDIA | 6 | POWER | POWER
29303 | 52976 | PROJECTOR,MULTIMEDIA | 7 | ELECT_DATA | ELECTRICAL RATING
29304 | 52976 | PROJECTOR,MULTIMEDIA | 8 | LENS_TYPE | LENS TYPE
29305 | 52976 | PROJECTOR,MULTIMEDIA | 9 | LAMP_TYPE | LAMP TYPE
29306 | 52976 | PROJECTOR,MULTIMEDIA | 10 | PROJECTOR_DATA | PROJECTOR DATA
29307 | 52976 | PROJECTOR,MULTIMEDIA | 11 | MTG_DATA | MOUNTING DATA
29313
29314 | 53020 | REPLACEMENT CARTRIDGE SET,PERSONAL WATER PURIFICATION SYSTEM | 1 | SHORT_NAME | SHORT NAME | CARTRIDGE SET
29316 | 53020 | REPLACEMENT CARTRIDGE SET,PERSONAL WATER PURIFICATION SYSTEM | 3 | TYPE | TYPE
29317 | 53020 | REPLACEMENT CARTRIDGE SET,PERSONAL WATER PURIFICATION SYSTEM | 4 | DIMENSION | DIMENSION
29318 | 53020 | REPLACEMENT CARTRIDGE SET,PERSONAL WATER PURIFICATION SYSTEM | 5 | MATL | MATERIAL
29319 | 53020 | REPLACEMENT CARTRIDGE SET,PERSONAL WATER PURIFICATION SYSTEM | 6 | CAPACITY | CAPACITY
29320 | 53020 | REPLACEMENT CARTRIDGE SET,PERSONAL WATER PURIFICATION SYSTEM | 7 | FILL_MATL | FILL MATERIAL
29321 | 53020 | REPLACEMENT CARTRIDGE SET,PERSONAL WATER PURIFICATION SYSTEM | 8 | LIFE_SPAN | LIFE SPAN
29322 | 53020 | REPLACEMENT CARTRIDGE SET,PERSONAL WATER PURIFICATION SYSTEM | 9 | CARTRIDGE_DATA | CARTRIDGE DATA
29328
29393 | 60281 | CONTROL,COMMUNICATION SYSTEM | 1 | SHORT_NAME | SHORT NAME | CONTROL,COMM
29396 | 60281 | CONTROL,COMMUNICATION SYSTEM | 4 | TYPE | TYPE
29397 | 60281 | CONTROL,COMMUNICATION SYSTEM | 5 | VOLTAGE | VOLTAGE RATING
29398 | 60281 | CONTROL,COMMUNICATION SYSTEM | 6 | CURRENT | CURRENT
29399 | 60281 | CONTROL,COMMUNICATION SYSTEM | 7 | POWER | POWER
29400 | 60281 | CONTROL,COMMUNICATION SYSTEM | 8 | INPUT_DATA | INPUT DATA
29401 | 60281 | CONTROL,COMMUNICATION SYSTEM | 9 | OUTPUT_DATA | OUTPUT DATA
29402 | 60281 | CONTROL,COMMUNICATION SYSTEM | 10 | CTRL_DATA | CONTROL DATA
29403 | 60281 | CONTROL,COMMUNICATION SYSTEM | 11 | CONNECTION_DATA | CONNECTION DATA
29404 | 60281 | CONTROL,COMMUNICATION SYSTEM | 12 | MTG_DATA | MOUNTING DATA
29409
29410 | 60299 | CONTROL-CONVERTER | 1 | SHORT_NAME | SHORT NAME | CONVERTER,CNTRL
29412 | 60299 | CONTROL-CONVERTER | 3 | TYPE | TYPE
29413 | 60299 | CONTROL-CONVERTER | 4 | VOLTAGE | VOLTAGE RATING
29414 | 60299 | CONTROL-CONVERTER | 5 | POWER | POWER
29415 | 60299 | CONTROL-CONVERTER | 6 | ELECT_DATA | ELECTRICAL RATING
29416 | 60299 | CONTROL-CONVERTER | 7 | INPUT_DATA | INPUT DATA
29417 | 60299 | CONTROL-CONVERTER | 8 | OUTPUT_DATA | OUTPUT DATA
29418 | 60299 | CONTROL-CONVERTER | 9 | CONNECTION_DATA | CONNECTION DATA
29419 | 60299 | CONTROL-CONVERTER | 10 | CONTROLLER_DATA | CONTROLLER DATA
29420 | 60299 | CONTROL-CONVERTER | 11 | RANGE | RANGE
29421 | 60299 | CONTROL-CONVERTER | 12 | MTG_DATA | MOUNTING DATA
29423 | 60299 | CONTROL-CONVERTER | 14 | ENVIRON_PROT | ENVIRON PROTECTION
29428
29484 | 61201 | TEST SET,ELECTRONIC SYSTEMS | 1 | SHORT_NAME | SHORT NAME | TEST SET:ELEC
29486 | 61201 | TEST SET,ELECTRONIC SYSTEMS | 3 | TYPE | TYPE
29487 | 61201 | TEST SET,ELECTRONIC SYSTEMS | 4 | VOLTAGE | VOLTAGE RATING
29488 | 61201 | TEST SET,ELECTRONIC SYSTEMS | 5 | CURRENT | CURRENT
29489 | 61201 | TEST SET,ELECTRONIC SYSTEMS | 6 | TEST_FUNCT | TEST FUNCTION
29490 | 61201 | TEST SET,ELECTRONIC SYSTEMS | 7 | ELECT_DATA | ELECTRICAL RATING
29491 | 61201 | TEST SET,ELECTRONIC SYSTEMS | 8 | TESTER_DATA | TESTER DATA
29492 | 61201 | TEST SET,ELECTRONIC SYSTEMS | 9 | ELECT_CONN_DATA | ELECTRICAL CONNECTION DATA
29493 | 61201 | TEST SET,ELECTRONIC SYSTEMS | 10 | MTG_DATA | MOUNTING DATA
29494 | 61201 | TEST SET,ELECTRONIC SYSTEMS | 11 | CONTENT | CONTENT
29495 | 61201 | TEST SET,ELECTRONIC SYSTEMS | 12 | CONTENT_2 | CONTENT 2
29496 | 61201 | TEST SET,ELECTRONIC SYSTEMS | 13 | CONTENT_3 | CONTENT 3
29497 | 61201 | TEST SET,ELECTRONIC SYSTEMS | 14 | CONTENT_4 | CONTENT 4
29502
29529 | 61620 | CHROMATOGRAPH,GAS | 1 | SHORT_NAME | SHORT NAME | CHROMATOGRAPH
29532 | 61620 | CHROMATOGRAPH,GAS | 4 | TYPE | TYPE
29533 | 61620 | CHROMATOGRAPH,GAS | 5 | SIZE | SIZE
29534 | 61620 | CHROMATOGRAPH,GAS | 6 | GAS_PRESSURE | GAS PRESSURE
29535 | 61620 | CHROMATOGRAPH,GAS | 7 | DATA_OUTPUT | DATA OUTPUT
29536 | 61620 | CHROMATOGRAPH,GAS | 8 | NO_COLUMNS | NUMBER OF COLUMNS
29537 | 61620 | CHROMATOGRAPH,GAS | 9 | COLUMN_SIZE | COLUMN SIZE
29538 | 61620 | CHROMATOGRAPH,GAS | 10 | OVEN_TEMP_RANGE | OVEN TEMPERATURE RANGE
29539 | 61620 | CHROMATOGRAPH,GAS | 11 | GC_PACKING_DATA | GC PACKING DATA
29540 | 61620 | CHROMATOGRAPH,GAS | 12 | CHROMATOGRAPH_DATA | CHROMATOGRAPH DATA
29541 | 61620 | CHROMATOGRAPH,GAS | 13 | DISPLAY_DATA | DISPLAY DATA
29547
29623 | 66436 | POLYESTER RESIN | 1 | SHORT_NAME | SHORT NAME | RESIN,POLYSTER
29625 | 66436 | POLYESTER RESIN | 3 | TYPE | TYPE
29626 | 66436 | POLYESTER RESIN | 4 | FORM | FORM
29627 | 66436 | POLYESTER RESIN | 5 | GRADE | GRADE
29628 | 66436 | POLYESTER RESIN | 6 | COLOR | COLOR
29629 | 66436 | POLYESTER RESIN | 7 | ASSAY_DATA | ASSAY DATA
29630 | 66436 | POLYESTER RESIN | 8 | ASSAY_DATA_2 | ASSAY DATA 2
29631 | 66436 | POLYESTER RESIN | 9 | ASSAY_DATA_3 | ASSAY DATA 3
29632 | 66436 | POLYESTER RESIN | 10 | ASSAY_DATA_4 | ASSAY DATA 4
29633 | 66436 | POLYESTER RESIN | 11 | ASSAY_DATA_5 | ASSAY DATA 5
29640
29746 | 2523 | GRINDER,ELECTRIC,PORTABLE | 1 | SHORT_NAME | SHORT NAME | GRINDER,ELEC
29749 | 2523 | GRINDER,ELECTRIC,PORTABLE | 4 | VOLTAGE | VOLTAGE RATING
29750 | 2523 | GRINDER,ELECTRIC,PORTABLE | 5 | SIZE | SIZE
29751 | 2523 | GRINDER,ELECTRIC,PORTABLE | 6 | CURRENT | CURRENT
29752 | 2523 | GRINDER,ELECTRIC,PORTABLE | 7 | POWER | POWER
29753 | 2523 | GRINDER,ELECTRIC,PORTABLE | 8 | FREQUENCY | FREQUENCY
29754 | 2523 | GRINDER,ELECTRIC,PORTABLE | 9 | TYPE | TYPE
29761
29776 | 2606 | STONE,SHARPENING | 1 | SHORT_NAME | SHORT NAME | STONE,SHARPNG
29779 | 2606 | STONE,SHARPENING | 4 | TYPE | TYPE
29780 | 2606 | STONE,SHARPENING | 5 | SIZE | SIZE
29781 | 2606 | STONE,SHARPENING | 6 | DIA | DIAMETER
29784 | 2606 | STONE,SHARPENING | 9 | THK | THICKNESS
29785 | 2606 | STONE,SHARPENING | 10 | MATL | MATERIAL
29786 | 2606 | STONE,SHARPENING | 11 | ABRASIVE_DATA | ABRASIVE DATA
29792
29883 | 3247 | LABEL | 1 | SHORT_NAME | SHORT NAME | LABEL
29886 | 3247 | LABEL | 4 | TYPE | TYPE
29887 | 3247 | LABEL | 5 | SIZE | SIZE
29888 | 3247 | LABEL | 6 | MATL | MATERIAL
29889 | 3247 | LABEL | 7 | COLOR | COLOR
29890 | 3247 | LABEL | 8 | LEGEND | LEGEND
29891 | 3247 | LABEL | 9 | LEGEND_2 | LEGEND 2
29892 | 3247 | LABEL | 10 | LEGEND_3 | LEGEND 3
29893 | 3247 | LABEL | 11 | LEGEND_4 | LEGEND 4
29894 | 3247 | LABEL | 12 | LABEL_INSCRIPTN_DETAILS | LABEL INSCRIPTN DETAILS
29895 | 3247 | LABEL | 13 | LABEL_INSCRIPTN_DETAILS_2 | LABEL INSCRIPTN DETAILS 2
29896 | 3247 | LABEL | 14 | METHOD_ATTACH | METHOD ATTACHMENT
29897 | 3247 | LABEL | 15 | FINISH | FINISH
29903
29904 | 3316 | PENCIL,MECHANICAL | 1 | SHORT_NAME | SHORT NAME | PENCIL,MECH
29906 | 3316 | PENCIL,MECHANICAL | 3 | TYPE | TYPE
29907 | 3316 | PENCIL,MECHANICAL | 4 | SHAPE | SHAPE
29908 | 3316 | PENCIL,MECHANICAL | 5 | SIZE | SIZE
29909 | 3316 | PENCIL,MECHANICAL | 6 | LEAD_SIZE | LEAD SIZE
29910 | 3316 | PENCIL,MECHANICAL | 7 | HARDNESS_RTG | HARDNESS RATING
29911 | 3316 | PENCIL,MECHANICAL | 8 | LOGO_DATA | LOGO DATA
29917
29933 | 3355 | SCREWDRIVER,FLAT TIP | 1 | SHORT_NAME | SHORT NAME | SCREWDRIVER,FLT
29934 | 3355 | SCREWDRIVER,FLAT TIP | 2 | SCREWDRIVER_SPECIFIC_USE | SCREWDRIVER SPECIFIC USE
29935 | 3355 | SCREWDRIVER,FLAT TIP | 3 | SCREWDRIVER_TYPE | SCREWDRIVER TYPE
29936 | 3355 | SCREWDRIVER,FLAT TIP | 4 | BODY_WIDTH | BODY WIDTH
29937 | 3355 | SCREWDRIVER,FLAT TIP | 5 | BODY_LG | BODY LENGTH
29938 | 3355 | SCREWDRIVER,FLAT TIP | 6 | SHANK_LG | SHANK LENGTH
29940 | 3355 | SCREWDRIVER,FLAT TIP | 8 | BLADE_LG | BLADE LG
29941 | 3355 | SCREWDRIVER,FLAT TIP | 9 | BLADE_WIDTH | BLADE WIDTH
29942 | 3355 | SCREWDRIVER,FLAT TIP | 10 | BLADE_SURFACE_TREATMENT | BLADE SURFACE TREATMENT
29943 | 3355 | SCREWDRIVER,FLAT TIP | 11 | BLADE_MATL | BLADE MATERIAL
29944 | 3355 | SCREWDRIVER,FLAT TIP | 12 | HANDLE_COLOR | HANDLE COLOR
29945 | 3355 | SCREWDRIVER,FLAT TIP | 13 | HANDLE_MATL | HANDLE MATERIAL
29946 | 3355 | SCREWDRIVER,FLAT TIP | 14 | SPEED_RATING | SPEED RATING
29947 | 3355 | SCREWDRIVER,FLAT TIP | 15 | VOLT_RTG | VOLTAGE RATING
29955 | 3355 | SCREWDRIVER,FLAT TIP | 23 | SCREWDRIVER_DATA | SCREWDRIVER DATA
29956
29957 | 3476 | WRENCH,SPANNER | 1 | SHORT_NAME | SHORT NAME | WRENCH
29958 | 3476 | WRENCH,SPANNER | 2 | WRENCH_TYPE | WRENCH TYPE
29959 | 3476 | WRENCH,SPANNER | 3 | WRENCH_SHAPE_STYLE | WRENCH SHAPE STYLE
29960 | 3476 | WRENCH,SPANNER | 4 | WRENCH_SPECIFIC_USE | WRENCH SPECIFIC USE
29961 | 3476 | WRENCH,SPANNER | 5 | SIZE | SIZE
29962 | 3476 | WRENCH,SPANNER | 6 | THK | THICKNESS
29963 | 3476 | WRENCH,SPANNER | 7 | DIA | DIAMETER
29965 | 3476 | WRENCH,SPANNER | 9 | WRENCH_MATL | WRENCH MATERIAL
29966 | 3476 | WRENCH,SPANNER | 10 | HOOK_THK | HOOK THICKNESS
29967 | 3476 | WRENCH,SPANNER | 11 | DRIVE_SURFACE_SIZE | DRIVE SURFACE SIZE
29968 | 3476 | WRENCH,SPANNER | 12 | WRENCH_DRIVE_END_SHAPE | WRENCH DRIVE END SHAPE
29969 | 3476 | WRENCH,SPANNER | 13 | WRENCH_HANDLE_SHAPE | WRENCH HANDLE SHAPE
29970 | 3476 | WRENCH,SPANNER | 14 | HANDLE_DIA | HANDLE DIA
29971 | 3476 | WRENCH,SPANNER | 15 | HANDLE_LG | HANDLE LENGTH
29972 | 3476 | WRENCH,SPANNER | 16 | INDICATION_METHOD | INDICATION METHOD
29973 | 3476 | WRENCH,SPANNER | 17 | CALIBRATION_PERIOD | CALIBRATION PERIOD
29974 | 3476 | WRENCH,SPANNER | 18 | MAX_OPER_TORQUE | MAX OPERATING TORQUE
29975 | 3476 | WRENCH,SPANNER | 19 | MIN_OPER_TORQUE | MIN OPER TORQUE
29976 | 3476 | WRENCH,SPANNER | 20 | SURFACE_TREATMENT | SURFACE TREATMENT
29986
29987 | 3503 | BIT,SCREWDRIVER | 1 | SHORT_NAME | SHORT NAME | BIT,SCREWDRIVER
29990 | 3503 | BIT,SCREWDRIVER | 4 | DRIVE_TYPE | DRIVE TYPE
29991 | 3503 | BIT,SCREWDRIVER | 5 | HEAD_DATA | HEAD DATA
29992 | 3503 | BIT,SCREWDRIVER | 6 | SIZE | SIZE
29994 | 3503 | BIT,SCREWDRIVER | 8 | MATL | MATERIAL
29995 | 3503 | BIT,SCREWDRIVER | 9 | FINISH | FINISH
30001
30002 | 3547 | BENDER,TUBE,HAND | 1 | SHORT_NAME | SHORT NAME | BENDER,TUBE
30004 | 3547 | BENDER,TUBE,HAND | 3 | CAPACITY | CAPACITY
30005 | 3547 | BENDER,TUBE,HAND | 4 | TYPE | TYPE
30006 | 3547 | BENDER,TUBE,HAND | 5 | HANDLE_DATA | HANDLE DATA
30012
30013 | 3559 | SOLDERING IRON,ELECTRIC | 1 | SHORT_NAME | SHORT NAME | IRON,SOLDERING
30015 | 3559 | SOLDERING IRON,ELECTRIC | 3 | SHAPE | SHAPE
30016 | 3559 | SOLDERING IRON,ELECTRIC | 4 | TYPE | TYPE
30017 | 3559 | SOLDERING IRON,ELECTRIC | 5 | OVERALL_LG | OVERALL LENGTH
30018 | 3559 | SOLDERING IRON,ELECTRIC | 6 | VOLTAGE | VOLTAGE RATING
30019 | 3559 | SOLDERING IRON,ELECTRIC | 7 | POWER | POWER
30020 | 3559 | SOLDERING IRON,ELECTRIC | 8 | FREQUENCY | FREQUENCY
30022 | 3559 | SOLDERING IRON,ELECTRIC | 10 | TIP_DATA | TIP DATA
30023 | 3559 | SOLDERING IRON,ELECTRIC | 11 | OPER_METHOD | OPERATING METHOD
30024 | 3559 | SOLDERING IRON,ELECTRIC | 12 | GAS_TYPE | GAS TYPE
30031
30059 | 3593 | DEBURRING TOOL,TUBE,EXPOSED BLADE | 1 | SHORT_NAME | SHORT NAME | TOOL,DEBURRING
30061 | 3593 | DEBURRING TOOL,TUBE,EXPOSED BLADE | 3 | TYPE | TYPE
30062 | 3593 | DEBURRING TOOL,TUBE,EXPOSED BLADE | 4 | SHAPE | SHAPE
30063 | 3593 | DEBURRING TOOL,TUBE,EXPOSED BLADE | 5 | MATL | MATERIAL
30064 | 3593 | DEBURRING TOOL,TUBE,EXPOSED BLADE | 6 | TUBE_SIZE | TUBE SIZE
30065 | 3593 | DEBURRING TOOL,TUBE,EXPOSED BLADE | 7 | TOOL_DATA | TOOL DATA
30066 | 3593 | DEBURRING TOOL,TUBE,EXPOSED BLADE | 8 | SIZE | SIZE
30067 | 3593 | DEBURRING TOOL,TUBE,EXPOSED BLADE | 9 | DIMENSION | DIMENSION
30068 | 3593 | DEBURRING TOOL,TUBE,EXPOSED BLADE | 10 | END_STYLE | END STYLE
30075
30076 | 3978 | PLIERS | 1 | SHORT_NAME | SHORT NAME | PLIERS
30077 | 3978 | PLIERS | 2 | PLIER_SHAPE_STYLE | PLIER SHAPE STYLE
30078 | 3978 | PLIERS | 3 | PLIER_TYPE | PLIER TYPE
30079 | 3978 | PLIERS | 4 | BODY_WIDTH | BODY WIDTH
30081 | 3978 | PLIERS | 6 | BODY_LG | BODY LENGTH
30082 | 3978 | PLIERS | 7 | PLIER_MATL | PLIER MATERIAL
30083 | 3978 | PLIERS | 8 | PLIER_TIP_ANGLE | PLIER TIP ANGLE
30084 | 3978 | PLIERS | 9 | PLIER_HANDLE_TYPE | PLIER HANDLE TYPE
30086 | 3978 | PLIERS | 11 | PLIER_SHAPE | PLIER SHAPE
30092 | 3978 | PLIERS | 17 | THREAD_SERIES | THREAD SERIES
30093 | 3978 | PLIERS | 18 | TAPER_PIN_SIZE | TAPER PIN SIZE
30094 | 3978 | PLIERS | 19 | SURFACE_TREATMENT | SURFACE TREATMENT
30103 | 3978 | PLIERS | 28 | PLIER_DATA | PLIER DATA
30104 | 3978 | PLIERS | 29 | PLIER_DATA_2 | PLIER DATA 2
30105 | 3978 | PLIERS | 30 | PLIER_JAW_TYPE | PLIER JAW TYPE
30107
30108 | 4363 | COMPASS,DRAFTING,PIVOT | 1 | SHORT_NAME | SHORT NAME | COMPASS
30110 | 4363 | COMPASS,DRAFTING,PIVOT | 3 | MATL | MATERIAL
30111 | 4363 | COMPASS,DRAFTING,PIVOT | 4 | SIZE | SIZE
30112 | 4363 | COMPASS,DRAFTING,PIVOT | 5 | TYPE | TYPE
30113 | 4363 | COMPASS,DRAFTING,PIVOT | 6 | COMPASS_SCALE_DATA | COMPASS SCALE DATA
30114 | 4363 | COMPASS,DRAFTING,PIVOT | 7 | COMPASS_DATA | COMPASS DATA
30115 | 4363 | COMPASS,DRAFTING,PIVOT | 8 | MTG_DATA | MOUNTING DATA
30116 | 4363 | COMPASS,DRAFTING,PIVOT | 9 | FINISH | FINISH
30123
30124 | 4416 | LADDER,FIRE,EXTENSION-A-FOLDING | 1 | SHORT_NAME | SHORT NAME | LADDER,EXTENSION
30126 | 4416 | LADDER,FIRE,EXTENSION-A-FOLDING | 3 | SHAPE | SHAPE
30127 | 4416 | LADDER,FIRE,EXTENSION-A-FOLDING | 4 | TYPE | TYPE
30128 | 4416 | LADDER,FIRE,EXTENSION-A-FOLDING | 5 | SIZE | SIZE
30130 | 4416 | LADDER,FIRE,EXTENSION-A-FOLDING | 7 | BASE_WIDTH | BASE WIDTH
30131 | 4416 | LADDER,FIRE,EXTENSION-A-FOLDING | 8 | TOP_WIDTH | TOP WIDTH
30132 | 4416 | LADDER,FIRE,EXTENSION-A-FOLDING | 9 | MATL | MATERIAL
30133 | 4416 | LADDER,FIRE,EXTENSION-A-FOLDING | 10 | EXTENDED_LG | EXTENDED LENGTH
30134 | 4416 | LADDER,FIRE,EXTENSION-A-FOLDING | 11 | FOLDED_LG | FOLDED LENGTH
30135 | 4416 | LADDER,FIRE,EXTENSION-A-FOLDING | 12 | FOOT_DATA | FOOT DATA
30136 | 4416 | LADDER,FIRE,EXTENSION-A-FOLDING | 13 | STEP_RUNG_DATA | STEP RUNG DATA
30137 | 4416 | LADDER,FIRE,EXTENSION-A-FOLDING | 14 | LOAD_RTG | LOAD RATING
30138 | 4416 | LADDER,FIRE,EXTENSION-A-FOLDING | 15 | FINISH | FINISH
30145
30146 | 4587 | HOIST,CHAIN | 1 | SHORT_NAME | SHORT NAME | HOIST,CHAIN
30148 | 4587 | HOIST,CHAIN | 3 | ELECT_DATA | ELECTRICAL RATING
30149 | 4587 | HOIST,CHAIN | 4 | HOIST_LIFTING_CAPACITY | HOIST LIFTING CAPACITY
30150 | 4587 | HOIST,CHAIN | 5 | MATL | MATERIAL
30151 | 4587 | HOIST,CHAIN | 6 | HOIST_HEIGHT_LIFT | HOIST HEIGHT LIFT
30152 | 4587 | HOIST,CHAIN | 7 | HOIST_DATA | HOIST DATA
30153 | 4587 | HOIST,CHAIN | 8 | SPEED_RANGE | SPEED RANGE
30154 | 4587 | HOIST,CHAIN | 9 | TYPE | TYPE
30155 | 4587 | HOIST,CHAIN | 10 | METHOD_ATTACH | METHOD ATTACHMENT
30156 | 4587 | HOIST,CHAIN | 11 | CHAIN_DATA | CHAIN DATA
30157 | 4587 | HOIST,CHAIN | 12 | OPER_METHOD | OPERATING METHOD
30158 | 4587 | HOIST,CHAIN | 13 | FINISH | FINISH
30159 | 4587 | HOIST,CHAIN | 14 | MTG_DATA | MOUNTING DATA
30167
30168 | 4691 | KNIFE,CRAFTSMAN'S | 1 | SHORT_NAME | SHORT NAME | KNIFE
30171 | 4691 | KNIFE,CRAFTSMAN'S | 4 | TYPE | TYPE
30172 | 4691 | KNIFE,CRAFTSMAN'S | 5 | BLADE_TYPE | BLADE TYPE
30173 | 4691 | KNIFE,CRAFTSMAN'S | 6 | BLADE_LG | BLADE LG
30174 | 4691 | KNIFE,CRAFTSMAN'S | 7 | MATL | MATERIAL
30175 | 4691 | KNIFE,CRAFTSMAN'S | 8 | HANDLE_DATA | HANDLE DATA
30176 | 4691 | KNIFE,CRAFTSMAN'S | 9 | FINISH | FINISH
30183
30197 | 4785 | FOLDER,FILE | 1 | SHORT_NAME | SHORT NAME | FOLDER,FILE
30199 | 4785 | FOLDER,FILE | 3 | TYPE | TYPE
30200 | 4785 | FOLDER,FILE | 4 | SIZE | SIZE
30201 | 4785 | FOLDER,FILE | 5 | LEGEND | LEGEND
30202 | 4785 | FOLDER,FILE | 6 | MATL | MATERIAL
30203 | 4785 | FOLDER,FILE | 7 | COLOR | COLOR
30204 | 4785 | FOLDER,FILE | 8 | LOGO_DATA | LOGO DATA
30205 | 4785 | FOLDER,FILE | 9 | FINISH | FINISH
30211
30227 | 4845 | TUBE,MAILING AND FILING | 1 | SHORT_NAME | SHORT NAME | TUBE,MAIL & FILING
30230 | 4845 | TUBE,MAILING AND FILING | 4 | TYPE | TYPE
30231 | 4845 | TUBE,MAILING AND FILING | 5 | SIZE | SIZE
30232 | 4845 | TUBE,MAILING AND FILING | 6 | FINISH | FINISH
30234 | 4845 | TUBE,MAILING AND FILING | 8 | MATL | MATERIAL
30240
30257 | 5006 | PARALLEL | 1 | SHORT_NAME | SHORT NAME | PARALLEL
30260 | 5006 | PARALLEL | 4 | SIZE | SIZE
30261 | 5006 | PARALLEL | 5 | PARALLEL_DATA | PARALLEL DATA
30262 | 5006 | PARALLEL | 6 | PARALLEL_FINISH | PARALLEL FINISH
30263 | 5006 | PARALLEL | 7 | MATL | MATERIAL
30264 | 5006 | PARALLEL | 8 | TOLERANCE | TOLERANCE
30265 | 5006 | PARALLEL | 9 | TYPE | TYPE
30271
30291 | 5102 | COLLET,MACHINE | 1 | SHORT_NAME | SHORT NAME | COLLET,MACH
30293 | 5102 | COLLET,MACHINE | 3 | CONNECTION_DATA | CONNECTION DATA
30294 | 5102 | COLLET,MACHINE | 4 | SIZE | SIZE
30295 | 5102 | COLLET,MACHINE | 5 | TYPE | TYPE
30301
30375 | 5260 | COUNTERSINK | 1 | SHORT_NAME | SHORT NAME | COUNTERSINK
30377 | 5260 | COUNTERSINK | 3 | MATL | MATERIAL
30378 | 5260 | COUNTERSINK | 4 | ANGLE_DATA | ANGLE DATA
30379 | 5260 | COUNTERSINK | 5 | FINISH | FINISH
30380 | 5260 | COUNTERSINK | 6 | TYPE | TYPE
30381 | 5260 | COUNTERSINK | 7 | DIA | DIAMETER
30382 | 5260 | COUNTERSINK | 8 | COUNTERSINK_SHANK_DATA | COUNTERSINK SHANK DATA
30383 | 5260 | COUNTERSINK | 9 | FLUTE_DATA | FLUTE DATA
30389
30390 | 5390 | BAR,SOCKET WRENCH HANDLE | 1 | SHORT_NAME | SHORT NAME | BAR,SOCKET WRENCH
30392 | 5390 | BAR,SOCKET WRENCH HANDLE | 3 | TYPE | TYPE
30393 | 5390 | BAR,SOCKET WRENCH HANDLE | 4 | SIZE | SIZE
30394 | 5390 | BAR,SOCKET WRENCH HANDLE | 5 | MATL | MATERIAL
30396 | 5390 | BAR,SOCKET WRENCH HANDLE | 7 | SHAPE | SHAPE
30397 | 5390 | BAR,SOCKET WRENCH HANDLE | 8 | FINISH | FINISH
30398 | 5390 | BAR,SOCKET WRENCH HANDLE | 9 | MTG_DATA | MOUNTING DATA
30405
30406 | 5406 | NIPPERS,END CUTTING | 1 | SHORT_NAME | SHORT NAME | NIPPERS
30408 | 5406 | NIPPERS,END CUTTING | 3 | TYPE | TYPE
30409 | 5406 | NIPPERS,END CUTTING | 4 | SIZE | SIZE
30410 | 5406 | NIPPERS,END CUTTING | 5 | MATL | MATERIAL
30411 | 5406 | NIPPERS,END CUTTING | 6 | HANDLE_DATA | HANDLE DATA
30412 | 5406 | NIPPERS,END CUTTING | 7 | FINISH | FINISH
30419
30434 | 5479 | STRIPPER,WIRE,HAND | 1 | SHORT_NAME | SHORT NAME | STRIPPER,WIRE
30437 | 5479 | STRIPPER,WIRE,HAND | 4 | BLADE_TYPE | BLADE TYPE
30438 | 5479 | STRIPPER,WIRE,HAND | 5 | SIZE | SIZE
30439 | 5479 | STRIPPER,WIRE,HAND | 6 | MATL | MATERIAL
30440 | 5479 | STRIPPER,WIRE,HAND | 7 | CAPACITY | CAPACITY
30441 | 5479 | STRIPPER,WIRE,HAND | 8 | TYPE | TYPE
30442 | 5479 | STRIPPER,WIRE,HAND | 9 | HANDLE_DATA | HANDLE DATA
30449
30450 | 5577 | LIFTER,VALVE SPRING | 1 | SHORT_NAME | SHORT NAME | LIFTER,VLV
30452 | 5577 | LIFTER,VALVE SPRING | 3 | MATL | MATERIAL
30453 | 5577 | LIFTER,VALVE SPRING | 4 | SIZE | SIZE
30454 | 5577 | LIFTER,VALVE SPRING | 5 | SIZE_RANGE | SIZE RANGE
30455 | 5577 | LIFTER,VALVE SPRING | 6 | TYPE | TYPE
30456 | 5577 | LIFTER,VALVE SPRING | 7 | TOOL_DATA | TOOL DATA
30457 | 5577 | LIFTER,VALVE SPRING | 8 | HANDLE_DATA | HANDLE DATA
30458 | 5577 | LIFTER,VALVE SPRING | 9 | FINISH | FINISH
30465
30511 | 5924 | GAGE BLOCK SET | 1 | SHORT_NAME | SHORT NAME | GAGE BLOCK SET
30513 | 5924 | GAGE BLOCK SET | 3 | CONTENT | CONTENT
30514 | 5924 | GAGE BLOCK SET | 4 | CONTENT_2 | CONTENT 2
30515 | 5924 | GAGE BLOCK SET | 5 | CONTENT_3 | CONTENT 3
30516 | 5924 | GAGE BLOCK SET | 6 | CONTENT_4 | CONTENT 4
30517 | 5924 | GAGE BLOCK SET | 7 | CONTENT_5 | CONTENT 5
30518 | 5924 | GAGE BLOCK SET | 8 | MATL | MATERIAL
30519 | 5924 | GAGE BLOCK SET | 9 | FUNCT | FUNCTION
30520 | 5924 | GAGE BLOCK SET | 10 | FINISH | FINISH
30526
30555 | 6246 | EXTRACTOR,STUFFING BOX AND PUMP PACKING | 1 | SHORT_NAME | SHORT NAME | EXTRACTOR,STUFF
30558 | 6246 | EXTRACTOR,STUFFING BOX AND PUMP PACKING | 4 | TYPE | TYPE
30559 | 6246 | EXTRACTOR,STUFFING BOX AND PUMP PACKING | 5 | SIZE | SIZE
30560 | 6246 | EXTRACTOR,STUFFING BOX AND PUMP PACKING | 6 | END_DATA | END DATA
30561 | 6246 | EXTRACTOR,STUFFING BOX AND PUMP PACKING | 7 | MATL | MATERIAL
30562 | 6246 | EXTRACTOR,STUFFING BOX AND PUMP PACKING | 8 | PRESSURE | PRESSURE
30563 | 6246 | EXTRACTOR,STUFFING BOX AND PUMP PACKING | 9 | OPER_METHOD | OPERATING METHOD
30564 | 6246 | EXTRACTOR,STUFFING BOX AND PUMP PACKING | 10 | SHAFT_TYPE | SHAFT TYPE
30565 | 6246 | EXTRACTOR,STUFFING BOX AND PUMP PACKING | 11 | FINISH | FINISH
30574
30575 | 6258 | LEVEL,BENCH | 1 | SHORT_NAME | SHORT NAME | LEVEL,BENCH
30577 | 6258 | LEVEL,BENCH | 3 | TYPE | TYPE
30578 | 6258 | LEVEL,BENCH | 4 | SIZE | SIZE
30579 | 6258 | LEVEL,BENCH | 5 | MATL | MATERIAL
30580 | 6258 | LEVEL,BENCH | 6 | LEVEL_DATA | LEVEL DATA
30581 | 6258 | LEVEL,BENCH | 7 | FINISH | FINISH
30588
30622 | 6324 | SCRAPER,BEARING | 1 | SHORT_NAME | SHORT NAME | SCRAPER,BRG
30624 | 6324 | SCRAPER,BEARING | 3 | TYPE | TYPE
30626 | 6324 | SCRAPER,BEARING | 5 | SIZE | SIZE
30627 | 6324 | SCRAPER,BEARING | 6 | MATL | MATERIAL
30628 | 6324 | SCRAPER,BEARING | 7 | SCRAPER_DATA | SCRAPER DATA
30629 | 6324 | SCRAPER,BEARING | 8 | HANDLE_DATA | HANDLE DATA
30636
30637 | 6965 | TWEEZERS,CRAFTSMAN'S | 1 | SHORT_NAME | SHORT NAME | TWEEZER
30640 | 6965 | TWEEZERS,CRAFTSMAN'S | 4 | SIZE | SIZE
30643 | 6965 | TWEEZERS,CRAFTSMAN'S | 7 | TYPE | TYPE
30646 | 6965 | TWEEZERS,CRAFTSMAN'S | 10 | TWEEZER_END_DATA | TWEEZER END DATA
30647 | 6965 | TWEEZERS,CRAFTSMAN'S | 11 | MATL | MATERIAL
30648 | 6965 | TWEEZERS,CRAFTSMAN'S | 12 | FINISH | FINISH
30652
30653 | 6997 | CRIMPING TOOL,TERMINAL,HAND | 1 | SHORT_NAME | SHORT NAME | CRIMPER
30656 | 6997 | CRIMPING TOOL,TERMINAL,HAND | 4 | CABLE_RANGE | CABLE RANGE
30657 | 6997 | CRIMPING TOOL,TERMINAL,HAND | 5 | CRIMPING_TOOL_TYPE | CRIMPING TOOL TYPE
30658 | 6997 | CRIMPING TOOL,TERMINAL,HAND | 6 | SIZE | SIZE
30659 | 6997 | CRIMPING TOOL,TERMINAL,HAND | 7 | VOLTAGE | VOLTAGE RATING
30660 | 6997 | CRIMPING TOOL,TERMINAL,HAND | 8 | POWER | POWER
30661 | 6997 | CRIMPING TOOL,TERMINAL,HAND | 9 | HANDLE_DATA | HANDLE DATA
30667
30668 | 7493 | GRIP,CABLE,WOVEN | 1 | SHORT_NAME | SHORT NAME | GRIP,CBL
30670 | 7493 | GRIP,CABLE,WOVEN | 3 | MATL | MATERIAL
30671 | 7493 | GRIP,CABLE,WOVEN | 4 | TYPE | TYPE
30672 | 7493 | GRIP,CABLE,WOVEN | 5 | DIMENSION | DIMENSION
30673 | 7493 | GRIP,CABLE,WOVEN | 6 | GRIP_RANGE | GRIP RANGE
30680
30720 | 11249 | DRILL,ELECTRIC,PORTABLE | 1 | SHORT_NAME | SHORT NAME | DRILL,ELEC
30722 | 11249 | DRILL,ELECTRIC,PORTABLE | 3 | SHAPE | SHAPE
30723 | 11249 | DRILL,ELECTRIC,PORTABLE | 4 | TYPE | TYPE
30724 | 11249 | DRILL,ELECTRIC,PORTABLE | 5 | SIZE | SIZE
30725 | 11249 | DRILL,ELECTRIC,PORTABLE | 6 | MATL | MATERIAL
30726 | 11249 | DRILL,ELECTRIC,PORTABLE | 7 | CHUCK_CAPACITY | CHUCK CAPACITY
30727 | 11249 | DRILL,ELECTRIC,PORTABLE | 8 | POWER | POWER
30728 | 11249 | DRILL,ELECTRIC,PORTABLE | 9 | DRILL_SPEED | DRILL SPEED
30729 | 11249 | DRILL,ELECTRIC,PORTABLE | 10 | VOLTAGE | VOLTAGE RATING
30731 | 11249 | DRILL,ELECTRIC,PORTABLE | 12 | DRILL_SHANK_DATA | DRILL SHANK DATA
30732 | 11249 | DRILL,ELECTRIC,PORTABLE | 13 | TIP_DATA | TIP DATA
30733 | 11249 | DRILL,ELECTRIC,PORTABLE | 14 | FINISH | FINISH
30734 | 11249 | DRILL,ELECTRIC,PORTABLE | 15 | FREQUENCY | FREQUENCY
30741
30742 | 11306 | CALIPER,VERNIER | 1 | SHORT_NAME | SHORT NAME | CALIPER,VERNIER
30745 | 11306 | CALIPER,VERNIER | 4 | SHAPE | SHAPE
30746 | 11306 | CALIPER,VERNIER | 5 | TYPE | TYPE
30747 | 11306 | CALIPER,VERNIER | 6 | SIZE | SIZE
30748 | 11306 | CALIPER,VERNIER | 7 | DISPLAY_DATA | DISPLAY DATA
30749 | 11306 | CALIPER,VERNIER | 8 | FINISH | FINISH
30750 | 11306 | CALIPER,VERNIER | 9 | MATL | MATERIAL
30751 | 11306 | CALIPER,VERNIER | 10 | GRADUATION_DATA | GRADUATION DATA
30752 | 11306 | CALIPER,VERNIER | 11 | MEASUREMENT_RANGE | MEASUREMENT RANGE
30758
30759 | 13223 | ALIGNMENT TOOL,ELECTRONIC EQUIPMENT | 1 | SHORT_NAME | SHORT NAME | TOOL,ALIGNMENT
30761 | 13223 | ALIGNMENT TOOL,ELECTRONIC EQUIPMENT | 3 | DIMENSION | DIMENSION
30762 | 13223 | ALIGNMENT TOOL,ELECTRONIC EQUIPMENT | 4 | HANDLE_DATA | HANDLE DATA
30763 | 13223 | ALIGNMENT TOOL,ELECTRONIC EQUIPMENT | 5 | HEAD_DATA | HEAD DATA
30764 | 13223 | ALIGNMENT TOOL,ELECTRONIC EQUIPMENT | 6 | INSULATION_DATA | INSULATION DATA
30770
30771 | 13618 | ADJUSTING TOOL,VALVE TAPPET | 1 | SHORT_NAME | SHORT NAME | TOOL,ADJUSTING
30774 | 13618 | ADJUSTING TOOL,VALVE TAPPET | 4 | TYPE | TYPE
30775 | 13618 | ADJUSTING TOOL,VALVE TAPPET | 5 | SIZE | SIZE
30776 | 13618 | ADJUSTING TOOL,VALVE TAPPET | 6 | MATL | MATERIAL
30777 | 13618 | ADJUSTING TOOL,VALVE TAPPET | 7 | TOOL_DATA | TOOL DATA
30779 | 13618 | ADJUSTING TOOL,VALVE TAPPET | 9 | FINISH | FINISH
30785
30786 | 13794 | INDICATOR,SCALE | 1 | SHORT_NAME | SHORT NAME | INDICATOR,SCALE
30788 | 13794 | INDICATOR,SCALE | 3 | COLOR | COLOR
30789 | 13794 | INDICATOR,SCALE | 4 | SIZE | SIZE
30790 | 13794 | INDICATOR,SCALE | 5 | CONNECTION_DATA | CONNECTION DATA
30791 | 13794 | INDICATOR,SCALE | 6 | ELECT_DATA | ELECTRICAL RATING
30792 | 13794 | INDICATOR,SCALE | 7 | TYPE | TYPE
30794 | 13794 | INDICATOR,SCALE | 9 | INDICATOR_DATA | INDICATOR DATA
30795 | 13794 | INDICATOR,SCALE | 10 | MATL | MATERIAL
30796 | 13794 | INDICATOR,SCALE | 11 | SCALE_DATA | SCALE DATA
30797 | 13794 | INDICATOR,SCALE | 12 | MEASUREMENT_RANGE | MEASUREMENT RANGE
30798 | 13794 | INDICATOR,SCALE | 13 | MEASUREMENT_RANGE_2 | MEASUREMENT RANGE 2
30799 | 13794 | INDICATOR,SCALE | 14 | MEASUREMENT_RANGE_3 | MEASUREMENT RANGE 3
30800 | 13794 | INDICATOR,SCALE | 15 | MEASUREMENT_RANGE_4 | MEASUREMENT RANGE 4
30806
30826 | 15167 | INK,RECORDING INSTRUMENT | 1 | SHORT_NAME | SHORT NAME | INK,RECORDER
30828 | 15167 | INK,RECORDING INSTRUMENT | 3 | COLOR | COLOR
30829 | 15167 | INK,RECORDING INSTRUMENT | 4 | COMPOSITION | COMPOSITION
30830 | 15167 | INK,RECORDING INSTRUMENT | 5 | TYPE | TYPE
30836
30837 | 15218 | TAP,THREAD CUTTING | 1 | SHORT_NAME | SHORT NAME | TAP
30840 | 15218 | TAP,THREAD CUTTING | 4 | TYPE | TYPE
30841 | 15218 | TAP,THREAD CUTTING | 5 | THD_PITCH | THREAD PITCH
30842 | 15218 | TAP,THREAD CUTTING | 6 | FLUTE_DATA | FLUTE DATA
30843 | 15218 | TAP,THREAD CUTTING | 7 | LEAD_TYPE | LEAD TYPE
30844 | 15218 | TAP,THREAD CUTTING | 8 | MATL | MATERIAL
30845 | 15218 | TAP,THREAD CUTTING | 9 | FINISH | FINISH
30846 | 15218 | TAP,THREAD CUTTING | 10 | NUMBER_IN_SET | NUMBER IN SET
30847 | 15218 | TAP,THREAD CUTTING | 11 | TAP_THD_SIZE_SERIES | TAP THREAD SIZE SERIES
30848 | 15218 | TAP,THREAD CUTTING | 12 | THDS_PER_IN | THREADS PER INCH
30855
30856 | 15278 | CALIPER,MICROMETER,OUTSIDE | 1 | SHORT_NAME | SHORT NAME | CALIPER,MICROMETER
30858 | 15278 | CALIPER,MICROMETER,OUTSIDE | 3 | CALIPER_DATA | CALIPER DATA
30859 | 15278 | CALIPER,MICROMETER,OUTSIDE | 4 | SIZE | SIZE
30860 | 15278 | CALIPER,MICROMETER,OUTSIDE | 5 | TYPE | TYPE
30861 | 15278 | CALIPER,MICROMETER,OUTSIDE | 6 | FINISH | FINISH
30862 | 15278 | CALIPER,MICROMETER,OUTSIDE | 7 | MATL | MATERIAL
30863 | 15278 | CALIPER,MICROMETER,OUTSIDE | 8 | MEASUREMENT_RANGE | MEASUREMENT RANGE
30867 | 15278 | CALIPER,MICROMETER,OUTSIDE | 12 | GRADUATION_DATA | GRADUATION DATA
30871
30888 | 16600 | BOOK,RECORD | 1 | SHORT_NAME | SHORT NAME | BOOK,RECORD
30890 | 16600 | BOOK,RECORD | 3 | TYPE | TYPE
30891 | 16600 | BOOK,RECORD | 4 | SIZE | SIZE
30892 | 16600 | BOOK,RECORD | 5 | COVER_COLOR | COVER COLOR
30893 | 16600 | BOOK,RECORD | 6 | COVER_MATL | COVER MATERIAL
30895 | 16600 | BOOK,RECORD | 8 | LEGEND | LEGEND
30896 | 16600 | BOOK,RECORD | 9 | LINE_DATA | LINE DATA
30897 | 16600 | BOOK,RECORD | 10 | NO_PAGES | NUMBER OF PAGES
30898 | 16600 | BOOK,RECORD | 11 | PAGE_COLOR | PAGE COLOR
30904
30945 | 16651 | PAPER,BOND | 1 | SHORT_NAME | SHORT NAME | PAPER,BOND
30948 | 16651 | PAPER,BOND | 4 | TYPE | TYPE
30949 | 16651 | PAPER,BOND | 5 | SIZE | SIZE
30950 | 16651 | PAPER,BOND | 6 | MATL | MATERIAL
30952 | 16651 | PAPER,BOND | 8 | THK | THICKNESS
30954 | 16651 | PAPER,BOND | 10 | COLOR | COLOR
30955 | 16651 | PAPER,BOND | 11 | WEIGHT_OF_PAPER | WEIGHT OF PAPER
30956 | 16651 | PAPER,BOND | 12 | PAPER_SUBSTANCE | PAPER SUBSTANCE
30957 | 16651 | PAPER,BOND | 13 | PAPER_DATA | PAPER DATA
30958 | 16651 | PAPER,BOND | 14 | TEMPERATURE | TEMPERATURE
30960 | 16651 | PAPER,BOND | 16 | LABEL_INSCRIPTN_DETAILS | LABEL INSCRIPTN DETAILS
30961 | 16651 | PAPER,BOND | 17 | LABEL_INSCRIPTN_DETAILS_2 | LABEL INSCRIPTN DETAILS 2
30962 | 16651 | PAPER,BOND | 18 | LABEL_ATTACH_METHOD | LABEL ATTACH METHOD
30963 | 16651 | PAPER,BOND | 19 | FINISH | FINISH
30967
30984 | 16777 | PAPER,TABULATING MACHINE,CONTINUOUS FLAT FOLD | 1 | SHORT_NAME | SHORT NAME | PAPER
30986 | 16777 | PAPER,TABULATING MACHINE,CONTINUOUS FLAT FOLD | 3 | SHAPE | SHAPE
30988 | 16777 | PAPER,TABULATING MACHINE,CONTINUOUS FLAT FOLD | 5 | NO_PARTS | NUMBER OF PARTS
30989 | 16777 | PAPER,TABULATING MACHINE,CONTINUOUS FLAT FOLD | 6 | COLOR | COLOR
30990 | 16777 | PAPER,TABULATING MACHINE,CONTINUOUS FLAT FOLD | 7 | TYPE | TYPE
30991 | 16777 | PAPER,TABULATING MACHINE,CONTINUOUS FLAT FOLD | 8 | SIZE | SIZE
30992 | 16777 | PAPER,TABULATING MACHINE,CONTINUOUS FLAT FOLD | 9 | ROLL_DIA | ROLL DIAMETER
30993 | 16777 | PAPER,TABULATING MACHINE,CONTINUOUS FLAT FOLD | 10 | PAPER_DESIGN_TYPE_2 | PAPER DESIGN TYPE 2
30994 | 16777 | PAPER,TABULATING MACHINE,CONTINUOUS FLAT FOLD | 11 | PAPER_GUM_DATA | PAPER GUM DATA
30995 | 16777 | PAPER,TABULATING MACHINE,CONTINUOUS FLAT FOLD | 12 | PAPER_MARGIN_DATA | PAPER MARGIN DATA
30996 | 16777 | PAPER,TABULATING MACHINE,CONTINUOUS FLAT FOLD | 13 | PAPER_PERFORATION_DATA | PAPER PERFORATION DATA
30997 | 16777 | PAPER,TABULATING MACHINE,CONTINUOUS FLAT FOLD | 14 | PAPER_SHADING_DATA | PAPER SHADING DATA
30998 | 16777 | PAPER,TABULATING MACHINE,CONTINUOUS FLAT FOLD | 15 | PAPER_SHEET_SIZE | PAPER SHEET SIZE
31005
31006 | 17020 | RATCHET ATTACHMENT,SOCKET WRENCH | 1 | SHORT_NAME | SHORT NAME | RATCHET
31008 | 17020 | RATCHET ATTACHMENT,SOCKET WRENCH | 3 | TYPE | TYPE
31009 | 17020 | RATCHET ATTACHMENT,SOCKET WRENCH | 4 | DRIVE_DATA | DRIVE DATA
31010 | 17020 | RATCHET ATTACHMENT,SOCKET WRENCH | 5 | FINISH | FINISH
31012 | 17020 | RATCHET ATTACHMENT,SOCKET WRENCH | 7 | MATL | MATERIAL
31014 | 17020 | RATCHET ATTACHMENT,SOCKET WRENCH | 9 | RATCHET_DATA | RATCHET DATA
31015 | 17020 | RATCHET ATTACHMENT,SOCKET WRENCH | 10 | SIZE | SIZE
31020
31021 | 17793 | KEY SET,SOCKET HEAD SCREW | 1 | SHORT_NAME | SHORT NAME | KET SET
31024 | 17793 | KEY SET,SOCKET HEAD SCREW | 4 | SIZE_RANGE | SIZE RANGE
31025 | 17793 | KEY SET,SOCKET HEAD SCREW | 5 | TYPE | TYPE
31026 | 17793 | KEY SET,SOCKET HEAD SCREW | 6 | DRIVE_DATA | DRIVE DATA
31027 | 17793 | KEY SET,SOCKET HEAD SCREW | 7 | FINISH | FINISH
31028 | 17793 | KEY SET,SOCKET HEAD SCREW | 8 | KEY_GDE | KEY GDE
31029 | 17793 | KEY SET,SOCKET HEAD SCREW | 9 | HANDLE_DATA | HANDLE DATA
31030 | 17793 | KEY SET,SOCKET HEAD SCREW | 10 | MATL | MATERIAL
31031 | 17793 | KEY SET,SOCKET HEAD SCREW | 11 | NUMBER_IN_SET | NUMBER IN SET
31037
31038 | 18012 | PLATE,SURFACE | 1 | SHORT_NAME | SHORT NAME | PLATE,SURFACE
31041 | 18012 | PLATE,SURFACE | 4 | SHAPE | SHAPE
31042 | 18012 | PLATE,SURFACE | 5 | TYPE | TYPE
31043 | 18012 | PLATE,SURFACE | 6 | SIZE | SIZE
31044 | 18012 | PLATE,SURFACE | 7 | DIA | DIAMETER
31045 | 18012 | PLATE,SURFACE | 8 | THK | THICKNESS
31046 | 18012 | PLATE,SURFACE | 9 | MATL | MATERIAL
31047 | 18012 | PLATE,SURFACE | 10 | BORE_DATA | BORE DIAMETER
31048 | 18012 | PLATE,SURFACE | 11 | FINISH | FINISH
31050 | 18012 | PLATE,SURFACE | 13 | MTG_DATA | MOUNTING DATA
31058
31059 | 18267 | JACK,SCREW,HAND | 1 | SHORT_NAME | SHORT NAME | JACK,SCR
31061 | 18267 | JACK,SCREW,HAND | 3 | SHAPE | SHAPE
31062 | 18267 | JACK,SCREW,HAND | 4 | CAPACITY | CAPACITY
31063 | 18267 | JACK,SCREW,HAND | 5 | SIZE | SIZE
31064 | 18267 | JACK,SCREW,HAND | 6 | DUTY_RTG | DUTY RATING
31066 | 18267 | JACK,SCREW,HAND | 8 | FINISH | FINISH
31067 | 18267 | JACK,SCREW,HAND | 9 | MATL | MATERIAL
31068 | 18267 | JACK,SCREW,HAND | 10 | TYPE | TYPE
31069 | 18267 | JACK,SCREW,HAND | 11 | STROKE | STROKE
31075
31091 | 18459 | TAPE,MEASURING | 1 | SHORT_NAME | SHORT NAME | TAPE,MEAS
31094 | 18459 | TAPE,MEASURING | 4 | TYPE | TYPE
31095 | 18459 | TAPE,MEASURING | 5 | SIZE | SIZE
31097 | 18459 | TAPE,MEASURING | 7 | MATL | MATERIAL
31098 | 18459 | TAPE,MEASURING | 8 | GRADUATION_DATA | GRADUATION DATA
31099 | 18459 | TAPE,MEASURING | 9 | FINISH | FINISH
31105
31106 | 18525 | MALLET,RUBBER | 1 | SHORT_NAME | SHORT NAME | MALLET,RBR
31108 | 18525 | MALLET,RUBBER | 3 | TYPE | TYPE
31109 | 18525 | MALLET,RUBBER | 4 | HANDLE_LG | HANDLE LENGTH
31110 | 18525 | MALLET,RUBBER | 5 | HANDLE_MATL | HANDLE MATERIAL
31111 | 18525 | MALLET,RUBBER | 6 | HEAD_SHAPE | HEAD SHAPE
31112 | 18525 | MALLET,RUBBER | 7 | HEAD_SIZE | HEAD SIZE
31113 | 18525 | MALLET,RUBBER | 8 | HEAD_WEIGHT | HEAD WEIGHT
31119
31120 | 18798 | SAW,RECIPROCATING,PORTABLE,ELECTRIC | 1 | SHORT_NAME | SHORT NAME | SAW,RECIPCTNG
31122 | 18798 | SAW,RECIPROCATING,PORTABLE,ELECTRIC | 3 | BLADE_SPEED | BLADE SPEED
31123 | 18798 | SAW,RECIPROCATING,PORTABLE,ELECTRIC | 4 | CURRENT | CURRENT
31124 | 18798 | SAW,RECIPROCATING,PORTABLE,ELECTRIC | 5 | FREQUENCY | FREQUENCY
31126 | 18798 | SAW,RECIPROCATING,PORTABLE,ELECTRIC | 7 | POWER | POWER
31128 | 18798 | SAW,RECIPROCATING,PORTABLE,ELECTRIC | 9 | TYPE | TYPE
31129 | 18798 | SAW,RECIPROCATING,PORTABLE,ELECTRIC | 10 | SIZE | SIZE
31130 | 18798 | SAW,RECIPROCATING,PORTABLE,ELECTRIC | 11 | SAW_DATA | SAW DATA
31132 | 18798 | SAW,RECIPROCATING,PORTABLE,ELECTRIC | 13 | VOLTAGE | VOLTAGE RATING
31136
31149 | 18863 | CLAMPING TOOL,STRAP BAND,HOSE | 1 | SHORT_NAME | SHORT NAME | TOOL,CLAMPING
31151 | 18863 | CLAMPING TOOL,STRAP BAND,HOSE | 3 | TYPE | TYPE
31152 | 18863 | CLAMPING TOOL,STRAP BAND,HOSE | 4 | SIZE | SIZE
31153 | 18863 | CLAMPING TOOL,STRAP BAND,HOSE | 5 | MATL | MATERIAL
31154 | 18863 | CLAMPING TOOL,STRAP BAND,HOSE | 6 | STRAPPING_SIZE | STRAPPING SIZE
31155 | 18863 | CLAMPING TOOL,STRAP BAND,HOSE | 7 | STRAPPING_MATL | STRAPPING MATERIAL
31161
31162 | 18913 | PULLER,MECHANICAL | 1 | SHORT_NAME | SHORT NAME | PULLER,MECH
31166 | 18913 | PULLER,MECHANICAL | 5 | SCREW_SIZE | SCREW SIZE
31167 | 18913 | PULLER,MECHANICAL | 6 | SIZE | SIZE
31168 | 18913 | PULLER,MECHANICAL | 7 | CAPACITY | CAPACITY
31169 | 18913 | PULLER,MECHANICAL | 8 | TYPE | TYPE
31170 | 18913 | PULLER,MECHANICAL | 9 | FINISH | FINISH
31171 | 18913 | PULLER,MECHANICAL | 10 | MATL | MATERIAL
31172 | 18913 | PULLER,MECHANICAL | 11 | PULLER_MAX_REACH | PULLER MAX REACH
31173 | 18913 | PULLER,MECHANICAL | 12 | PULLER_MAX_SPREAD | PULLER MAX SPREAD
31178
31179 | 19094 | SCREWDRIVER SET,CROSS TIP,STRAIGHT AND OFFSET | 1 | SHORT_NAME | SHORT NAME | SCREWDRIVER SET
31181 | 19094 | SCREWDRIVER SET,CROSS TIP,STRAIGHT AND OFFSET | 3 | CROSS_TIP_SIZE | CROSS TIP SIZE
31182 | 19094 | SCREWDRIVER SET,CROSS TIP,STRAIGHT AND OFFSET | 4 | SIZE | SIZE
31183 | 19094 | SCREWDRIVER SET,CROSS TIP,STRAIGHT AND OFFSET | 5 | CONTENT | CONTENT
31184 | 19094 | SCREWDRIVER SET,CROSS TIP,STRAIGHT AND OFFSET | 6 | CONTENT_2 | CONTENT 2
31185 | 19094 | SCREWDRIVER SET,CROSS TIP,STRAIGHT AND OFFSET | 7 | CONTENT_3 | CONTENT 3
31186 | 19094 | SCREWDRIVER SET,CROSS TIP,STRAIGHT AND OFFSET | 8 | CONTENT_4 | CONTENT 4
31187 | 19094 | SCREWDRIVER SET,CROSS TIP,STRAIGHT AND OFFSET | 9 | CONTENT_5 | CONTENT 5
31188 | 19094 | SCREWDRIVER SET,CROSS TIP,STRAIGHT AND OFFSET | 10 | CONTENT_6 | CONTENT 6
31189 | 19094 | SCREWDRIVER SET,CROSS TIP,STRAIGHT AND OFFSET | 11 | CONTENT_7 | CONTENT 7
31190 | 19094 | SCREWDRIVER SET,CROSS TIP,STRAIGHT AND OFFSET | 12 | CONTENT_8 | CONTENT 8
31191 | 19094 | SCREWDRIVER SET,CROSS TIP,STRAIGHT AND OFFSET | 13 | CONTENT_9 | CONTENT 9
31193 | 19094 | SCREWDRIVER SET,CROSS TIP,STRAIGHT AND OFFSET | 15 | BLADE_WIDTH | BLADE WIDTH
31194 | 19094 | SCREWDRIVER SET,CROSS TIP,STRAIGHT AND OFFSET | 16 | BLADE_LG | BLADE LG
31195 | 19094 | SCREWDRIVER SET,CROSS TIP,STRAIGHT AND OFFSET | 17 | SCREWDRIVER_DESIGN_STYLE | SCREWDRIVER DESIGN STYLE
31196 | 19094 | SCREWDRIVER SET,CROSS TIP,STRAIGHT AND OFFSET | 18 | FINISH | FINISH
31197 | 19094 | SCREWDRIVER SET,CROSS TIP,STRAIGHT AND OFFSET | 19 | HANDLE_DATA | HANDLE DATA
31198 | 19094 | SCREWDRIVER SET,CROSS TIP,STRAIGHT AND OFFSET | 20 | MATL | MATERIAL
31199 | 19094 | SCREWDRIVER SET,CROSS TIP,STRAIGHT AND OFFSET | 21 | SCREWDRIVER_OFFSET_TYPE | SCREWDRIVER OFFSET TYPE
31200 | 19094 | SCREWDRIVER SET,CROSS TIP,STRAIGHT AND OFFSET | 22 | SCREWDRIVER_SHANK_LG | SCREWDRIVER SHANK LENGTH
31205
31206 | 19099 | WRENCH SET,SPANNER | 1 | SHORT_NAME | SHORT NAME | WRENCH SET
31209 | 19099 | WRENCH SET,SPANNER | 4 | SIZE_RANGE | SIZE RANGE
31210 | 19099 | WRENCH SET,SPANNER | 5 | CONTENT | CONTENT
31211 | 19099 | WRENCH SET,SPANNER | 6 | CONTENT_2 | CONTENT 2
31212 | 19099 | WRENCH SET,SPANNER | 7 | CONTENT_3 | CONTENT 3
31213 | 19099 | WRENCH SET,SPANNER | 8 | CONTENT_4 | CONTENT 4
31214 | 19099 | WRENCH SET,SPANNER | 9 | CONTENT_5 | CONTENT 5
31215 | 19099 | WRENCH SET,SPANNER | 10 | CONTENT_6 | CONTENT 6
31216 | 19099 | WRENCH SET,SPANNER | 11 | CONTENT_7 | CONTENT 7
31217 | 19099 | WRENCH SET,SPANNER | 12 | CONTENT_8 | CONTENT 8
31218 | 19099 | WRENCH SET,SPANNER | 13 | CONTENT_9 | CONTENT 9
31219 | 19099 | WRENCH SET,SPANNER | 14 | CONTENT_10 | CONTENT 10
31220 | 19099 | WRENCH SET,SPANNER | 15 | CONTENT_11 | CONTENT 11
31221 | 19099 | WRENCH SET,SPANNER | 16 | CONTENT_12 | CONTENT 12
31222 | 19099 | WRENCH SET,SPANNER | 17 | CONTENT_13 | CONTENT 13
31223 | 19099 | WRENCH SET,SPANNER | 18 | CONTENT_14 | CONTENT 14
31224 | 19099 | WRENCH SET,SPANNER | 19 | CONTENT_15 | CONTENT 15
31227 | 19099 | WRENCH SET,SPANNER | 22 | GRADE | GRADE
31228 | 19099 | WRENCH SET,SPANNER | 23 | TYPE | TYPE
31229 | 19099 | WRENCH SET,SPANNER | 24 | DRIVE_DATA | DRIVE DATA
31230 | 19099 | WRENCH SET,SPANNER | 25 | FINISH | FINISH
31231 | 19099 | WRENCH SET,SPANNER | 26 | MATL | MATERIAL
31232 | 19099 | WRENCH SET,SPANNER | 27 | NUMBER_IN_SET | NUMBER IN SET
31238
31239 | 19276 | LAPPING MACHINE,METALWORKING,HIGH PRECISION | 1 | SHORT_NAME | SHORT NAME | LAPPING,MACH
31241 | 19276 | LAPPING MACHINE,METALWORKING,HIGH PRECISION | 3 | TYPE | TYPE
31242 | 19276 | LAPPING MACHINE,METALWORKING,HIGH PRECISION | 4 | SIZE | SIZE
31243 | 19276 | LAPPING MACHINE,METALWORKING,HIGH PRECISION | 5 | MACHINE_THROUGHPUT | MACHINE THROUGHPUT
31244 | 19276 | LAPPING MACHINE,METALWORKING,HIGH PRECISION | 6 | SEWING_MACHINE_VOLT_RTG | SEWING MACHINE VOLTAGE RATING
31245 | 19276 | LAPPING MACHINE,METALWORKING,HIGH PRECISION | 7 | SEWING_MACHINE_MTG_DATA | SEWING MACHINE MTG DATA
31246 | 19276 | LAPPING MACHINE,METALWORKING,HIGH PRECISION | 8 | MTG_DATA | MOUNTING DATA
31247 | 19276 | LAPPING MACHINE,METALWORKING,HIGH PRECISION | 9 | SEWING_MACHINE_POWER_RTG | SEWING MACHINE POWER RATING
31248 | 19276 | LAPPING MACHINE,METALWORKING,HIGH PRECISION | 10 | MACHINE_POWER_RTG | MACHINE POWER RATING
31249 | 19276 | LAPPING MACHINE,METALWORKING,HIGH PRECISION | 11 | MACHINE_DESIGN_TYPE | MACHINE DESIGN TYPE
31250 | 19276 | LAPPING MACHINE,METALWORKING,HIGH PRECISION | 12 | VOLTAGE | VOLTAGE RATING
31257
31258 | 19446 | JACK KIT,HYDRAULIC,HAND | 1 | SHORT_NAME | SHORT NAME | JACK KIT,HYD
31260 | 19446 | JACK KIT,HYDRAULIC,HAND | 3 | CONTENT | CONTENT
31261 | 19446 | JACK KIT,HYDRAULIC,HAND | 4 | CONTENT_2 | CONTENT 2
31262 | 19446 | JACK KIT,HYDRAULIC,HAND | 5 | CONTENT_3 | CONTENT 3
31263 | 19446 | JACK KIT,HYDRAULIC,HAND | 6 | CONTENT_4 | CONTENT 4
31264 | 19446 | JACK KIT,HYDRAULIC,HAND | 7 | CONTENT_5 | CONTENT 5
31265 | 19446 | JACK KIT,HYDRAULIC,HAND | 8 | CONTENT_6 | CONTENT 6
31266 | 19446 | JACK KIT,HYDRAULIC,HAND | 9 | CONTENT_7 | CONTENT 7
31267 | 19446 | JACK KIT,HYDRAULIC,HAND | 10 | KIT_DATA | KIT DATA
31272 | 19446 | JACK KIT,HYDRAULIC,HAND | 15 | TYPE | TYPE
31274
31275 | 19790 | BINDING MACHINE,PLASTIC BINDING ELEMENT | 1 | SHORT_NAME | SHORT NAME | BINDING,MACH
31278 | 19790 | BINDING MACHINE,PLASTIC BINDING ELEMENT | 4 | TYPE | TYPE
31279 | 19790 | BINDING MACHINE,PLASTIC BINDING ELEMENT | 5 | SIZE | SIZE
31280 | 19790 | BINDING MACHINE,PLASTIC BINDING ELEMENT | 6 | MATL | MATERIAL
31281 | 19790 | BINDING MACHINE,PLASTIC BINDING ELEMENT | 7 | FINISH | FINISH
31282 | 19790 | BINDING MACHINE,PLASTIC BINDING ELEMENT | 8 | MACHINE_OPENING_DATA | MACHINE OPENING DATA
31283 | 19790 | BINDING MACHINE,PLASTIC BINDING ELEMENT | 9 | CAPACITY | CAPACITY
31284 | 19790 | BINDING MACHINE,PLASTIC BINDING ELEMENT | 10 | MTG_DATA | MOUNTING DATA
31285 | 19790 | BINDING MACHINE,PLASTIC BINDING ELEMENT | 11 | BINDING_ELEMENT_DATA | BINDING ELEMENT DATA
31292
31330 | 20669 | SHELVING,STORAGE AND DISPLAY | 1 | SHORT_NAME | SHORT NAME | SHELVING,STOR
31333 | 20669 | SHELVING,STORAGE AND DISPLAY | 4 | TYPE | TYPE
31334 | 20669 | SHELVING,STORAGE AND DISPLAY | 5 | SIZE | SIZE
31338 | 20669 | SHELVING,STORAGE AND DISPLAY | 9 | MATL | MATERIAL
31339 | 20669 | SHELVING,STORAGE AND DISPLAY | 10 | COLOR | COLOR
31340 | 20669 | SHELVING,STORAGE AND DISPLAY | 11 | FINISH | FINISH
31341 | 20669 | SHELVING,STORAGE AND DISPLAY | 12 | MTG_DATA | MOUNTING DATA
31348
31349 | 21268 | CUTTING WHEEL,PIPE CUTTER | 1 | SHORT_NAME | SHORT NAME | WHEEL,CUTTING
31351 | 21268 | CUTTING WHEEL,PIPE CUTTER | 3 | TYPE | TYPE
31352 | 21268 | CUTTING WHEEL,PIPE CUTTER | 4 | SIZE | SIZE
31353 | 21268 | CUTTING WHEEL,PIPE CUTTER | 5 | FINISH | FINISH
31354 | 21268 | CUTTING WHEEL,PIPE CUTTER | 6 | MATL | MATERIAL
31355 | 21268 | CUTTING WHEEL,PIPE CUTTER | 7 | WHEEL_OD | WHEEL OUTSIDE DIAMETER
31356 | 21268 | CUTTING WHEEL,PIPE CUTTER | 8 | BORE_DATA | BORE DIAMETER
31362
31375 | 21716 | ROLL,TOOLS AND ACCESSORIES | 1 | SHORT_NAME | SHORT NAME | ROLL,TOOL
31377 | 21716 | ROLL,TOOLS AND ACCESSORIES | 3 | TYPE | TYPE
31378 | 21716 | ROLL,TOOLS AND ACCESSORIES | 4 | SIZE | SIZE
31379 | 21716 | ROLL,TOOLS AND ACCESSORIES | 5 | FINISH | FINISH
31380 | 21716 | ROLL,TOOLS AND ACCESSORIES | 6 | MATL | MATERIAL
31381 | 21716 | ROLL,TOOLS AND ACCESSORIES | 7 | TOOL_SIZE_RANGE | TOOL SIZE RANGE
31382 | 21716 | ROLL,TOOLS AND ACCESSORIES | 8 | TOOLS_ACCOMMODATED | TOOLS ACCOMMODATED
31383 | 21716 | ROLL,TOOLS AND ACCESSORIES | 9 | ACCESSORIES_ACCOMMODATED | ACCESSORIES ACCOMMODATED
31389
31390 | 21853 | SHEET HOLDER SECTION,BINDER RACK | 1 | SHORT_NAME | SHORT NAME | HOLDER,SHEET
31392 | 21853 | SHEET HOLDER SECTION,BINDER RACK | 3 | CAPACITY | CAPACITY
31393 | 21853 | SHEET HOLDER SECTION,BINDER RACK | 4 | SIZE | SIZE
31394 | 21853 | SHEET HOLDER SECTION,BINDER RACK | 5 | TYPE | TYPE
31395 | 21853 | SHEET HOLDER SECTION,BINDER RACK | 6 | FINISH | FINISH
31397 | 21853 | SHEET HOLDER SECTION,BINDER RACK | 8 | MATL | MATERIAL
31403
31421 | 22043 | TOOL BOX,PORTABLE | 1 | SHORT_NAME | SHORT NAME | BOX,TOOL
31424 | 22043 | TOOL BOX,PORTABLE | 4 | TYPE | TYPE
31425 | 22043 | TOOL BOX,PORTABLE | 5 | COLOR | COLOR
31426 | 22043 | TOOL BOX,PORTABLE | 6 | METHOD_ATTACH | METHOD ATTACHMENT
31427 | 22043 | TOOL BOX,PORTABLE | 7 | BOX_DRAWER_DATA | BOX DRAWER DATA
31428 | 22043 | TOOL BOX,PORTABLE | 8 | FINISH | FINISH
31429 | 22043 | TOOL BOX,PORTABLE | 9 | HANDLE_DATA | HANDLE DATA
31430 | 22043 | TOOL BOX,PORTABLE | 10 | BOX_LATCH_DATA | BOX LATCH DATA
31431 | 22043 | TOOL BOX,PORTABLE | 11 | BOX_LID_DATA | BOX LID DATA
31432 | 22043 | TOOL BOX,PORTABLE | 12 | MATL | MATERIAL
31433 | 22043 | TOOL BOX,PORTABLE | 13 | BOX_TRAY_DATA | BOX TRAY DATA
31434 | 22043 | TOOL BOX,PORTABLE | 14 | DIMENSION | DIMENSION
31441
31468 | 27331 | CLEANER,PRESSURE,SOLVENT-WATER | 1 | SHORT_NAME | SHORT NAME | CLEANER,PRES
31470 | 27331 | CLEANER,PRESSURE,SOLVENT-WATER | 3 | SHAPE | SHAPE
31471 | 27331 | CLEANER,PRESSURE,SOLVENT-WATER | 4 | TYPE | TYPE
31472 | 27331 | CLEANER,PRESSURE,SOLVENT-WATER | 5 | SIZE | SIZE
31473 | 27331 | CLEANER,PRESSURE,SOLVENT-WATER | 6 | MATL | MATERIAL
31474 | 27331 | CLEANER,PRESSURE,SOLVENT-WATER | 7 | CAPACITY | CAPACITY
31475 | 27331 | CLEANER,PRESSURE,SOLVENT-WATER | 8 | FLOW_RATE | FLOW RATE
31476 | 27331 | CLEANER,PRESSURE,SOLVENT-WATER | 9 | FUNCT | FUNCTION
31477 | 27331 | CLEANER,PRESSURE,SOLVENT-WATER | 10 | POWER | POWER
31478 | 27331 | CLEANER,PRESSURE,SOLVENT-WATER | 11 | VOLTAGE | VOLTAGE RATING
31479 | 27331 | CLEANER,PRESSURE,SOLVENT-WATER | 12 | PRESSURE | PRESSURE
31480 | 27331 | CLEANER,PRESSURE,SOLVENT-WATER | 13 | CLEANER_DATA | CLEANER DATA
31481 | 27331 | CLEANER,PRESSURE,SOLVENT-WATER | 14 | CLEANER_DESIGN_TYPE | CLEANER DESIGN TYPE
31482 | 27331 | CLEANER,PRESSURE,SOLVENT-WATER | 15 | CONTENT | CONTENT
31483 | 27331 | CLEANER,PRESSURE,SOLVENT-WATER | 16 | CONTENT_2 | CONTENT 2
31484 | 27331 | CLEANER,PRESSURE,SOLVENT-WATER | 17 | CONTENT_3 | CONTENT 3
31485 | 27331 | CLEANER,PRESSURE,SOLVENT-WATER | 18 | CONTENT_4 | CONTENT 4
31486 | 27331 | CLEANER,PRESSURE,SOLVENT-WATER | 19 | CONTENT_5 | CONTENT 5
31487 | 27331 | CLEANER,PRESSURE,SOLVENT-WATER | 20 | CONTENT_6 | CONTENT 6
31488 | 27331 | CLEANER,PRESSURE,SOLVENT-WATER | 21 | CONTENT_7 | CONTENT 7
31489 | 27331 | CLEANER,PRESSURE,SOLVENT-WATER | 22 | CONTENT_8 | CONTENT 8
31496
31508 | 29533 | MARKER,TUBE TYPE | 1 | SHORT_NAME | SHORT NAME | MARKER
31510 | 29533 | MARKER,TUBE TYPE | 3 | SHAPE | SHAPE
31512 | 29533 | MARKER,TUBE TYPE | 5 | SIZE | SIZE
31513 | 29533 | MARKER,TUBE TYPE | 6 | MARKER_TIP_DATA | MARKER TIP DATA
31514 | 29533 | MARKER,TUBE TYPE | 7 | MARKING_MEDIUM_COLOR | MARKING MEDIUM COLOR
31515 | 29533 | MARKER,TUBE TYPE | 8 | MARKING_MEDIUM_TYPE | MARKING MEDIUM TYPE
31516 | 29533 | MARKER,TUBE TYPE | 9 | MATL | MATERIAL
31517 | 29533 | MARKER,TUBE TYPE | 10 | LEGEND | LEGEND
31524
31525 | 34594 | TOOL KIT,GENERAL MECHANIC'S | 1 | SHORT_NAME | SHORT NAME | KIT,TOOL
31528 | 34594 | TOOL KIT,GENERAL MECHANIC'S | 4 | TYPE | TYPE
31529 | 34594 | TOOL KIT,GENERAL MECHANIC'S | 5 | SIZE | SIZE
31530 | 34594 | TOOL KIT,GENERAL MECHANIC'S | 6 | MATL | MATERIAL
31531 | 34594 | TOOL KIT,GENERAL MECHANIC'S | 7 | KIT_DATA | KIT DATA
31532 | 34594 | TOOL KIT,GENERAL MECHANIC'S | 8 | CONTENT | CONTENT
31533 | 34594 | TOOL KIT,GENERAL MECHANIC'S | 9 | CONTENT_2 | CONTENT 2
31534 | 34594 | TOOL KIT,GENERAL MECHANIC'S | 10 | CONTENT_3 | CONTENT 3
31535 | 34594 | TOOL KIT,GENERAL MECHANIC'S | 11 | CONTENT_4 | CONTENT 4
31536 | 34594 | TOOL KIT,GENERAL MECHANIC'S | 12 | CONTENT_5 | CONTENT 5
31537 | 34594 | TOOL KIT,GENERAL MECHANIC'S | 13 | CONTENT_6 | CONTENT 6
31538 | 34594 | TOOL KIT,GENERAL MECHANIC'S | 14 | CONTENT_7 | CONTENT 7
31539 | 34594 | TOOL KIT,GENERAL MECHANIC'S | 15 | CONTENT_8 | CONTENT 8
31540 | 34594 | TOOL KIT,GENERAL MECHANIC'S | 16 | CONTENT_9 | CONTENT 9
31541 | 34594 | TOOL KIT,GENERAL MECHANIC'S | 17 | CONTENT_10 | CONTENT 10
31542 | 34594 | TOOL KIT,GENERAL MECHANIC'S | 18 | CONTENT_11 | CONTENT 11
31543 | 34594 | TOOL KIT,GENERAL MECHANIC'S | 19 | CONTENT_12 | CONTENT 12
31544 | 34594 | TOOL KIT,GENERAL MECHANIC'S | 20 | CONTENT_13 | CONTENT 13
31545 | 34594 | TOOL KIT,GENERAL MECHANIC'S | 21 | CONTENT_14 | CONTENT 14
31546 | 34594 | TOOL KIT,GENERAL MECHANIC'S | 22 | CONTENT_15 | CONTENT 15
31547 | 34594 | TOOL KIT,GENERAL MECHANIC'S | 23 | CONTENT_16 | CONTENT 16
31554
31569 | 35200 | DESOLDERING TOOL,ELECTRIC | 1 | SHORT_NAME | SHORT NAME | TOOL,DESOLDERING
31572 | 35200 | DESOLDERING TOOL,ELECTRIC | 4 | TYPE | TYPE
31573 | 35200 | DESOLDERING TOOL,ELECTRIC | 5 | SIZE | SIZE
31574 | 35200 | DESOLDERING TOOL,ELECTRIC | 6 | TOOL_DATA | TOOL DATA
31575 | 35200 | DESOLDERING TOOL,ELECTRIC | 7 | TOOL_ELECT_RTG | TOOL ELECTRICAL RATING
31576 | 35200 | DESOLDERING TOOL,ELECTRIC | 8 | POWER | POWER
31577 | 35200 | DESOLDERING TOOL,ELECTRIC | 9 | VOLTAGE | VOLTAGE RATING
31578 | 35200 | DESOLDERING TOOL,ELECTRIC | 10 | MATL | MATERIAL
31579 | 35200 | DESOLDERING TOOL,ELECTRIC | 11 | FINISH | FINISH
31580 | 35200 | DESOLDERING TOOL,ELECTRIC | 12 | OPER_METHOD | OPERATING METHOD
31587
31588 | 35965 | INSERTER,ELECTRICAL CONTACT | 1 | SHORT_NAME | SHORT NAME | INSERTER,ELEC
31591 | 35965 | INSERTER,ELECTRICAL CONTACT | 4 | TYPE | TYPE
31592 | 35965 | INSERTER,ELECTRICAL CONTACT | 5 | SIZE | SIZE
31593 | 35965 | INSERTER,ELECTRICAL CONTACT | 6 | TOOL_DATA | TOOL DATA
31594 | 35965 | INSERTER,ELECTRICAL CONTACT | 7 | MATL | MATERIAL
31595 | 35965 | INSERTER,ELECTRICAL CONTACT | 8 | FINISH | FINISH
31596 | 35965 | INSERTER,ELECTRICAL CONTACT | 9 | HANDLE_DATA | HANDLE DATA
31603
31682 | 39935 | GAGE SET,INSPECTION | 1 | SHORT_NAME | SHORT NAME | GAGE SET,INSPECTION
31685 | 39935 | GAGE SET,INSPECTION | 4 | FUNCT | FUNCTION
31686 | 39935 | GAGE SET,INSPECTION | 5 | FINISH | FINISH
31687 | 39935 | GAGE SET,INSPECTION | 6 | MATL | MATERIAL
31688 | 39935 | GAGE SET,INSPECTION | 7 | CONTENT | CONTENT
31689 | 39935 | GAGE SET,INSPECTION | 8 | CONTENT_2 | CONTENT 2
31690 | 39935 | GAGE SET,INSPECTION | 9 | CONTENT_3 | CONTENT 3
31691 | 39935 | GAGE SET,INSPECTION | 10 | CONTENT_4 | CONTENT 4
31692 | 39935 | GAGE SET,INSPECTION | 11 | CONTENT_5 | CONTENT 5
31699
31717 | 40919 | DISPENSER,SEALANT | 1 | SHORT_NAME | SHORT NAME | DISPENSER
31720 | 40919 | DISPENSER,SEALANT | 4 | TYPE | TYPE
31721 | 40919 | DISPENSER,SEALANT | 5 | DIMENSION | DIMENSION
31722 | 40919 | DISPENSER,SEALANT | 6 | DISPENSER_TYPE | DISPENSER TYPE
31723 | 40919 | DISPENSER,SEALANT | 7 | MTG_DATA | MOUNTING DATA
31724 | 40919 | DISPENSER,SEALANT | 8 | DISPENSER_MATL | DISPENSER MATERIAL
31725 | 40919 | DISPENSER,SEALANT | 9 | CAPACITY | CAPACITY
31726 | 40919 | DISPENSER,SEALANT | 10 | CARTRIDGE_SIZE | CARTRIDGE SIZE
31727 | 40919 | DISPENSER,SEALANT | 11 | COLOR | COLOR
31733
31734 | 41258 | PRINT HEAD,AUTOMATIC DATA PROCESSING | 1 | SHORT_NAME | SHORT NAME | PRINT,HEAD
31736 | 41258 | PRINT HEAD,AUTOMATIC DATA PROCESSING | 3 | PRINT_HEAD_TYPE | PRINT HEAD TYPE
31737 | 41258 | PRINT HEAD,AUTOMATIC DATA PROCESSING | 4 | PRINT_DATA | PRINT DATA
31738 | 41258 | PRINT HEAD,AUTOMATIC DATA PROCESSING | 5 | CONNECTION_DATA | CONNECTION DATA
31739 | 41258 | PRINT HEAD,AUTOMATIC DATA PROCESSING | 6 | MTG_DATA | MOUNTING DATA
31746
31747 | 41951 | STRAND,DESOLDERING | 1 | SHORT_NAME | SHORT NAME | STRAND,DESOLDERING
31750 | 41951 | STRAND,DESOLDERING | 4 | TYPE | TYPE
31751 | 41951 | STRAND,DESOLDERING | 5 | SIZE | SIZE
31752 | 41951 | STRAND,DESOLDERING | 6 | MATL | MATERIAL
31753 | 41951 | STRAND,DESOLDERING | 7 | COLOR | COLOR
31754 | 41951 | STRAND,DESOLDERING | 8 | FUNCT | FUNCTION
31761
31812 | 42572 | RIBBON,INKING | 1 | SHORT_NAME | SHORT NAME | RIBBON,INKING
31814 | 42572 | RIBBON,INKING | 3 | TYPE | TYPE
31815 | 42572 | RIBBON,INKING | 4 | SIZE | SIZE
31817 | 42572 | RIBBON,INKING | 6 | THK | THICKNESS
31818 | 42572 | RIBBON,INKING | 7 | COLOR | COLOR
31819 | 42572 | RIBBON,INKING | 8 | MATL | MATERIAL
31826
31827 | 42684 | CALCULATOR,ELECTRONIC | 1 | SHORT_NAME | SHORT NAME | CALCULATOR,ELTR
31829 | 42684 | CALCULATOR,ELECTRONIC | 3 | TYPE | TYPE
31830 | 42684 | CALCULATOR,ELECTRONIC | 4 | DIMENSION | DIMENSION
31831 | 42684 | CALCULATOR,ELECTRONIC | 5 | CALCULATOR_KEYBOARD_TYPE | CALCULATOR KEYBOARD TYPE
31832 | 42684 | CALCULATOR,ELECTRONIC | 6 | DISPLAY_DATA | DISPLAY DATA
31833 | 42684 | CALCULATOR,ELECTRONIC | 7 | POWER | POWER
31834 | 42684 | CALCULATOR,ELECTRONIC | 8 | OUTPUT_DATA | OUTPUT DATA
31835 | 42684 | CALCULATOR,ELECTRONIC | 9 | CALCULATOR_FUNCTION | CALCULATOR FUNCTION
31836 | 42684 | CALCULATOR,ELECTRONIC | 10 | CALCULATOR_FUNCTION_2 | CALCULATOR FUNCTION 2
31837 | 42684 | CALCULATOR,ELECTRONIC | 11 | CALCULATOR_FUNCTION_3 | CALCULATOR FUNCTION 3
31838 | 42684 | CALCULATOR,ELECTRONIC | 12 | CALCULATOR_FUNCTION_4 | CALCULATOR FUNCTION 4
31839 | 42684 | CALCULATOR,ELECTRONIC | 13 | CALCULATOR_FUNCTION_5 | CALCULATOR FUNCTION 5
31846
31861 | 46848 | TORCH,GAS | 1 | SHORT_NAME | SHORT NAME | TORCH,GAS
31864 | 46848 | TORCH,GAS | 4 | TYPE | TYPE
31865 | 46848 | TORCH,GAS | 5 | SIZE | SIZE
31866 | 46848 | TORCH,GAS | 6 | CONNECTION_DATA | CONNECTION DATA
31867 | 46848 | TORCH,GAS | 7 | FUEL_TYPE | FUEL TYPE
31868 | 46848 | TORCH,GAS | 8 | MEDIA_DESIGNED | MEDIA DESIGNED
31869 | 46848 | TORCH,GAS | 9 | FINISH | FINISH
31870 | 46848 | TORCH,GAS | 10 | MATL | MATERIAL
31871 | 46848 | TORCH,GAS | 11 | TORCH_ORIFICE_DIA | TORCH ORIFICE DIA
31878
31897 | 48846 | CARTRIDGE,TONER | 1 | SHORT_NAME | SHORT NAME | CARTRIDGE,TONER
31898 | 48846 | CARTRIDGE,TONER | 2 | TONER_SPECIFIC_USE | TONER SPECIFIC USE
31899 | 48846 | CARTRIDGE,TONER | 3 | TONER_TYPE | TONER TYPE
31900 | 48846 | CARTRIDGE,TONER | 4 | CARTRIDGE_SIZE | CARTRIDGE SIZE
31901 | 48846 | CARTRIDGE,TONER | 5 | COLOR | COLOR
31902 | 48846 | CARTRIDGE,TONER | 6 | INK_CARTRIDGE_CAPACITY | INK CARTRIDGE CAPACITY
31903 | 48846 | CARTRIDGE,TONER | 7 | ENVIRON_PROT | ENVIRON PROTECTION
31910 | 48846 | CARTRIDGE,TONER | 14 | WHERE_USED | WHERE USED
31912
31913 | 51156 | LABEL TAPE,PRESSURE SENSITIVE ADHESIVE | 1 | SHORT_NAME | SHORT NAME | LABEL,ADHESIVE
31915 | 51156 | LABEL TAPE,PRESSURE SENSITIVE ADHESIVE | 3 | TYPE | TYPE
31916 | 51156 | LABEL TAPE,PRESSURE SENSITIVE ADHESIVE | 4 | SIZE | SIZE
31917 | 51156 | LABEL TAPE,PRESSURE SENSITIVE ADHESIVE | 5 | COLOR | COLOR
31918 | 51156 | LABEL TAPE,PRESSURE SENSITIVE ADHESIVE | 6 | FINISH | FINISH
31919 | 51156 | LABEL TAPE,PRESSURE SENSITIVE ADHESIVE | 7 | MATL | MATERIAL
31925
31980 | 53173 | INSERT AND TOOL SET,SCREW THREAD | 1 | SHORT_NAME | SHORT NAME | SET,INSERT & TOOL
31982 | 53173 | INSERT AND TOOL SET,SCREW THREAD | 3 | DRILL_SIZE | DRILL SIZE
31983 | 53173 | INSERT AND TOOL SET,SCREW THREAD | 4 | INSERT_SIZE | INSERT SIZE
31984 | 53173 | INSERT AND TOOL SET,SCREW THREAD | 5 | LG | LENGTH
31985 | 53173 | INSERT AND TOOL SET,SCREW THREAD | 6 | TAP_THD_SIZE_SERIES | TAP THREAD SIZE SERIES
31986 | 53173 | INSERT AND TOOL SET,SCREW THREAD | 7 | THD_SIZE_SERIES | THREAD SIZE SERIES
31987 | 53173 | INSERT AND TOOL SET,SCREW THREAD | 8 | THD_PITCH | THREAD PITCH
31988 | 53173 | INSERT AND TOOL SET,SCREW THREAD | 9 | THDS_PER_IN | THREADS PER INCH
31989 | 53173 | INSERT AND TOOL SET,SCREW THREAD | 10 | MATL | MATERIAL
31996