## Sheet1
Customer Code | Job No | Project | SE Code | SE Comments | CE Code | CE Comments | Production User | Activities | Sort Code | Sort Comment | QE Code | QE Comments | QA Code | QA Comments | DE Code | Corrected By | Start Date | Accepted Date | Batch | Quality A/R | Grihasoft Attribute Names | Original Slno | SLNO | Item | Item Group | Description | Secondary description | Manufacturer | Manufacturer catalog | Vendor | Vendor Catalog | Vendor Code | Buy UOM | Issue Uom | Price | Category | Sub cateogry | GTIN | GL Code | GL Code Description | Specilaity | Sub | Division | Level1 | Level2 | Level3 | User Item Type_1 | Inventory Item | Costing Enabled | Inventory Asset Value | Stocked | Inventory Planning Method | Replenishment Source Type | Planner | Minimum Min-Max Quantity | Maximum Min-Max Quantity | Purchased | List Price | Charge Dept/Cost Center | Lifecycle Phase | Item Status | Template Name | User Item Type | Lot Control | Lot User Defined | Lot Expiration Enabled | Lot Divisble | Starting Lot Prefix | Starting Lot Number | Serial Number Control | Starting Serial Prefix | Starting Serial Number | Cycle Count Enabled | Expense/Clearing Account | Asset Category | Item Description Update | HAAD Code | DHA Code | Item Creation Date | Griha_Vdr Name | Griha_Vdr Parent Name | GrihaVdrCat | Griha_Mfr Name | Griha_Mfr Parent Name | GrihaMfrCat | Ref Name | Ref Catalog | Ref # | UOM1 | Qty1 | UOM2 | Qty2 | UOM3 | Qty3 | UNSPSC Segment Code | UNSPSC Segment Description | UNSPSC Family Code | UNSPSC Family Description | UNSPSC Class Code | UNSPSC Class Description | UNSPSC Commodity Code | UNSPSC Commodity Description | Unspsc 25 Version | Long Description | Miscellaneous_1 | Short 40 Description | Len | Name | Type | Brandname | Composition | Age | Gender | Size | Primary Dimensions | Secondary Dimensions | Volume | Weight | Location | Properties | Sterile_NonSterile | Latex_LatexFree | Disposable_Reusable | Color | Miscellaneous | URL | Validation Comments | Packaging Comments | Classificaion Comments | Griha Comments | Potential Duplicate | Description Duplicate | Remarks | Status | Production Comments
ESI | 006 |  | SXH |  |  |  | CHJ | Data Enrichment | [12 empty] | CYTOMED | 20381 | 516469 | 11500974 | Leica Microsystems - Spare parts | Pair of 12V 100W lamp for Leica DM2500 Microscope | Pair of 12V 100W lamp for Leica DM2500 Microscope | leica Microsystems | - |  | - | - | Nos | - | - | Equipment | Service Type | - | - | - | ORTHOPAEDICS | - | Medical Equipment and Accessories and Supplies | Orthopedic surgical implants | Spinal implants | Spinal rod | - | Y | Y | Y | Y | - | - | - | - | - | Y | 510 | - | - | Active | - | - | N | N | - | - | - | - | - | - | - | - | - | - | - | C1776 | C1776 | 44692.5703 | [23 empty] | 41191506 Microscopes and accessories |  |  |  |  | LAMP | HALOGEN |  |  |  |  | 12V, 100W | [5 empty] | FOR DM2500 MICROSCOPE | [5 empty] | https://channel.gimitec.com/content/leica-microsystems-part-list | [7 empty] | Production Completed | Production Completed
ESI | 006 |  | SXH |  |  |  | CHJ | Data Enrichment | [12 empty] | CYTOMED | 20387 | 516471 | 13613220 | Leica Microsystems - Spare parts | 45 degree Bino EZ Tube 10X/18 | 45 degree Bino EZ Tube 10X/18 | leica Microsystems | - |  | - | - | Nos | - | - | Equipment | Service Type | - | - | - | INSTRUMENT | - | NMC-Default | Na | NA | NA | - | Y | Y | Y | Y | - | - | - | - | - | Y | 1710 | - | - | Active | - | - | N | N | - | - | - | - | - | - | - | - | - | - | - | - | - | 44693.6836 | [23 empty] | 41111733 Microscope tubes |  |  |  |  | TUBE | MICROSCOPE |  |  |  |  | 45 DEGREE, 18MM | [5 empty] | BINOCULAR, EZ, 10X | [5 empty] | https://channel.gimitec.com/content/leica-microsystems-part-list | [7 empty] | Production Completed | Production Completed
ESI | 006 |  | SXH |  |  |  | CHJ | Data Enrichment | [12 empty] | CYTOMED | 20390 | 516472 | 10450252 | Leica Microsystems - Spare parts | Inclined binocular tube 45" | Inclined binocular tube 45" | leica Microsystems | - |  | - | - | Nos | - | - | Spare Part | Service Type | - | - | - | INSTRUMENT | - | NMC-Default | Na | NA | NA | - | Y | Y | Y | Y | - | - | - | - | - | Y | 2035 | - | - | Active | - | - | N | N | - | - | - | - | - | - | - | - | - | - | - | - | - | 44693.701 | [23 empty] | 41111733 Microscope tubes |  |  |  |  | TUBE | MICROSCOPE | [5 empty] | 45IN |  |  |  |  | BINOCULAR, INCLINED | [5 empty] | https://channel.gimitec.com/content/leica-microsystems-part-list | [7 empty] | Production Completed | Production Completed
ESI | 006 |  | SXH |  |  |  | CHJ | Data Enrichment | [12 empty] | CYTOMED | 20394 | 516474 | 11888702 | Leica Microsystems - Spare parts | Revolving nosepiece BF/DF, 5-fold IND | Revolving nosepiece BF/DF, 5-fold IND | leica Microsystems | - |  | - | - | Nos | - | - |  | Service Type | - | - | - | CATHLAB | - | Medical Equipment and Accessories and Supplies | Medical diagnostic imaging and nuclear medicine products | Vascular imaging and interventional cardiology and cardiac catheterization lab products | Diagnostic or interventional vascular catheters or sets | - | Y | Y | Y | Y | - | - | - | - | - | Y | 800 | - | - | Active | - | - | Y | Y | - | - | - | - | - | - | - | - | - | - | - | C1731 | C1731 | 44694.3541 | [23 empty] | 41191506 Microscopes and accessories |  |  |  |  | NOSEPIECE | MICROSCOPE | [10 empty] | REVOLVING, BF/DF, 5-FOLD, IND | [5 empty] | https://channel.gimitec.com/content/leica-microsystems-part-list | [7 empty] | Production Completed | Production Completed
ESI | 006 |  | SXH |  |  |  | CHJ | Data Enrichment | [12 empty] | CYTOMED | 20395 | 516475 | 11561553 | Leica Microsystems - Spare parts | IL axis, 4-fold, IND LED | IL axis, 4-fold, IND LED | leica Microsystems | - |  | - | - | Nos | - | - |  | Service Type | - | - | - | OPERATION THEATRE | - | Medical Equipment and Accessories and Supplies | Surgical products | Suture and surgical tissue closure instruments and related products | Surgical suture or wire passers or related products | - | Y | Y | Y | Y | - | - | - | - | - | Y | 550 | - | - | Active | - | - | N | N | - | - | - | - | - | - | - | - | - | - | - | D7911 | D7911 | 44694.5149 | [23 empty] | 41191506 Microscopes and accessories |  |  |  |  | LIGHT | MICROSCOPE | [10 empty] | IL AXIS, 4-FOLD, LED, IND | [5 empty] | https://channel.gimitec.com/content/leica-microsystems-part-list | [7 empty] | Production Completed | Production Completed
ESI | 006 |  | SXH |  |  |  | CHJ | Data Enrichment | [12 empty] | CYTOMED | 20397 | 516476 | 11888703 | Leica Microsystems - Spare parts | Ergo stage IND 76x50 w. stage bracket | Ergo stage IND 76x50 w. stage bracket | leica Microsystems | - |  | - | - | Nos | - | - |  | Service Type | - | - | - | ORTHOPAEDICS | - | Medical Equipment and Accessories and Supplies | Orthopedic surgical implants | Spinal implants | Spinal implants | - | Y | Y | Y | Y | - | - | - | - | - | Y | 9500 | - | - | Active | - | - | N | N | - | - | - | - | - | - | - | - | - | - | - | C1776 | C1776 | 44694.5909 | [23 empty] | 41111734 Microscope stages |  |  |  |  | STAGE | MICROSCOPE | [5 empty] | 76X50MM |  |  |  |  | ERGO, BRACKET | [5 empty] | https://channel.gimitec.com/content/leica-microsystems-part-list | [7 empty] | Production Completed | Production Completed
ESI | 006 |  | SXH |  |  |  | CHJ | Data Enrichment | [12 empty] | CYTOMED | 20398 | 516477 | 11888711 | Leica Microsystems - Spare parts | Slide holder IND | Slide holder IND | leica Microsystems | - |  | - | - | Nos | - | - |  | Service Type | - | - | - | ORTHOPAEDICS | - | Medical Equipment and Accessories and Supplies | Orthopedic surgical implants | Orthopedic trauma implants | Bone screw | - | Y | Y | Y | Y | - | - | - | - | - | Y | 2300 | - | - | Active | - | - | N | N | - | - | - | - | - | - | - | - | - | - | - | C1713 | C1713 | 44694.5993 | [23 empty] | 41191506 Microscopes and accessories |  |  |  |  | HOLDER | SLIDE | [10 empty] | IND | [5 empty] | https://channel.gimitec.com/content/leica-microsystems-part-list | [7 empty] | Production Completed | Production Completed
ESI | 006 |  | SXH |  |  |  | CHJ | Data Enrichment | [12 empty] | CYTOMED | 20399 | 516478 | 11571015 | Leica Microsystems - Spare parts | Reflector DF, fixed | Reflector DF, fixed | leica Microsystems | - |  | - | - | Nos | - | - |  | Service Type | - | - | - | ORTHOPAEDICS | - | Medical Equipment and Accessories and Supplies | Orthopedic surgical implants | Spinal implants | Spinal rod | - | Y | Y | Y | Y | - | - | - | - | - | Y | 1500 | - | - | Active | - | - | N | N | - | - | - | - | - | - | - | - | - | - | - | C1776 | C1776 | 44694.6031 | [23 empty] | 41191506 Microscopes and accessories |  |  |  |  | REFLECTOR | MICROSCOPE | [10 empty] | FIXED | [5 empty] | https://channel.gimitec.com/content/leica-microsystems-part-list | [7 empty] | Production Completed | Production Completed
ESI | 006 |  | SXH |  |  |  | CHJ | Data Enrichment | [12 empty] | CYTOMED | 20401 | 516479 | 10450042 | Leica Microsystems - Spare parts | Trinocular tube 50% | Trinocular tube 50% | leica Microsystems | - |  | - | - | Nos | - | - | Device accessory | Service Type | - | - | - | OPERATION THEATRE | - | Medical Equipment and Accessories and Supplies | Patient care and treatment products and supplies | Electrotherapy equipment | Electrotherapy lead wires or cables | - | Y | Y | Y | Y | - | - | - | - | - | Y | 4500 | - | - | Active | - | - | N | N | - | - | - | - | - | - | - | - | - | - | - | A4649 | A4649 | 44694.6979 | [23 empty] | 41111733 Microscope tubes |  |  |  |  | TUBE | MICROSCOPE | [10 empty] | TRINOCULAR 50% | [5 empty] | https://channel.gimitec.com/content/leica-microsystems-part-list | [7 empty] | Production Completed | Production Completed
ESI | 006 |  | SXH |  |  |  | CHJ | Data Enrichment | [12 empty] | CYTOMED | 20402 | 516480 | 10450036 | Leica Microsystems - Spare parts | Leica M205 C optics carrier | Leica M205 C optics carrier | leica Microsystems | - |  | - | - | Nos | - | - | Equipment | Service Type | - | - | - | OPERATION THEATRE | - | Medical Equipment and Accessories and Supplies | Surgical products | Surgical dilators and probes and grooves and related products | Surgical dilators or accessories | - | Y | Y | Y | Y | - | - | - | - | - | Y | 4500 | - | - | Active | - | - | N | N | - | - | - | - | - | - | - | - | - | - | - | A4649 | A4649 | 44694.6997 | [23 empty] | 41191506 Microscopes and accessories |  |  |  |  | CARRIER | MICROSCOPE | [10 empty] | M205 C MODEL | [5 empty] | https://channel.gimitec.com/content/leica-microsystems-part-list | [7 empty] | Production Completed | Production Completed
ESI | 006 |  | SXH |  |  |  | CHJ | Data Enrichment | [12 empty] | CYTOMED | 20403 | 516481 | 11541537 | Leica Microsystems - Spare parts | C-mount adapter 0,63x HC f. 2/3" | C-mount adapter 0,63x HC f. 2/3" | leica Microsystems | - |  | - | - | Nos | - | - |  | Service Type | - | - | - | INSTRUMENT | - | NMC-Default | Na | NA | NA | - | Y | Y | Y | Y | - | - | - | - | - | Y | 570 | - | - | Active | - | - | N | N | - | - | - | - | - | - | - | - | - | - | - | - | - | 44694.7069 | [23 empty] | 41191506 Microscopes and accessories |  |  |  |  | ADAPTER | MICROSCOPE | [10 empty] | C-MOUNT, 0.63X HC FOR 2/3IN | [5 empty] | https://spectraservices.com/product/541537.html | [7 empty] | Production Completed | Production Completed
ESI | 006 |  | SXH |  |  |  | CHJ | Data Enrichment | [12 empty] | CYTOMED | 20405 | 516483 | 10450172 | Leica Microsystems - Spare parts | Focus drive 500 mm M-Series Routine | Focus drive 500 mm M-Series Routine | leica Microsystems | - |  | - | - | Nos | - | - | Device accessory | Service Type | - | - | - | INSTRUMENT | - | NMC-Default | Na | NA | NA | - | Y | Y | Y | Y | - | - | - | - | - | Y | 570 | - | - | Active | - | - | N | N | - | - | - | - | - | - | - | - | - | - | - | - | - | 44694.7107 | [23 empty] | 41191506 Microscopes and accessories |  |  |  |  | DRIVE | MICROSCOPE | [5 empty] | 500MM |  |  |  |  | FOCUS, M-SERIES ROUTINE | [5 empty] | https://channel.gimitec.com/content/leica-microsystems-part-list | [7 empty] | Production Completed | Production Completed
ESI | 006 |  | SXH |  |  |  | CHJ | Data Enrichment | [12 empty] | CYTOMED | 20407 | 516484 | 12730208 | Leica Microsystems - Spare parts | LAS Dealer Dongle | LAS Dealer Dongle | leica Microsystems | - |  | - | - | Nos | - | - |  | Service Type | - | - | - | INSTRUMENT | - | NMC-Default | Na | NA | NA | - | Y | Y | Y | Y | - | - | - | - | - | Y | 2000 | - | - | Active | - | - | N | N | - | - | - | - | - | - | - | - | - | - | - | - | - | 44694.7132 | [23 empty] | 41191506 Microscopes and accessories |  |  |  |  | DONGLE | MICROSCOPE | [10 empty] | LAS, DEALER | [5 empty] | https://channel.gimitec.com/content/leica-microsystems-part-list | [7 empty] | Production Completed | Production Completed
ESI | 006 |  | SXH |  |  |  | CHJ | Data Enrichment | [12 empty] | CYTOMED | 20408 | 516485 | 10447367 | Leica Microsystems - Spare parts | Video Objective 0.63x | Video Objective 0.63x | leica Microsystems | - |  | - | - | Nos | - | - | Equipment | Service Type | - | - | - | INSTRUMENT | - | NMC-Default | Na | NA | NA | - | Y | Y | Y | Y | - | - | - | - | - | Y | 120 | - | - | Active | - | - | N | N | - | - | - | - | - | - | - | - | - | - | - | - | - | 44694.7144 | [23 empty] | 41111705 Microscope objectives |  |  |  |  | OBJECTIVE | MICROSCOPE | [10 empty] | VIDEO, 0.63X MAGNIFICATION | [5 empty] | https://channel.gimitec.com/content/leica-microsystems-part-list | [7 empty] | Production Completed | Production Completed
ESI | 006 |  | SXH |  |  |  | CHJ | Data Enrichment | [12 empty] | CYTOMED | 20409 | 516486 | 10450205 | Leica Microsystems - Spare parts | Clamp-combi light guide-highend M-ser | Clamp-combi light guide-highend M-ser | leica Microsystems | - |  | - | - | Nos | - | - | Device accessory | Service Type | - | - | - | ORTHOPAEDICS | - | Medical Equipment and Accessories and Supplies | Orthopedic surgical implants | Spinal implants | Spinal interbody cage | - | Y | Y | Y | Y | - | - | - | - | - | Y | 8550 | - | - | Active | - | - | N | N | - | - | - | - | - | - | - | - | - | - | - | C1776 | C1776 | 44698.399 | [23 empty] | 41191506 Microscopes and accessories |  |  |  |  | CLAMP | MICROSCOPE | [10 empty] | COMBI LIGHT GUIDE, HIGHEND, M-SERIES | [5 empty] | https://channel.gimitec.com/content/leica-microsystems-part-list | [7 empty] | Production Completed | Production Completed
ESI | 006 |  | SXH |  |  |  | CHJ | Data Enrichment | [12 empty] | CYTOMED | 20417 | 516487 | 11501155 | Leica Microsystems - Spare parts | Light ring slide PH1-CL | Light ring slide PH1-CL | leica Microsystems | - |  | - | - | Nos | - | - | Device accessory | Service Type | - | - | - | CATHLAB | - | Medical Equipment and Accessories and Supplies | Medical diagnostic imaging and nuclear medicine products | Vascular imaging and interventional cardiology and cardiac catheterization lab products | Vascular coil | - | Y | Y | Y | Y | - | - | - | - | - | Y | 6600 | - | - | Active | - | - | N | N | - | - | - | - | - | - | - | - | - | - | - | A4649 | A4649 | 44698.6039 | [23 empty] | 41191506 Microscopes and accessories |  |  |  |  | SLIDE | MICROSCOPE | [10 empty] | LIGHT RING, PH1-CL | [5 empty] | https://www.richmondscientific.com/wp-content/uploads/2022/07/13-Leica-DME-Microscope-B.pdf | [7 empty] | Production Completed | Production Completed
ESI | 006 |  | SXH |  |  |  | CHJ | Data Enrichment | [12 empty] | CYTOMED | 20418 | 516488 | 11501156 | Leica Microsystems - Spare parts | Light ring slide PH2- CL | Light ring slide PH2- CL | leica Microsystems | - |  | - | - | Nos | - | - | Device accessory | Service Type | - | - | - | CATHLAB | - | Medical Equipment and Accessories and Supplies | Medical diagnostic imaging and nuclear medicine products | Vascular imaging and interventional cardiology and cardiac catheterization lab products | Vascular coil | - | Y | Y | Y | Y | - | - | - | - | - | Y | 6600 | - | - | Active | - | - | N | N | - | - | - | - | - | - | - | - | - | - | - | A4649 | A4649 | 44698.6079 | [23 empty] | 41191506 Microscopes and accessories |  |  |  |  | SLIDE | MICROSCOPE | [10 empty] | LIGHT RING, PH2-CL | [5 empty] | https://www.richmondscientific.com/wp-content/uploads/2022/07/13-Leica-DME-Microscope-B.pdf | [7 empty] | Production Completed | Production Completed
ESI | 006 |  | SXH |  |  |  | CHJ | Data Enrichment | [12 empty] | CYTOMED | 20419 | 516489 | 11501157 | Leica Microsystems - Spare parts | Light ring slide PH3-CL | Light ring slide PH3-CL | leica Microsystems | - |  | - | - | Nos | - | - | Device accessory | Service Type | - | - | - | CATHLAB | - | Medical Equipment and Accessories and Supplies | Medical diagnostic imaging and nuclear medicine products | Vascular imaging and interventional cardiology and cardiac catheterization lab products | Vascular coil | - | Y | Y | Y | Y | - | - | - | - | - | Y | 6600 | - | - | Active | - | - | N | N | - | - | - | - | - | - | - | - | - | - | - | A4649 | A4649 | 44698.6244 | [23 empty] | 41191506 Microscopes and accessories |  |  |  |  | SLIDE | MICROSCOPE | [10 empty] | LIGHT RING, PH3-CL | [5 empty] | https://www.richmondscientific.com/wp-content/uploads/2022/07/13-Leica-DME-Microscope-B.pdf | [7 empty] | Production Completed | Production Completed
ESI | 006 |  | SXH |  |  |  | CHJ | Data Enrichment | [12 empty] | CYTOMED | 20420 | 516490 | 11501158 | Leica Microsystems - Spare parts | Light ring slide DF-CL | Light ring slide DF-CL | leica Microsystems | - |  | - | - | Nos | - | - | Device accessory | Service Type | - | - | - | OPERATION THEATRE | - | Medical Equipment and Accessories and Supplies | Surgical products | Surgical support supplies | Surgical custom or specialty procedure packs | - | Y | Y | Y | Y | - | - | - | - | - | Y | 4045 | - | - | Active | - | - | N | N | - | - | - | - | - | - | - | - | - | - | - | A4649 | A4649 | 44698.678 | [23 empty] | 41191506 Microscopes and accessories |  |  |  |  | SLIDE | MICROSCOPE | [10 empty] | LIGHT RING, DF-CL | [5 empty] | https://www.richmondscientific.com/wp-content/uploads/2022/07/13-Leica-DME-Microscope-B.pdf | [7 empty] | Production Completed | Production Completed
ESI | 006 |  | SXH |  |  |  | CHJ | Data Enrichment | [12 empty] | CYTOMED | 20421 | 516491 | 11888141 | Leica Microsystems - Spare parts | Rev. nosepiece 7- fold for DM2000/2500 | Rev. nosepiece 7- fold for DM2000/2500 | leica Microsystems | - |  | - | - | Nos | - | - | Device accessory | Service Type | - | - | - | OPERATION THEATRE | - | Medical Equipment and Accessories and Supplies | Orthopedic surgical implants | Orthopedic trauma implants | Orthopedic trauma implants | - | Y | Y | Y | Y | - | - | - | - | - | Y | 1650 | - | - | Active | - | - | N | N | - | - | - | - | - | - | - | - | - | - | - | C1713 | C1713 | 44698.6961 | [23 empty] | 41111753 Manual microscope nosepiece |  |  |  |  | NOSEPIECE | MICROSCOPE | [10 empty] | 7-FOLD, REV, FOR DM2000/2500 | [5 empty] | https://channel.gimitec.com/content/leica-microsystems-part-list | [7 empty] | Production Completed | Production Completed
ESI | 006 |  | SXH |  |  |  | CHJ | Data Enrichment | [12 empty] | CYTOMED | 20422 | 516492 | 11505211 | Leica Microsystems - Spare parts | True color blue filter for DM2500 | True color blue filter for DM2500 | leica Microsystems | - |  | - | - | Nos | - | - | Device accessory | Service Type | - | - | - | OPERATION THEATRE | - | Medical Equipment and Accessories and Supplies | Orthopedic surgical implants | Orthopedic trauma implants | Orthopedic trauma implants | - | Y | Y | Y | Y | - | - | - | - | - | Y | 1000 | - | - | Active | - | - | N | N | - | - | - | - | - | - | - | - | - | - | - | C1713 | C1713 | 44698.6982 | [23 empty] | 41191506 Microscopes and accessories |  |  |  |  | FILTER | MICROSCOPE | [10 empty] | TRUE COLOR, DM2500 |  |  |  | BLUE |  | https://channel.gimitec.com/content/leica-microsystems-part-list | [7 empty] | Production Completed | Production Completed
ESI | 006 |  | SXH |  |  |  | CHJ | Data Enrichment | [12 empty] | CYTOMED | 20423 | 516493 | 11500334 | Leica Microsystems - Spare parts | Power Supply EBQ 100-04-L | Power Supply EBQ 100-04-L | leica Microsystems | - |  | - | - | Nos | - | - | Device accessory | Service Type | - | - | - | CATHLAB | - | Medical Equipment and Accessories and Supplies | Surgical products | Surgical support supplies | Introducer or guide pin or guidewire or glidewire for non endoscopic surgical or open heart procedures | - | Y | Y | Y | Y | - | - | - | - | - | Y | 1500 | - | - | Active | - | - | N | N | - | - | - | - | - | - | - | - | - | - | - | C1769 | C1769 | 44698.7083 | [23 empty] | 41191506 Microscopes and accessories |  |  |  |  | SUPPLY | POWER | [10 empty] | EBQ |  |  |  |  | 100-04-L | https://channel.gimitec.com/content/leica-microsystems-part-list | [7 empty] | Production Completed | Production Completed
ESI | 006 |  | SXH |  |  |  | CHJ | Data Enrichment | [12 empty] | CYTOMED | 20424 | 516494 | 11505087 | Leica Microsystems - Spare parts | Polarizer in mount, 32mm | Polarizer in mount, 32mm | leica Microsystems | - |  | - | - | Nos | - | - | Device accessory | Service Type | - | - | - | LABORATORY | - | Laboratory and Measuring and Observing and Testing Equipment | Measuring and observing and testing instruments | Patient point of care testing supplies and equipment | Rapid test kits | - | Y | Y | Y | Y | - | - | - | - | - | Y | 425 | - | - | Active | - | - | Y | Y | - | - | - | - | - | - | - | - | - | - | - | A4649 | A4649 | 44698.7284 | [23 empty] | 41191506 Microscopes and accessories |  |  |  |  | POLARIZER | MICROSCOPE | [5 empty] | 32MM |  |  |  |  | IN MOUNT | [5 empty] | https://channel.gimitec.com/content/leica-microsystems-part-list | [7 empty] | Production Completed | Production Completed
ESI | 006 |  | SXH |  |  |  | CHJ | Data Enrichment | [12 empty] | CYTOMED | 20426 | 516495 | 10447098 | Leica Microsystems - Spare parts | Horizontal arm standard | Horizontal arm standard | leica Microsystems | - |  | - | - | Piece | - | - | Equipment | Service Type | - | - | - | ORTHOPAEDICS | - | Medical Equipment and Accessories and Supplies | Orthopedic surgical implants | Orthopedic trauma implants | Bone screw | - | Y | Y | Y | Y | - | - | - | - | - | Y | 57.33 | - | - | Active | - | - | N | N | - | - | - | - | - | - | - | - | - | - | - | C1713 | C1713 | 44699.3908 | [23 empty] | 41191506 Microscopes and accessories |  |  |  |  | ARM | MICROSCOPE | [10 empty] | HORIZONTAL, STANDARD | [5 empty] | https://channel.gimitec.com/content/leica-microsystems-part-list | [7 empty] | Production Completed | Production Completed
ESI | 006 |  | SXH |  |  |  | CHJ | Data Enrichment | [12 empty] | CYTOMED | 20430 | 516496 | 11516482 | Leica Microsystems - Spare parts | Immersion oil, TYPE A | Immersion oil, TYPE A | leica Microsystems | - |  | - | - | Nos | - | - | Consumables | Service Type | - | - | - | DENTAL | - | Medical Equipment and Accessories and Supplies | Dental equipment and supplies | Orthodontic and prosthodontic equipment and supplies | Orthodontic and prosthodontic equipment and supplies | - | Y | Y | Y | Y | - | - | - | - | - | Y | 85 | - | - | Active | - | - | N | N | - | - | - | - | - | - | - | - | - | - | - | A4649 | A4649 | 44699.5738 | [23 empty] | 41122605 Microscope immersion oil |  |  |  |  | OIL | IMMERSION | [10 empty] | TYPE A | [5 empty] | URL NOT FOUND | [7 empty] | Production Completed | Production Completed
ESI | 006 |  | SXH |  |  |  | CHJ | Data Enrichment | [12 empty] | CYTOMED | 20434 | 516497 | 13613005 | Leica Microsystems - Spare parts | DM750 BF 4 Obj HI Plan Kler Outf w/Pntr | DM750 BF 4 Obj HI Plan Kler Outf w/Pntr | leica Microsystems | - |  | - | - | Nos | - | - | Medical Device | Service Type | - | - | - | GENERAL MEDICAL CONSUMABLES | - | Medical Equipment and Accessories and Supplies | Patient care and treatment products and supplies | Urological supplies | Urinary drainage bags or meters | - | Y | Y | Y | Y | - | - | - | - | - | Y | 6.99 | - | - | Active | - | - | N | N | - | - | - | - | - | - | - | - | - | - | - | A4649 | A4649 | 44699.6804 | [23 empty] | 41111705 Microscope objectives |  |  |  |  | OBJECTIVE | MICROSCOPE | [10 empty] | HI PLAN, KLER, OUTFIT WITH PNTR | [5 empty] | https://channel.gimitec.com/content/leica-microsystems-part-list | [7 empty] | Production Completed | Production Completed
ESI | 006 |  | SXH |  |  |  | CHJ | Data Enrichment | [12 empty] | CYTOMED | 20455 | 505372 | 10445663 | Leica Microsystems - Spare parts | Power Cable, 2m-2.5m, BS | Power Cable, 2m-2.5m, BS | leica Microsystems | - | The Manufacturer/ Foreign | - | - | Nos | - | - | Device accessory | Device accessory | - | - | - | INSTRUMENT | - | NMC-Default | Na | NA | NA | - | Y | Y | Y | Y | - | - | - | - | - | Y | 90 | - | - | Active | - | - | N | N | - | - | - | - | - | - | - | - | - | - | - | - | - | 44700.3699 | [23 empty] | 41191506 Microscopes and accessories |  |  |  |  | CABLE | POWER | [5 empty] | 2-2.5MR |  |  |  |  | BS | [5 empty] | https://www.fishersci.co.uk/shop/products/power-cable-6/15277538 | [7 empty] | Production Completed | Production Completed
ESI | 006 |  | SXH |  |  |  | CHJ | Data Enrichment | [12 empty] | CYTOMED | 20464 | 516499 | 11888146 | Leica Microsystems | Ground plate w.filter magaz. f.3 filter | Ground plate w.filter magaz. f.3 filter: Stand ground for Leica DM2500 with filtermagazine for 3 filters 40mm switchable | leica Microsystems | - |  | - | - | Nos | - | - | Device accessory | Service Type | - | - | - | INSTRUMENT | - | NMC-Default | Na | NA | NA | - | Y | Y | Y | Y | - | - | - | - | - | Y | 345 | - | - | Active | - | - | N | N | - | - | - | - | - | - | - | - | - | - | - | - | - | 44700.3925 | [23 empty] | 41191506 Microscopes and accessories |  |  |  |  | PLATE | MICROSCOPE | [10 empty] | GROUND, WITH MAGAZINE, FOR 3 FILTER 40MM SWITCHABLE, DM2500 | [5 empty] | https://channel.gimitec.com/content/leica-microsystems-part-list | [7 empty] | Production Completed | Production Completed
ESI | 006 |  | SXH |  |  |  | CHJ | Data Enrichment | [12 empty] | CYTOMED | 20470 | 516500 | 11888135 | Leica Microsystems | Focus knobs for DM2000/2500/3000 with standard surface | Focus knobs for DM2000/2500/3000 with standard surface | leica Microsystems | - |  | - | - | Nos | - | - | Device accessory | Service Type | - | - | - | INSTRUMENT | - | NMC-Default | Na | NA | NA | - | Y | Y | Y | Y | - | - | - | - | - | Y | 585 | - | - | Active | - | - | N | N | - | - | - | - | - | - | - | - | - | - | - | - | - | 44700.4302 | [23 empty] | 41111755 Microscope knob |  |  |  |  | KNOB | MICROSCOPE | [10 empty] | FOCUS, FOR DM2000/2500/3000 WITH STANDARD SURFACE | [5 empty] | https://channel.gimitec.com/content/leica-microsystems-part-list | [7 empty] | Production Completed | Production Completed
ESI | 006 |  | SXH |  |  |  | CHJ | Data Enrichment | [12 empty] | CYTOMED | 20475 | 516501 | 13613242 | Leica Microsystems | Plan 40X/0.65 NA, 0.31 MM W.D. | Plan 40X/0.65 NA, 0.31 MM W.D. | leica Microsystems | - |  | - | - | Nos | - | - | Equipment | Service Type | - | - | - | STATIONERY | - | NMC-Default | Na | NA | NA | - | Y | Y | Y | Y | - | - | - | - | - | Y | 0.55 | - | - | Active | - | - | N | N | - | - | - | - | - | - | - | - | - | - | - | - | - | 44700.506 | [23 empty] | 41111705 Microscope objectives |  |  |  |  | OBJECTIVE | MICROSCOPE |  |  |  |  | 0.65 | 0.31MM |  |  |  |  | PLAN, 40X MAGNIFICATION | [5 empty] | https://channel.gimitec.com/content/leica-microsystems-part-list | [7 empty] | Production Completed | Production Completed
ESI | 006 |  | SXH |  |  |  | CHJ | Data Enrichment | [12 empty] | CYTOMED | 20476 | 516502 | 13613243 | Leica Microsystems | Plan 100x/1.25 NA,0.10MM W.D., Oil | Plan 100x/1.25 NA,0.10MM W.D., Oil | leica Microsystems | - |  | - | - | Nos | - | - | Equipment | Service Type | - | - | - | OPERATION THEATRE | - | Medical Equipment and Accessories and Supplies | Surgical products | Surgical support supplies | Surgical custom or specialty procedure packs | - | Y | Y | Y | Y | - | - | - | - | - | Y | 3908 | - | - | Active | - | - | N | N | - | - | - | - | - | - | - | - | - | - | - | A4649 | A4649 | 44700.512 | [23 empty] | 41111705 Microscope objectives |  |  |  |  | OBJECTIVE | MICROSCOPE |  |  |  |  | 1.25 | 0.10MM |  |  |  |  | PLAN, 100X MAGNIFICATION, OIL | [5 empty] | https://channel.gimitec.com/content/leica-microsystems-part-list | [7 empty] | Production Completed | Production Completed
ESI | 006 |  | SXH |  |  |  | CHJ | Data Enrichment | [12 empty] | CYTOMED | 20479 | 516504 | 11888133 | Leica Microsystems | Leica DM1000 stand 12V 30, stab | Leica DM1000 stand 12V 30, stab | leica Microsystems | - |  | - | - | Nos | - | - | Equipment | Service Type | - | - | - | STATIONERY | - | NMC-Default | Na | NA | NA | - | Y | Y | Y | Y | - | - | - | - | - | Y | 0.049 | - | - | Active | - | - | N | N | - | - | - | - | - | - | - | - | - | - | - | - | - | 44700.6891 | [23 empty] | 41191506 Microscopes and accessories |  |  |  |  | STAND | MICROSCOPE |  |  |  |  | 12V, 30W | [5 empty] | DM1000, STAB | [5 empty] | https://channel.gimitec.com/content/leica-microsystems-part-list | [7 empty] | Production Completed | Production Completed
ESI | 006 |  | SXH |  |  |  | CHJ | Data Enrichment | [12 empty] | CYTOMED | 20482 | 516505 | 11505210 | Leica Microsystems | True color blue filter DM1000/2000/3000 | True color blue filter DM1000/2000/3000 | leica Microsystems | - |  | - | - | Nos | - | - | Equipment | Service Type | - | - | - | ORTHOPAEDICS | - | Medical Equipment and Accessories and Supplies | Orthopedic surgical implants | Orthopedic trauma implants | Bone screw | - | Y | Y | Y | Y | - | - | - | - | - | Y | 210 | - | - | Active | - | - | N | N | - | - | - | - | - | - | - | - | - | - | - | C1713 | C1713 | 44700.723 | [23 empty] | 41191506 Microscopes and accessories |  |  |  |  | FILTER | MICROSCOPE | [10 empty] | TRUE COLOR, FOR DM1000/2000/3000 |  |  |  | BLUE |  | https://channel.gimitec.com/content/leica-microsystems-part-list | [7 empty] | Production Completed | Production Completed
ESI | 006 |  | SXH |  |  |  | CHJ | Data Enrichment | [12 empty] | CYTOMED | 20487 | 516508 | 11521251 | Leica Microsystems | Condenser S40 / 0.45 | Condenser S40 / 0.45 | leica Microsystems | - |  | - | - | Nos | - | - |  | Service Type | - | - | - | DENTAL | - | Medical Equipment and Accessories and Supplies | Dental equipment and supplies | Orthodontic and prosthodontic equipment and supplies | Orthodontic and prosthodontic equipment and supplies | - | Y | Y | Y | Y | - | - | - | - | - | Y | 0 | - | - | Active | - | - | N | N | - | - | - | - | - | - | - | - | - | - | - | A4649 | A4649 | 44701.5415 | [23 empty] | 41111730 Microscope condensers |  |  |  |  | CONDENSER | MICROSCOPE | [10 empty] | S40/0.45 | [5 empty] | https://channel.gimitec.com/content/leica-microsystems-part-list | [7 empty] | Production Completed | Production Completed
ESI | 006 |  | SXH |  |  |  | CHJ | Data Enrichment | [12 empty] | CYTOMED | 20488 | 516509 | 12730079 | Leica Microsystems | Leica EC3 Digital Camera & SW Kit | Leica EC3 Digital Camera & SW Kit | leica Microsystems | - |  | - | - | Nos | - | - |  | Service Type | - | - | - | DENTAL | - | Medical Equipment and Accessories and Supplies | Orthopedic surgical implants | Orthopedic trauma implants | Bone graft extender or void filler or substitute | - | Y | Y | Y | Y | - | - | - | - | - | Y | 432 | - | - | Active | - | - | Y | Y | - | - | - | - | - | - | - | - | - | - | - | A4649 | A4649 | 44701.5565 | [23 empty] | 41191506 Microscopes and accessories |  |  |  |  | CAMERA | DIGITAL | [10 empty] | EC3, SW KIT | [5 empty] | https://channel.gimitec.com/content/leica-microsystems-part-list | [7 empty] | Production Completed | Production Completed
ESI | 006 |  | SXH |  |  |  | CHJ | Data Enrichment | [12 empty] | CYTOMED | 20490 | 516510 | 10450290 | Leica Microsystems | Leica F12 I Floorstand | Leica F12 I Floorstand | leica Microsystems | - |  | - | - | Nos | - | - |  | Service Type | - | - | - | GENERAL MEDICAL CONSUMABLES | - | Medical Equipment and Accessories and Supplies | Surgical products | Surgical cutting instruments and snares and related products | Surgical curettes or loops | - | Y | Y | Y | Y | - | - | - | - | - | Y | 700 | - | - | Active | - | - | N | N | - | - | - | - | - | - | - | - | - | - | - | A4649 | A4649 | 44701.6273 | [23 empty] | 41191506 Microscopes and accessories |  |  |  |  | STAND | FLOOR | [10 empty] | F12, I | [5 empty] | https://channel.gimitec.com/content/leica-microsystems-part-list | [7 empty] | Production Completed | Production Completed
ESI | 006 |  | SXH |  |  |  | CHJ | Data Enrichment | [12 empty] | CYTOMED | 20492 | 516511 | 10446294 | Leica Microsystems | Leica S6 E Stereozoom0.63 x-4.0x | Leica S6 E Stereozoom0.63 x-4.0x | leica Microsystems | - |  | - | - | Nos | - | - | Equipment | Service Type | - | - | - | GENERAL MEDICAL CONSUMABLES | - | Medical Equipment and Accessories and Supplies | Surgical products | Surgical cutting instruments and snares and related products | Surgical curettes or loops | - | Y | Y | Y | Y | - | - | - | - | - | Y | 700 | - | - | Active | - | - | N | N | - | - | - | - | - | - | - | - | - | - | - | A4649 | A4649 | 44701.6433 | [23 empty] | 41111703 Stereo or dissecting light microscopes |  |  |  |  | MICROSCOPE | STEREO | [10 empty] | S6 E, 0.63X-4.0X MAGNIFICATION | [5 empty] | https://channel.gimitec.com/content/leica-microsystems-part-list | [7 empty] | Production Completed | Production Completed
ESI | 006 |  | SXH |  |  |  | CHJ | Data Enrichment | [12 empty] | CYTOMED | 20493 | 516512 | 10447136 | Leica Microsystems | Eyepiece 10x/23B, for eyeglasses | Eyepiece 10x/23B, for eyeglasses | leica Microsystems | - |  | - | - | Nos | - | - | Equipment | Service Type | - | - | - | GENERAL MEDICAL CONSUMABLES | - | Medical Equipment and Accessories and Supplies | Surgical products | Surgical cutting instruments and snares and related products | Surgical curettes or loops | - | Y | Y | Y | Y | - | - | - | - | - | Y | 700 | - | - | Active | - | - | N | N | - | - | - | - | - | - | - | - | - | - | - | A4649 | A4649 | 44701.6457 | [23 empty] | 41111729 Microscope eyepieces |  |  |  |  | EYEPIECE | MICROSCOPE | [10 empty] | 10X MAGNIFIFCATION, 23B, FOR EYEGLASSES | [5 empty] | https://channel.gimitec.com/content/leica-microsystems-part-list | [7 empty] | Production Completed | Production Completed
ESI | 006 |  | SXH |  |  |  | CHJ | Data Enrichment | [12 empty] | CYTOMED | 20495 | 516513 | 10446339 | Leica Microsystems | Focus column for S4/S6/S8 | Focus column for S4/S6/S8 | leica Microsystems | - |  | - | - | Nos | - | - | Device accessory | Service Type | - | - | - | GENERAL MEDICAL CONSUMABLES | - | Medical Equipment and Accessories and Supplies | Surgical products | Surgical cutting instruments and snares and related products | Surgical curettes or loops | - | Y | Y | Y | Y | - | - | - | - | - | Y | 700 | - | - | Active | - | - | N | N | - | - | - | - | - | - | - | - | - | - | - | A4649 | A4649 | 44701.6535 | [23 empty] | 41191506 Microscopes and accessories |  |  |  |  | COLUMN | MICROSCOPE | [10 empty] | FOCUS, FOR S4/S6/S8 | [5 empty] | https://channel.gimitec.com/content/leica-microsystems-part-list | [7 empty] | Production Completed | Production Completed
ESI | 006 |  | SXH |  |  |  | CHJ | Data Enrichment | [12 empty] | CYTOMED | 20496 | 516514 | 10446340 | Leica Microsystems | Incident light base, small | Incident light base, small | leica Microsystems | - |  | - | - | Nos | - | - | Device accessory | Service Type | - | - | - | CATHLAB | - | Medical Equipment and Accessories and Supplies | Medical diagnostic imaging and nuclear medicine products | Vascular imaging and interventional cardiology and cardiac catheterization lab products | Diagnostic or interventional vascular catheters or sets | - | Y | Y | Y | Y | - | - | - | - | - | Y | 495 | - | - | Active | - | - | Y | Y | - | - | - | - | - | - | - | - | - | - | - | C1725 | C1725 | 44701.6787 | [23 empty] | 41111756 Microscope base unit |  |  |  |  | BASE | LIGHT |  |  |  |  | SMALL | [5 empty] | INCIDENT | [5 empty] | https://channel.gimitec.com/content/leica-microsystems-part-list | [7 empty] | Production Completed | Production Completed
ESI | 006 |  | SXH |  |  |  | CHJ | Data Enrichment | [12 empty] | CYTOMED | 20498 | 516515 | 10446389 | Leica Microsystems | Swan-neck light guide, 500mm,two-arms | Swan-neck light guide, 500mm,two-arms | leica Microsystems | - |  | - | - | Nos | - | - | Device accessory | Service Type | - | - | - | OPERATION THEATRE | - | Medical Equipment and Accessories and Supplies | Surgical products | Surgical support supplies | Surgical support supplies | - | Y | Y | Y | Y | - | - | - | - | - | Y | 17 | - | - | Active | - | - | N | N | - | - | - | - | - | - | - | - | - | - | - | A4649 | A4649 | 44701.7203 | [23 empty] | 41111704 Illuminators for microscopes |  |  |  |  | ILLUMINATOR | MICROSCOPE | [10 empty] | SWAN-NECK, TWO-ARM, LIGHT GUIDE 500MM | [5 empty] | https://channel.gimitec.com/content/leica-microsystems-part-list | [7 empty] | Production Completed | Production Completed
ESI | 006 |  | SXH |  |  |  | CHJ | Data Enrichment | [12 empty] | CYTOMED | 20500 | 516516 | Leica S6 E | Leica Microsystems | Leica S6 E Stereomicroscope | Leica S6 E Stereomicroscope | leica Microsystems | - |  | - | - | Nos | - | - | Equipment | Service Type | - | - | - | OPERATION THEATRE | - | Medical Equipment and Accessories and Supplies | Dental equipment and supplies | Dental impression and forming equipment and supplies | Dental impression and forming equipment and supplies | - | Y | Y | Y | Y | - | - | - | - | - | Y | 250 | - | - | Active | - | - | N | N | - | - | - | - | - | - | - | - | - | - | - | A4649 | A4649 | 44704.4048 | [23 empty] | 41111703 Stereo or dissecting light microscopes |  |  |  |  | MICROSCOPE | STERO | [10 empty] | S6 E | [5 empty] | URL NOT FOUND | [7 empty] | Production Completed | Production Completed
ESI | 006 |  | SXH |  |  |  | CHJ | Data Enrichment | [12 empty] | CYTOMED | 20501 | 516517 | Stereo Microscope | Leica Microsystems | Low Power Microscope(Stereo Microscope) | Low Power Microscope(Stereo Microscope) | leica Microsystems | - |  | - | - | Nos | - | - | Equipment | Service Type | - | - | - | ORTHOPAEDICS | - | Medical Equipment and Accessories and Supplies | Orthopedic surgical implants | Orthopedic trauma implants | Orthopedic trauma implants | - | Y | Y | Y | Y | - | - | - | - | - | Y | 9641.48 | - | - | Active | - | - | N | N | - | - | - | - | - | - | - | - | - | - | - | C1713 | C1713 | 44704.4502 | [23 empty] | 41111703 Stereo or dissecting light microscopes |  |  |  |  | MICROSCOPE | STERO | [10 empty] | LOW POWER | [5 empty] | URL NOT FOUND | [7 empty] | Production Completed | Production Completed
ESI | 006 |  | SXH |  |  |  | CHJ | Data Enrichment | [12 empty] | CYTOMED | 20502 | 516518 | 10450174 | Leica Microsystems | Mountable focus arm | Mountable focus arm | leica Microsystems | - |  | - | - | Nos | - | - | Device accessory | Service Type | - | - | - | ORTHOPAEDICS | - | Medical Equipment and Accessories and Supplies | Orthopedic surgical implants | Orthopedic trauma implants | Bone screw | - | Y | Y | Y | Y | - | - | - | - | - | Y | 100 | - | - | Active | - | - | N | N | - | - | - | - | - | - | - | - | - | - | - | C1713 | C1713 | 44704.452 | [23 empty] | 41191506 Microscopes and accessories |  |  |  |  | ARM | MICROSCOPE | [10 empty] | MOUNTABLE, FOCUS | [5 empty] | https://channel.gimitec.com/content/leica-microsystems-part-list | [7 empty] | Production Completed | Production Completed
ESI | 006 |  | SXH |  |  |  | CHJ | Data Enrichment | [12 empty] | CYTOMED | 20503 | 516519 | 10450155 | Leica Microsystems | Leica M80 optics carrier | Leica M80 optics carrier | leica Microsystems | - |  | - | - | Nos | - | - | Equipment | Service Type | - | - | - | CATHLAB | - | Medical Equipment and Accessories and Supplies | Medical diagnostic imaging and nuclear medicine products | Vascular imaging and interventional cardiology and cardiac catheterization lab products | Diagnostic or interventional vascular catheters or sets | - | Y | Y | Y | Y | - | - | - | - | - | Y | 495 | - | - | Active | - | - | Y | Y | - | - | - | - | - | - | - | - | - | - | - | C1725 | C1725 | 44704.4574 | [23 empty] | 41191506 Microscopes and accessories |  |  |  |  | CARRIER | MICROSCOPE | [10 empty] | OPTIC, M80 | [5 empty] | https://channel.gimitec.com/content/leica-microsystems-part-list | [7 empty] | Production Completed | Production Completed
ESI | 006 |  | SXH |  |  |  | CHJ | Data Enrichment | [12 empty] | CYTOMED | 20504 | 516520 | 10450169 | Leica Microsystems | LED3000 NVI vertical incident illum. | LED3000 NVI vertical incident illum. | leica Microsystems | - |  | - | - | Nos | - | - | Equipment | Service Type | - | - | - | LABORATORY | - | Laboratory and Measuring and Observing and Testing Equipment | Measuring and observing and testing instruments | Manual test kits and quality controls and calibrators and standards | Immunology or serology test kits or supplies | - | Y | Y | Y | Y | - | - | - | - | - | Y | 235 | - | - | Active | - | - | Y | Y | - | - | - | - | - | - | - | - | - | - | - | A4649 | A4649 | 44704.4962 | [23 empty] | 41111704 Illuminators for microscopes |  |  |  |  | ILLUMINATOR | MICROSCOPE | [10 empty] | LED3000 NVI, VERTICAL, INCIDENT | [5 empty] | https://channel.gimitec.com/content/leica-microsystems-part-list | [7 empty] | Production Completed | Production Completed
ESI | 006 |  | SXH |  |  |  | CHJ | Data Enrichment | [12 empty] | CYTOMED | 20505 | 516521 | 10126269 | Leica Microsystems | Dust cover(80x50x50cm) | Dust cover(80x50x50cm) | leica Microsystems | - |  | - | - | Nos | - | - | Device accessory | Service Type | - | - | - | LABORATORY | - | Laboratory and Measuring and Observing and Testing Equipment | Measuring and observing and testing instruments | Manual test kits and quality controls and calibrators and standards | Immunology or serology test kits or supplies | - | Y | Y | Y | Y | - | - | - | - | - | Y | 425 | - | - | Active | - | - | Y | Y | - | - | - | - | - | - | - | - | - | - | - | A4649 | A4649 | 44704.5053 | [23 empty] | 41111736 Microscope covers |  |  |  |  | COVER | DUST | [5 empty] | 80X50X50CM |  |  |  |  | FOR SWING ARM STAND | [5 empty] | https://lmsshop.leica-microsystems.com/Configurator/SM.nsf/all/FD5F8093D08E611B80257349007CC683/$FILE/sms_spare.pdf | [7 empty] | Production Completed | Production Completed
ESI | 006 |  | SXH |  |  |  | CHJ | Data Enrichment | [12 empty] | CYTOMED | 20506 | 516522 | 10445666 | Leica Microsystems | Power cable,5m, BS | Power cable,5m, BS | leica Microsystems | - |  | - | - | Nos | - | - | Device accessory | Service Type | - | - | - | INSTRUMENT | - | NMC-Default | Na | NA | NA | - | Y | Y | Y | Y | - | - | - | - | - | Y | 6600 | - | - | Active | - | - | N | N | - | - | - | - | - | - | - | - | - | - | - | - | - | 44704.529 | [23 empty] | 41191506 Microscopes and accessories |  |  |  |  | CABLE | POWER | [5 empty] | 5MR |  |  |  |  | BS | [5 empty] | https://lmsshop.leica-microsystems.com/Configurator/SM.nsf/all/FD5F8093D08E611B80257349007CC683/$FILE/sms_spare.pdf | [7 empty] | Production Completed | Production Completed
ESI | 006 |  | SXH |  |  |  | CHJ | Data Enrichment | [12 empty] | CYTOMED | 20511 | 516527 | 13613564 | Leica Microsystems | Flat Top Module to adapt accessories | Flat Top Module to adapt accessories | leica Microsystems | - |  | - | - | Nos | - | - |  | Service Type | - | - | - | INSTRUMENT | - | NMC-Default | Na | NA | NA | - | Y | Y | Y | Y | - | - | - | - | - | Y | 2210 | - | - | Active | - | - | N | N | - | - | - | - | - | - | - | - | - | - | - | - | - | 44704.6138 | [23 empty] | 41191506 Microscopes and accessories |  |  |  |  | MODULE | MICROSCOPE | [10 empty] | FLAT TOP, TO ADAPT ACCESSORIES | [5 empty] | https://channel.gimitec.com/content/leica-microsystems-part-list | [7 empty] | Production Completed | Production Completed
ESI | 006 |  | SXH |  |  |  | CHJ | Data Enrichment | [12 empty] | CYTOMED | 20512 | 516528 | 13613532 | Leica Microsystems | 10X/20 focusing eyepiece w/eyeguard | 10X/20 focusing eyepiece w/eyeguard | leica Microsystems | - |  | - | - | Nos | - | - |  | Service Type | - | - | - | INSTRUMENT | - | NMC-Default | Na | NA | NA | - | Y | Y | Y | Y | - | - | - | - | - | Y | 7890 | - | - | Active | - | - | N | N | - | - | - | - | - | - | - | - | - | - | - | - | - | 44704.6157 | [23 empty] | 41111729 Microscope eyepieces |  |  |  |  | EYEPIECE | MICROSCOPE | [10 empty] | 10X/20 FOCUSING, WITH EYEGUARD | [5 empty] | https://channel.gimitec.com/content/leica-microsystems-part-list | [7 empty] | Production Completed | Production Completed
ESI | 006 |  | SXH |  |  |  | CHJ | Data Enrichment | [12 empty] | CYTOMED | 20513 | 516529 | 13613561 | Leica Microsystems | Reticle for 13613532 eyepiece-100 Divis | Reticle for 13613532 eyepiece-100 Divis | leica Microsystems | - |  | - | - | Nos | - | - |  | Service Type | - | - | - | OPERATION THEATRE | - | Medical Equipment and Accessories and Supplies | Patient care and treatment products and supplies | Fecal incontinence products | Colon catheter or rectal tube | - | Y | Y | Y | Y | - | - | - | - | - | Y | 1.5 | - | - | Active | - | - | N | N | - | - | - | - | - | - | - | - | - | - | - | A4649 | A4649 | 44704.6784 | [23 empty] | 41191506 Microscopes and accessories |  |  |  |  | RETICLE | MICROSCOPE | [10 empty] | FOR 13613532 EYEPIECE, 100 DIVISION | [5 empty] | https://channel.gimitec.com/content/leica-microsystems-part-list | [7 empty] | Production Completed | Production Completed
ESI | 006 |  | SXH |  |  |  | CHJ | Data Enrichment | [12 empty] | CYTOMED | 20515 | 516531 | 11505063 | Leica Microsystems | Filtermagazine DLF,N,G | Filtermagazine DLF,N,G | leica Microsystems | - |  | - | - | Nos | - | - |  | Service Type | - | - | - | NEUROLOGY | - | Medical Equipment and Accessories and Supplies | Surgical products | Surgical support supplies | Laparotomy or x-ray detectable or surgical specialty sponge | - | Y | Y | Y | Y | - | - | - | - | - | Y | 635 | - | - | Active | - | - | N | N | - | - | - | - | - | - | - | - | - | - | - | A4649 | A4649 | 44704.7126 | [23 empty] | 41191506 Microscopes and accessories |  |  |  |  | FILTER | MICROSCOPE | [10 empty] | DLF, NG | [5 empty] | https://channel.gimitec.com/content/leica-microsystems-part-list | [7 empty] | Production Completed | Production Completed
ESI | 006 |  | SXH |  |  |  | CHJ | Data Enrichment | [12 empty] | CYTOMED | 20517 | 516533 | 10447202 | Leica Microsystems | Leica ES2 with 10x eyepieces | Leica ES2 with 10x eyepieces | leica Microsystems | - |  | - | - | Nos | - | - | Equipment | Service Type | - | - | - | CATHLAB | - | Medical Equipment and Accessories and Supplies | Medical diagnostic imaging and nuclear medicine products | Vascular imaging and interventional cardiology and cardiac catheterization lab products | Diagnostic or interventional vascular catheters or sets | - | Y | Y | Y | Y | - | - | - | - | - | Y | 525 | - | - | Active | - | - | Y | Y | - | - | - | - | - | - | - | - | - | - | - | C1725 | C1725 | 44705.3437 | [23 empty] | 41111703 Stereo or dissecting light microscopes |  |  |  |  | MICROSCOPE | STERO | [10 empty] | ES2, WITH 10X EYEPIECE | [5 empty] | https://channel.gimitec.com/content/leica-microsystems-part-list | [7 empty] | Production Completed | Production Completed
ESI | 006 |  | SXH |  |  |  | CHJ | Data Enrichment | [12 empty] | CYTOMED | 20520 | 516535 | 11888145 | Leica Microsystems | Ground plate w/o filter DM2500 | Ground plate w/o filter DM2500 | leica Microsystems | - |  | - | - | Nos | - | - |  | Service Type | - | - | - | ORTHOPAEDICS | - | Medical Equipment and Accessories and Supplies | Orthopedic surgical implants | Spinal implants | Spinal interbody cage | - | Y | Y | Y | Y | - | - | - | - | - | Y | 15000 | - | - | Active | - | - | N | N | - | - | - | - | - | - | - | - | - | - | - | C1776 | C1776 | 44705.4233 | [23 empty] | 41191506 Microscopes and accessories |  |  |  |  | PLATE | MICROSCOPE | [10 empty] | GROUND, WITHOUT FILTER DM2500 | [5 empty] | https://channel.gimitec.com/content/leica-microsystems-part-list | [7 empty] | Production Completed | Production Completed
ESI | 006 |  | SXH |  |  |  | CHJ | Data Enrichment | [12 empty] | CYTOMED | 20521 | 516536 | 11888718 | Leica Microsystems | Focusing drive 3-step for DM2500 M | Focusing drive 3-step for DM2500 M | leica Microsystems | - |  | - | - | Nos | - | - |  | Service Type | - | - | - | ORTHOPAEDICS | - | Medical Equipment and Accessories and Supplies | Orthopedic surgical implants | Knee joint implants | Knee joint implants | - | Y | Y | Y | Y | - | - | - | - | - | Y | 2040 | - | - | Active | - | - | N | N | - | - | - | - | - | - | - | - | - | - | - | A4649 | A4649 | 44705.4732 | [23 empty] | 41191506 Microscopes and accessories |  |  |  |  | DRIVE | MICROSCOPE | [10 empty] | FOCUSING, 3-STEP, FOR DM2500, M-SERIES | [5 empty] | https://channel.gimitec.com/content/leica-microsystems-part-list | [7 empty] | Production Completed | Production Completed
ESI | 006 |  | SXH |  |  |  | CHJ | Data Enrichment | [12 empty] | CYTOMED | 20523 | 516538 | 10450123 | Leica Microsystems | Leica TL3000 ST Transmitted Light Base | Leica TL3000 ST Transmitted Light Base | leica Microsystems | - |  | - | - | Nos | - | - | Equipment | Service Type | - | - | - | CATHLAB | - | Medical Equipment and Accessories and Supplies | Medical diagnostic imaging and nuclear medicine products | Vascular imaging and interventional cardiology and cardiac catheterization lab products | Angioplasty balloon catheter | - | Y | Y | Y | Y | - | - | - | - | - | Y | 800 | - | - | Active | - | - | Y | Y | - | - | - | - | - | - | - | - | - | - | - | C1726 | C1726 | 44705.7288 | [23 empty] | 41191506 Microscopes and accessories |  |  |  |  | BASE | LIGHT | [10 empty] | TRANSMITTED, TL3000 ST | [5 empty] | https://channel.gimitec.com/content/leica-microsystems-part-list | [7 empty] | Production Completed | Production Completed
ESI | 006 |  | SXH |  |  |  | CHJ | Data Enrichment | [12 empty] | CYTOMED | 20525 | 516540 | 3636 | Leica Microsystems | Leica DM 500 Microscope | Leica DM 500 Microscope | leica Microsystems | - |  | - | - | Nos | - | - |  | Service Type | - | - | - | CATHLAB | - | Medical Equipment and Accessories and Supplies | Medical diagnostic imaging and nuclear medicine products | Vascular imaging and interventional cardiology and cardiac catheterization lab products | Diagnostic or interventional vascular catheter introducers or sets | - | Y | Y | Y | Y | - | - | - | - | - | Y | 3950 | - | - | Active | - | - | Y | Y | - | - | - | - | - | - | - | - | - | - | - | C1885 | C1885 | 44706.3527 | [23 empty] | 41111703 Stereo or dissecting light microscopes |  |  |  |  | MICROSCOPE | STERO | [10 empty] | DM500 | [5 empty] | URL NOT FOUND | [7 empty] | Production Completed | Production Completed
ESI | 006 |  | SXH |  |  |  | CHJ | Data Enrichment | [12 empty] | CYTOMED | 20527 | 516542 | 11888845 | Leica Microsystems | Leica DM3000 | Leica DM3000 | leica Microsystems | - |  | - | - | Nos | - | - |  | Service Type | - | - | - | CATHLAB | - | Medical Equipment and Accessories and Supplies | Medical diagnostic imaging and nuclear medicine products | Vascular imaging and interventional cardiology and cardiac catheterization lab products | Vascular coil | - | Y | Y | Y | Y | - | - | - | - | - | Y | 6600 | - | - | Active | - | - | N | N | - | - | - | - | - | - | - | - | - | - | - | A4649 | A4649 | 44706.359 | [23 empty] | 41111703 Stereo or dissecting light microscopes |  |  |  |  | MICROSCOPE | STERO | [10 empty] | DM3000 | [5 empty] | https://channel.gimitec.com/content/leica-microsystems-part-list | [7 empty] | Production Completed | Production Completed
ESI | 006 |  | SXH |  |  |  | CHJ | Data Enrichment | [12 empty] | CYTOMED | 20528 | 516543 | 11888143 | Leica Microsystems | Focusing drive 2-step | Focusing drive 2-step | leica Microsystems | - |  | - | - | Nos | - | - |  | Service Type | - | - | - | CATHLAB | - | Medical Equipment and Accessories and Supplies | Medical diagnostic imaging and nuclear medicine products | Vascular imaging and interventional cardiology and cardiac catheterization lab products | Vascular coil | - | Y | Y | Y | Y | - | - | - | - | - | Y | 6600 | - | - | Active | - | - | N | N | - | - | - | - | - | - | - | - | - | - | - | A4649 | A4649 | 44706.3865 | [23 empty] | 41191506 Microscopes and accessories |  |  |  |  | DRIVE | MICROSCOPE | [10 empty] | FOCUSING, 2-STEP | [5 empty] | https://channel.gimitec.com/content/leica-microsystems-part-list | [7 empty] | Production Completed | Production Completed
ESI | 006 |  | SXH |  |  |  | CHJ | Data Enrichment | [12 empty] | CYTOMED | 20529 | 516544 | 11026366062000 | Leica Microsystems | Mechanical stage No.1203 CM | Mechanical stage No.1203 CM | leica Microsystems | - |  | - | - | Nos | - | - |  | Service Type | - | - | - | CATHLAB | - | Medical Equipment and Accessories and Supplies | Medical diagnostic imaging and nuclear medicine products | Vascular imaging and interventional cardiology and cardiac catheterization lab products | Vascular coil | - | Y | Y | Y | Y | - | - | - | - | - | Y | 6600 | - | - | Active | - | - | N | N | - | - | - | - | - | - | - | - | - | - | - | A4649 | A4649 | 44706.3913 | [23 empty] | 41111734 Microscope stages |  |  |  |  | STAGE | MICROSCOPE | [5 empty] | 1203CM |  |  |  |  | MECHANICAL | [5 empty] | URL NOT FOUND | [7 empty] | Production Completed | Production Completed
ESI | 006 |  | SXH |  |  |  | CHJ | Data Enrichment | [12 empty] | CYTOMED | 20535 | 516550 | 13613566 | Leica Microsystems | 32 mm filter mount | 32 mm filter mount | leica Microsystems | - |  | - | - | Nos | - | - |  | Service Type | - | - | - | CATHLAB | - | Medical Equipment and Accessories and Supplies | Medical diagnostic imaging and nuclear medicine products | Vascular imaging and interventional cardiology and cardiac catheterization lab products | Vascular coil | - | Y | Y | Y | Y | - | - | - | - | - | Y | 6600 | - | - | Active | - | - | N | N | - | - | - | - | - | - | - | - | - | - | - | A4649 | A4649 | 44706.4363 | [23 empty] | 41191506 Microscopes and accessories |  |  |  |  | MOUNT | FILTER | [16 empty] | https://channel.gimitec.com/content/leica-microsystems-part-list | [7 empty] | Production Completed | Production Completed
ESI | 006 |  | SXH |  |  |  | CHJ | Data Enrichment | [12 empty] | CYTOMED | 20550 | 516554 | 10450043 | Leica Microsystems | Trinocular tube 100% M- series | Trinocular tube 100% M- series | leica Microsystems | - |  | - | - | Nos | - | - | Device accessory | Service Type | - | - | - | INSTRUMENT | - | NMC-Default | Na | NA | NA | - | Y | Y | Y | Y | - | - | - | - | - | Y | 213 | - | - | Active | - | - | N | N | - | - | - | - | - | - | - | - | - | - | - | - | - | 44706.5009 | [23 empty] | 41111733 Microscope tubes |  |  |  |  | TUBE | MICROSCOPE | [10 empty] | TRINOCULAR 100%, M-SERIES | [5 empty] | https://channel.gimitec.com/content/leica-microsystems-part-list | [7 empty] | Production Completed | Production Completed
ESI | 006 |  | SXH |  |  |  | CHJ | Data Enrichment | [12 empty] | CYTOMED | 20551 | 516555 | 10367929 | Leica Microsystems | Analyzer 66 mm diameter | Analyzer 66 mm diameter | leica Microsystems | - |  | - | - | Nos | - | - | Device accessory | Service Type | - | - | - | INSTRUMENT | - | NMC-Default | Na | NA | NA | - | Y | Y | Y | Y | - | - | - | - | - | Y | 500 | - | - | Active | - | - | N | N | - | - | - | - | - | - | - | - | - | - | - | - | - | 44706.5038 | [23 empty] | 41111703 Stereo or dissecting light microscopes |  |  |  |  | MICROSCOPE | STERO | [5 empty] | 66MM |  |  |  |  | ANALYZER | [5 empty] | https://channel.gimitec.com/content/leica-microsystems-part-list | [7 empty] | Production Completed | Production Completed
ESI | 006 |  | SXH |  |  |  | CHJ | Data Enrichment | [12 empty] | CYTOMED | 20552 | 516556 | 10450503 | Leica Microsystems | Motor Focus drive long 620mm M-series | Motor Focus drive long 620mm M-series | leica Microsystems | - |  | - | - | Nos | - | - | Device accessory | Service Type | - | - | - | INSTRUMENT | - | NMC-Default | Na | NA | NA | - | Y | Y | Y | Y | - | - | - | - | - | Y | 1176 | - | - | Active | - | - | N | N | - | - | - | - | - | - | - | - | - | - | - | - | - | 44706.5073 | [23 empty] | 41191506 Microscopes and accessories |  |  |  |  | DRIVE | MICROSCOPE |  |  |  |  | LONG | 620MM |  |  |  |  | FOCUS, MOTOR, M-SERIES | [5 empty] | https://channel.gimitec.com/content/leica-microsystems-part-list | [7 empty] | Production Completed | Production Completed
ESI | 006 |  | SXH |  |  |  | CHJ | Data Enrichment | [12 empty] | CYTOMED | 20553 | 516557 | 10450052 | Leica Microsystems | SmartTouch TM control unit | SmartTouch TM control unit | leica Microsystems | - |  | - | - | Nos | - | - | Device accessory | Service Type | - | - | - | INSTRUMENT | - | NMC-Default | Na | NA | NA | - | Y | Y | Y | Y | - | - | - | - | - | Y | 1176 | - | - | Active | - | - | N | N | - | - | - | - | - | - | - | - | - | - | - | - | - | 44706.5088 | [23 empty] | 41191506 Microscopes and accessories |  |  |  |  | UNIT | CONTROL | SMARTTOUCH | [15 empty] | https://channel.gimitec.com/content/leica-microsystems-part-list | [7 empty] | Production Completed | Production Completed
ESI | 006 |  | SXH |  |  |  | CHJ | Data Enrichment | [12 empty] | CYTOMED | 20554 | 516558 | 10450106 | Leica Microsystems | Carrier for S- Series on M- Series Column | Carrier for S- Series on M- Series Column | leica Microsystems | - |  | - | - | Nos | - | - | Device accessory | Service Type | - | - | - | INSTRUMENT | - | NMC-Default | Na | NA | NA | - | Y | Y | Y | Y | - | - | - | - | - | Y | 55 | - | - | Active | - | - | N | N | - | - | - | - | - | - | - | - | - | - | - | - | - | 44706.51 | [23 empty] | 41191506 Microscopes and accessories |  |  |  |  | CARRIER | MICROSCOPE | [10 empty] | FOR S-SERIES ON M-SERIE COLUMN | [5 empty] | https://channel.gimitec.com/content/leica-microsystems-part-list | [7 empty] | Production Completed | Production Completed
ESI | 006 |  | SXH |  |  |  | CHJ | Data Enrichment | [12 empty] | CYTOMED | 20556 | 516560 | 10446302 | Leica Microsystems | Rotatable pol. stage, 120 mm | Rotatable pol. stage, 120 mm | leica Microsystems | - |  | - | - | Nos | - | - | Device accessory | Service Type | - | - | - | INSTRUMENT | - | NMC-Default | Na | NA | NA | - | Y | Y | Y | Y | - | - | - | - | - | Y | 82 | - | - | Active | - | - | N | N | - | - | - | - | - | - | - | - | - | - | - | - | - | 44706.5116 | [23 empty] | 41111734 Microscope stages |  |  |  |  | STAGE | MICROSCOPE | [5 empty] | 120MM |  |  |  |  | ROTATABLE, POLARISING | [5 empty] | https://channel.gimitec.com/content/leica-microsystems-part-list | [7 empty] | Production Completed | Production Completed
ESI | 006 |  | SXH |  |  |  | CHJ | Data Enrichment | [12 empty] | CYTOMED | 20557 | 516561 | 10382130 | Leica Microsystems | Mechanical stage f. rot. pol. stage | Mechanical stage f. rot. pol. stage | leica Microsystems | - |  | - | - | Nos | - | - | Device accessory | Service Type | - | - | - | INSTRUMENT | - | NMC-Default | Na | NA | NA | - | Y | Y | Y | Y | - | - | - | - | - | Y | 1406 | - | - | Active | - | - | N | N | - | - | - | - | - | - | - | - | - | - | - | - | - | 44706.5122 | [23 empty] | 41111734 Microscope stages |  |  |  |  | STAGE | MICROSCOPE | [10 empty] | MECHANICAL, ROTATABLE, POLARISING | [5 empty] | https://channel.gimitec.com/content/leica-microsystems-part-list | [7 empty] | Production Completed | Production Completed
ESI | 006 |  | SXH |  |  |  | CHJ | Data Enrichment | [12 empty] | CYTOMED | 20558 | 516562 | 10450497 | Leica Microsystems | Pol. Set fur LED5000 RL-80/40 | Pol. Set fur LED5000 RL-80/40 | leica Microsystems | - |  | - | - | Nos | - | - | Device accessory | Service Type | - | - | - | INSTRUMENT | - | NMC-Default | Na | NA | NA | - | Y | Y | Y | Y | - | - | - | - | - | Y | 1406 | - | - | Active | - | - | N | N | - | - | - | - | - | - | - | - | - | - | - | - | - | 44706.5134 | [23 empty] | 41191506 Microscopes and accessories |  |  |  |  | SET | POLARIZATION | [10 empty] | FOR LED5000 RL-80/40 | [5 empty] | https://channel.gimitec.com/content/leica-microsystems-part-list | [7 empty] | Production Completed | Production Completed
ESI | 006 |  | SXH |  |  |  | CHJ | Data Enrichment | [12 empty] | CYTOMED | 20564 | 516567 | 11888844 | Leica Microsystems | Leica DM3000 LED | Leica DM3000 LED | leica Microsystems | - |  | - | - | Nos | - | - | Device accessory | Service Type | - | - | - | INSTRUMENT | - | NMC-Default | Na | NA | NA | - | Y | Y | Y | Y | - | - | - | - | - | Y | 876 | - | - | Active | - | - | N | N | - | - | - | - | - | - | - | - | - | - | - | - | - | 44706.52 | [23 empty] | 41111703 Stereo or dissecting light microscopes |  |  |  |  | MICROSCOPE | STERO | [10 empty] | DM3000 LED | [5 empty] | https://channel.gimitec.com/content/leica-microsystems-part-list | [7 empty] | Production Completed | Production Completed
ESI | 006 |  | SXH |  |  |  | CHJ | Data Enrichment | [12 empty] | CYTOMED | 20566 | 516569 | 11505070 | Leica Microsystems | Focusing telescope for PH & ICT | Focusing telescope for PH & ICT | leica Microsystems | - |  | - | - | Nos | - | - | Device accessory | Service Type | - | - | - | INSTRUMENT | - | NMC-Default | Na | NA | NA | - | Y | Y | Y | Y | - | - | - | - | - | Y | 209 | - | - | Active | - | - | N | N | - | - | - | - | - | - | - | - | - | - | - | - | - | 44706.5226 | [23 empty] | 41111715 Telescopes |  |  |  |  | TELESCOPE | PHASE | [10 empty] | FOCUSING, FOR PH & ICT | [5 empty] | https://channel.gimitec.com/content/leica-microsystems-part-list | [7 empty] | Production Completed | Production Completed
ESI | 006 |  | SXH |  |  |  | CHJ | Data Enrichment | [12 empty] | CYTOMED | 20567 | 516570 | 11888139 | Leica Microsystems | Leica DM2500 stand 12V 100W, stable | Leica DM2500 stand 12V 100W, stable | leica Microsystems | - |  | - | - | Nos | - | - | Device accessory | Service Type | - | - | - | INSTRUMENT | - | NMC-Default | Na | NA | NA | - | Y | Y | Y | Y | - | - | - | - | - | Y | 1327 | - | - | Active | - | - | N | N | - | - | - | - | - | - | - | - | - | - | - | - | - | 44706.5227 | [23 empty] | 41191506 Microscopes and accessories |  |  |  |  | STAND | MICROSCOPE |  |  |  |  | 12V, 30W | [5 empty] | DM2500, STABLE | [5 empty] | https://channel.gimitec.com/content/leica-microsystems-part-list | [7 empty] | Production Completed | Production Completed
ESI | 006 |  | SXH |  |  |  | CHJ | Data Enrichment | [12 empty] | CYTOMED | 20568 | 516571 | 11521582 | Leica Microsystems | Panchromatic green filter, 40 mm | Panchromatic green filter, 40 mm | leica Microsystems | - |  | - | - | Nos | - | - | Device accessory | Service Type | - | - | - | CATHLAB | - | Medical Equipment and Accessories and Supplies | Medical diagnostic imaging and nuclear medicine products | Vascular imaging and interventional cardiology and cardiac catheterization lab products | Vascular coil | - | Y | Y | Y | Y | - | - | - | - | - | Y | 6600 | - | - | Active | - | - | N | N | - | - | - | - | - | - | - | - | - | - | - | A4649 | A4649 | 44706.6152 | [23 empty] | 41191506 Microscopes and accessories |  |  |  |  | FILTER | MICROSCOPE | [5 empty] | 40MM |  |  |  |  | PANCHROMATIC |  |  |  | GREEN |  | https://channel.gimitec.com/content/leica-microsystems-part-list | [7 empty] | Production Completed | Production Completed
ESI | 006 |  | SXH |  |  |  | CHJ | Data Enrichment | [12 empty] | CYTOMED | 20573 | 516575 | 11513908 | Leica Microsystems | Lambda plate in holder | Lambda plate in holder | leica Microsystems | - |  | - | - | Nos | - | - | Device accessory | Service Type | - | - | - | CATHLAB | - | Medical Equipment and Accessories and Supplies | Medical diagnostic imaging and nuclear medicine products | Vascular imaging and interventional cardiology and cardiac catheterization lab products | Diagnostic or interventional vascular catheter introducers or sets | - | Y | Y | Y | Y | - | - | - | - | - | Y | 940 | - | - | Active | - | - | N | N | - | - | - | - | - | - | - | - | - | - | - | A4649 | A4649 | 44707.3473 | [23 empty] | 41191506 Microscopes and accessories |  |  |  |  | PLATE | MICROSCOPE | [10 empty] | LAMBDA, IN HOLDER | [5 empty] | https://channel.gimitec.com/content/leica-microsystems-part-list | [7 empty] | Production Completed | Production Completed
ESI | 006 |  | SXH |  |  |  | CHJ | Data Enrichment | [12 empty] | CYTOMED | 20574 | 516576 | 11513873 | Leica Microsystems | Filter System A UV | Filter System A UV | leica Microsystems | - |  | - | - | Nos | - | - | Device accessory | Service Type | - | - | - | ORTHOPAEDICS | - | Medical Equipment and Accessories and Supplies | Orthopedic surgical implants | Soft tissue fixation products | Interference screw | - | Y | Y | Y | Y | - | - | - | - | - | Y | 1610 | - | - | Active | - | - | N | N | - | - | - | - | - | - | - | - | - | - | - | C1713 | C1713 | 44707.3613 | [23 empty] | 41191506 Microscopes and accessories |  |  |  |  | FILTER | MICROSCOPE | [10 empty] | A, UV | [5 empty] | https://channel.gimitec.com/content/leica-microsystems-part-list | [7 empty] | Production Completed | Production Completed
ESI | 006 |  | SXH |  |  |  | CHJ | Data Enrichment | [12 empty] | CYTOMED | 20575 | 516577 | 11513875 | Leica Microsystems | Filter system D, size k | Filter system D, size k | leica Microsystems | - |  | - | - | Nos | - | - | Device accessory | Service Type | - | - | - | OPERATION THEATRE | - | Medical Equipment and Accessories and Supplies | Surgical products | Surgical equipment and accessories and related products | Electrosurgical or electrocautery accessories or attachments | - | Y | Y | Y | Y | - | - | - | - | - | Y | 50 | - | - | Active | - | - | N | N | - | - | - | - | - | - | - | - | - | - | - | A4649 | A4649 | 44707.3937 | [23 empty] | 41191506 Microscopes and accessories |  |  |  |  | FILTER | MICROSCOPE |  |  |  |  | K | [5 empty] | D | [5 empty] | https://channel.gimitec.com/content/leica-microsystems-part-list | [7 empty] | Production Completed | Production Completed
ESI | 006 |  | SXH |  |  |  | CHJ | Data Enrichment | [12 empty] | CYTOMED | 20576 | 516578 | 11513878 | Leica Microsystems | Filter system I3, size k | Filter system I3, size k | leica Microsystems | - |  | - | - | Nos | - | - | Device accessory | Service Type | - | - | - | CATHLAB | - | Medical Equipment and Accessories and Supplies | Medical diagnostic imaging and nuclear medicine products | Vascular imaging and interventional cardiology and cardiac catheterization lab products | Diagnostic or interventional vascular catheters or sets | - | Y | Y | Y | Y | - | - | - | - | - | Y | 495 | - | - | Active | - | - | Y | Y | - | - | - | - | - | - | - | - | - | - | - | C1725 | C1725 | 44707.429 | [23 empty] | 41191506 Microscopes and accessories |  |  |  |  | FILTER | MICROSCOPE |  |  |  |  | K | [5 empty] | I3 | [5 empty] | https://channel.gimitec.com/content/leica-microsystems-part-list | [7 empty] | Production Completed | Production Completed
ESI | 006 |  | SXH |  |  |  | CHJ | Data Enrichment | [12 empty] | CYTOMED | 20577 | 516579 | 11513882 | Leica Microsystems | Filter system N2.1, size k | Filter system N2.1, size k | leica Microsystems | - |  | - | - | Nos | - | - | Device accessory | Service Type | - | - | - | OPERATION THEATRE | - | Medical Equipment and Accessories and Supplies | Surgical products | Open heart surgical supplies and accessories and related products | Surgical perfusion cannulas | - | Y | Y | Y | Y | - | - | - | - | - | Y | 2125 | - | - | Active | - | - | Y | Y | - | - | - | - | - | - | - | - | - | - | - | C1817 | C1817 | 44707.5457 | [23 empty] | 41191506 Microscopes and accessories |  |  |  |  | FILTER | MICROSCOPE |  |  |  |  | K | [5 empty] | N2.1 | [5 empty] | https://channel.gimitec.com/content/leica-microsystems-part-list | [7 empty] | Production Completed | Production Completed
ESI | 006 |  | SXH |  |  |  | CHJ | Data Enrichment | [12 empty] | CYTOMED | 20578 | 516580 | 11505235 | Leica Microsystems | Fluo IIIuminator LRF 4/22, size k | Fluo IIIuminator LRF 4/22, size k | leica Microsystems | - |  | - | - | Nos | - | - | Device accessory | Service Type | - | - | - | OPERATION THEATRE | - | Medical Equipment and Accessories and Supplies | Surgical products | Open heart surgical supplies and accessories and related products | Surgical tourniquets or vascular occluders or ligators or accessories | - | Y | Y | Y | Y | - | - | - | - | - | Y | 28 | - | - | Active | - | - | Y | Y | - | - | - | - | - | - | - | - | - | - | - | C1817 | C1817 | 44707.5484 | [23 empty] | 41111704 Illuminators for microscopes |  |  |  |  | ILLUMINATOR | MICROSCOPE |  |  |  |  | K | [5 empty] | FLUO, LRF 4/22 | [5 empty] | https://channel.gimitec.com/content/leica-microsystems-part-list | [7 empty] | Production Completed | Production Completed
ESI | 006 |  | SXH |  |  |  | CHJ | Data Enrichment | [12 empty] | CYTOMED | 20579 | 516581 | 10450594 | Leica Microsystems | Leica DMS300 outfit | Leica DMS300 outfit | leica Microsystems | - |  | - | - | Nos | - | - | Others. | Service Type | - | - | - | OPERATION THEATRE | - | Medical Equipment and Accessories and Supplies | Surgical products | Open heart surgical supplies and accessories and related products | Surgical tourniquets or vascular occluders or ligators or accessories | - | Y | Y | Y | Y | - | - | - | - | - | Y | 32 | - | - | Active | - | - | Y | Y | - | - | - | - | - | - | - | - | - | - | - | C1817 | C1817 | 44707.5524 | [23 empty] | 41111703 Stereo or dissecting light microscopes |  |  |  |  | MICROSCOPE | STERO | [10 empty] | DMS300, OUTFIT | [5 empty] | https://channel.gimitec.com/content/leica-microsystems-part-list | [7 empty] | Production Completed | Production Completed
ESI | 006 |  | SXH |  |  |  | CHJ | Data Enrichment | [12 empty] | CYTOMED | 20586 | 516587 | 10447477 | Leica Microsystems | Soft carry case for E-series | Soft carry case for E-series | leica Microsystems | - |  | - | - | Nos | - | - | Medical Device | Service Type | - | - | - | ORTHOPAEDICS | - | Medical Equipment and Accessories and Supplies | Orthopedic surgical implants | Knee joint implants | Femoral knee component | - | Y | Y | Y | Y | - | - | - | - | - | Y | 10142 | - | - | Active | - | - | Y | Y | - | - | - | - | - | - | - | - | - | - | - | C1776 | C1776 | 44708.4581 | [23 empty] | 41191506 Microscopes and accessories |  |  |  |  | CASE | CARRIER | [10 empty] | SOFT, FOR E-SERIES | [5 empty] | https://channel.gimitec.com/content/leica-microsystems-part-list | [7 empty] | Production Completed | Production Completed
ESI | 006 |  | SXH |  |  |  | CHJ | Data Enrichment | [12 empty] | CYTOMED | 20587 | 516588 | 10450300 | Leica Microsystems | Focus Drive coarse/fine, 500mm | Focus Drive coarse/fine, 500mm | leica Microsystems | - |  | - | - | Nos | - | - | Device accessory | Service Type | - | - | - | ORTHOPAEDICS | - | Medical Equipment and Accessories and Supplies | Orthopedic surgical implants | Knee joint implants | Knee joint implants | - | Y | Y | Y | Y | - | - | - | - | - | Y | 2838 | - | - | Active | - | - | Y | Y | - | - | - | - | - | - | - | - | - | - | - | C1776 | C1776 | 44708.4598 | [23 empty] | 41191506 Microscopes and accessories |  |  |  |  | DRIVE | MICROSCOPE | [5 empty] | 500MM |  |  |  |  | FOCUS, MOTOR, COARSE/FINE | [5 empty] | https://channel.gimitec.com/content/leica-microsystems-part-list | [7 empty] | Production Completed | Production Completed
ESI | 006 |  | SXH |  |  |  | CHJ | Data Enrichment | [12 empty] | CYTOMED | 20588 | 516589 | 10450434 | Leica Microsystems | Intermediate adapter for TL and IL Base | Intermediate adapter for TL and IL Base | leica Microsystems | - |  | - | - | Nos | - | - | Device accessory | Service Type | - | - | - | CATHLAB | - | Medical Equipment and Accessories and Supplies | Medical diagnostic imaging and nuclear medicine products | Vascular imaging and interventional cardiology and cardiac catheterization lab products | Diagnostic or interventional vascular catheter introducers or sets | - | Y | Y | Y | Y | - | - | - | - | - | Y | 4700 | - | - | Active | - | - | Y | Y | - | - | - | - | - | - | - | - | - | - | - | A4649 | A4649 | 44708.4854 | [23 empty] | 41191506 Microscopes and accessories |  |  |  |  | ADAPTER | MICROSCOPE | [10 empty] | INTERMEDIATE, FOR TL AND IL BASE | [5 empty] | https://channel.gimitec.com/content/leica-microsystems-part-list | [7 empty] | Production Completed | Production Completed
ESI | 006 |  | SXH |  |  |  | CHJ | Data Enrichment | [12 empty] | CYTOMED | 20589 | 516590 | 10450508 | Leica Microsystems | Leica LED3000 SLI | Leica LED3000 SLI | leica Microsystems | - |  | - | - | Nos | - | - | Device accessory | Service Type | - | - | - | ORTHOPAEDICS | - | Medical Equipment and Accessories and Supplies | Orthopedic surgical implants | Orthopedic trauma implants | Bone screw | - | Y | Y | Y | Y | - | - | - | - | - | Y | 659.18 | - | - | Active | - | - | N | N | - | - | - | - | - | - | - | - | - | - | - | C1713 | C1713 | 44708.5983 | [23 empty] | 41111703 Stereo or dissecting light microscopes |  |  |  |  | MICROSCOPE | STERO | [10 empty] | LED3000 SLI | [5 empty] | https://channel.gimitec.com/content/leica-microsystems-part-list | [7 empty] | Production Completed | Production Completed
ESI | 006 |  | SXH |  |  |  | CHJ | Data Enrichment | [12 empty] | CYTOMED | 20590 | 516591 | 10450570 | Leica Microsystems | Clamp- combi light guide- routine M-ser | Clamp- combi light guide- routine M-ser | leica Microsystems | - |  | - | - | Nos | - | - | Device accessory | Service Type | - | - | - | OPERATION THEATRE | - | Medical Equipment and Accessories and Supplies | Orthopedic surgical implants | Hip joint implants | Femoral hip stem | - | Y | Y | Y | Y | - | - | - | - | - | Y | 6000 | - | - | Active | - | - | N | N | - | - | - | - | - | - | - | - | - | - | - | C1776 | C1776 | 44708.6604 | [23 empty] | 41191506 Microscopes and accessories |  |  |  |  | CLAMP | MICROSCOPE | [10 empty] | COMBI LIGHT GUIDE, ROUTINE, M-SERIES | [5 empty] | https://channel.gimitec.com/content/leica-microsystems-part-list | [7 empty] | Production Completed | Production Completed
ESI | 006 |  | SXH |  |  |  | CHJ | Data Enrichment | [12 empty] | CYTOMED | 20595 | 516594 | 11513828 | Leica Microsystems | Filter system I3 S | Filter system I3 S | leica Microsystems | - |  | - | - | Nos | - | - | Device accessory | Service Type | - | - | - | OPERATION THEATRE | - | Medical Equipment and Accessories and Supplies | Patient care and treatment products and supplies | Urological supplies | Urological supplies | - | Y | Y | Y | Y | - | - | - | - | - | Y | 16000 | - | - | Active | - | - | Y | Y | - | - | - | - | - | - | - | - | - | - | - | A4649 | A4649 | 44708.7134 | [23 empty] | 41191506 Microscopes and accessories |  |  |  |  | FILTER | MICROSCOPE | [10 empty] | I3, S | [5 empty] | https://channel.gimitec.com/content/leica-microsystems-part-list | [7 empty] | Production Completed | Production Completed
ESI | 006 |  | SXH |  |  |  | CHJ | Data Enrichment | [12 empty] | CYTOMED | 20596 | 516595 | 11513832 | Leica Microsystems | Filter system N2.1 S | Filter system N2.1 S | leica Microsystems | - |  | - | - | Nos | - | - | Device accessory | Service Type | - | - | - | OPHTHALMOLOGY | - | Medical Equipment and Accessories and Supplies | Patient exam and monitoring products | Ophthalmic diagnostic exam products | Ophthalmic diagnostic exam products | - | Y | Y | Y | Y | - | - | - | - | - | Y | 43 | - | - | Active | - | - | N | N | - | - | - | - | - | - | - | - | - | - | - | A4649 | A4649 | 44709.988 | [23 empty] | 41191506 Microscopes and accessories |  |  |  |  | FILTER | MICROSCOPE | [10 empty] | N2.1 S | [5 empty] | https://channel.gimitec.com/content/leica-microsystems-part-list | [7 empty] | Production Completed | Production Completed
ESI | 006 |  | SXH |  |  |  | CHJ | Data Enrichment | [12 empty] | CYTOMED | 20597 | 516596 | 11505122 | Leica Microsystems | IIIuminator LSF 4/20 3 Lbd. | IIIuminator LSF 4/20 3 Lbd. | leica Microsystems | - |  | - | - | Nos | - | - | Device accessory | Service Type | - | - | - | INSTRUMENT | - | NMC-Default | Na | NA | NA | - | Y | Y | Y | Y | - | - | - | - | - | Y | 2538 | - | - | Active | - | - | N | N | - | - | - | - | - | - | - | - | - | - | - | - | - | 44711.4341 | [23 empty] | 41111704 Illuminators for microscopes |  |  |  |  | ILLUMINATOR | MICROSCOPE | [10 empty] | LSF, 4/20 3, LBD | [5 empty] | https://channel.gimitec.com/content/leica-microsystems-part-list | [7 empty] | Production Completed | Production Completed
ESI | 006 |  | SXH |  |  |  | CHJ | Data Enrichment | [12 empty] | CYTOMED | 20599 | 516598 | 10310345 | Leica Microsystems | Stage Micrometer | Stage Micrometer | leica Microsystems | - |  | - | - | Nos | - | - | Others | Service Type | - | - | - | INSTRUMENT | - | NMC-Default | Na | NA | NA | - | Y | Y | Y | Y | - | - | - | - | - | Y | 220 | - | - | Active | - | - | N | N | - | - | - | - | - | - | - | - | - | - | - | - | - | 44711.4378 | [23 empty] | 41111744 Microscopic micrometer |  |  |  |  | MICROMETER | MICROSCOPIC | [10 empty] | STAGE | [5 empty] | https://channel.gimitec.com/content/leica-microsystems-part-list | [7 empty] | Production Completed | Production Completed
ESI | 006 |  | SXH |  |  |  | CHJ | Data Enrichment | [12 empty] | CYTOMED | 20625 | 516602 | 11520223 | Leica Microsystems | pair of receptacle , both for cartrige cases, cailber 0.22 | pair of receptacle , both for cartrige cases, cailber 0.22 | leica Microsystems | - |  | - | - | Box | - | - | Device accessory | Service Type | - | - | - | INSTRUMENT | - | NMC-Default | Na | NA | NA | - | Y | Y | Y | Y | - | - | - | - | - | Y | 405 | - | - | Active | - | - | N | N | - | - | - | - | - | - | - | - | - | - | - | - | - | 44712.4111 | [23 empty] | 41191506 Microscopes and accessories |  |  |  |  | RECEPTACLE | MICROSCOPE |  |  |  |  | 0.22 | [5 empty] | FOR CALIBER | [5 empty] | https://channel.gimitec.com/content/leica-microsystems-part-list | [7 empty] | Production Completed | Production Completed
ESI | 006 |  | SXH |  |  |  | CHJ | Data Enrichment | [12 empty] | CYTOMED | 20629 | 516603 | 11520227 | Leica Microsystems | Pair of receptacle , both for cartrige cases, caliber 9 | Pair of receptacle , both for cartrige cases, caliber 9 | leica Microsystems | - |  | - | - | Box | - | - | Device accessory | Service Type | - | - | - | INSTRUMENT | - | NMC-Default | Na | NA | NA | - | Y | Y | Y | Y | - | - | - | - | - | Y | 288 | - | - | Active | - | - | N | N | - | - | - | - | - | - | - | - | - | - | - | - | - | 44712.4204 | [23 empty] | 41191506 Microscopes and accessories |  |  |  |  | RECEPTACLE | MICROSCOPE |  |  |  |  | 9 | [5 empty] | FOR CALIBER | [5 empty] | https://channel.gimitec.com/content/leica-microsystems-part-list | [7 empty] | Production Completed | Production Completed
ESI | 006 |  | SXH |  |  |  | CHJ | Data Enrichment | [12 empty] | CYTOMED | 20641 | 508346 | 12730215 | Leica Microsystems | Measurment Edition includes the two measurement modules 12730072 & 12730213 | Measurment Edition includes the two measurement modules : 12730072 LAS Interactive Measurement, 12730213 LAS Live Measurement. | leica Microsystems | - | Cytomed Middle East | - | - | Box | - | - | Device accessory | Service Type | - | - | - | OPHTHALMOLOGY | - | Medical Equipment and Accessories and Supplies | Surgical products | Ophthalmic specialty instruments and related products | Viscoelastic agent or viscosurgical device | - | Y | Y | Y | Y | - | - | - | - | - | Y | 250 | - | - | Active | - | - | N | N | - | - | - | - | - | - | - | - | - | - | - | A4649 | A4649 | 44712.6293 | [23 empty] | 43232610 Medical software |  |  |  |  | SOFTWARE | MEDICAL | [10 empty] | MEASURMENT EDITION, INCLUDES THE TWO MEASUREMENT, MODULE 12730072, 12730213, LAS INTERACTIVE MEASUREMENT, LAS LIVE MEASUREMENT. | [5 empty] | https://channel.gimitec.com/content/leica-microsystems-part-list | [7 empty] | Production Completed | Production Completed
ESI | 006 |  | SXH |  |  |  | CHJ | Data Enrichment | [12 empty] | CYTOMED | 20645 | 516606 | 11888373 | Leica Microsystems | Binocular Tube, fix | Binocular Tube, fix Used with Leica DMI3000 B | leica Microsystems | - |  | - | - | Piece | - | - | Device accessory | Service Type | - | - | - | STATIONERY | - | NMC-Default | Na | NA | NA | - | Y | Y | Y | Y | - | - | - | - | - | Y | 18 | - | - | Active | - | - | N | N | - | - | - | - | - | - | - | - | - | - | - | - | - | 44712.6756 | [23 empty] | 41111733 Microscope tubes |  |  |  |  | TUBE | MICROSCOPE | [10 empty] | BINOCULAR, USED WITH DMI3000 B | [5 empty] | https://channel.gimitec.com/content/leica-microsystems-part-list | [7 empty] | Production Completed | Production Completed
ESI | 006 |  | SXH |  |  |  | CHJ | Data Enrichment | [12 empty] | CYTOMED | 20659 | 516608 | 11551062 | Leica Microsystems | Condenser bottom part UCA/P | Condenser bottom part UCA/P | leica Microsystems | - |  | - | - | Nos | - | - | Device accessory | Service Type | - | - | - | DERMATOLOGY/COSMETIC ITEMS | - | Drugs and Pharmaceutical Products | Drugs affecting the ears, eye, nose and skin | Dermatologic agents | Dermatologic agents | - | Y | Y | Y | Y | - | - | - | - | - | Y | 675 | - | - | Active | - | - | Y | Y | - | - | - | - | - | - | - | - | - | - | - | A4649 | A4649 | 44714.7283 | [23 empty] | 41111730 Microscope condensers |  |  |  |  | CONDENSER | MICROSCOPE | [10 empty] | BOTTOM PART, UCA/P | [5 empty] | https://channel.gimitec.com/content/leica-microsystems-part-list | [7 empty] | Production Completed | Production Completed
ESI | 006 |  | SXH |  |  |  | CHJ | Data Enrichment | [12 empty] | CYTOMED | 20663 | 516611 | 10450507 | Leica Microsystems | Leica LED3000 MCI | Leica LED3000 MCI | leica Microsystems | - |  | - | - | Kit | - | - | Device accessory | Service Type | - | - | - | ORTHOPAEDICS | - | Medical Equipment and Accessories and Supplies | Orthopedic surgical implants | Soft tissue fixation products | Soft tissue fixation products | - | Y | Y | Y | Y | - | - | - | - | - | Y | 1350 | - | - | Active | - | - | N | N | - | - | - | - | - | - | - | - | - | - | - | C1713 | C1713 | 44715.3529 | [23 empty] | 41111703 Stereo or dissecting light microscopes |  |  |  |  | MICROSCOPE | STERO | [10 empty] | LED3000 MCI | [5 empty] | https://channel.gimitec.com/content/leica-microsystems-part-list | [7 empty] | Production Completed | Production Completed
ESI | 006 |  | SXH |  |  |  | CHJ | Data Enrichment | [12 empty] | CYTOMED | 20664 | 516612 | 10450549 | Leica Microsystems | Adapter LEDx000 SLl/MCI - Routine | Adapter LEDx000 SLl/MCI - Routine | leica Microsystems | - |  | - | - | Piece | - | - | Device accessory | Service Type | - | - | - | CATHLAB | - | Medical Equipment and Accessories and Supplies | Medical diagnostic imaging and nuclear medicine products | Vascular imaging and interventional cardiology and cardiac catheterization lab products | Diagnostic or interventional vascular catheters or sets | - | Y | Y | Y | Y | - | - | - | - | - | Y | 1600 | - | - | Active | - | - | Y | Y | - | - | - | - | - | - | - | - | - | - | - | C1731 | C1731 | 44715.3553 | [23 empty] | 41191506 Microscopes and accessories |  |  |  |  | ADAPTER | MICROSCOPE | [10 empty] | LEDX000 SLI/MCI, ROUTINE | [5 empty] | https://channel.gimitec.com/content/leica-microsystems-part-list | [7 empty] | Production Completed | Production Completed
ESI | 006 |  | SXH |  |  |  | CHJ | Data Enrichment | [12 empty] | CYTOMED | 20668 | 516615 | 10447057 | Leica Microsystems | Stage plate b/w, 120 mm | Stage plate b/w, 120 mm Black and white stage plate 120 mm diameter | leica Microsystems | - |  | - | - | Nos | - | - | Device accessory | Service Type | - | - | - | CSSD | - | Medical Equipment and Accessories and Supplies | Medical sterilization products | Sterilization wraps and packaging supplies | Sterilization instrument protectors | - | Y | Y | Y | Y | - | - | - | - | - | Y | 101.25 | - | - | Active | - | - | N | N | - | - | - | - | - | - | - | - | - | - | - | A4649 | A4649 | 44719.3735 | [23 empty] | 41191506 Microscopes and accessories |  |  |  |  | PLATE | STAGE | [5 empty] | 120MM |  |  |  |  | OPAQUE |  |  |  | BLACK/WHITE |  | https://channel.gimitec.com/content/leica-microsystems-part-list | [7 empty] | Production Completed | Production Completed
ESI | 006 |  | SXH |  |  |  | CHJ | Data Enrichment | [12 empty] | CYTOMED | 20669 | 516616 | 10447058 | Leica Microsystems | Clear glass stage pl., 120 mm, S series . | Clear glass stage pl., 120 mm, S series . Clear glass stage plate, 120 mm diameter 5 mm | leica Microsystems | - |  | - | - | Nos | - | - | Device accessory | Service Type | - | - | - | DERMATOLOGY/COSMETIC ITEMS | - | Drugs and Pharmaceutical Products | Drugs affecting the ears, eye, nose and skin | Dermatologic agents | Dermatologic agents | - | Y | Y | Y | Y | - | - | - | - | - | Y | 2500 | - | - | Active | - | - | N | N | - | - | - | - | - | - | - | - | - | - | - | A4649 | A4649 | 44719.3823 | [23 empty] | 41191506 Microscopes and accessories |  |  |  |  | PLATE | STAGE | [5 empty] | 5X120MM |  |  |  |  | CLEAR GLASS, S-SERIES | [5 empty] | https://channel.gimitec.com/content/leica-microsystems-part-list | [7 empty] | Production Completed | Production Completed
ESI | 006 |  | SXH |  |  |  | CHJ | Data Enrichment | [12 empty] | CYTOMED | 20675 | 516620 | 11888098 | Leica Microsystems | Ground plate without filter magazine | Ground plate without filter magazine | leica Microsystems | - |  | - | - | Nos | - | - | Device accessory | Service Type | - | - | - | OPERATION THEATRE | - | Medical Equipment and Accessories and Supplies | Surgical products | Surgical equipment and accessories and related products | Surgical lasers or accessories | - | Y | Y | Y | Y | - | - | - | - | - | Y | 30560 | - | - | Active | - | - | N | N | - | - | - | - | - | - | - | - | - | - | - | C1885 | C1885 | 44719.5992 | [23 empty] | 41191506 Microscopes and accessories |  |  |  |  | PLATE | MICROSCOPE | [10 empty] | GROUND, WITHOUT FILTER, MAGAZINE | [5 empty] | https://channel.gimitec.com/content/leica-microsystems-part-list | [7 empty] | Production Completed | Production Completed
ESI | 006 |  | SXH |  |  |  | CHJ | Data Enrichment | [12 empty] | CYTOMED | 20676 | 516621 | 11888192 | Leica Microsystems | Leica DM4000 B stand top, fluo,6x nos. | Leica DM4000 B stand top, fluo,6x nos. New Stand top Leica DM4000 B with coded 6-fold objective nosepiece M25 (25mm thread), including new 1 " fluorescence axis with motorized FIM (Fluorescence Intensity Manager) and motorized field diaphragm disc, with motorized 5-fold turret for fluorescence filter cubes and analyzer block. Including cover for objective turret. | leica Microsystems | - |  | - | - | Nos | - | - | Device accessory | Service Type | - | - | - | CATHLAB | - | Medical Equipment and Accessories and Supplies | Medical diagnostic imaging and nuclear medicine products | Vascular imaging and interventional cardiology and cardiac catheterization lab products | Diagnostic or interventional vascular catheters or sets | - | Y | Y | Y | Y | - | - | - | - | - | Y | 495 | - | - | Active | - | - | Y | Y | - | - | - | - | - | - | - | - | - | - | - | C1725 | C1725 | 44719.5997 | [23 empty] | 41191506 Microscopes and accessories |  |  |  |  | STAND | MICROSCOPE | [10 empty] | DM4000 B TOP, FLUO |  |  |  |  | NEW STAND TOP LEICA DM4000 B WITH CODED 6-FOLD OBJECTIVE NOSEPIECE M25 (25MM THREAD), INCLUDING NEW 1 " FLUORESCENCE AXIS WITH MOTORIZED FIM (FLUORESCENCE INTENSITY MANAGER) AND MOTORIZED FIELD DIAPHRAGM DISC, WITH MOTORIZED 5-FOLD TURRET FOR FLUORESCENCE FILTER CUBES AND ANALYZER BLOCK. INCLUDING COVER FOR OBJECTIVE TURRET. | https://channel.gimitec.com/content/leica-microsystems-part-list | [7 empty] | Production Completed | Production Completed
ESI | 006 |  | SXH |  |  |  | CHJ | Data Enrichment | [12 empty] | CYTOMED | 20677 | 516622 | 11888095 | Leica Microsystems | Cover for stand top | Cover for stand top Cover for all kind~tand tops. | leica Microsystems | - |  | - | - | Nos | - | - | Device accessory | Service Type | - | - | - | ORTHOPAEDICS | - | Medical Equipment and Accessories and Supplies | Orthopedic surgical implants | Spinal implants | Spinal interbody cage | - | Y | Y | Y | Y | - | - | - | - | - | Y | 15000 | - | - | Active | - | - | N | N | - | - | - | - | - | - | - | - | - | - | - | C1776 | C1776 | 44719.6019 | [23 empty] | 41111736 Microscope covers |  |  |  |  | COVER | MICROSCOPE | [10 empty] | FOR STAND TOP | [5 empty] | https://channel.gimitec.com/content/leica-microsystems-part-list | [7 empty] | Production Completed | Production Completed
ESI | 006 |  | SXH |  |  |  | CHJ | Data Enrichment | [12 empty] | CYTOMED | 20678 | 516623 | 11505168 | Leica Microsystems | Dust cover for DM4/5/6000 | Dust cover for DM4/5/6000 Dust cover for DM4000, DM5000 and DM6000 B or M, for using without documentation devices No: 11505168 | leica Microsystems | - |  | - | - | Nos | - | - | Device accessory | Service Type | - | - | - | ORTHOPAEDICS | - | Medical Equipment and Accessories and Supplies | Orthopedic surgical implants | Spinal implants | Spinal interbody cage | - | Y | Y | Y | Y | - | - | - | - | - | Y | 15000 | - | - | Active | - | - | N | N | - | - | - | - | - | - | - | - | - | - | - | C1776 | C1776 | 44719.6038 | [23 empty] | 41111736 Microscope covers |  |  |  |  | COVER | DUST | [10 empty] | FOR DM4/5/6000 | [5 empty] | https://channel.gimitec.com/content/leica-microsystems-part-list | [7 empty] | Production Completed | Production Completed
ESI | 006 |  | SXH |  |  |  | CHJ | Data Enrichment | [12 empty] | CYTOMED | 20679 | 516624 | 11505141 | Leica Microsystems | Condenser BF | Condenser BF Condenser BF, motorized condenser with motorized top lens, automatic Koehler illumination for objectives 1.25x-100x, for BF and POL contrast | leica Microsystems | - |  | - | - | Nos | - | - | Device accessory | Service Type | - | - | - | ORTHOPAEDICS | - | Medical Equipment and Accessories and Supplies | Orthopedic surgical implants | Spinal implants | Spinal interbody cage | - | Y | Y | Y | Y | - | - | - | - | - | Y | 15000 | - | - | Active | - | - | N | N | - | - | - | - | - | - | - | - | - | - | - | C1776 | C1776 | 44719.6055 | [23 empty] | 41111730 Microscope condensers |  |  |  |  | CONDENSER | MICROSCOPE | [10 empty] | WITH MOTORIZED TOP LEN, AUTOMATIC, KOEHLER ILLUMINATION, OBJECTIVES 1.25X-100X, FOR BF AND POL CONTRAST | [5 empty] | https://channel.gimitec.com/content/leica-microsystems-part-list | [7 empty] | Production Completed | Production Completed
ESI | 006 |  | SXH |  |  |  | CHJ | Data Enrichment | [12 empty] | CYTOMED | 20680 | 516625 | 11505150 | Leica Microsystems | Condenser head 0.90 S1 | Condenser head 0.90 S1 | leica Microsystems | - |  | - | - | Nos | - | - | Device accessory | Service Type | - | - | - | ORTHOPAEDICS | - | Medical Equipment and Accessories and Supplies | Orthopedic surgical implants | Orthopedic trauma implants | Orthopedic trauma implants | - | Y | Y | Y | Y | - | - | - | - | - | Y | 450 | - | - | Active | - | - | N | N | - | - | - | - | - | - | - | - | - | - | - | C1776 | C1776 | 44719.6697 | [23 empty] | 41191506 Microscopes and accessories |  |  |  |  | HEAD | CONDENSER | [16 empty] | https://channel.gimitec.com/content/leica-microsystems-part-list | [7 empty] | Production Completed | Production Completed
ESI | 006 |  | SXH |  |  |  | CHJ | Data Enrichment | [12 empty] | CYTOMED | 20697 | 516637 | 10450504 | Leica Microsystems | Focus Drive Coarse/fine 420mm M-series | Focus Drive Coarse/fine 420mm M-series | leica Microsystems | - |  | - | - | Nos | - | - | Device accessory | Service Type | - | - | - | CATHLAB | - | Medical Equipment and Accessories and Supplies | Medical diagnostic imaging and nuclear medicine products | Vascular imaging and interventional cardiology and cardiac catheterization lab products | Diagnostic or interventional vascular catheter introducers or sets | - | Y | Y | Y | Y | - | - | - | - | - | Y | 1500 | - | - | Active | - | - | Y | Y | - | - | - | - | - | - | - | - | - | - | - | C1766 | C1766 | 44721.6276 | [23 empty] | 41191506 Microscopes and accessories |  |  |  |  | DRIVE | MICROSCOPE | [5 empty] | 420MM |  |  |  |  | FOCUS, MOTOR, COARSE/FINE, M-SERIES | [5 empty] | https://channel.gimitec.com/content/leica-microsystems-part-list | [7 empty] | Production Completed | Production Completed
ESI | 006 |  | SXH |  |  |  | CHJ | Data Enrichment | [12 empty] | CYTOMED | 20698 | 516638 | 10450498 | Leica Microsystems | Diffusor fur Leica LED5000 RL-80/40 | Diffusor fur Leica LED5000 RL-80/40 | leica Microsystems | - |  | - | - | Nos | - | - | Device accessory | Service Type | - | - | - | DERMATOLOGY/COSMETIC ITEMS | - | Medical Equipment and Accessories and Supplies | Surgical products | Surgical implants and expanders and extenders and surgical wires and related products | Plastic or cosmetic implant or tissue expander or set | - | Y | Y | Y | Y | - | - | - | - | - | Y | 2000 | - | - | Active | - | - | N | N | - | - | - | - | - | - | - | - | - | - | - | C1789 | C1789 | 44721.6316 | [23 empty] | 41111700 Viewing and observing instruments and accessories |  |  |  |  | DIFFUSOR | ILLUMINATION SYSTEM | [10 empty] | FOR LED5000 RL-80/40 | [5 empty] | https://channel.gimitec.com/content/leica-microsystems-part-list | [7 empty] | Production Completed | Production Completed
ESI | 006 |  | SXH |  |  |  | CHJ | Data Enrichment | [12 empty] | CYTOMED | 20699 | 516639 | 10450124 | Leica Microsystems | Leica TL4000 BFDF Transmitted Light Base | Leica TL4000 BFDF Transmitted Light Base | leica Microsystems | - |  | - | - | Nos | - | - | Device accessory | Service Type | - | - | - | ORTHOPAEDICS | - | Medical Equipment and Accessories and Supplies | Orthopedic surgical implants | Soft tissue fixation products | Suture anchor | - | Y | Y | Y | Y | - | - | - | - | - | Y | 1867 | - | - | Active | - | - | N | N | - | - | - | - | - | - | - | - | - | - | - | A4649 | A4649 | 44721.6354 | [23 empty] | 41191506 Microscopes and accessories |  |  |  |  | BASE | LIGHT | [10 empty] | TRANSMITTED, TL4000 BFDF | [5 empty] | https://channel.gimitec.com/content/leica-microsystems-part-list | [7 empty] | Production Completed | Production Completed
ESI | 006 |  | SXH |  |  |  | CHJ | Data Enrichment | [12 empty] | CYTOMED | 20709 | 514195 | 11889089 | Leica Microsystems | T-Haus IND man, (IL axis man.) | T-Haus IND man, (IL axis man.) Leica DMi8 microscope accessory part. | leica Microsystems | - | The Manufacturer/ Foreign | - | - | Nos | - | - | Device accessory | Service Type | - | - | - | ORTHOPAEDICS | - | Medical Equipment and Accessories and Supplies | Orthopedic surgical implants | Knee joint implants | Tibial Insert | - | Y | Y | Y | Y | - | - | - | - | - | Y | 5916 | - | - | Active | - | - | N | N | - | - | - | - | - | - | - | - | - | - | - | C1776 | C1776 | 44722.7116 | [23 empty] | 41191506 Microscopes and accessories |  |  |  |  | COMPONENT | MICROSCOPE | [10 empty] | T-HOUSE, IND, MAN, IL AXIS, DMI8 |  |  |  |  | ACCESSORY PART | https://channel.gimitec.com/content/leica-microsystems-part-list | [7 empty] | Production Completed | Production Completed
ESI | 006 |  | SXH |  |  |  | CHJ | Data Enrichment | [12 empty] | CYTOMED | 20710 | 514196 | 11889061 | Leica Microsystems | Controls (front) 12x LED | Controls (front) 12x LED Leica DMi8 microscope accessory part | leica Microsystems | - | The Manufacturer/ Foreign | - | - | Nos | - | - | Device accessory | Service Type | - | - | - | ORTHOPAEDICS | - | Medical Equipment and Accessories and Supplies | Orthopedic surgical implants | Knee joint implants | Knee joint implants | - | Y | Y | Y | Y | - | - | - | - | - | Y | 7215 | - | - | Active | - | - | Y | Y | - | - | - | - | - | - | - | - | - | - | - | A4649 | A4649 | 44722.7133 | [23 empty] | 41191506 Microscopes and accessories |  |  |  |  | CONTROL | MICROSCOPE | [10 empty] | FRONT, 12X, LED, DMI8 |  |  |  |  | ACCESSORY PART | https://channel.gimitec.com/content/leica-microsystems-part-list | [7 empty] | Production Completed | Production Completed
ESI | 006 |  | SXH |  |  |  | CHJ | Data Enrichment | [12 empty] | CYTOMED | 20716 | 516643 | 11565053 | Leica Microsystems | Reflector Cube BF | Reflector Cube BF DMi8 Leica Microscope accessory part. | leica Microsystems | - |  | - | - | Nos | - | - | Device accessory | Service Type | - | - | - | ORTHOPAEDICS | - | Medical Equipment and Accessories and Supplies | Orthopedic surgical implants | Spinal implants | Spinal interbody cage | - | Y | Y | Y | Y | - | - | - | - | - | Y | 6300 | - | - | Active | - | - | N | N | - | - | - | - | - | - | - | - | - | - | - | C1776 | C1776 | 44725.5041 | [23 empty] | 41191506 Microscopes and accessories |  |  |  |  | CUBE | REFLECTOR | [10 empty] | DMI8 MICROSCOPE |  |  |  |  | LEICA, ACCESSORY PART | https://channel.gimitec.com/content/leica-microsystems-part-list | [7 empty] | Production Completed | Production Completed
ESI | 006 |  | SXH |  |  |  | CHJ | Data Enrichment | [12 empty] | CYTOMED | 20717 | 516644 | 11565054 | Leica Microsystems | Reflector cube DF | Reflector cube DF DMi8 accessory part | leica Microsystems | - |  | - | - | Nos | - | - | Device accessory | Service Type | - | - | - | ORTHOPAEDICS | - | Medical Equipment and Accessories and Supplies | Orthopedic surgical implants | Spinal implants | Spinal rod | - | Y | Y | Y | Y | - | - | - | - | - | Y | 2475 | - | - | Active | - | - | N | N | - | - | - | - | - | - | - | - | - | - | - | C1776 | C1776 | 44725.5119 | [23 empty] | 41191506 Microscopes and accessories |  |  |  |  | CUBE | REFLECTOR | [10 empty] | DFDMI8 MICROSCOPE |  |  |  |  | LEICA, ACCESSORY PART | https://channel.gimitec.com/content/leica-microsystems-part-list | [7 empty] | Production Completed | Production Completed
ESI | 006 |  | SXH |  |  |  | CHJ | Data Enrichment | [12 empty] | CYTOMED | 20734 | 516645 | 13613263 | Leica Microsystems | Hard Microscope Carrying Case | Hard Microscope Carrying Case, Used with Leica DM500 microscope. | leica Microsystems | - |  | - | - | Nos | - | - | Device accessory | Service Type | - | - | - | CATHLAB | - | Medical Equipment and Accessories and Supplies | Medical diagnostic imaging and nuclear medicine products | Vascular imaging and interventional cardiology and cardiac catheterization lab products | Diagnostic or interventional vascular catheters or sets | - | Y | Y | Y | Y | - | - | - | - | - | Y | 495 | - | - | Active | - | - | Y | Y | - | - | - | - | - | - | - | - | - | - | - | C1725 | C1725 | 44727.4898 | [23 empty] | 41191506 Microscopes and accessories |  |  |  |  | CASE | CARRY | [10 empty] | HARD, USED WITH DM500 MICROSCOPE | [5 empty] | https://channel.gimitec.com/content/leica-microsystems-part-list | [7 empty] | Production Completed | Production Completed
ESI | 006 |  | SXH |  |  |  | CHJ | Data Enrichment | [12 empty] | CYTOMED | 20737 | 516646 | 11541543 | Leica Microsystems | C-mount HC adapter 0.70x | C-mount HC adapter 0.70x | leica Microsystems | - |  | - | - | Nos | - | - | Device accessory | Service Type | - | - | - | DENTAL | - | Medical Equipment and Accessories and Supplies | Dental equipment and supplies | Dental and subspecialty instruments and devices | Dental restorative kits | - | Y | Y | Y | Y | - | - | - | - | - | Y | 718 | - | - | Active | - | - | N | N | - | - | - | - | - | - | - | - | - | - | - | A4649 | A4649 | 44727.5327 | [23 empty] | 41191506 Microscopes and accessories |  |  |  |  | ADAPTER | MICROSCOPE | [16 empty] | https://channel.gimitec.com/content/leica-microsystems-part-list | [7 empty] | Production Completed | Production Completed
ESI | 006 |  | SXH |  |  |  | CHJ | Data Enrichment | [12 empty] | CYTOMED | 20740 | 516647 | 11888138 | Leica Microsystems | DM2000 stand uv 30, stab | DM2000 stand uv 30, stab | leica Microsystems | - |  | - | - | Nos | - | - | Device accessory | Service Type | - | - | - | DENTAL | - | Medical Equipment and Accessories and Supplies | Dental equipment and supplies | Orthodontic and prosthodontic equipment and supplies | Orthodontic and prosthodontic equipment and supplies | - | Y | Y | Y | Y | - | - | - | - | - | Y | 332.66 | - | - | Active | - | - | N | N | - | - | - | - | - | - | - | - | - | - | - | A4649 | A4649 | 44727.6111 | [23 empty] | 41191506 Microscopes and accessories |  |  |  |  | STAND | MICROSCOPE |  |  |  |  | 12V, 30W | [5 empty] | DM2000, STAB | [5 empty] | https://channel.gimitec.com/content/leica-microsystems-part-list | [7 empty] | Production Completed | Production Completed
ESI | 006 |  | SXH |  |  |  | CHJ | Data Enrichment | [12 empty] | CYTOMED | 20758 | 516649 | 13613533 | Leica Microsystems | Phase Telescope | Phase Telescope | leica Microsystems | - |  | - | - | Nos | - | - | Device accessory | Service Type | - | - | - | OPERATION THEATRE | - | Medical Equipment and Accessories and Supplies | Surgical products | Surgical cutting instruments and snares and related products | Surgical trocars for general use or accessories | - | Y | Y | Y | Y | - | - | - | - | - | Y | 275 | - | - | Active | - | - | N | N | - | - | - | - | - | - | - | - | - | - | - | A4649 | A4649 | 44729.555 | [23 empty] | 41111715 Telescopes |  |  |  |  | TELESCOPE | PHASE | [16 empty] | https://channel.gimitec.com/content/leica-microsystems-part-list | [7 empty] | Production Completed | Production Completed
ESI | 006 |  | SXH |  |  |  | CHJ | Data Enrichment | [12 empty] | CYTOMED | 20770 | 516650 | 10446386 | Leica Microsystems | Single flexible light guide, 550 mm | Single flexible light guide, 550 mm | leica Microsystems | - |  | - | - | Nos | - | - | Device accessory | Service Type | - | - | - | CSSD | - | Medical Equipment and Accessories and Supplies | Medical sterilization products | Sterilization wraps and packaging supplies | Sterilization reels | - | Y | Y | Y | Y | - | - | - | - | - | Y | 200 | - | - | Active | - | - | N | N | - | - | - | - | - | - | - | - | - | - | - | A4649 | A4649 | 44731.6065 | [23 empty] | 41111704 Illuminators for microscopes |  |  |  |  | ILLUMINATOR | MICROSCOPE | [10 empty] | FOR SINGLE FLEXIBLE LIGHT GUIDE 500MM | [5 empty] | https://channel.gimitec.com/content/leica-microsystems-part-list, https://spectraservices.com/product/10446372.html | [7 empty] | Production Completed | Production Completed
ESI | 006 |  | SXH |  |  |  | CHJ | Data Enrichment | [12 empty] | CYTOMED | 20809 | 516654 | 11501183 | Leica Microsystems | Condenser achr.-apl. A 0.9(P) with switchable condenser head, with color coding. | Condenser Achr.apl. A 0.9 (P) with switchable condenser head, with color coding for fast and easy adjustment of the aperture diaphragm, for brightfield and polarisation (qualitative), optional equipment for darkfield and phase contrast available, with slot for sliders | leica Microsystems | - |  | - | - | Each | - | - | Device accessory | Medical Device | - | - | - | ORTHOPAEDICS | - | Medical Equipment and Accessories and Supplies | Orthopedic surgical implants | Orthopedic trauma implants | Orthopedic trauma implants | - | Y | Y | Y | Y | - | - | - | - | - | Y | 650 | - | - | Active | - | - | N | N | - | - | - | - | - | - | - | - | - | - | - | C9262 | C9262 | 44734.6628 | [23 empty] | 41191506 Microscopes and accessories |  |  |  |  | HEAD | CONDENSER | [10 empty] | ACHR.APL. A 0.9 (P) WITH SWITCHABLE, COLOR CODING |  |  |  |  | FOR FAST AND EASY ADJUSTMENT OF THE APERTURE DIAPHRAGM, FOR BRIGHTFIELD AND POLARISATION (QUALITATIVE), OPTIONAL EQUIPMENT FOR DARKFIELD AND PHASE CONTRAST AVAILABLE, WITH SLOT FOR SLIDERS | https://channel.gimitec.com/content/leica-microsystems-part-list | [7 empty] | Production Completed | Production Completed
ESI | 006 |  | SXH |  |  |  | CHJ | Data Enrichment | [12 empty] | CYTOMED | 20852 | 516658 | 13613240 | Leica Microscopes Objectives | Plan 4X/0.10NA, 26.2mm W.D. | Plan 4X/0.10NA, 26.2mm W.D. | leica Microsystems | - |  | - | - | Nos | - | - | Equipment | Service Type | - | - | - | GENERAL ITEM | - | NMC-Default | Na | NA | NA | - | Y | Y | Y | Y | - | - | - | - | - | Y | 2 | - | - | Active | - | - | N | N | - | - | - | - | - | - | - | - | - | - | - | - | - | 44740.5092 | [23 empty] | 41111705 Microscope objectives |  |  |  |  | OBJECTIVE | MICROSCOPE |  |  |  |  | 0.1 | 26.2MM |  |  |  |  | PLAN, 4X MAGNIFICATION | [5 empty] | https://www.leica-microsystems.com/objectivefinder/objective/613240/ | [7 empty] | Production Completed | Production Completed
ESI | 006 |  | SXH |  |  |  | CHJ | Data Enrichment | [12 empty] | CYTOMED | 20855 | 516661 | 13613241 | Leica Microscopes Objectives | Plan 10X/0.22 NA, 7.8mm W.D. | Plan 10X/0.22 NA, 7.8mm W.D. | leica Microsystems | - |  | - | - | Nos | - | - | Device accessory | Service Type | - | - | - | OPHTHALMOLOGY | - | Medical Equipment and Accessories and Supplies | Surgical products | Surgical implants and expanders and extenders and surgical wires and related products | Intraocular lens IOL | - | Y | Y | Y | Y | - | - | - | - | - | Y | 1980 | - | - | Active | - | - | Y | Y | - | - | - | - | - | - | - | - | - | - | - | C1780 | C1780 | 44740.8403 | [23 empty] | 41111705 Microscope objectives |  |  |  |  | OBJECTIVE | MICROSCOPE |  |  |  |  | 0.22 | 7.8MM |  |  |  |  | PLAN, 10X MAGNIFICATION | [5 empty] | https://www.leica-microsystems.com/objectivefinder/objective/613241/ | [7 empty] | Production Completed | Production Completed
ESI | 006 |  | SXH |  |  |  | CHJ | Data Enrichment | [12 empty] | CYTOMED | 20868 | 516671 | 11557805 | Leica Microscopes Objectives | Eyepiece HC PLAN s 10x/22 Br.M +reticule, for Pol | Eyepiece HC PLAN s 10x/22 Br.M +reticule, for Pol | leica Microsystems | - |  | - | - | Nos | - | - | Device accessory | Service Type | - | - | - | ORTHOPAEDICS | - | Medical Equipment and Accessories and Supplies | Orthopedic surgical implants | Soft tissue fixation products | Suture anchor | - | Y | Y | Y | Y | - | - | - | - | - | Y | 2200 | - | - | Active | - | - | Y | Y | - | - | - | - | - | - | - | - | - | - | - | C1713 | C1713 | 44741.8464 | [23 empty] | 41111729 Microscope eyepieces |  |  |  |  | EYEPIECE | MICROSCOPE |  |  |  |  | 22 | [5 empty] | HC PLAN, 10X MAGNIFICATION, BR.M +RETICULE | [5 empty] | https://www.volza.com/p/leica-microscope-dm/export/export-from-china/ | [7 empty] | Production Completed | Production Completed
ESI | 006 |  | SXH |  |  |  | CHJ | Data Enrichment | [12 empty] | CYTOMED | 20914 | 516674 | 13613313 | Leica DM300 Binocular Microscope | Leica DM300 Stand, Mechanical Stage. Binocular Microscope | Leica DM300 Stand, Mechanical Stage. Binocular Microscope DM 300 Right Hand Stage Standard Stand with 4 position nosepiece, Universal Power Supply, mechanical stage (size ­ 143mm wide x 132mm deep),with slide holder (travel ­ 76mm X, 50mm Y), Pre­ Centered and Pre­Focused Abbe condenser with adjustable iris and labels for matching objective magnifications, LED illumination with continuous intensity control, Dust cover, User Documents Note: appropriate Power Cord must be ordered separately | leica Microsystems | - |  | - | - | Kit | - | - | Medical Device | Service Type | - | - | - | DENTAL | - | Medical Equipment and Accessories and Supplies | Dental equipment and supplies | Dental materials | Dental materials | - | Y | Y | Y | Y | - | - | - | - | - | Y | 20 | - | - | Active | - | - | N | N | - | - | - | - | - | - | - | - | - | - | - | A4649 | A4649 | 44745.9337 | [23 empty] | 41191506 Microscopes and accessories |  |  |  |  | STAND | MICROSCOPE | [10 empty] | DM300, MECHANICAL STAGE, BINOCULAR |  |  |  |  | DM 300 RIGHT HAND STAGE STANDARD STAND WITH 4 POSITION NOSEPIECE, UNIVERSAL POWER SUPPLY, MECHANICAL STAGE (SIZE ­ 143MM WIDE X 132MM DEEP),WITH SLIDE HOLDER (TRAVEL ­ 76MM X, 50MM Y), PRE­ CENTERED AND PRE­FOCUSED ABBE CONDENSER WITH ADJUSTABLE IRIS AND LABELS FOR MATCHING OBJECTIVE MAGNIFICATIONS, LED ILLUMINATION WITH CONTINUOUS INTENSITY CONTROL, DUST COVER, USER DOCUMENTS NOTE: APPROPRIATE POWER CORD MUST BE ORDERED SEPARATELY | https://channel.gimitec.com/content/leica-microsystems-part-list | [7 empty] | Production Completed | Production Completed
ESI | 006 |  | SXH |  |  |  | CHJ | Data Enrichment | [12 empty] | CYTOMED | 20921 | 516677 | 11888511 | Leica DM2700 | Leica DM2700 P stand IL/TL | Leica DM2700 P stand IL/TL For qualitative and quantitative polarization microscopy with reflected and transmitted light, 4500°K LED illumination, dovetail for interchangeable stages, height adjustable focus knobs, focus stop and torque adjustment. | leica Microsystems | - |  | - | - | Box | - | - | Medical Device | Service Type | - | - | - | ORTHOPAEDICS | - | Medical Equipment and Accessories and Supplies | Orthopedic surgical implants | Orthopedic trauma implants | Bone screw | - | Y | Y | Y | Y | - | - | - | - | - | Y | 391.61 | - | - | Active | - | - | N | N | - | - | - | - | - | - | - | - | - | - | - | C1713 | C1713 | 44746.6885 | [23 empty] | 41191506 Microscopes and accessories |  |  |  |  | STAND | MICROSCOPE | [10 empty] | DM2700 P, IL/TL |  |  |  |  | FOR QUALITATIVE AND QUANTITATIVE POLARIZATION MICROSCOPY WITH REFLECTED AND TRANSMITTED LIGHT, 4500°K LED ILLUMINATION, DOVETAIL FOR INTERCHANGEABLE STAGES, HEIGHT ADJUSTABLE FOCUS KNOBS, FOCUS STOP AND TORQUE ADJUSTMENT. | https://channel.gimitec.com/content/leica-microsystems-part-list | [7 empty] | Production Completed | Production Completed
ESI | 006 | need to allot | CHJ |  |  |  | CHJ | Data Enrichment | [12 empty] | CYTOMED | 7657 | 513139 | B1016-172 | Microscan- Beckman Coulter - Consumables | Positive COMBO Panels, 41 | Positive COMBO Panels, 41 | Beckman Coulter | - | The Manufacturer/ Foreign | - | - | Pack | - | - | Consumables | Service Type | - | - | - | DERMATOLOGY/COSMETIC ITEMS | - | Apparel and Luggage and Personal Care Products | Personal care products | Bath and body | Bath and body powder | - | Y | Y | Y | Y | - | - | - | - | - | Y | 28.27 | - | - | Active | - | - | N | N | - | - | - | - | - | - | - | - | - | - | - | A4649 | A4649 | 42975.7256 | [23 empty] | 41116131 Microbiology or bacteriology identification or sensitivity disks or panels |  |  |  |  | PANEL | MICROBIOLOGY TEST |  | POSITIVE COMBO 41 | [14 empty] | https://www.partssource.com/parts/beckman-coulter/B1016172 | [7 empty] | Production Completed | Production Completed
ESI | 006 | need to allot | CHJ |  |  |  | CHJ | Data Enrichment | [12 empty] | CYTOMED | 7658 | 513140 | B1016-171 | Microscan- Beckman Coulter - Consumables | Negative COMBO Panels, 66 | Negative COMBO Panels, 66 | Beckman Coulter | - | The Manufacturer/ Foreign | - | - | Pack | - | - | Transportation Materials | Service Type | - | - | - | ANESTHESIA & RESPIRATORY | - | Medical Equipment and Accessories and Supplies | Patient care and treatment products and supplies | Injection and aspiration needles and accessories | Spinal anesthesia kit or tray | - | Y | Y | Y | Y | - | - | - | - | - | Y | 35 | - | - | Active | - | - | Y | Y | - | - | - | - | - | - | - | - | - | - | - | A4215 | A4215 | 42975.7394 | [23 empty] | 41116131 Microbiology or bacteriology identification or sensitivity disks or panels |  |  |  |  | PANEL | MICROBIOLOGY TEST | MICROSCAN | NEGATIVE COMBO 66 | [14 empty] | https://www.biosystems.com.co/productos/reactivos/panel-negative-combo-66-20-und-beckman-coulter/ | [7 empty] | Production Completed | Production Completed
ESI | 006 | need to allot | CHJ |  |  |  | CHJ | Data Enrichment | [12 empty] | CYTOMED | 7660 | 513142 | B1017-70 | Microscan- Beckman Coulter - Consumables | PNL,RAPID YEAST ID 2 (20) | PNL,RAPID YEAST ID 2 (20) | Beckman Coulter | - | The Manufacturer/ Foreign | - | - | Each | - | - | Consumables | Service Type | - | - | - | DENTAL | - | Medical Equipment and Accessories and Supplies | Dental equipment and supplies | Orthodontic and prosthodontic equipment and supplies | Orthodontic and prosthodontic equipment and supplies | - | Y | Y | Y | Y | - | - | - | - | - | Y | 280 | - | - | Active | - | - | N | N | - | - | - | - | - | - | - | - | - | - | - | A4649 | A4649 | 42975.7508 | [23 empty] | 41116131 Microbiology or bacteriology identification or sensitivity disks or panels |  |  |  |  | PANEL | MICROBIOLOGY TEST | MICROSCAN | RAPID YEAST ID | [8 empty] | 20 TEST | [5 empty] | https://mms.mckesson.com/product/1009634/Beckman-Coulter-B1017-70 | [7 empty] | Production Completed | Production Completed
ESI | 006 | need to allot | CHJ |  |  |  | CHJ | Data Enrichment | [12 empty] | CYTOMED | 7661 | 513143 | B1017-202 | Microscan- Beckman Coulter - Consumables | PANEL,ANAEROBE RAPID CHROMO ID (20) | PANEL,ANAEROBE RAPID CHROMO ID (20) | Beckman Coulter | - | The Manufacturer/ Foreign | - | - | Pack | - | - | Consumables | Service Type | - | - | - | DENTAL | - | Medical Equipment and Accessories and Supplies | Dental equipment and supplies | Dental and subspecialty instruments and devices | Dental placement instruments | - | Y | Y | Y | Y | - | - | - | - | - | Y | 162.5 | - | - | Active | - | - | N | N | - | - | - | - | - | - | - | - | - | - | - | A4649 | A4649 | 42976.4663 | [23 empty] | 41116131 Microbiology or bacteriology identification or sensitivity disks or panels |  |  |  |  | PANEL | MICROBIOLOGY TEST | MICROSCAN | ANAEROBE RAPID CHROMO ID | [8 empty] | 20 TEST | [5 empty] | https://mms.mckesson.com/product/1009605/Beckman-Coulter-B1017-202 | [7 empty] | Production Completed | Production Completed
ESI | 006 | need to allot | CHJ |  |  |  | CHJ | Data Enrichment | [12 empty] | CYTOMED | 7662 | 513144 | B1027-201 | Microscan- Beckman Coulter - Consumables | PANEL, MICroSTREP Plus 1 | PANEL, MICroSTREP Plus 1 | Beckman Coulter | - | The Manufacturer/ Foreign | - | - | Each | - | - | Reagent | Service Type | - | - | - | SUTURE | - | Medical Equipment and Accessories and Supplies | Wound care products | Suture and related products | Suture | - | Y | Y | Y | Y | - | - | - | - | - | Y | 716 | - | - | Active | - | - | Y | Y | - | - | - | - | - | - | - | - | - | - | - | A4649 | A4649 | 42976.5176 | [23 empty] | 41116131 Microbiology or bacteriology identification or sensitivity disks or panels |  |  |  |  | PANEL | MICROBIOLOGY TEST | MICROSCAN | MICROSTREP PLUS 1 | [8 empty] | 20 TEST | [5 empty] | https://www.beckmancoulter.com/products/microbiology/microstrep-plus-panels | [7 empty] | Production Completed | Production Completed
ESI | 006 | need to allot | CHJ |  |  |  | CHJ | Data Enrichment | [12 empty] | CYTOMED | 7664 | 513146 | B1017-221 | Microscan- Beckman Coulter - Consumables | PANEL, PID3 | PANEL, PID3 | Beckman Coulter | - | The Manufacturer/ Foreign | - | - | Each | - | - | Consumables | Service Type | - | - | - | CATHLAB | - | Medical Equipment and Accessories and Supplies | Medical diagnostic imaging and nuclear medicine products | Vascular imaging and interventional cardiology and cardiac catheterization lab products | Angioplasty balloon catheter | - | Y | Y | Y | Y | - | - | - | - | - | Y | 535 | - | - | Active | - | - | Y | Y | - | - | - | - | - | - | - | - | - | - | - | C1731 | C1731 | 42977.4212 | [23 empty] | 41116131 Microbiology or bacteriology identification or sensitivity disks or panels |  |  |  |  | PANEL | MICROBIOLOGY TEST | MICROSCAN | POSITIVE ID TYPE 3 | [8 empty] | 20 TEST | [5 empty] | https://mms.mckesson.com/product/1009610/Beckman-Coulter-B1017-221 | [7 empty] | Production Completed | Production Completed
ESI | 006 | need to allot | CHJ |  |  |  | CHJ | Data Enrichment | [12 empty] | CYTOMED | 7665 | 513147 | B1016-89A | Microscan- Beckman Coulter - Consumables | PANEL, MICroSTREP Plus® 3 (Haemophilus MIC) | PANEL, MICroSTREP Plus® 3 (Haemophilus MIC) | Beckman Coulter | - | The Manufacturer/ Foreign | - | - | Each | - | - | Reagent | Lab Reagent | - | - | - | DENTAL | - | Medical Equipment and Accessories and Supplies | Dental equipment and supplies | Dental and subspecialty instruments and devices | Dental placement instruments | - | Y | Y | Y | Y | - | - | - | - | - | Y | 382 | - | - | Active | - | - | N | N | - | - | - | - | - | - | - | - | - | - | - | A4649 | A4649 | 42977.4986 | [23 empty] | 41116131 Microbiology or bacteriology identification or sensitivity disks or panels |  |  |  |  | PANEL | MICROBIOLOGY TEST | MICROSCAN | MICROSTREP PLUS 3 (HAEMOPHILUS MIC) | [14 empty] | https://media.beckmancoulter.com/-/media/diagnostics/products/microbiology/conventional-panels/docs/microscan-gram-neg-and-pos-panel-ous.pdf | [7 empty] | Production Completed | Production Completed
ESI | 006 | need to allot | CHJ |  |  |  | CHJ | Data Enrichment | [12 empty] | CYTOMED | 7666 | 513148 | B1012-10B | Microscan- Beckman Coulter - Consumables | PANEL,HNID (Haemophilus/Neisseria ID), Panel 20 | PANEL,HNID (Haemophilus/Neisseria ID), Panel 20 | Beckman Coulter | - | The Manufacturer/ Foreign | - | - | Pack | - | - | Reagent | Lab Reagent | - | - | - | DENTAL | - | Medical Equipment and Accessories and Supplies | Dental equipment and supplies | Dental materials | Dental materials | - | Y | Y | Y | Y | - | - | - | - | - | Y | 1550 | - | - | Active | - | - | N | N | - | - | - | - | - | - | - | - | - | - | - | A4649 | A4649 | 42977.5056 | [23 empty] | 41116131 Microbiology or bacteriology identification or sensitivity disks or panels |  |  |  |  | PANEL | MICROBIOLOGY TEST | MICROSCAN | HAEMOPHILUS-NEISSERIA IDENTIFICATION | [8 empty] | 20 TEST | [5 empty] | https://mms.mckesson.com/product/1009572/Beckman-Coulter-B1012-10B?src=PR | [7 empty] | Production Completed | Production Completed
ESI | 006 | need to allot | CHJ |  |  |  | CHJ | Data Enrichment | [12 empty] | CYTOMED | 7671 | 513153 | B1010-45A | Microscan- Beckman Coulter - Consumables | N-N-Dimethyl-Alpha-Naphthylamine .5%NN, 30 ml | N-N-Dimethyl-Alpha-Naphthylamine .5%NN, 30 ml | Beckman Coulter | - | The Manufacturer/ Foreign | - | - | Each | - | - | Reagent | Lab Reagent | - | - | - | DENTAL | - | Medical Equipment and Accessories and Supplies | Dental equipment and supplies | Dental materials | Dental obturating points | - | Y | Y | Y | Y | - | - | - | - | - | Y | 18 | - | - | Active | - | - | N | N | - | - | - | - | - | - | - | - | - | - | - | A4649 | A4649 | 42981.4367 | [23 empty] | 41116011 Microbiology analyzer reagents |  |  |  |  | REAGENT | MICROBIOLOGY | MICROSCAN | N-N-DIMETHYL-ALPHA-NAPHTHYLAMINE 0.5% | [5 empty] | 30ML | [8 empty] | https://mms.mckesson.com/product/848970/Beckman-Coulter-B1010-45A | [7 empty] | Production Completed | Production Completed
ESI | 006 | need to allot | CHJ |  |  |  | CHJ | Data Enrichment | [12 empty] | CYTOMED | 7681 | 513163 | B1016-137 | Microscan- Beckman Coulter - Consumables | PANEL, NEG BREAKPOINT COMBO 42. Gram Negative NBC 42 | PANEL, NEG BREAKPOINT COMBO 42. Gram Negative NBC 42 | Beckman Coulter | - | The Manufacturer/ Foreign | - | - | Each | - | - | Consumables | Consumables | - | - | - | LABORATORY | - | Laboratory and Measuring and Observing and Testing Equipment | Measuring and observing and testing instruments | Manual test kits and quality controls and calibrators and standards | Chemistry quality controls or calibrators or standards | - | Y | Y | Y | Y | - | - | - | - | - | Y | 80 | - | - | Active | - | - | Y | Y | - | - | - | - | - | - | - | - | - | - | - | A4649 | A4649 | 42981.5338 | [23 empty] | 41116131 Microbiology or bacteriology identification or sensitivity disks or panels |  |  |  |  | PANEL | MICROBIOLOGY TEST |  | NEGATIVE BREAKPOINT COMBO NBC 42 | [14 empty] | URL NOT FOUND | [7 empty] | Production Completed | Production Completed
ESI | 006 | need to allot | CHJ |  |  |  | CHJ | Data Enrichment | [12 empty] | CYTOMED | 7685 | 513167 | B1016-138 | Microscan- Beckman Coulter - Consumables | PANEL, POS BREAKPOINT COMBO 28. (Gram Positive Panels 28) | PANEL, POS BREAKPOINT COMBO 28. (Gram Positive Panels 28) | Beckman Coulter | - | The Manufacturer/ Foreign | - | - | Pack | - | - | Reagent | Consumables | - | - | - | GENERAL MEDICAL CONSUMABLES | - | Medical Equipment and Accessories and Supplies | Patient care and treatment products and supplies | Pleural cavity drain products | Pleural cavity drainage unit or container or accessories | - | Y | Y | Y | Y | - | - | - | - | - | Y | 1182 | - | - | Active | - | - | N | N | - | - | - | - | - | - | - | - | - | - | - | A4649 | A4649 | 42983.3749 | [23 empty] | 41116131 Microbiology or bacteriology identification or sensitivity disks or panels |  |  |  |  | PANEL | MICROBIOLOGY TEST |  | POSITIVE BREAKPOINT COMBO 28 | [14 empty] | URL NOT FOUND | [7 empty] | Production Completed | Production Completed
ESI | 006 | need to allot | CHJ |  |  |  | CHJ | Data Enrichment | [12 empty] | CYTOMED | 8231 | 513439 | MU919400 | Beckman Coulter - AU Chemistry - Spare parts | Na Electrode A&T (1 ea.) | Na Electrode A&T (1 ea.) | Beckman Coulter | - | The Manufacturer/ Foreign | - | - | Each | - | - | Device accessory | Service Type | - | - | - | ORTHOPAEDICS | - | Medical Equipment and Accessories and Supplies | Orthopedic surgical implants | Orthopedic trauma implants | Bone screw | - | Y | Y | Y | Y | - | - | - | - | - | Y | 427.52 | - | - | Active | - | - | N | N | - | - | - | - | - | - | - | - | - | - | - | C1713 | C1713 | 43137.7451 | [23 empty] | 41115608 Ion selective electrode |  |  |  |  | ELECTRODE | ION |  | SODIUM | [8 empty] | A&T, FOR ISE MODULE | [5 empty] | https://mms.mckesson.com/product/727458/Beckman-Coulter-MU919400 | [7 empty] | Production Completed | Production Completed
ESI | 006 | need to allot | CHJ |  |  |  | CHJ | Data Enrichment | [12 empty] | CYTOMED | 8232 | 513440 | MU962300 | Beckman Coulter - AU Chemistry - Spare parts | Roller Tube (pkg of 2) | Roller Tube (pkg of 2) | Beckman Coulter | - | The Manufacturer/ Foreign | - | - | Pack | - | - | Spare Part | Service Type | - | - | - | CATHLAB | - | Medical Equipment and Accessories and Supplies | Medical diagnostic imaging and nuclear medicine products | Vascular imaging and interventional cardiology and cardiac catheterization lab products | Angioplasty balloon catheter | - | Y | Y | Y | Y | - | - | - | - | - | Y | 800 | - | - | Active | - | - | Y | Y | - | - | - | - | - | - | - | - | - | - | - | C1731 | A4649 | 43138.5285 | [23 empty] | 41105102 Peristaltic pumps |  |  |  |  | PUMP | PERISTALTIC | [10 empty] | ROLLER, TUBING | [5 empty] | https://mms.mckesson.com/product/727478/Beckman-Coulter-MU962300 | [7 empty] | Production Completed | Production Completed
ESI | 006 | need to allot | CHJ |  |  |  | CHJ | Data Enrichment | [12 empty] | CYTOMED | 8233 | 516113 | MU5180 | Beckman Coulter - AU Chemistry - Spare parts | SAMPLE LEVEL DETECTION PCB\ |  | Beckman Coulter | - |  | - | - | Each | - | - | Spare Part | Service Type | - | - | - | CATHLAB | - | Medical Equipment and Accessories and Supplies | Medical diagnostic imaging and nuclear medicine products | Vascular imaging and interventional cardiology and cardiac catheterization lab products | Coronary stent | - | Y | Y | Y | Y | - | - | - | - | - | Y | 3250 | - | - | Active | - | - | Y | Y | - | - | - | - | - | - | - | - | - | - | - | C1874 | C1874 | 43138.5316 | [23 empty] | 41115808 Chemistry analyzer accessories or supplies |  |  |  |  | BOARD | DETECTION | [10 empty] | SAMPLE, LEVEL, PCB | [5 empty] | http://www.dommedical.com/search.php?category=vzcnisilfxhzsdee&NowPage=468 | [7 empty] | Production Completed | Production Completed
ESI | 006 | need to allot | CHJ |  |  |  | CHJ | Data Enrichment | [12 empty] | CYTOMED | 8234 | 516114 | MU5181 | Beckman Coulter - AU Chemistry - Spare parts | REAGENT LEVEL DETECTION PCB |  | Beckman Coulter | - |  | - | - | Each | - | - | Spare Part | Service Type | - | - | - | CATHLAB | - | Medical Equipment and Accessories and Supplies | Medical diagnostic imaging and nuclear medicine products | Vascular imaging and interventional cardiology and cardiac catheterization lab products | Angioplasty balloon catheter | - | Y | Y | Y | Y | - | - | - | - | - | Y | 1100 | - | - | Active | - | - | Y | Y | - | - | - | - | - | - | - | - | - | - | - | C1731 | C1726 | 43138.6178 | [23 empty] | 41115808 Chemistry analyzer accessories or supplies |  |  |  |  | BOARD | DETECTION | [10 empty] | REAGENT LEVEL, PCB | [5 empty] | URL NOT FOUND | [7 empty] | Production Completed | Production Completed
ESI | 006 | need to allot | CHJ |  |  |  | CHJ | Data Enrichment | [12 empty] | CYTOMED | 8236 | 516116 | B87157 | Beckman Coulter - AU Chemistry - Spare parts | PCB PROTECTION PANEL (MODS) |  | Beckman Coulter | - |  | - | - | Each | - | - | Spare Part | Service Type | - | - | - | CATHLAB | - | Medical Equipment and Accessories and Supplies | Medical diagnostic imaging and nuclear medicine products | Vascular imaging and interventional cardiology and cardiac catheterization lab products | Angioplasty balloon catheter | - | Y | Y | Y | Y | - | - | - | - | - | Y | 800 | - | - | Active | - | - | Y | Y | - | - | - | - | - | - | - | - | - | - | - | C1731 | C1731 | 43142.4281 | [23 empty] | 41115808 Chemistry analyzer accessories or supplies |  |  |  |  | PANEL | ANALYZER | [10 empty] | PCB, PROTECTION |  |  |  |  | MODS | URL NOT FOUND | [7 empty] | Production Completed | Production Completed
ESI | 006 | need to allot | CHJ |  |  |  | CHJ | Data Enrichment | [12 empty] | CYTOMED | 8237 | 516117 | MU5348 | Beckman Coulter - AU Chemistry - Spare parts | PULSE MOTOR ASSY |  | Beckman Coulter | - |  | - | - | Each | - | - | Spare Part | Service Type | - | - | - | CATHLAB | - | Medical Equipment and Accessories and Supplies | Medical diagnostic imaging and nuclear medicine products | Vascular imaging and interventional cardiology and cardiac catheterization lab products | Coronary stent | - | Y | Y | Y | Y | - | - | - | - | - | Y | 4400 | - | - | Active | - | - | Y | Y | - | - | - | - | - | - | - | - | - | - | - | C1874 | C1874 | 43142.4299 | [23 empty] | 41115808 Chemistry analyzer accessories or supplies |  |  |  |  | ASSAMBLEY | MOTOR | [10 empty] | PULSE | [5 empty] | https://www.partssource.com/parts/beckman-coulter/MU5348 | [7 empty] | Production Completed | Production Completed
ESI | 006 | need to allot | CHJ |  |  |  | CHJ | Data Enrichment | [12 empty] | CYTOMED | 8238 | 516118 | MU2923 | Beckman Coulter - AU Chemistry - Spare parts | PULS MOTOR ASSY 6 |  | Beckman Coulter | - |  | - | - | Each | - | - | Spare Part | Service Type | - | - | - | LABORATORY | - | Laboratory and Measuring and Observing and Testing Equipment | Laboratory and scientific equipment | Specimen collection and transport containers and supplies | Blood culture bottles | - | Y | Y | Y | Y | - | - | - | - | - | Y | 140 | - | - | Active | - | - | Y | Y | - | - | - | - | - | - | - | - | - | - | - | A4770 | A4770 | 43142.7631 | [23 empty] | 41115808 Chemistry analyzer accessories or supplies |  |  |  |  | ASSAMBLEY | MOTOR | [10 empty] | PULSE 6 | [5 empty] | http://www.dommedical.com/search.php?category=0&language=2&searchText=olympus&searchBtn=%E6%90%9C+%E7%B4%A2&NowPage=36 | [7 empty] | Production Completed | Production Completed
ESI | 006 | need to allot | CHJ |  |  |  | CHJ | Data Enrichment | [12 empty] | CYTOMED | 8240 | 516120 | ME8278 | Beckman Coulter - AU Chemistry - Spare parts | RP HOLDER |  | Beckman Coulter | - |  | - | - | Each | - | - | Spare Part | Service Type | - | - | - | DENTAL | - | Medical Equipment and Accessories and Supplies | Dental equipment and supplies | Dental and subspecialty instruments and devices | Dental and subspecialty instruments and devices | - | Y | Y | Y | Y | - | - | - | - | - | Y | 150 | - | - | Active | - | - | N | N | - | - | - | - | - | - | - | - | - | - | - | A4649 | A4649 | 43143.7564 | [23 empty] | 41115808 Chemistry analyzer accessories or supplies |  |  |  |  | HOLDER | ANALYZER | [10 empty] | RP | [5 empty] | http://www.dommedical.com/Beckman-OLYMPUS-Japan-RP-holder-PN-ME8278-Chemistry-Analyzer-AU680-NEW-2624.html | [7 empty] | Production Completed | Production Completed
ESI | 006 | need to allot | CHJ |  |  |  | CHJ | Data Enrichment | [12 empty] | CYTOMED | 8250 | 516130 | MU4149B | Beckman Coulter - AU Chemistry - Spare parts | VACUUM PUMP ASSY 2 |  | Beckman Coulter | - |  | - | - | Each | - | - | Spare Part | Service Type | - | - | - | CATHLAB | - | Medical Equipment and Accessories and Supplies | Medical diagnostic imaging and nuclear medicine products | Vascular imaging and interventional cardiology and cardiac catheterization lab products | Angioplasty balloon catheter | - | Y | Y | Y | Y | - | - | - | - | - | Y | 800 | - | - | Active | - | - | Y | Y | - | - | - | - | - | - | - | - | - | - | - | C1731 | C1731 | 43146.5395 | [23 empty] | 41115808 Chemistry analyzer accessories or supplies |  |  |  |  | PUMP | VACUUM | [10 empty] | ASSAY 2 | [5 empty] | https://spwindustrial.com/olympus-beckman-vacuum-pump-for-au-systems-mu4149b-new-old-stock-last-one/ | [7 empty] | Production Completed | Production Completed
ESI | 006 | need to allot | CHJ |  |  |  | CHJ | Data Enrichment | [12 empty] | CYTOMED | 8253 | 516133 | MU795203 | Beckman Coulter - AU Chemistry - Spare parts | PHOTOMETRIC CONTROL BORD |  | Beckman Coulter | - |  | - | - | Each | - | - | Spare Part | Service Type | - | - | - | GENERAL ITEM | - | NMC-Default | Na | NA | NA | - | Y | Y | Y | Y | - | - | - | - | - | Y | 35 | - | - | Active | - | - | N | N | - | - | - | - | - | - | - | - | - | - | - | - | - | 43149.6852 | [23 empty] | 41115340 Photometer accessories |  |  |  |  | BOARD | CONTROL | [10 empty] | PHOTOMETRIC | [5 empty] | https://www.globelabmedical.com/product/beckman-coulter-beckman-coulter-541bphc1a-photometry-control-pcb-mu795203-au-series-biochemical-instrument-au680/ | [7 empty] | Production Completed | Production Completed
ESI | 006 | need to allot | CHJ |  |  |  | CHJ | Data Enrichment | [12 empty] | CYTOMED | 8254 | 516134 | MU7634 | Beckman Coulter - AU Chemistry - Spare parts | SENSOR ASSY 6 |  | Beckman Coulter | - |  | - | - | Each | - | - | Spare Part | Service Type | - | - | - | CATHLAB | - | Medical Equipment and Accessories and Supplies | Medical diagnostic imaging and nuclear medicine products | Vascular imaging and interventional cardiology and cardiac catheterization lab products | Coronary stent | - | Y | Y | Y | Y | - | - | - | - | - | Y | 4000 | - | - | Active | - | - | Y | Y | - | - | - | - | - | - | - | - | - | - | - | C1874 | C1874 | 43150.5915 | [23 empty] | 41115808 Chemistry analyzer accessories or supplies |  |  |  |  | SENSOR | ANALYZER | [10 empty] | ASSAY 6 | [5 empty] | http://www.dommedical.com/search.php?category=0&language=2&searchText=olympus&searchBtn=%E6%90%9C+%E7%B4%A2&NowPage=45 | [7 empty] | Production Completed | Production Completed
ESI | 006 | need to allot | CHJ |  |  |  | CHJ | Data Enrichment | [12 empty] | CYTOMED | 8255 | 516135 | MU7624 | Beckman Coulter - AU Chemistry - Spare parts | SENSOR ASSY 5 |  | Beckman Coulter | - |  | - | - | Each | - | - | Spare Part | Service Type | - | - | - | CATHLAB | - | Medical Equipment and Accessories and Supplies | Medical diagnostic imaging and nuclear medicine products | Vascular imaging and interventional cardiology and cardiac catheterization lab products | Coronary stent | - | Y | Y | Y | Y | - | - | - | - | - | Y | 4000 | - | - | Active | - | - | Y | Y | - | - | - | - | - | - | - | - | - | - | - | C1874 | C1874 | 43150.5929 | [23 empty] | 41115808 Chemistry analyzer accessories or supplies |  |  |  |  | SENSOR | ANALYZER | [10 empty] | ASSAY 5 | [5 empty] | http://www.dommedical.com/Chemistry-Analyzer-AU400-AU480-AU600-AU640-AU680-MU4920-MU2115-page22.html | [7 empty] | Production Completed | Production Completed
ESI | 006 | need to allot | CHJ |  |  |  | CHJ | Data Enrichment | [12 empty] | CYTOMED | 8266 | 516146 | MU6197 | Beckman Coulter - AU Chemistry - Spare parts | MU6197 CLOT SENSOR |  | Beckman Coulter | - |  | - | - | Each | - | - | Spare Part | Service Type | - | - | - | DENTAL | - | Medical Equipment and Accessories and Supplies | Dental equipment and supplies | Dental and subspecialty instruments and devices | Dental restorative kits | - | Y | Y | Y | Y | - | - | - | - | - | Y | 650 | - | - | Active | - | - | N | N | - | - | - | - | - | - | - | - | - | - | - | A4649 | A4649 | 43152.4267 | [23 empty] | 41115808 Chemistry analyzer accessories or supplies |  |  |  |  | SENSOR | ANALYZER | [10 empty] | CLOT | [5 empty] | http://www.dommedical.com/Beckman-OLYMPUS-Japan-PRESSURE-SENSOR-MU6197-Chemistry-Analyzer-AU400-NEW-3423.html | [7 empty] | Production Completed | Production Completed
ESI | 006 | need to allot | CHJ |  |  |  | CHJ | Data Enrichment | [12 empty] | CYTOMED | 8272 | 516152 | MU995800 | Beckman Coulter - AU Chemistry - Spare parts | R PROBE OLD MU958800 |  | Beckman Coulter | - |  | - | - | Each | - | - | Spare Part | Service Type | - | - | - | CATHLAB | - | Medical Equipment and Accessories and Supplies | Medical diagnostic imaging and nuclear medicine products | Vascular imaging and interventional cardiology and cardiac catheterization lab products | Angioplasty balloon catheter | - | Y | Y | Y | Y | - | - | - | - | - | Y | 800 | - | - | Active | - | - | Y | Y | - | - | - | - | - | - | - | - | - | - | - | C1731 | C1731 | 43153.6695 | [23 empty] | 41115808 Chemistry analyzer accessories or supplies |  |  |  |  | PROBE | REAGENT | [10 empty] | FOR CHEMISTRY ANALYZER | [5 empty] | https://mms.mckesson.com/product/727492/Beckman-Coulter-MU995800 | [7 empty] | Production Completed | Production Completed
ESI | 006 | need to allot | CHJ |  |  |  | CHJ | Data Enrichment | [12 empty] | CYTOMED | 8273 | 516153 | MU6878 | Beckman Coulter - AU Chemistry - Spare parts | MU6878 DA ADJUSTMENT KIT |  | Beckman Coulter | - |  | - | - | Each | - | - | Spare Part | Service Type | - | - | - | ORTHOPAEDICS | - | Medical Equipment and Accessories and Supplies | Orthopedic surgical implants | Soft tissue fixation products | Soft tissue fixation products | - | Y | Y | Y | Y | - | - | - | - | - | Y | 3360 | - | - | Active | - | - | N | N | - | - | - | - | - | - | - | - | - | - | - | C1776 | C1776 | 43155.5733 | [23 empty] | 41115808 Chemistry analyzer accessories or supplies |  |  |  |  | KIT | ANALYZER | [10 empty] | DA, ADJUSTMENT | [5 empty] | URL NOT FOUND | [7 empty] | Production Completed | Production Completed
ESI | 006 | need to allot | CHJ |  |  |  | CHJ | Data Enrichment | [12 empty] | CYTOMED | 8278 | 516158 | MU7615 | Beckman Coulter - AU Chemistry - Spare parts | MU7615 SENSOR ASSY3 |  | Beckman Coulter | - |  | - | - | Each | - | - | Spare Part | Service Type | - | - | - | CATHLAB | - | Medical Equipment and Accessories and Supplies | Medical diagnostic imaging and nuclear medicine products | Vascular imaging and interventional cardiology and cardiac catheterization lab products | Diagnostic or interventional vascular catheters or sets | - | Y | Y | Y | Y | - | - | - | - | - | Y | 350 | - | - | Active | - | - | Y | Y | - | - | - | - | - | - | - | - | - | - | - | C1731 | C1759 | 43156.7411 | [23 empty] | 41115808 Chemistry analyzer accessories or supplies |  |  |  |  | SENSOR | ANALYZER | [10 empty] | ASSAY 3 | [5 empty] | http://www.dommedical.com/Chemistry-Analyzer-AU400-AU480-AU600-AU640-AU680-MU4920-MU2115-page22.html | [7 empty] | Production Completed | Production Completed
ESI | 006 | need to allot | CHJ |  |  |  | CHJ | Data Enrichment | [12 empty] | CYTOMED | 8287 | 516167 | B14312 | Beckman Coulter - AU Chemistry - Spare parts | PHOTO SENSOR BORD |  | Beckman Coulter | - |  | - | - | Each | - | - | Spare Part | Service Type | - | - | - | DENTAL | - | Medical Equipment and Accessories and Supplies | Dental equipment and supplies | Dental and subspecialty instruments and devices | Dental and subspecialty instruments and devices | - | Y | Y | Y | Y | - | - | - | - | - | Y | 168 | - | - | Active | - | - | N | N | - | - | - | - | - | - | - | - | - | - | - | A4649 | A4649 | 43158.5356 | [23 empty] | 41115808 Chemistry analyzer accessories or supplies |  |  |  |  | BOARD | SENSOR | [10 empty] | PHOTO | [5 empty] | URL NOT FOUND | [7 empty] | Production Completed | Production Completed
ESI | 006 | need to allot | CHJ |  |  |  | CHJ | Data Enrichment | [12 empty] | CYTOMED | 8291 | 516171 | MU795602 | Beckman Coulter - AU Chemistry - Spare parts | TEMP CONTROL BOARD |  | Beckman Coulter | - |  | - | - | Each | - | - | Spare Part | Service Type | - | - | - | ORTHOPAEDICS | - | Medical Equipment and Accessories and Supplies | Orthopedic surgical implants | Knee joint implants | Knee joint implants | - | Y | Y | Y | Y | - | - | - | - | - | Y | 290 | - | - | Active | - | - | N | N | - | - | - | - | - | - | - | - | - | - | - | C1776 | C1776 | 43158.7211 | [23 empty] | 41115808 Chemistry analyzer accessories or supplies |  |  |  |  | BOARD | CONTROL | [10 empty] | TEMP | [5 empty] | https://www.globelabmedical.com/product/20344-beckman-coulter-temp-control-board-au480680-chemistry-analyzer-pnmu795602/ | [7 empty] | Production Completed | Production Completed
ESI | 006 | need to allot | CHJ |  |  |  | CHJ | Data Enrichment | [12 empty] | CYTOMED | 8293 | 516173 | MU795903 | Beckman Coulter - AU Chemistry - Spare parts | S PRESSURE MONITOR BORD |  | Beckman Coulter | - |  | - | - | Each | - | - | Spare Part | Service Type | - | - | - | GENERAL ITEM | - | NMC-Default | Na | NA | NA | - | Y | Y | Y | Y | - | - | - | - | - | Y | 48 | - | - | Active | - | - | N | N | - | - | - | - | - | - | - | - | - | - | - | - | - | 43158.7266 | [23 empty] | 41115808 Chemistry analyzer accessories or supplies |  |  |  |  | BOARD | MONITOR | [16 empty] | https://www.globelabmedical.com/product/beckman-coulter-beckman-coulter-541bspm1a-s-pressure-monitor-pcb-mu795903-au-series-biochemical-instrument-au680/ | [7 empty] | Production Completed | Production Completed
ESI | 006 | need to allot | CHJ |  |  |  | CHJ | Data Enrichment | [12 empty] | CYTOMED | 8295 | 516175 | MU796104 | Beckman Coulter - AU Chemistry - Spare parts | R1 LEVEL DETECTION PCB AU480/460 |  | Beckman Coulter | - |  | - | - | Each | - | - | Spare Part | Service Type | - | - | - | CATHLAB | - | Medical Equipment and Accessories and Supplies | Medical diagnostic imaging and nuclear medicine products | Vascular imaging and interventional cardiology and cardiac catheterization lab products | Coronary stent | - | Y | Y | Y | Y | - | - | - | - | - | Y | 2990 | - | - | Active | - | - | Y | Y | - | - | - | - | - | - | - | - | - | - | - | C1874 | C1874 | 43159.4735 | [23 empty] | 41115808 Chemistry analyzer accessories or supplies |  |  |  |  | BOARD | DETECTION | [10 empty] | R1 LEVEL, PCB, FOR AU480/460 | [5 empty] | URL NOT FOUND | [7 empty] | Production Completed | Production Completed
ESI | 006 | need to allot | CHJ |  |  |  | CHJ | Data Enrichment | [12 empty] | CYTOMED | 8296 | 516176 | MU796204 | Beckman Coulter - AU Chemistry - Spare parts | R2 DETECTION BORD |  | Beckman Coulter | - |  | - | - | Each | - | - | Spare Part | Service Type | - | - | - | CATHLAB | - | Medical Equipment and Accessories and Supplies | Medical diagnostic imaging and nuclear medicine products | Vascular imaging and interventional cardiology and cardiac catheterization lab products | Angioplasty balloon catheter | - | Y | Y | Y | Y | - | - | - | - | - | Y | 780 | - | - | Active | - | - | Y | Y | - | - | - | - | - | - | - | - | - | - | - | C1731 | C1731 | 43159.4842 | [23 empty] | 41115808 Chemistry analyzer accessories or supplies |  |  |  |  | BOARD | DETECTION | [10 empty] | R2 | [5 empty] | URL NOT FOUND | [7 empty] | Production Completed | Production Completed
ESI | 006 | need to allot | CHJ |  |  |  | CHJ | Data Enrichment | [12 empty] | CYTOMED | 8297 | 516177 | MU7966 | Beckman Coulter - AU Chemistry - Spare parts | POWER CONTROL PCB |  | Beckman Coulter | - |  | - | - | Each | - | - | Spare Part | Service Type | - | - | - | STATIONERY | - | NMC-Default | Na | NA | NA | - | Y | Y | Y | Y | - | - | - | - | - | Y | 25 | - | - | Active | - | - | N | N | - | - | - | - | - | - | - | - | - | - | - | - | - | 43159.4845 | [23 empty] | 41115808 Chemistry analyzer accessories or supplies |  |  |  |  | CONTROL | POWER | [10 empty] | PCB | [5 empty] | https://vi.aliexpress.com/i/32463978633.html | [7 empty] | Production Completed | Production Completed
ESI | 006 | need to allot | CHJ |  |  |  | CHJ | Data Enrichment | [12 empty] | CYTOMED | 8298 | 516178 | KCM0802 | Beckman Coulter - AU Chemistry - Spare parts | PHOTODIODE ALLAY SETTING |  | Beckman Coulter | - |  | - | - | Each | - | - | Spare Part | Service Type | - | - | - | STATIONERY | - | NMC-Default | Na | NA | NA | - | Y | Y | Y | Y | - | - | - | - | - | Y | 12 | - | - | Active | - | - | N | N | - | - | - | - | - | - | - | - | - | - | - | - | - | 43159.4919 | [23 empty] | 41115808 Chemistry analyzer accessories or supplies |  |  |  |  | PHOTODIODE | ANALYZER | [10 empty] | ALLAY SETTING | [5 empty] | URL NOT FOUND | [7 empty] | Production Completed | Production Completed
ESI | 006 | need to allot | CHJ |  |  |  | CHJ | Data Enrichment | [12 empty] | CYTOMED | 8299 | 516179 | ZM011100 | Beckman Coulter - AU Chemistry - Spare parts | ZM011100 S SYRINGE |  | Beckman Coulter | - |  | - | - | Each | - | - | Spare Part | Service Type | - | - | - | ANESTHESIA & RESPIRATORY | - | Medical Equipment and Accessories and Supplies | Respiratory and anesthesia and resuscitation products | Respiratory humidity and aerosol therapy products | Nebulizer or accessories | - | Y | Y | Y | Y | - | - | - | - | - | Y | 4.5 | - | - | Active | - | - | N | N | - | - | - | - | - | - | - | - | - | - | - | A4928 | A4928 | 43159.4985 | [23 empty] | 41115808 Chemistry analyzer accessories or supplies |  |  |  |  | SYRINGE | SAMPLING | [16 empty] | https://mms.mckesson.com/product/727647/Beckman-Coulter-ZM011100 | [7 empty] | Production Completed | Production Completed
ESI | 006 | need to allot | CHJ |  |  |  | CHJ | Data Enrichment | [12 empty] | CYTOMED | 8301 | 516181 | MU963800 | Beckman Coulter - AU Chemistry - Spare parts | O RING 2.8IDX1.9 EPDM |  | Beckman Coulter | - |  | - | - | Each | - | - | Spare Part | Service Type | - | - | - | OPERATION THEATRE | - | Medical Equipment and Accessories and Supplies | Surgical products | Surgical power equipment and accessories and related products | Surgical pneumatic or battery or electric saws or drills or pin drivers or accessories | - | Y | Y | Y | Y | - | - | - | - | - | Y | 216.71 | - | - | Active | - | - | N | N | - | - | - | - | - | - | - | - | - | - | - | A4649 | A4649 | 43159.7202 | [23 empty] | 41115808 Chemistry analyzer accessories or supplies |  |  |  |  | O RING | ANALYZER | [5 empty] | 2.8X1.9MM |  |  |  |  | EPDM | [5 empty] | https://www.beckmancoulter.com/products/part?partnumber=MU963800 | [7 empty] | Production Completed | Production Completed
ESI | 006 | need to allot | CHJ |  |  |  | CHJ | Data Enrichment | [12 empty] | CYTOMED | 8302 | 516182 | ZM113100 | Beckman Coulter - AU Chemistry - Spare parts | ZM113100 TUBE JOINT |  | Beckman Coulter | - |  | - | - | Each | - | - | Spare Part | Service Type | - | - | - | GENERAL MEDICAL CONSUMABLES | - | Medical Equipment and Accessories and Supplies | Medical apparel and textiles | Surgical textiles | Surgical gown | - | Y | Y | Y | Y | - | - | - | - | - | Y | 5.95 | - | - | Active | - | - | N | N | - | - | - | - | - | - | - | - | - | - | - | A4649 | A4649 | 43160.5168 | [23 empty] | 41115808 Chemistry analyzer accessories or supplies |  |  |  |  | CONNECTOR | TUBE |  | SILICONE |  |  |  | 2X3MM |  |  |  |  | JOINT, FOR TEFLON HOSE | [5 empty] | https://mms.mckesson.com/product/727655/Beckman-Coulter-ZM113100 | [7 empty] | Production Completed | Production Completed
ESI | 006 | need to allot | CHJ |  |  |  | CHJ | Data Enrichment | [12 empty] | CYTOMED | 8307 | 516187 | MU854300 | Beckman Coulter - AU Chemistry - Spare parts | MU854300 ANTISTATIC BRUSH 1 AU480 |  | Beckman Coulter | - |  | - | - | Each | - | - | Spare Part | Service Type | - | - | - | GENERAL MEDICAL CONSUMABLES | - | Medical Equipment and Accessories and Supplies | Medical apparel and textiles | Medical gloves and accessories | Surgical gloves | - | Y | Y | Y | Y | - | - | - | - | - | Y | 200 | - | - | Active | - | - | N | N | - | - | - | - | - | - | - | - | - | - | - | A4930 | A4930 | 43163.5074 | [23 empty] | 41115808 Chemistry analyzer accessories or supplies |  |  |  |  | BRUSH | ANTISTATIC |  |  |  |  | 1 | [5 empty] | FOR AU480 | [5 empty] | https://mms.mckesson.com/product/1031717/Beckman-Coulter-MU854300 | [7 empty] | Production Completed | Production Completed
ESI | 006 | need to allot | CHJ |  |  |  | CHJ | Data Enrichment | [12 empty] | CYTOMED | 8308 | 516188 | MU854400 | Beckman Coulter - AU Chemistry - Spare parts | MU854400 ANTISTATIC BRUSH 2 AU480 |  | Beckman Coulter | - |  | - | - | Each | - | - | Spare Part | Service Type | - | - | - | GENERAL MEDICAL CONSUMABLES | - | Medical Equipment and Accessories and Supplies | Medical apparel and textiles | Medical gloves and accessories | Surgical gloves | - | Y | Y | Y | Y | - | - | - | - | - | Y | 200 | - | - | Active | - | - | N | N | - | - | - | - | - | - | - | - | - | - | - | A4930 | A4930 | 43163.5146 | [23 empty] | 41115808 Chemistry analyzer accessories or supplies |  |  |  |  | BRUSH | ANTISTATIC |  |  |  |  | 2 | [5 empty] | FOR AU480 | [5 empty] | https://mms.mckesson.com/product/1031720/Beckman-Coulter-MU854400 | [7 empty] | Production Completed | Production Completed
ESI | 006 | need to allot | CHJ |  |  |  | CHJ | Data Enrichment | [12 empty] | CYTOMED | 8309 | 516189 | MU5353B | Beckman Coulter - AU Chemistry - Spare parts | MU5353B LIQUID PRESE. DETECTION BOARD 514BRXS1A |  | Beckman Coulter | - |  | - | - | Each | - | - | Spare Part | Service Type | - | - | - | GENERAL MEDICAL CONSUMABLES | - | Medical Equipment and Accessories and Supplies | Medical apparel and textiles | Medical gloves and accessories | Surgical gloves | - | Y | Y | Y | Y | - | - | - | - | - | Y | 200 | - | - | Active | - | - | N | N | - | - | - | - | - | - | - | - | - | - | - | A4930 | A4930 | 43163.5201 | [23 empty] | 41115808 Chemistry analyzer accessories or supplies |  |  |  |  | BOARD | DETECTION | [10 empty] | LIQUID SENCE, PCB |  |  |  |  | 514BRXS1A | http://www.dommedical.com/Beckman-USA-MU5353-Liquid-sence-PCB-New-Original-for-au400-5462.html | [7 empty] | Production Completed | Production Completed
ESI | 006 | need to allot | CHJ |  |  |  | CHJ | Data Enrichment | [12 empty] | CYTOMED | 8310 | 516190 | MU6168 | Beckman Coulter - AU Chemistry - Spare parts | MU6168 CPU PCB 017BICN1A |  | Beckman Coulter | - |  | - | - | Each | - | - | Spare Part | Service Type | - | - | - | OPHTHALMOLOGY | - | Medical Equipment and Accessories and Supplies | Surgical products | Surgical implants and expanders and extenders and surgical wires and related products | Intraocular lens IOL | - | Y | Y | Y | Y | - | - | - | - | - | Y | 560 | - | - | Active | - | - | Y | Y | - | - | - | - | - | - | - | - | - | - | - | C1780 | C1780 | 43163.6708 | [23 empty] | 41115808 Chemistry analyzer accessories or supplies |  |  |  |  | CPU | ANALYZER | [10 empty] | PCB |  |  |  |  | 017BICN1A | URL NOT FOUND | [7 empty] | Production Completed | Production Completed
ESI | 006 | need to allot | CHJ |  |  |  | CHJ | Data Enrichment | [12 empty] | CYTOMED | 8311 | 516191 | MU6068 | Beckman Coulter - AU Chemistry - Spare parts | MU6068 CPU PCB/AU2700 |  | Beckman Coulter | - |  | - | - | Each | - | - | Spare Part | Service Type | - | - | - | SUTURE | - | Medical Equipment and Accessories and Supplies | Wound care products | Suture and related products | Suture | - | Y | Y | Y | Y | - | - | - | - | - | Y | 694 | - | - | Active | - | - | Y | Y | - | - | - | - | - | - | - | - | - | - | - | A4649 | A4649 | 43164.456 | [23 empty] | 41115808 Chemistry analyzer accessories or supplies |  |  |  |  | CPU | ANALYZER | [10 empty] | PCB, FOR AU2700 | [5 empty] | URL NOT FOUND | [7 empty] | Production Completed | Production Completed
ESI | 006 | need to allot | CHJ |  |  |  | CHJ | Data Enrichment | [12 empty] | CYTOMED | 8312 | 516192 | MU5033 | Beckman Coulter - AU Chemistry - Spare parts | MU5033 HEATER ASSY |  | Beckman Coulter | - |  | - | - | Each | - | - | Spare Part | Service Type | - | - | - | GENERAL MEDICAL CONSUMABLES | - | Medical Equipment and Accessories and Supplies | Surgical products | Surgical support supplies | Surgical custom or specialty procedure packs | - | Y | Y | Y | Y | - | - | - | - | - | Y | 23.4 | - | - | Active | - | - | N | N | - | - | - | - | - | - | - | - | - | - | - | A4649 | A4649 | 43164.6407 | [23 empty] | 41115808 Chemistry analyzer accessories or supplies |  |  |  |  | HEATER | ANALYZER | [10 empty] | ASSAY | [5 empty] | http://www.dommedical.com/Beckman-OLYMPUS-Japan-HEATER-ASSY-1-PN-MU5033-Chemistry-Analyzer-AU400-NEW-3145.html | [7 empty] | Production Completed | Production Completed
ESI | 006 | need to allot | CHJ |  |  |  | CHJ | Data Enrichment | [12 empty] | CYTOMED | 8321 | 516201 | MW0292 | Beckman Coulter - AU Chemistry - Spare parts | MW0292/ 271 PULSE MOTOR ASSY 7, DM2872 |  | Beckman Coulter | - |  | - | - | Each | - | - | Spare Part | Service Type | - | - | - | GENERAL MEDICAL CONSUMABLES | - | Medical Equipment and Accessories and Supplies | Medical apparel and textiles | Surgical textiles | Surgical gown | - | Y | Y | Y | Y | - | - | - | - | - | Y | 5.5 | - | - | Active | - | - | N | N | - | - | - | - | - | - | - | - | - | - | - | A4649 | A4649 | 43166.4241 | [23 empty] | 41115808 Chemistry analyzer accessories or supplies |  |  |  |  | MOTOR | ANALYZER | [10 empty] | PULSE, ASSAY 7 |  |  |  |  | MW0292/ 271 | https://www.partssource.com/parts/beckman-coulter/MU1056B | [7 empty] | Production Completed | Production Completed
ESI | 006 | need to allot | CHJ |  |  |  | CHJ | Data Enrichment | [12 empty] | CYTOMED | 8324 | 516204 | MW0166 | Beckman Coulter - AU Chemistry - Spare parts | MW0166/ S PRESSURE MONITOR 519BSPM1A |  | Beckman Coulter | - |  | - | - | Each | - | - | Spare Part | Service Type | - | - | - | CATHLAB | - | Medical Equipment and Accessories and Supplies | Medical diagnostic imaging and nuclear medicine products | Vascular imaging and interventional cardiology and cardiac catheterization lab products | Coronary stent | - | Y | Y | Y | Y | - | - | - | - | - | Y | 2990 | - | - | Active | - | - | Y | Y | - | - | - | - | - | - | - | - | - | - | - | C1874 | C1874 | 43166.6929 | [23 empty] | 41115808 Chemistry analyzer accessories or supplies |  |  |  |  | MONITOR | PRESSURE | [15 empty] | 519BSPM1A | URL NOT FOUND | [7 empty] | Production Completed | Production Completed
ESI | 006 | need to allot | CHJ |  |  |  | CHJ | Data Enrichment | [12 empty] | CYTOMED | 8326 | 516206 | MU809600 | Beckman Coulter - AU Chemistry - Spare parts | NE RACK YELLOW |  | Beckman Coulter | - |  | - | - | Each | - | - | Spare Part | Service Type | - | - | - | INSTRUMENT | - | NMC-Default | Na | NA | NA | - | Y | Y | Y | Y | - | - | - | - | - | Y | 117 | - | - | Active | - | - | N | N | - | - | - | - | - | - | - | - | - | - | - | - | - | 43167.4385 | [23 empty] | 41115804 Blood bank analyzer accessories or supplies |  |  |  |  | RACK | ANALYZER | [10 empty] | NE |  |  |  | YELLOW |  | https://mms.mckesson.com/product/727426/Beckman-Coulter-MU809600 | [7 empty] | Production Completed | Production Completed
ESI | 006 | need to allot | CHJ |  |  |  | CHJ | Data Enrichment | [12 empty] | CYTOMED | 8327 | 516207 | MU809700 | Beckman Coulter - AU Chemistry - Spare parts | NE RACK ORANGE |  | Beckman Coulter | - |  | - | - | Each | - | - | Spare Part | Service Type | - | - | - | INSTRUMENT | - | NMC-Default | Na | NA | NA | - | Y | Y | Y | Y | - | - | - | - | - | Y | 100 | - | - | Active | - | - | N | N | - | - | - | - | - | - | - | - | - | - | - | - | - | 43167.4648 | [23 empty] | 41115804 Blood bank analyzer accessories or supplies |  |  |  |  | RACK | ANALYZER | [10 empty] | NE |  |  |  | ORANGE |  | https://mms.mckesson.com/product/727427/Beckman-Coulter-MU809700 | [7 empty] | Production Completed | Production Completed
ESI | 006 | need to allot | CHJ |  |  |  | CHJ | Data Enrichment | [12 empty] | CYTOMED | 8328 | 516208 | MU809500 | Beckman Coulter - AU Chemistry - Spare parts | NE RACK RED |  | Beckman Coulter | - |  | - | - | Each | - | - | Spare Part | Service Type | - | - | - | INSTRUMENT | - | NMC-Default | Na | NA | NA | - | Y | Y | Y | Y | - | - | - | - | - | Y | 126 | - | - | Active | - | - | N | N | - | - | - | - | - | - | - | - | - | - | - | - | - | 43167.4724 | [23 empty] | 41115804 Blood bank analyzer accessories or supplies |  |  |  |  | RACK | ANALYZER | [10 empty] | NE |  |  |  | RED |  | https://mms.mckesson.com/product/727425/Beckman-Coulter-MU809500 | [7 empty] | Production Completed | Production Completed
ESI | 006 | need to allot | CHJ |  |  |  | CHJ | Data Enrichment | [12 empty] | CYTOMED | 8329 | 516209 | MU809300 | Beckman Coulter - AU Chemistry - Spare parts | NE RACK BLUE |  | Beckman Coulter | - |  | - | - | Each | - | - | Spare Part | Service Type | - | - | - | ORTHOPAEDICS | - | Medical Equipment and Accessories and Supplies | Orthopedic and prosthetic and sports medicine products | Orthopedic softgoods for lower extremity | Orthopedic softgoods for lower extremity | - | Y | Y | Y | Y | - | - | - | - | - | Y | 375 | - | - | Active | - | - | N | N | - | - | - | - | - | - | - | - | - | - | - | L2999 | L2999 | 43167.5882 | [23 empty] | 41115804 Blood bank analyzer accessories or supplies |  |  |  |  | RACK | ANALYZER | [10 empty] | NE |  |  |  | BLUE |  | https://phentersales.com/products/beckman-coulter-ne-rack-blue-mu809300 | [7 empty] | Production Completed | Production Completed
ESI | 006 | need to allot | CHJ |  |  |  | CHJ | Data Enrichment | [12 empty] | CYTOMED | 8330 | 516210 | 63093 | Beckman Coulter - AU Chemistry - Spare parts | OSR BOTTLE KIT 20X60ML |  | Beckman Coulter | - |  | - | - | Each | - | - | Spare Part | Service Type | - | - | - | ORTHOPEDIC | - | Medical Equipment and Accessories and Supplies | Orthopedic and prosthetic and sports medicine products | Orthopedic softgoods for lower extremity | Orthopedic softgoods for lower extremity | - | Y | Y | Y | Y | - | - | - | - | - | Y | 350 | - | - | Active | - | - | N | N | - | - | - | - | - | - | - | - | - | - | - | L2999 | L2999 | 43167.5953 | [23 empty] | 41115808 Chemistry analyzer accessories or supplies |  |  |  |  | BOTTLE | REAGENT | [7 empty] | 60ML |  |  | ORS, KIT, WITH CAP, FOR AU2700, AU480, AU58XX ANALYZER | [5 empty] | https://mms.mckesson.com/product/979068/Beckman-Coulter-63093 | [7 empty] | Production Completed | Production Completed
ESI | 006 | need to allot | CHJ |  |  |  | CHJ | Data Enrichment | [12 empty] | CYTOMED | 8331 | 516211 | 63165 | Beckman Coulter - AU Chemistry - Spare parts | OSR BTL KIT 20X15ML |  | Beckman Coulter | - |  | - | - | Each | - | - | Spare Part | Service Type | - | - | - | GENERAL MEDICAL CONSUMABLES | - | Food Beverage and Tobacco Products | Nutritional supplements | Vitamin supplements | Vitamin supplements | - | Y | Y | Y | Y | - | - | - | - | - | Y | 34.65 | - | - | Active | - | - | Y | Y | - | - | - | - | - | - | - | - | - | - | - | B4158 | B4158 | 43167.6969 | [23 empty] | 41115808 Chemistry analyzer accessories or supplies |  |  |  |  | BOTTLE | REAGENT | [7 empty] | 15ML |  |  | ORS, KIT, WITH STOPPER CAP, FOR AU2700, AU480, AU58XX ANALYZER | [5 empty] | https://www.beckmancoulter.com/products/part/63165 | [7 empty] | Production Completed | Production Completed
ESI | 006 | need to allot | CHJ |  |  |  | CHJ | Data Enrichment | [12 empty] | CYTOMED | 8333 | 516213 | B81366 | Beckman Coulter - AU Chemistry - Spare parts | PUMP ASS'Y |  | Beckman Coulter | - |  | - | - | Each | - | - | Spare Part | Service Type | - | - | - | ORTHOPEDIC | - | Medical Equipment and Accessories and Supplies | Orthopedic and prosthetic and sports medicine products | Orthopedic softgoods for lower extremity | Orthopedic softgoods for lower extremity | - | Y | Y | Y | Y | - | - | - | - | - | Y | 45.5 | - | - | Active | - | - | N | N | - | - | - | - | - | - | - | - | - | - | - | L3010 | L3010 | 43167.7205 | [23 empty] | 41115808 Chemistry analyzer accessories or supplies |  |  |  |  | PUMP | ANALYZER | [10 empty] | CIRCULATING | [5 empty] | https://www.aliexpress.com/item/1005004439069583.html | [7 empty] | Production Completed | Production Completed
ESI | 006 | need to allot | CHJ |  |  |  | CHJ | Data Enrichment | [12 empty] | CYTOMED | 8334 | 516214 | MU7620 | Beckman Coulter - AU Chemistry - Spare parts | PM ASSY MX BAR ROTATION |  | Beckman Coulter | - |  | - | - | Each | - | - | Spare Part | Service Type | - | - | - | ORTHOPEDIC | - | Medical Equipment and Accessories and Supplies | Orthopedic and prosthetic and sports medicine products | Orthopedic softgoods for lower extremity | Orthopedic softgoods for lower extremity | - | Y | Y | Y | Y | - | - | - | - | - | Y | 335.05 | - | - | Active | - | - | N | N | - | - | - | - | - | - | - | - | - | - | - | L3010 | L3010 | 43167.7228 | [23 empty] | 41115808 Chemistry analyzer accessories or supplies |  |  |  |  | ASSAMBLEY | ANALYZER | [10 empty] | PM, MX BAR ROTATION | [5 empty] | http://www.dommedical.com/Beckman-OLYMPUS-Japan-PM-assy-5-PN-MU7620-Chemistry-Analyzer-AU680-NEW-2664.html | [7 empty] | Production Completed | Production Completed
ESI | 006 | need to allot | CHJ |  |  |  | CHJ | Data Enrichment | [12 empty] | CYTOMED | 8336 | 516216 | MU7614 | Beckman Coulter - AU Chemistry - Spare parts | PULSE MORTOR ASS 4 |  | Beckman Coulter | - |  | - | - | Each | - | - | Spare Part | Service Type | - | - | - | GENERAL MEDICAL CONSUMABLES | - | Medical Equipment and Accessories and Supplies | Wound care products | Bandages and dressings and related products | Foam dressings | - | Y | Y | Y | Y | - | - | - | - | - | Y | 187 | - | - | Active | - | - | N | N | - | - | - | - | - | - | - | - | - | - | - | A6209 | A6215 | 43170.4525 | [23 empty] | 41115808 Chemistry analyzer accessories or supplies |  |  |  |  | ASSAMBLEY | MOTOR | [10 empty] | PULSE 4 | [5 empty] | http://www.dommedical.com/Chemistry-Analyzer-AU2700-AU5200-AU5400-AU5800-AU5811-AU5821-ACL7000-ACL9000.html | [7 empty] | Production Completed | Production Completed
ESI | 006 | need to allot | CHJ |  |  |  | CHJ | Data Enrichment | [12 empty] | CYTOMED | 8338 | 516218 | MU959900 | Beckman Coulter - AU Chemistry - Spare parts | MU959900 MIXING BAR |  | Beckman Coulter | - |  | - | - | Each | - | - | Spare Part | Service Type | - | - | - | LABORATORY | - | Laboratory and Measuring and Observing and Testing Equipment | Laboratory supplies and fixtures | Tissue culture and high throughput screening supplies | Petri plates or dishes | - | Y | Y | Y | Y | - | - | - | - | - | Y | 125 | - | - | Active | - | - | N | N | - | - | - | - | - | - | - | - | - | - | - | A4649 | A4649 | 43170.4953 | [23 empty] | 41115808 Chemistry analyzer accessories or supplies |  |  |  |  | BAR | MIXING | [10 empty] | SPIRAL | [5 empty] | https://www.beckmancoulter.com/products/part?partnumber=MU959900 | [7 empty] | Production Completed | Production Completed
ESI | 006 | need to allot | CHJ |  |  |  | CHJ | Data Enrichment | [12 empty] | CYTOMED | 8339 | 516219 | MU7609 | Beckman Coulter - AU Chemistry - Spare parts | MU7609 THERMISTOR 1 |  | Beckman Coulter | - |  | - | - | Each | - | - | Spare Part | Service Type | - | - | - | LABORATORY | - | Laboratory and Measuring and Observing and Testing Equipment | Measuring and observing and testing instruments | Manual test kits and quality controls and calibrators and standards | Histology reagents or solutions or stains | - | Y | Y | Y | Y | - | - | - | - | - | Y | 0 | - | - | Active | - | - | Y | Y | - | - | - | - | - | - | - | - | - | - | - | A4649 | A4649 | 43170.5018 | [23 empty] | 41115808 Chemistry analyzer accessories or supplies |  |  |  |  | THERMISTOR | ANALYZER |  |  |  |  | 1 | [11 empty] | http://www.dommedical.com/Beckman-OLYMPUS-Japan-Thermistor-1-PN-MU7609-Chemistry-Analyzer-AU680-NEW-2658.html | [7 empty] | Production Completed | Production Completed
ESI | 006 | need to allot | CHJ |  |  |  | CHJ | Data Enrichment | [12 empty] | CYTOMED | 8341 | 516221 | MW0168 | Beckman Coulter - AU Chemistry - Spare parts | PCB TEMP CONTROL 519BTMC1A |  | Beckman Coulter | - |  | - | - | Each | - | - | Spare Part | Service Type | - | - | - | GENERAL MEDICAL CONSUMABLES | - | Medical Equipment and Accessories and Supplies | Intravenous and arterial administration products | Intravenous and arterial tubing and administration sets and related products | Intravenous or arterial tubing administration set | - | Y | Y | Y | Y | - | - | - | - | - | Y | 3600 | - | - | Active | - | - | N | N | - | - | - | - | - | - | - | - | - | - | - | A4649 | A4649 | 43170.6939 | [23 empty] | 41115808 Chemistry analyzer accessories or supplies |  |  |  |  | CONTROL | TEMPERATURE | [10 empty] | PCB |  |  |  |  | 519BTMC1A | URL NOT FOUND | [7 empty] | Production Completed | Production Completed
ESI | 006 | need to allot | CHJ |  |  |  | CHJ | Data Enrichment | [12 empty] | CYTOMED | 8346 | 513442 | One time service visit - AU480 | Beckman Coulter - AU Chemistry - Spare parts | One time service visit - AU480 | One time service visit - AU480 | Beckman Coulter | - | The Manufacturer/ Foreign | - | - | Each | - | - | Service | Service | - | - | - | GENERAL MEDICAL CONSUMABLES | - | Medical Equipment and Accessories and Supplies | Surgical products | Surgical support supplies | Surgical equipment cover | - | Y | Y | Y | Y | - | - | - | - | - | Y | 5.45 | - | - | Active | - | - | N | N | - | - | - | - | - | - | - | - | - | - | - | A4649 | A4649 | 43170.7271 | [23 empty] | 85121811 Laboratory equipment rental service |  |  |  |  | SERVICE | LABORATORY | [10 empty] | ONE TIME VISIT, FOR AU480 ANALYZER | [5 empty] | URL NOT FOUND | [7 empty] | Production Completed | Production Completed
ESI | 006 | need to allot | CHJ |  |  |  | CHJ | Data Enrichment | [12 empty] | CYTOMED | 8347 | 513443 | MU988800 | Beckman Coulter - AU Chemistry - Spare parts | Photometer Lamp, 12V 20W (1 ea.) | Photometer Lamp, 12V 20W (1 ea.) | Beckman Coulter | - | The Manufacturer/ Foreign | - | - | Each | - | - | Spare Part | Kit | - | - | - | NEUROLOGY | - | Medical Equipment and Accessories and Supplies | Surgical products | Cerebral spinal fluid CSF drainage products and accessories | Cerebral spinal fluid CSF drainage products and accessories | - | Y | Y | Y | Y | - | - | - | - | - | Y | 1250 | - | - | Active | - | - | N | N | - | - | - | - | - | - | - | - | - | - | - | A4649 | A4649 | 43171.5285 | [23 empty] | 41115808 Chemistry analyzer accessories or supplies |  |  |  |  | LAMP | PHOTOMETER |  |  |  |  | 12V, 20W | [11 empty] | https://www.beckmancoulter.com/products/part?partnumber=MU988800 | [7 empty] | Production Completed | Production Completed
ESI | 006 | need to allot | CHJ |  |  |  | CHJ | Data Enrichment | [12 empty] | CYTOMED | 8348 | 513444 | MU853200 | Beckman Coulter - AU Chemistry - Spare parts | Sample Cup, 2.5ml (pkg of 100) | Sample Cup, 2.5ml (pkg of 100) | Beckman Coulter | - | The Manufacturer/ Foreign | - | - | Pack | - | - | Spare Part | Spare Parts | - | - | - | GENERAL MEDICAL CONSUMABLES | - | Medical Equipment and Accessories and Supplies | Patient care and treatment products and supplies | Applicator swabs and cotton balls | Cotton ball or fiber | - | Y | Y | Y | Y | - | - | - | - | - | Y | 14 | - | - | Active | - | - | N | N | - | - | - | - | - | - | - | - | - | - | - | A4649 | A4649 | 43171.5297 | [23 empty] | 41115808 Chemistry analyzer accessories or supplies |  |  |  |  | CUP | SAMPLE | [7 empty] | 2.5ML | [8 empty] | https://www.beckmancoulter.com/products/part?partnumber=MU853200 | [7 empty] | Production Completed | Production Completed
ESI | 006 | need to allot | CHJ |  |  |  | CHJ | Data Enrichment | [12 empty] | CYTOMED | 8349 | 513445 | ZM022900 | Beckman Coulter - AU Chemistry - Spare parts | S Syringe Case, (1 ea.) | S Syringe Case, (1 ea.) | Beckman Coulter | - | The Manufacturer/ Foreign | - | - | Each | - | - | Spare Part | Spare Parts | - | - | - | DENTAL | - | Medical Equipment and Accessories and Supplies | Dental equipment and supplies | Dental impression and forming equipment and supplies | Dental impression tray adhesives | - | Y | Y | Y | Y | - | - | - | - | - | Y | 150 | - | - | Active | - | - | N | N | - | - | - | - | - | - | - | - | - | - | - | A4649 | A4649 | 43171.6436 | [23 empty] | 41115808 Chemistry analyzer accessories or supplies |  |  |  |  | CASE | SYRINGE | [10 empty] | S | [5 empty] | https://www.beckmancoulter.com/products/part?partnumber=ZM022900 | [7 empty] | Production Completed | Production Completed
ESI | 006 | need to allot | CHJ |  |  |  | CHJ | Data Enrichment | [12 empty] | CYTOMED | 8350 | 513446 | MU993400 | Beckman Coulter - AU Chemistry - Spare parts | Sample Probe (1 ea.) | Sample Probe (1 ea.) | Beckman Coulter | - | The Manufacturer/ Foreign | - | - | Each | - | - | Spare Part | Spare Parts | - | - | - | DENTAL | - | Medical Equipment and Accessories and Supplies | Dental equipment and supplies | Dental impression and forming equipment and supplies | Dental impression tray adhesives | - | Y | Y | Y | Y | - | - | - | - | - | Y | 150 | - | - | Active | - | - | N | N | - | - | - | - | - | - | - | - | - | - | - | A4649 | A4649 | 43171.6476 | [23 empty] | 41115808 Chemistry analyzer accessories or supplies |  |  |  |  | PROBE | SAMPLE | [10 empty] | FOR AU5800, AU480 AND AU680 ANALYZER | [5 empty] | https://mms.mckesson.com/product/727491/Beckman-Coulter-MU993400 | [7 empty] | Production Completed | Production Completed
ESI | 006 | need to allot | CHJ |  |  |  | CHJ | Data Enrichment | [12 empty] | CYTOMED | 8351 | 513447 | MU919700 | Beckman Coulter - AU Chemistry - Spare parts | REF ELectrode A &T (1 ea.) | REF ELectrode A &T (1 ea.) | Beckman Coulter | - | The Manufacturer/ Foreign | - | - | Each | - | - | Device accessory | Spare Parts | - | - | - | DENTAL | - | Medical Equipment and Accessories and Supplies | Dental equipment and supplies | Dental impression and forming equipment and supplies | Dental impression tray adhesives | - | Y | Y | Y | Y | - | - | - | - | - | Y | 150 | - | - | Active | - | - | N | N | - | - | - | - | - | - | - | - | - | - | - | A4649 | A4649 | 43171.6545 | [23 empty] | 41115608 Ion selective electrode |  |  |  |  | ELECTRODE | REFERENCE | [10 empty] | A&T, FOR AU480, AU680, AU5800 | [5 empty] | https://mms.mckesson.com/product/727461/Beckman-Coulter-MU919700 | [7 empty] | Production Completed | Production Completed
ESI | 006 | need to allot | CHJ |  |  |  | CHJ | Data Enrichment | [12 empty] | CYTOMED | 8352 | 513448 | B53998 | Beckman Coulter - AU Chemistry - Spare parts | Thickness Gauge, 0.010” x 5” Blade Stainless Steel | Thickness Gauge, 0.010” x 5” Blade Stainless Steel | Beckman Coulter | - | The Manufacturer/ Foreign | - | - | Nos | - | - | Spare Part | Spare Parts | - | - | - | DENTAL | - | Medical Equipment and Accessories and Supplies | Dental equipment and supplies | Dental impression and forming equipment and supplies | Dental impression tray adhesives | - | Y | Y | Y | Y | - | - | - | - | - | Y | 150 | - | - | Active | - | - | N | N | - | - | - | - | - | - | - | - | - | - | - | A4649 | A4649 | 43171.6635 | [23 empty] | 41102911 Histological knives or knife holders or blades |  |  |  |  | BLADE | ANALYZER |  | STAINLESS STEEL |  |  |  | 0.010X5IN | [10 empty] | URL NOT FOUND | [7 empty] | Production Completed | Production Completed
ESI | 006 | need to allot | CHJ |  |  |  | CHJ | Data Enrichment | [12 empty] | CYTOMED | 8353 | 513449 | B34348 | Beckman Coulter - AU Chemistry - Spare parts | PC6, 3 in 1 complete software disk with 7.0.5 SW | PC6, 3 in 1 complete software disk with 7.0.5 SW | Beckman Coulter | - | The Manufacturer/ Foreign | - | - | Each | - | - | Software | Spare Parts | - | - | - | DENTAL | - | Medical Equipment and Accessories and Supplies | Dental equipment and supplies | Dental impression and forming equipment and supplies | Dental impression tray adhesives | - | Y | Y | Y | Y | - | - | - | - | - | Y | 150 | - | - | Active | - | - | N | N | - | - | - | - | - | - | - | - | - | - | - | A4649 | A4649 | 43171.6664 | [23 empty] | 41115808 Chemistry analyzer accessories or supplies |  |  |  |  | DISK | SOFTWARE | [10 empty] | PC6, 3 IN 1 COMPLETE, WITH 7.0.5 | [5 empty] | URL NOT FOUND | [7 empty] | Production Completed | Production Completed
ESI | 006 | need to allot | CHJ |  |  |  | CHJ | Data Enrichment | [12 empty] | CYTOMED | 8354 | 513450 | MU7633 | Beckman Coulter - AU Chemistry - Spare parts | Pressure sensor MU7633 | Pressure sensor MU7633 | Beckman Coulter | - | The Manufacturer/ Foreign | - | - | Each | - | - | Spare Part | Spare Parts | - | - | - | DENTAL | - | Medical Equipment and Accessories and Supplies | Dental equipment and supplies | Dental materials | Dental alginate impression materials | - | Y | Y | Y | Y | - | - | - | - | - | Y | 25 | - | - | Active | - | - | N | N | - | - | - | - | - | - | - | - | - | - | - | A4649 | N/A | 43171.6828 | [23 empty] | 41115808 Chemistry analyzer accessories or supplies |  |  |  |  | SENSOR | PRESSURE | [16 empty] | https://www.globelabmedical.com/product/20394-beckman-coulter-pressure-sensor-au5800-au480-au680-chemistry-analyzer-pnmu7633/ | [7 empty] | Production Completed | Production Completed
ESI | 006 | need to allot | CHJ |  |  |  | CHJ | Data Enrichment | [12 empty] | CYTOMED | 8356 | 513452 | ZM297000 | Beckman Coulter - AU Chemistry - Spare parts | PINCH VALVE TUBING for AU480 | PINCH VALVE TUBING for AU480 | Beckman Coulter | - | The Manufacturer/ Foreign | - | - | Each | - | - | Spare Part | Spare Parts | - | - | - | ORTHOPAEDICS | - | Medical Equipment and Accessories and Supplies | Orthopedic surgical implants | Orthopedic trauma implants | Bone screw | - | Y | Y | Y | Y | - | - | - | - | - | Y | 340 | - | - | Active | - | - | N | N | - | - | - | - | - | - | - | - | - | - | - | C1713 | C1713 | 43171.7271 | [23 empty] | 41115808 Chemistry analyzer accessories or supplies |  |  |  |  | TUBING | VALVE | [10 empty] | PINCH, FOR AU480 | [5 empty] | https://www.beckmancoulter.com/products/part?partnumber=ZM297000 | [7 empty] | Production Completed | Production Completed
ESI | 006 | need to allot | CHJ |  |  |  | CHJ | Data Enrichment | [12 empty] | CYTOMED | 8357 | 513453 | MW016903 | Beckman Coulter - AU Chemistry - Spare parts | PCB S LEVEL S19BRLSIA | PCB S LEVEL DETECTION S19BRLSIA | Beckman Coulter | - | The Manufacturer/ Foreign | - | - | Each | - | - | Spare Part | Spare Parts | - | - | - | CATHLAB | - | Medical Equipment and Accessories and Supplies | Medical diagnostic imaging and nuclear medicine products | Vascular imaging and interventional cardiology and cardiac catheterization lab products | Diagnostic or interventional vascular catheter introducers or sets | - | Y | Y | Y | Y | - | - | - | - | - | Y | 250 | - | - | Active | - | - | Y | Y | - | - | - | - | - | - | - | - | - | - | - | C1887 | C1887 | 43171.7327 | [23 empty] | 41115808 Chemistry analyzer accessories or supplies |  |  |  |  | BOARD | CONTROL | [10 empty] | PCB, S LEVEL |  |  |  |  | S19BRLSIA | URL NOT FOUND | [7 empty] | Production Completed | Production Completed
ESI | 006 | need to allot | CHJ |  |  |  | CHJ | Data Enrichment | [12 empty] | CYTOMED | 8360 | 513455 | MU809200 | Beckman Coulter - AU Chemistry - Spare parts | WHITE RACK NE (pkg of 10) | WHITE RACK NE (pkg of 10) | Beckman Coulter | - | The Manufacturer/ Foreign | - | - | Pack | - | - | Spare Part | Spare Parts | - | - | - | LABORATORY | - | Laboratory and Measuring and Observing and Testing Equipment | Measuring and observing and testing instruments | Clinical and diagnostic analyzers and accessories and supplies | Blood gas analyzer accessories or supplies | - | Y | Y | Y | Y | - | - | - | - | - | Y | 937.5 | - | - | Active | - | - | Y | Y | - | - | - | - | - | - | - | - | - | - | - | A4649 | A4649 | 43172.6659 | [23 empty] | 41115804 Blood bank analyzer accessories or supplies |  |  |  |  | RACK | ANALYZER | [10 empty] | NE |  |  |  | WHITE |  | https://mms.mckesson.com/product/727422/Beckman-Coulter-MU809200 | [7 empty] | Production Completed | Production Completed
ESI | 006 | need to allot | CHJ |  |  |  | CHJ | Data Enrichment | [12 empty] | CYTOMED | 8361 | 513456 | B53167 | Beckman Coulter - AU Chemistry - Spare parts | PELTIER | PELTIER | Beckman Coulter | - | The Manufacturer/ Foreign | - | - | Nos | - | - | Spare Part | Spare Parts | - | - | - | SUTURE | - | Medical Equipment and Accessories and Supplies | Wound care products | Suture and related products | Suture | - | Y | Y | Y | Y | - | - | - | - | - | Y | 904 | - | - | Active | - | - | Y | Y | - | - | - | - | - | - | - | - | - | - | - | A4649 | A4649 | 43172.6712 | [23 empty] | 41115808 Chemistry analyzer accessories or supplies |  |  |  |  | PELTIER | ANALYZER | [16 empty] | https://www.partssource.com/parts/beckman-coulter/B53167 | [7 empty] | Production Completed | Production Completed
ESI | 006 | need to allot | CHJ |  |  |  | CHJ | Data Enrichment | [12 empty] | CYTOMED | 8367 | 513462 | C02336 | Beckman Coulter - AU Chemistry - Spare parts | Waste Pump Ass'y | Waste Pump Ass'y | Beckman Coulter | - | The Manufacturer/ Foreign | - | - | Nos | - | - | Spare Part | Spare Parts | - | - | - | DERMATOLOGY/COSMETIC ITEMS | - | Drugs and Pharmaceutical Products | Drugs affecting the ears, eye, nose and skin | Dermatologic agents | Dermatologic agents | - | Y | Y | Y | Y | - | - | - | - | - | Y | 550 | - | - | Active | - | - | N | N | - | - | - | - | - | - | - | - | - | - | - | A4649 | A4649 | 43173.3938 | [23 empty] | 41115808 Chemistry analyzer accessories or supplies |  |  |  |  | ASSEMBLY | WASTE PUMP | [16 empty] | https://www.volza.com/p/medical-pump/export/hsn-code-84141000/ | [7 empty] | Production Completed | Production Completed
ESI | 006 | need to allot | CHJ |  |  |  | CHJ | Data Enrichment | [12 empty] | CYTOMED | 8373 | 513468 | MU796006 | Beckman Coulter - AU Chemistry - Spare parts | S LEVEL DETECTION | S LEVEL DETECTION | Beckman Coulter | - | The Manufacturer/ Foreign | - | - | Nos | - | - | Spare Part | Spare Parts | - | - | - | CATHLAB | - | Medical Equipment and Accessories and Supplies | Medical diagnostic imaging and nuclear medicine products | Vascular imaging and interventional cardiology and cardiac catheterization lab products | Angioplasty balloon catheter | - | Y | Y | Y | Y | - | - | - | - | - | Y | 780 | - | - | Active | - | - | Y | Y | - | - | - | - | - | - | - | - | - | - | - | C1731 | C1731 | 43173.6422 | [23 empty] | 41115808 Chemistry analyzer accessories or supplies |  |  |  |  | BOARD | DETECTION | [10 empty] | LEVEL, LIQUID, SURFACE | [5 empty] | https://www.globelabmedical.com/product/20351-beckman-coulter-liquid-surface-detection-board-au480-au680-au5800-chemistry-analyzer-pnmu796006/ | [7 empty] | Production Completed | Production Completed
ESI | 006 | need to allot | CHJ |  |  |  | CHJ | Data Enrichment | [12 empty] | CYTOMED | 8374 | 513469 | 5601-1020 | Beckman Coulter - AU Chemistry - Spare parts | Pressure regulator | Pressure regulator | Beckman Coulter | - | The Manufacturer/ Foreign | - | - | Each | - | - | Spare Part | Spare Parts | - | - | - | CATHLAB | - | Medical Equipment and Accessories and Supplies | Medical diagnostic imaging and nuclear medicine products | Vascular imaging and interventional cardiology and cardiac catheterization lab products | Angioplasty balloon catheter | - | Y | Y | Y | Y | - | - | - | - | - | Y | 535 | - | - | Active | - | - | Y | Y | - | - | - | - | - | - | - | - | - | - | - | C1725 | C1725 | 43173.6538 | [23 empty] | 41115808 Chemistry analyzer accessories or supplies |  |  |  |  | REGULATOR | PRESSURE | [16 empty] | URL NOT FOUND | [7 empty] | Production Completed | Production Completed
ESI | 006 | need to allot | CHJ |  |  |  | CHJ | Data Enrichment | [12 empty] | CYTOMED | 8377 | 513472 | MU809400 | Beckman Coulter - AU Chemistry - Spare parts | NE RACK GREEN | NE RACK GREEN | Beckman Coulter | - | The Manufacturer/ Foreign | - | - | Each | - | - | Spare Part | Spare Parts | - | - | - | DENTAL | - | Apparel and Luggage and Personal Care Products | Personal care products | Dental | Dental floss | - | Y | Y | Y | Y | - | - | - | - | - | Y | 15 | - | - | Active | - | - | N | N | - | - | - | - | - | - | - | - | - | - | - | A4649 | A4649 | 43174.6889 | [23 empty] | 41115804 Blood bank analyzer accessories or supplies |  |  |  |  | RACK | ANALYZER | [10 empty] | NE |  |  |  | GREEN |  | https://mms.mckesson.com/product/727424/Beckman-Coulter-MU809400 | [7 empty] | Production Completed | Production Completed
ESI | 006 | need to allot | CHJ |  |  |  | CHJ | Data Enrichment | [12 empty] | CYTOMED | 8378 | 513473 | ZM011200 | Beckman Coulter - AU Chemistry - Spare parts | R Syringe (1 ea.) | R Syringe (1 ea.) ZM011200 R SYRINGE | Beckman Coulter | - | The Manufacturer/ Foreign | - | - | Each | - | - | Spare Part | Spare Parts | - | - | - | STATIONERY | - | NMC-Default | Na | NA | NA | - | Y | Y | Y | Y | - | - | - | - | - | Y | 1.35 | - | - | Active | - | - | N | N | - | - | - | - | - | - | - | - | - | - | - | - | - | 43174.6893 | [23 empty] | 41115808 Chemistry analyzer accessories or supplies |  |  |  |  | SYRINGE | ANALYZER | [10 empty] | FOR AU400, AU480, AU600 AND AU640 SERIES | [5 empty] | https://mms.mckesson.com/product/727648/Beckman-Coulter-ZM011200 | [7 empty] | Production Completed | Production Completed
ESI | 006 | need to allot | CHJ |  |  |  | CHJ | Data Enrichment | [12 empty] | CYTOMED | 8385 | 513477 | OSR6107 | AU Chemistry - Beckman Coulter | OSR 6107 ALT GPT 4 x 50/25 m | OSR 6107 ALT GPT 4 x 50/25 m | Beckman Coulter | - | The Manufacturer/ Foreign | - | - | Box | - | - | Reagents Kit | Service Type | - | - | - | DENTAL | - | Medical Equipment and Accessories and Supplies | Dental equipment and supplies | Orthodontic and prosthodontic equipment and supplies | Orthodontic archwire | - | Y | Y | Y | Y | - | - | - | - | - | Y | 40 | - | - | Active | - | - | N | N | - | - | - | - | - | - | - | - | - | - | - | A4649 | A4649 | 43177.5114 | [23 empty] | 41116004 Chemistry analyzer reagents |  |  |  |  | REAGENT | CHEMISTRY |  | ALANINE AMINOTRANSFERASE | [5 empty] | R1 50ML, R2 25ML | [8 empty] | https://www.beckmancoulter.com/wsrportal/techdocs?docname=/cis/BAOSR6X07/%25%25/EN_ALT_BAOSR6x07_US.pdf | [7 empty] | Production Completed | Production Completed
ESI | 006 | need to allot | CHJ |  |  |  | CHJ | Data Enrichment | [12 empty] | CYTOMED | 8394 | 513486 | OSR6112 | AU Chemistry - Beckman Coulter | OSR 6112 Total Bilirubin | OSR 6112 Total Bilirubin | Beckman Coulter | - | The Manufacturer/ Foreign | - | - | Kit | - | - | Reagents Kit | Lab Reagent | - | - | - | ENDOSCOPY | - | Medical Equipment and Accessories and Supplies | Surgical products | Endoscopic instruments and supplies and accessories and related products | Endoscopic dilators or inflation devices | - | Y | Y | Y | Y | - | - | - | - | - | Y | 833 | - | - | Active | - | - | Y | Y | - | - | - | - | - | - | - | - | - | - | - | C1726 | C1726 | 43179.4972 | [23 empty] | 41116004 Chemistry analyzer reagents |  |  |  |  | REAGENT | CHEMISTRY |  | TOTAL BILIRUBIN | [5 empty] | 15ML | [8 empty] | https://www.beckmancoulter.com/wsrportal/techdocs?docname=/cis/BAOSR6x12/01/EN_TOTA | [7 empty] | Production Completed | Production Completed
ESI | 006 | need to allot | CHJ |  |  |  | CHJ | Data Enrichment | [12 empty] | CYTOMED | 8404 | 513496 | OSR6020 | AU Chemistry - Beckman Coulter | OSR6020 GGT 37 G, Gamma-Glutamyltransferase, 4 x 18 mL R1, 4 x 18 mL R2 | OSR6020 GGT 37 G, Gamma-Glutamyltransferase, 4 x 18 mL R1, 4 x 18 mL R2 | Beckman Coulter | - | The Manufacturer/ Foreign | - | - | Kit | - | - | Reagents Kit | Lab Reagent | - | - | - | DENTAL | - | Medical Equipment and Accessories and Supplies | Dental equipment and supplies | Orthodontic and prosthodontic equipment and supplies | Orthodontic and prosthodontic equipment and supplies | - | Y | Y | Y | Y | - | - | - | - | - | Y | 1410 | - | - | Active | - | - | N | N | - | - | - | - | - | - | - | - | - | - | - | A4649 | A4649 | 43179.7023 | [23 empty] | 41116004 Chemistry analyzer reagents |  |  |  |  | REAGENT | CHEMISTRY |  | GGT | [8 empty] | R1 18ML, R2 18ML, 310 TEST | [5 empty] | https://www.blockscientific.com/osr6020-olympus-ggt-reagent-4x310-tests-r1-4x18ml-r2-4x18ml#attr= | [7 empty] | Production Completed | Production Completed
ESI | 006 | need to allot | CHJ |  |  |  | CHJ | Data Enrichment | [12 empty] | CYTOMED | 8415 | 513507 | 63094 | AU Chemistry - Beckman Coulter | OSR BOTTLE KIT 20X30ML | OSR BOTTLE KIT 20X30ML | Beckman Coulter | - | The Manufacturer/ Foreign | - | - | Box | - | - | Reagents Kit | Lab Reagent | - | - | - | CATHLAB | - | Medical Equipment and Accessories and Supplies | Medical diagnostic imaging and nuclear medicine products | Vascular imaging and interventional cardiology and cardiac catheterization lab products | Thrombectomy or embolectomy catheter or catheter set | - | Y | Y | Y | Y | - | - | - | - | - | Y | 12850 | - | - | Active | - | - | Y | Y | - | - | - | - | - | - | - | - | - | - | - | A4649 | A4649 | 43181.5075 | [23 empty] | 41115808 Chemistry analyzer accessories or supplies |  |  |  |  | BOTTLE | REAGENT | [7 empty] | 30ML |  |  | ORS, KIT, WITH STOPPER CAP, FOR AU2700, AU480, AU58XX ANALYZER | [5 empty] | https://mms.mckesson.com/product/727510/Beckman-Coulter-63094 | [7 empty] | Production Completed | Production Completed
ESI | 006 | need to allot | CHJ |  |  |  | CHJ | Data Enrichment | [12 empty] | CYTOMED | 8453 | 513544 | OSR6179 | AU Chemistry - Beckman Coulter | OSR 6179 CK-NAC | OSR 6179 CK-NAC | Beckman Coulter | - | The Manufacturer/ Foreign | - | - | Kit | - | - | Reagents Kit | Kit | - | - | - | STATIONERY | - | NMC-Default | Na | NA | NA | - | Y | Y | Y | Y | - | - | - | - | - | Y | 65.5 | - | - | Active | - | - | N | N | - | - | - | - | - | - | - | - | - | - | - | - | - | 43188.6685 | [23 empty] | 41116004 Chemistry analyzer reagents |  |  |  |  | REAGENT | CHEMISTRY |  | CK-NAC | [5 empty] | R1 22ML, R2 4ML, R3 6ML | [8 empty] | https://www.beckmancoulter.com/wsrportal/techdocs?docname=/cis/BAOSR6x79/%%/EN_CREATINE | [7 empty] | Production Completed | Production Completed
ESI | 006 | need to allot | CHJ |  |  |  | CHJ | Data Enrichment | [12 empty] | CYTOMED | 8457 | 513548 | OSR6194 | AU Chemistry - Beckman Coulter | OSR 6194 ASO, Anti-Streptolysin O, 4 x 51 mL R1, 4 x 7 mL R2 | OSR 6194 ASO, Anti-Streptolysin O, 4 x 51 mL R1, 4 x 7 mL R2 | Beckman Coulter | - | The Manufacturer/ Foreign | - | - | Kit | - | - | Reagents Kit | Consumables | - | - | - | DENTAL | - | Medical Equipment and Accessories and Supplies | Dental equipment and supplies | Orthodontic and prosthodontic equipment and supplies | Orthodontic and prosthodontic equipment and supplies | - | Y | Y | Y | Y | - | - | - | - | - | Y | 1410 | - | - | Active | - | - | N | N | - | - | - | - | - | - | - | - | - | - | - | A4649 | A4649 | 43191.7149 | [23 empty] | 41116004 Chemistry analyzer reagents |  |  |  |  | REAGENT | CHEMISTRY |  | ASO | [5 empty] | R1 5ML, R2 7ML | [8 empty] | https://www.blockscientific.com/osr6194-olympus-anti-streptolysin-aso-reagent-r1-4-x-5ml-r2-4-x-7ml#attr= | [7 empty] | Production Completed | Production Completed