## Sheet1
Customer Code | Job No | Project | SE Code | SE Comments | CE Code | CE Comments | Production User | Activities | Sort Code | Sort Comment | QE Code | QE Comments | QA Code | QA Comments | DE Code | Corrected By | Start Date | Accepted Date | Batch | Quality A/R | Grihasoft Attribute Names | Original Slno | SLNO | Item | Item Group | Description | Secondary description | Manufacturer | Manufacturer catalog | Vendor | Vendor Catalog | Vendor Code | Buy UOM | Issue Uom | Price | Category | Sub cateogry | GTIN | GL Code | GL Code Description | Specilaity | Sub | Division | Level1 | Level2 | Level3 | User Item Type_1 | Inventory Item | Costing Enabled | Inventory Asset Value | Stocked | Inventory Planning Method | Replenishment Source Type | Planner | Minimum Min-Max Quantity | Maximum Min-Max Quantity | Purchased | List Price | Charge Dept/Cost Center | Lifecycle Phase | Item Status | Template Name | User Item Type | Lot Control | Lot User Defined | Lot Expiration Enabled | Lot Divisble | Starting Lot Prefix | Starting Lot Number | Serial Number Control | Starting Serial Prefix | Starting Serial Number | Cycle Count Enabled | Expense/Clearing Account | Asset Category | Item Description Update | HAAD Code | DHA Code | Item Creation Date | Griha_Vdr Name | Griha_Vdr Parent Name | GrihaVdrCat | Griha_Mfr Name | Griha_Mfr Parent Name | GrihaMfrCat | Ref Name | Ref Catalog | Ref # | UOM1 | Qty1 | UOM2 | Qty2 | UOM3 | Qty3 | UNSPSC Segment Code | UNSPSC Segment Description | UNSPSC Family Code | UNSPSC Family Description | UNSPSC Class Code | UNSPSC Class Description | UNSPSC Commodity Code | UNSPSC Commodity Description | Unspsc 25 Version | Long Description | Miscellaneous_1 | Short 40 Description | Len | Name | Type | Brandname | Composition | Age | Gender | Size | Primary Dimensions | Secondary Dimensions | Volume | Weight | Location | Properties | Sterile_NonSterile | Latex_LatexFree | Disposable_Reusable | Color | Miscellaneous | URL | Validation Comments | Packaging Comments | Classificaion Comments | Griha Comments | Potential Duplicate | Description Duplicate | Remarks | Status | Production Comments
ESI | 006 |  | ADG | OK |  |  | ADG | Data Enrichment | [10 empty] | Prority Items | 2024-01-29 | CYTOMED | 8342 | 516222 | 9100703 | Beckman Coulter - AU Chemistry - Spare parts | 09100703 PRINTER/PC HOLDER |  | Beckman Coulter | - |  | - | - | Each | - | - | Spare Part | Service Type | - | - | - | SUTURE | - | Medical Equipment and Accessories and Supplies | Wound care products | Suture and related products | Suture | - | Y | Y | Y | Y | - | - | - | - | - | Y | 312 | - | - | Active | - | - | Y | Y | - | - | - | - | - | - | - | - | - | - | - | A4649 | A4649 | 43170.6972 |  |  |  | BECKMAN COULTER INC | BECKMAN COULTER INC | [18 empty] | 41115808 Chemistry analyzer accessories or supplies |  | AU CHEMISTRY |  |  | PRINTER | ANALYZER | [10 empty] | PC HOLDER | [5 empty] | URL NOT FOUND | [7 empty] | Production Completed | Production Completed
ESI | 006 |  | ADG | OK |  |  | ADG | Data Enrichment | [10 empty] | Prority Items | 2024-01-29 | CYTOMED | 8169 | 513404 | 580-7003 | Iris - i Chem Velocity Spare parts | 0-RING, .132 x .028, HARDNESS, WASH STATION, VIP or 2G | 0-RING, .132 x .028, HARDNESS, WASH STATION, VIP or 2G | Beckman Coulter | - | The Manufacturer/ Foreign | - | - | Nos | - | - | Spare Part | Service Type | - | - | - | UROLOGY | - | Medical Equipment and Accessories and Supplies | Patient care and treatment products and supplies | Urological supplies | Pessary device | - | Y | Y | Y | Y | - | - | - | - | - | Y | 175 | - | - | Active | - | - | N | N | - | - | - | - | - | - | - | - | - | - | - | A4649 | A4649 | 43117.6616 | THE MANUFACTURER/ FOREIGN | THE MANUFACTURER/ FOREIGN |  | BECKMAN COULTER INC | BECKMAN COULTER INC | [18 empty] | 41115828 Urinalysis analyzer accessories or supplies |  |  |  |  | O-RING | ANALYZER | ICHEMVELOCITY |  |  |  |  | 0.132X0.028IN |  |  |  |  | HARDNESS, WASH STATION, VIP OR 2G | [5 empty] | URL NOT FOUND | [7 empty] | Production Completed | Production Completed
ESI | 006 |  | ADG | OK |  |  | ADG | Data Enrichment | [10 empty] | Prority Items | 2024-01-29 | CYTOMED | 7877 | 516030 | 700-3232 | Iris Spare Parts | 1 (PACK OF 9) SAMPLE RACKS | 1 (PACK OF 9) SAMPLE RACKS | Beckman Coulter | - |  | - | - | Nos | - | - | Spare Part | Service Type | - | - | - | DENTAL | - | Medical Equipment and Accessories and Supplies | Dental equipment and supplies | General dental supplies | Dental syringes or needles or syringes with needles | - | Y | Y | Y | Y | - | - | - | - | - | Y | 65 | - | - | Active | - | - | N | N | - | - | - | - | - | - | - | - | - | - | - | A4649 | A4649 | 43033.765 |  |  |  | BECKMAN COULTER INC | BECKMAN COULTER INC | 700-3232 |  |  |  | EA | 1 | PK | 9 | [10 empty] | 41115800 Clinical and diagnostic analyzers and accessories and supplies |  |  |  |  | RACK | ANALYZER | [10 empty] | ROUTINE, 10-18 NUMBER, FOR URINALYSIS | [5 empty] | https://mms.mckesson.com/product/979209/Beckman-Coulter-700-3232 | [7 empty] | Production Completed | Production Completed
ESI | 006 |  | ADG | OK |  |  | ADG | Data Enrichment | [10 empty] | Prority Items | 2024-01-29 | CYTOMED | 8290 | 516170 | MU795303 | Beckman Coulter - AU Chemistry - Spare parts | 1AXIS PULES MORTOR CONTROLE |  | Beckman Coulter | - |  | - | - | Each | - | - | Spare Part | Service Type | - | - | - | CATHLAB | - | Medical Equipment and Accessories and Supplies | Medical diagnostic imaging and nuclear medicine products | Vascular imaging and interventional cardiology and cardiac catheterization lab products | Diagnostic or interventional vascular catheters or sets | - | Y | Y | Y | Y | - | - | - | - | - | Y | 600 | - | - | Active | - | - | Y | Y | - | - | - | - | - | - | - | - | - | - | - | C1731 | C1731 | 43158.7042 |  |  |  | BECKMAN COULTER INC | BECKMAN COULTER INC | MU795303 | [17 empty] | 41115808 Chemistry analyzer accessories or supplies |  |  |  |  | CONTROLLER | MOTOR | [10 empty] | 1 AXIS PLUS | [5 empty] | https://www.globelabmedical.com/product/20380-beckman-coulter-1-axis-pulse-moter-controller541bpmc1amv3-au480-au680-au5800-chemistry-analyzer-pnmu795303/ | [7 empty] | Production Completed | Production Completed
ESI | 006 |  | ADG | OK |  |  | ADG | Data Enrichment | [10 empty] | Prority Items | 2024-01-29 | CYTOMED | 7855 | 516008 | 700-3950 | Iris Spare Parts | 2 M FILTER ASSY, HYDROPHOBIC, 0.2M | 2 M FILTER ASSY, HYDROPHOBIC, 0.2M | Beckman Coulter | - |  | - | - | Nos | - | - | Spare Part | Service Type | - | - | - | SUTURE | - | Medical Equipment and Accessories and Supplies | Wound care products | Suture and related products | Suture | - | Y | Y | Y | Y | - | - | - | - | - | Y | 373 | - | - | Active | - | - | Y | Y | - | - | - | - | - | - | - | - | - | - | - | A4649 | N/A | 43030.6185 |  |  |  | BECKMAN COULTER INC | BECKMAN COULTER INC | 700-3950 | [17 empty] | 41115800 Clinical and diagnostic analyzers and accessories and supplies |  | 2M, 0.2M |  |  | ASSEMBLY | FILTER |  |  |  |  | 1MH | [5 empty] | HYDROPHOBIC | [5 empty] | https://www.partssource.com/parts/beckman-coulter/7003950 | [7 empty] | Production Completed | Production Completed
ESI | 006 |  | ADG | OK |  |  | ADG | Data Enrichment | [10 empty] | Prority Items | 2024-01-29 | CYTOMED | 8051 | 513340 | 700-7176-001 | IRIS Equipments | 2.5 ICHEM Velocity Instrument Bring UP and TEST | 2.5 ICHEM Velocity Instrument Bring UP and TEST | Beckman Coulter | - | The Manufacturer/ Foreign | - | - | Nos | - | - | Device accessory | Service Type | - | - | - | LABORATORY | - | Laboratory and Measuring and Observing and Testing Equipment | Measuring and observing and testing instruments | Manual test kits and quality controls and calibrators and standards | Chemistry quality controls or calibrators or standards | - | Y | Y | Y | Y | - | - | - | - | - | Y | 0 | - | - | Active | - | - | Y | Y | - | - | - | - | - | - | - | - | - | - | - | A4649 | T5999 | 43075.7531 | THE MANUFACTURER/ FOREIGN | THE MANUFACTURER/ FOREIGN |  | BECKMAN COULTER INC | BECKMAN COULTER INC | 700-7176-001 | [17 empty] | 41115828 Urinalysis analyzer accessories or supplies |  |  |  |  | ANALYZER | CHEMISTRY | ICHEM VELOCITY | [9 empty] | INSTRUMENT, 2.5, BRING UP AND TEST | [5 empty] | https://medicaldevices.icij.org/devices/usa-clinical-chemistry-and-clinical-toxicology-devices-device-recall-ichem-velocity-automated-urine-chemistry-system-68e82521 | [7 empty] | Production Completed | Production Completed
ESI | 006 |  | ADG | OK |  |  | ADG | Data Enrichment | [10 empty] | Prority Items | 2024-01-29 | CYTOMED | 7893 | 513212 | B62408 | Iris Spare Parts | 2.5 ml glass syringe | 2.5 ml glass syringe Iris spare part (with part number B00335) Old code: 799-7030 | Beckman Coulter | - | The Manufacturer/ Foreign | - | - | Nos | - | - | Spare Part | Service Type | - | - | - | OPERATION THEATRE | - | Medical Equipment and Accessories and Supplies | Surgical products | Endoscopic instruments and supplies and accessories and related products | Endoscopic trocar or sheath or obturator or cannula | - | Y | Y | Y | Y | - | - | - | - | - | Y | 200 | - | - | Active | - | - | N | N | - | - | - | - | - | - | - | - | - | - | - | A4270 | A4270 | 43039.6874 | THE MANUFACTURER/ FOREIGN | THE MANUFACTURER/ FOREIGN |  | BECKMAN COULTER INC | BECKMAN COULTER INC | B62408 | [17 empty] | 41115800 Clinical and diagnostic analyzers and accessories and supplies |  | Iris spare part (with part number B00335) Old code: 799-7030 |  |  | SYRINGE | ANALYZER |  | GLASS | [5 empty] | 2.5ML | [8 empty] | https://www.ebay.com/itm/Beckman-Coulter-Immunology-Access-2-SYRINGE-2-5ML-MKF-TECAN-New-B62408-/152739440818?_ul=AR | [7 empty] | Production Completed | Production Completed
ESI | 006 |  | ADG | OK |  |  | ADG | Data Enrichment | [10 empty] | Prority Items | 2024-01-29 | CYTOMED | 7959 | 516043 | B93989 | Iris Spare Parts | 2.5 ML SYRINGE PUMP ASSEMBLY SPARE | 2.5 ML SYRINGE PUMP ASSEMBLY SPARE This code is replace of item # 700-7151S. | Beckman Coulter | - |  | - | - | Nos | - | - | Spare Part | Service Type | - | - | - | GENERAL MEDICAL CONSUMABLES | - | Medical Equipment and Accessories and Supplies | Medical apparel and textiles | Surgical textiles | Surgical drapes | - | Y | Y | Y | Y | - | - | - | - | - | Y | 33.5 | - | - | Active | - | - | N | N | - | - | - | - | - | - | - | - | - | - | - | A4649 | A4649 | 43054.6351 |  |  |  | BECKMAN COULTER INC | BECKMAN COULTER INC | B93989 | [17 empty] | 41115800 Clinical and diagnostic analyzers and accessories and supplies |  | SPARE |  |  | ASSEMBLY | SYRINGE PUMP | [7 empty] | 2.5ML | [8 empty] | https://www.partssource.com/parts/beckman-coulter/B93989 | [7 empty] | Production Completed | Production Completed
ESI | 006 |  | ADG | OK |  |  | ADG | Data Enrichment | [10 empty] | Prority Items | 2024-01-29 | CYTOMED | 7885 | 516038 | 700-7151S | Iris Spare Parts | 2.5 Syringe pump assy 2G | 2.5 Syringe pump assy 2G | Beckman Coulter | - |  | - | - | Nos | - | - | Spare Part | Service Type | - | - | - | DENTAL | - | Medical Equipment and Accessories and Supplies | Dental equipment and supplies | Dental and subspecialty instruments and devices | Dental restorative kits | - | Y | Y | Y | Y | - | - | - | - | - | Y | 500 | - | - | Active | - | - | N | N | - | - | - | - | - | - | - | - | - | - | - | A4649 | T5999 | 43037.6416 |  |  |  | BECKMAN COULTER INC | BECKMAN COULTER INC | 700-7151S | [17 empty] | 41115800 Clinical and diagnostic analyzers and accessories and supplies |  | 2G |  |  | ASSEMBLY | SYRINGE PUMP | [7 empty] | 2.5ML | [8 empty] | https://www.zauba.com/import-syringe+pump/hs-code-8413-hs-code.html | [7 empty] | Production Completed | Production Completed
ESI | 006 |  | ADG | OK |  |  | ADG | Data Enrichment | [10 empty] | Prority Items | 2024-01-29 | CYTOMED | 8199 | 513432 | B78182 | Iris - i Chem Velocity Spare parts | 2.5ML SYRINGE PUMP | 2.5ML SYRINGE PUMP | Beckman Coulter | - | The Manufacturer/ Foreign | - | - | Nos | - | - | Spare Part | Service Type | - | - | - | STATIONERY | - | NMC-Default | Na | NA | NA | - | Y | Y | Y | Y | - | - | - | - | - | Y | 78 | - | - | Active | - | - | N | N | - | - | - | - | - | - | - | - | - | - | - | - | - | 43128.5368 | THE MANUFACTURER/ FOREIGN | THE MANUFACTURER/ FOREIGN |  | BECKMAN COULTER INC | BECKMAN COULTER INC | [18 empty] | 41115828 Urinalysis analyzer accessories or supplies |  |  |  |  | PUMP | SYRINGE | ICHEMVELOCITY | [6 empty] | 2.5ML | [8 empty] | URL NOT FOUND | [7 empty] | Production Completed | Production Completed
ESI | 006 |  | ADG | OK |  |  | ADG | Data Enrichment | [10 empty] | Prority Items | 2024-01-29 | CYTOMED | 7852 | 516005 | 700-3928 | Iris Spare Parts | 2G FLOW CELL TUBING KIT FOR FLOW CELL REV 2. | 2G FLOW CELL TUBING KIT FOR FLOW CELL REV 2. | Beckman Coulter | - |  | - | - | Nos | - | - | Spare Part | Service Type | - | - | - | GENERAL MEDICAL CONSUMABLES | - | Medical Equipment and Accessories and Supplies | Medical apparel and textiles | Medical gloves and accessories | Surgical gloves | - | Y | Y | Y | Y | - | - | - | - | - | Y | 60 | - | - | Active | - | - | N | N | - | - | - | - | - | - | - | - | - | - | - | A4930 | T5999 | 43027.5234 |  |  |  | BECKMAN COULTER INC | BECKMAN COULTER INC | 700-3928 | [17 empty] | 41115800 Clinical and diagnostic analyzers and accessories and supplies |  |  |  |  | KIT | TUBING | 2G FLOWCELL | [9 empty] | FOR FLOW CELL REV 2 | [5 empty] | https://www.partssource.com/parts/beckman-coulter/7003928 | [7 empty] | Production Completed | Production Completed
ESI | 006 |  | ADG | OK |  |  | ADG | Data Enrichment | [10 empty] | Prority Items | 2024-01-29 | CYTOMED | 7981 | 513292 | C04160 | Iris Spare Parts | 2G FLOWCELL TUEING KIT, Spare | 2G FLOWCELL TUEING KIT, Spare | Beckman Coulter | - | The Manufacturer/ Foreign | - | - | Kit | - | - | Spare Part | Service Type | - | - | - | LABORATORY | - | Medical Equipment and Accessories and Supplies | Surgical products | Surgical support supplies | Surgical support supplies | - | Y | Y | Y | Y | - | - | - | - | - | Y | 4700 | - | - | Active | - | - | N | N | - | - | - | - | - | - | - | - | - | - | - | A4649 | A4649 | 43060.4923 | THE MANUFACTURER/ FOREIGN | THE MANUFACTURER/ FOREIGN |  | BECKMAN COULTER INC | BECKMAN COULTER INC | C04160 | [17 empty] | 41115800 Clinical and diagnostic analyzers and accessories and supplies |  | SPARE |  |  | KIT | TUBING | 2G FLOWCELL | [15 empty] | https://www.partssource.com/parts/beckman-coulter/C04160 | [7 empty] | Production Completed | Production Completed
ESI | 006 |  | ADG | OK |  |  | ADG | Data Enrichment | [10 empty] | Prority Items | 2024-01-29 | CYTOMED | 7894 | 513213 | B72929 | Iris Spare Parts | 2nd Generation Borderless BSRM spare | 2nd Generation Borderless BSRM spare | Beckman Coulter | - | The Manufacturer/ Foreign | - | - | Nos | - | - | Spare Part | Service Type | - | - | - | GENERAL MEDICAL CONSUMABLES | - | Medical Equipment and Accessories and Supplies | Surgical products | Surgical equipment and accessories and related products | Electrosurgical or electrocautery accessories or attachments | - | Y | Y | Y | Y | - | - | - | - | - | Y | 600 | - | - | Active | - | - | N | N | - | - | - | - | - | - | - | - | - | - | - | A4649 | A4649 | 43039.6948 | THE MANUFACTURER/ FOREIGN | THE MANUFACTURER/ FOREIGN |  | BECKMAN COULTER INC | BECKMAN COULTER INC | [18 empty] | 41115800 Clinical and diagnostic analyzers and accessories and supplies |  | SPARE |  |  | MODULE | READER | [10 empty] | BORDERLESS STRIP, 2ND GENERATION | [5 empty] | URL NOT FOUND | [7 empty] | Production Completed | Production Completed
ESI | 006 |  | ADG | OK |  |  | ADG | Data Enrichment | [10 empty] | Prority Items | 2024-01-29 | CYTOMED | 7859 | 516012 | 77042444 | Iris Spare Parts | 4-LEITER KLEMME | 4-LEITER KLEMME | Beckman Coulter | - |  | - | - | Nos | - | - | Spare Part | Service Type | - | - | - | GENERAL MEDICAL CONSUMABLES | - | Medical Equipment and Accessories and Supplies | Wound care products | Ostomy supplies and non surgical wound drainage products | Ostomy skin barriers or protective care kits | - | Y | Y | Y | Y | - | - | - | - | - | Y | 144 | - | - | Active | - | - | N | N | - | - | - | - | - | - | - | - | - | - | - | A4649 | A4649 | 43032.4681 |  |  |  | BECKMAN COULTER INC | BECKMAN COULTER INC | [18 empty] | 41115800 Clinical and diagnostic analyzers and accessories and supplies |  |  |  |  | BLOCK | TERMINAL | [10 empty] | 4 WIRE | [5 empty] | URL NOT FOUND | [7 empty] | Production Completed | Production Completed
ESI | 006 |  | ADG | OK |  |  | ADG | Data Enrichment | [10 empty] | Prority Items | 2024-01-29 | CYTOMED | 8248 | 516128 | MU5303 | Beckman Coulter - AU Chemistry - Spare parts | 5 PHASE MOTOR ASSY |  | Beckman Coulter | - |  | - | - | Each | - | - | Spare Part | Service Type | - | - | - | CATHLAB | - | Medical Equipment and Accessories and Supplies | Medical diagnostic imaging and nuclear medicine products | Vascular imaging and interventional cardiology and cardiac catheterization lab products | Angioplasty balloon catheter | - | Y | Y | Y | Y | - | - | - | - | - | Y | 750 | - | - | Active | - | - | Y | Y | - | - | - | - | - | - | - | - | - | - | - | C1731 | C1731 | 43146.4179 |  |  |  | BECKMAN COULTER INC | BECKMAN COULTER INC | MU5303 | [17 empty] | 41115808 Chemistry analyzer accessories or supplies |  |  |  |  | ASSEMBLY | MOTOR | [10 empty] | 5 PHASE | [5 empty] | http://www.dommedical.com/Beckman-OLYMPUS-Japan-5-PHASE-MOTOR-ASS-Y-PN-MU5303-Chemistry-Analyzer-AU400-NEW-3231.html | [7 empty] | Production Completed | Production Completed
ESI | 006 |  | ADG | OK |  |  | ADG | Data Enrichment | [10 empty] | Prority Items | 2024-01-29 | CYTOMED | 8288 | 516168 | MU796302 | Beckman Coulter - AU Chemistry - Spare parts | AC/DC DRIVER PCB AU480/680 |  | Beckman Coulter | - |  | - | - | Each | - | - | Spare Part | Service Type | - | - | - | DENTAL | - | Medical Equipment and Accessories and Supplies | Dental equipment and supplies | Dental and subspecialty instruments and devices | Dental restorative kits | - | Y | Y | Y | Y | - | - | - | - | - | Y | 375 | - | - | Active | - | - | N | N | - | - | - | - | - | - | - | - | - | - | - | A4649 | A4649 | 43158.6373 |  |  |  | BECKMAN COULTER INC | BECKMAN COULTER INC | MU796302 | [17 empty] | 41115808 Chemistry analyzer accessories or supplies |  |  |  |  | DRIVER | ANALYZER | [10 empty] | PCB, FOR AU480/680 | [5 empty] | https://he.aliexpress.com/i/1005002934764077.html | [7 empty] | Production Completed | Production Completed
ESI | 006 |  | ADG | OK |  |  | ADG | Data Enrichment | [10 empty] | Prority Items | 2024-01-29 | CYTOMED | 7732 | 513183 | 700-3888 | Iris Spare Parts | ACV Assy with connector | ACV Assy with connector | Beckman Coulter | - | The Manufacturer/ Foreign | - | - | Nos | - | - | Spare Part | Service Type | - | - | - | CATHLAB | - | Medical Equipment and Accessories and Supplies | Medical diagnostic imaging and nuclear medicine products | Vascular imaging and interventional cardiology and cardiac catheterization lab products | Angioplasty balloon catheter | - | Y | Y | Y | Y | - | - | - | - | - | Y | 800 | - | - | Active | - | - | Y | Y | - | - | - | - | - | - | - | - | - | - | - | C1731 | A4215 | 43002.375 | THE MANUFACTURER/ FOREIGN | THE MANUFACTURER/ FOREIGN |  | BECKMAN COULTER INC | BECKMAN COULTER INC | [18 empty] | 41115800 Clinical and diagnostic analyzers and accessories and supplies |  |  |  |  | ASSEMBLY | VALVE | [10 empty] | AUTOMATIC CONTROL, WITH CONNECTOR | [5 empty] | URL NOT FOUND | [7 empty] | Production Completed | Production Completed
ESI | 006 |  | ADG | OK |  |  | ADG | Data Enrichment | [10 empty] | Prority Items | 2024-01-29 | CYTOMED | 8128 | 516092 | 250-3118 | Iris - IQ 200 spare parts | ADAPTER CABLE FOR PRE FG2 IQ200 CONNECTED TO PC WITH FG2 | ADAPTER CABLE FOR PRE FG2 IQ200 CONNECTED TO PC WITH FG2 | Beckman Coulter | - |  | - | - | Nos | - | - | Spare Part | Service Type | - | - | - | DENTAL | - | Medical Equipment and Accessories and Supplies | Dental equipment and supplies | Orthodontic and prosthodontic equipment and supplies | Orthodontic buccal tubes | - | Y | Y | Y | Y | - | - | - | - | - | Y | 137 | - | - | Active | - | - | N | N | - | - | - | - | - | - | - | - | - | - | - | A4649 | A4649 | 43097.6867 |  |  |  | BECKMAN COULTER INC | BECKMAN COULTER INC | [18 empty] | 41115828 Urinalysis analyzer accessories or supplies |  |  |  |  | CABLE | ADAPTER | IQ200 | [9 empty] | FOR PRE FG2 IQ200 CONNECTED TO PC WITH FG2 | [5 empty] | URL NOT FOUND | [7 empty] | Production Completed | Production Completed
ESI | 006 |  | ADG | OK |  |  | ADG | Data Enrichment | [10 empty] | Prority Items | 2024-01-29 | CYTOMED | 7788 | 515960 | 250-3080 | Iris Spare Parts | ADAPTER, DB25 NULL MODEM | ADAPTER, DB25 NULL MODEM | Beckman Coulter | - |  | - | - | Nos | - | - | Spare Part | Service Type | - | - | - | GENERAL MEDICAL CONSUMABLES | - | Medical Equipment and Accessories and Supplies | Surgical products | Surgical suction and irrigation cannulas and tips and stylets and related products | Surgical irrigation or suction handpiece or cannula or tip | - | Y | Y | Y | Y | - | - | - | - | - | Y | 200 | - | - | Active | - | - | N | N | - | - | - | - | - | - | - | - | - | - | - | A4615 | N/A | 43017.7327 |  |  |  | BECKMAN COULTER INC | BECKMAN COULTER INC | [18 empty] | 41115800 Clinical and diagnostic analyzers and accessories and supplies |  |  |  |  | ADAPTER | CABLE | [10 empty] | ADAPTER, DB25 NULL MODEM | [5 empty] | URL NOT FOUND | [7 empty] | Production Completed | Production Completed
ESI | 006 |  | ADG | OK |  |  | ADG | Data Enrichment | [10 empty] | Prority Items | 2024-01-29 | CYTOMED | 7907 | 513224 | 661-3030-003 | Iris Spare Parts | ADAPTER, GRAY, 15MM DIA | ADAPTER, GRAY, 15MM DIA | Beckman Coulter | - | The Manufacturer/ Foreign | - | - | Nos | - | - | Spare Part | Service Type | - | - | - | DENTAL | - | Medical Equipment and Accessories and Supplies | Dental equipment and supplies | Dental materials | Dental restorative compounds | - | Y | Y | Y | Y | - | - | - | - | - | Y | 130 | - | - | Active | - | - | N | N | - | - | - | - | - | - | - | - | - | - | - | A4649 | A4649 | 43044.4481 | THE MANUFACTURER/ FOREIGN | THE MANUFACTURER/ FOREIGN |  | BECKMAN COULTER INC | BECKMAN COULTER INC | 661-3030-003 | [17 empty] | 41115800 Clinical and diagnostic analyzers and accessories and supplies |  |  |  |  | ADAPTER | ANALYZER | [5 empty] | 15MM |  |  |  |  | RACK CLIP |  |  |  | GRAY |  | https://www.partssource.com/parts/beckman-coulter/6613030003 | [7 empty] | Production Completed | Production Completed
ESI | 006 |  | ADG | OK |  |  | ADG | Data Enrichment | [10 empty] | Prority Items | 2024-01-29 | CYTOMED | 7807 | 513191 | 661-3020 | Iris Spare Parts | ADAPTER, GRAY, 15MM DIA. | ADAPTER, GRAY, 15MM DIA. Please Use new code: 661-3030-003 starting from April 2017 for any Order | Beckman Coulter | - | The Manufacturer/ Foreign | - | - | Nos | - | - | Spare Part | Service Type | - | - | - | INSTRUMENT | - | NMC-Default | Na | NA | NA | - | Y | Y | Y | Y | - | - | - | - | - | Y | 436 | - | - | Active | - | - | N | N | - | - | - | - | - | - | - | - | - | - | - | - | - | 43019.5215 | THE MANUFACTURER/ FOREIGN | THE MANUFACTURER/ FOREIGN |  | BECKMAN COULTER INC | BECKMAN COULTER INC | 661-3030-003 | [17 empty] | 41115800 Clinical and diagnostic analyzers and accessories and supplies |  |  |  |  | ADAPTER | ANALYZER | [5 empty] | 15MM |  |  |  |  | RACK CLIP |  |  |  | GRAY |  | https://www.partssource.com/parts/beckman-coulter/6613030003 | [7 empty] | Production Completed | Production Completed
ESI | 006 |  | ADG | OK |  |  | ADG | Data Enrichment | [10 empty] | Prority Items | 2024-01-29 | CYTOMED | 7806 | 515978 | 661-3019 | Iris Spare Parts | ADAPTER, LIGHT BLUE, 15MM DIA. | ADAPTER, LIGHT BLUE, 15MM DIA. | Beckman Coulter | - |  | - | - | Nos | - | - | Spare Part | Service Type | - | - | - | INSTRUMENT | - | NMC-Default | Na | NA | NA | - | Y | Y | Y | Y | - | - | - | - | - | Y | 601 | - | - | Active | - | - | N | N | - | - | - | - | - | - | - | - | - | - | - | - | - | 43019.5207 |  |  |  | BECKMAN COULTER INC | BECKMAN COULTER INC | [18 empty] | 41115800 Clinical and diagnostic analyzers and accessories and supplies |  |  |  |  | ADAPTER | ANALYZER | [5 empty] | 15MM |  |  |  |  | RACK CLIP |  |  |  | LIGHT BLUE |  | URL NOT FOUND | [7 empty] | Production Completed | Production Completed
ESI | 006 |  | ADG | OK |  |  | ADG | Data Enrichment | [10 empty] | Prority Items | 2024-01-29 | CYTOMED | 7805 | 515977 | 661-3018 | Iris Spare Parts | ADAPTER, ORANGE, 15MM DIA. | ADAPTER, ORANGE, 15MM DIA. | Beckman Coulter | - |  | - | - | Nos | - | - | Spare Part | Service Type | - | - | - | INSTRUMENT | - | NMC-Default | Na | NA | NA | - | Y | Y | Y | Y | - | - | - | - | - | Y | 339 | - | - | Active | - | - | N | N | - | - | - | - | - | - | - | - | - | - | - | - | - | 43019.5155 |  |  |  | BECKMAN COULTER INC | BECKMAN COULTER INC | [18 empty] | 41115800 Clinical and diagnostic analyzers and accessories and supplies |  |  |  |  | ADAPTER | ANALYZER | [5 empty] | 15MM |  |  |  |  | RACK CLIP |  |  |  | ORANGE |  | URL NOT FOUND | [7 empty] | Production Completed | Production Completed
ESI | 006 |  | ADG | OK |  |  | ADG | Data Enrichment | [10 empty] | Prority Items | 2024-01-29 | CYTOMED | 8142 | 516104 | 700-3877 | Iris - IQ 200 spare parts | AIR PUMP | AIR PUMP | Beckman Coulter | - |  | - | - | Nos | - | - | Spare Part | Service Type | - | - | - | CATHLAB | - | Medical Equipment and Accessories and Supplies | Medical diagnostic imaging and nuclear medicine products | Vascular imaging and interventional cardiology and cardiac catheterization lab products | Coronary stent | - | Y | Y | Y | Y | - | - | - | - | - | Y | 4400 | - | - | Active | - | - | Y | Y | - | - | - | - | - | - | - | - | - | - | - | C1874 | C1874 | 43103.6719 |  |  |  | BECKMAN COULTER INC | BECKMAN COULTER INC | [18 empty] | 41115828 Urinalysis analyzer accessories or supplies |  |  |  |  | PUMP | AIR | IQ200 | [15 empty] | URL NOT FOUND | [7 empty] | Production Completed | Production Completed
ESI | 006 |  | ADG | OK |  |  | ADG | Data Enrichment | [10 empty] | Prority Items | 2024-01-29 | CYTOMED | 8138 | 516101 | 700-3802S | Iris - IQ 200 spare parts | AIR TANK ASSEMBLY (WITH CAP & FITTINGS) | AIR TANK ASSEMBLY (WITH CAP & FITTINGS) | Beckman Coulter | - |  | - | - | Nos | - | - | Spare Part | Service Type | - | - | - | CATHLAB | - | Medical Equipment and Accessories and Supplies | Medical diagnostic imaging and nuclear medicine products | Vascular imaging and interventional cardiology and cardiac catheterization lab products | Angioplasty balloon catheter | - | Y | Y | Y | Y | - | - | - | - | - | Y | 535 | - | - | Active | - | - | Y | Y | - | - | - | - | - | - | - | - | - | - | - | C1731 | C1731 | 43102.6233 |  |  |  | BECKMAN COULTER INC | BECKMAN COULTER INC | [18 empty] | 41115828 Urinalysis analyzer accessories or supplies |  |  |  |  | ASSEMBLY | TANK | IQ200 | [9 empty] | AIR, WITH CAP AND FITTING | [5 empty] | URL NOT FOUND | [7 empty] | Production Completed | Production Completed
ESI | 006 |  | ADG | OK |  |  | ADG | Data Enrichment | [10 empty] | Prority Items | 2024-01-29 | CYTOMED | 8390 | 513482 | OSR6102 | AU Chemistry - Beckman Coulter | ALBUMIN | ALBUMIN | Beckman Coulter | - | The Manufacturer/ Foreign | - | - | Kit | - | - | Reagents Kit | Lab Reagent | - | - | - | DENTAL | - | Medical Equipment and Accessories and Supplies | Dental equipment and supplies | Orthodontic and prosthodontic equipment and supplies | Orthodontic archwire | - | Y | Y | Y | Y | - | - | - | - | - | Y | 74 | - | - | Active | - | - | N | N | - | - | - | - | - | - | - | - | - | - | - | A4649 | A4649 | 43177.5485 | THE MANUFACTURER/ FOREIGN | THE MANUFACTURER/ FOREIGN |  | BECKMAN COULTER INC | BECKMAN COULTER INC | OSR6102 |  |  |  | EA | 1 | BX | 4 | [10 empty] | 41116004 Chemistry analyzer reagents |  |  |  |  | REAGENT | CHEMISTRY |  | ALBUMIN | [5 empty] | 29ML | [8 empty] | https://www.beckmancoulter.com/products/part?partnumber=OSR6102 | [7 empty] | Production Completed | Production Completed
ESI | 006 |  | ADG | OK |  |  | ADG | Data Enrichment | [10 empty] | Prority Items | 2024-01-29 | CYTOMED | 8440 | 513532 | OSR6004 | AU Chemistry - Beckman Coulter | ALP Alkaline PHOSPHATASE 4x 12mL R1, 4x12mL R2 | ALP Alkaline PHOSPHATASE 4x 12mL R1, 4x12mL R2 | Beckman Coulter | - | The Manufacturer/ Foreign | - | - | Box | - | - | Reagents Kit | Kit | - | - | - | DENTAL | - | Medical Equipment and Accessories and Supplies | Dental equipment and supplies | Orthodontic and prosthodontic equipment and supplies | Orthodontic archwire | - | Y | Y | Y | Y | - | - | - | - | - | Y | 63 | - | - | Active | - | - | N | N | - | - | - | - | - | - | - | - | - | - | - | A4649 | A4649 | 43186.6612 | THE MANUFACTURER/ FOREIGN | THE MANUFACTURER/ FOREIGN |  | BECKMAN COULTER INC | BECKMAN COULTER INC | OSR6004 |  |  |  | EA | 1 | BX | 4 | [10 empty] | 41116004 Chemistry analyzer reagents |  |  |  |  | REAGENT | CHEMISTRY |  | ALKALINE PHOSPHATASE | [5 empty] | 12ML | [8 empty] | https://www.beckmancoulter.com/products/part?partnumber=OSR6004 | [7 empty] | Production Completed | Production Completed
ESI | 006 |  | ADG | OK |  |  | ADG | Data Enrichment | [10 empty] | Prority Items | 2024-01-29 | CYTOMED | 8426 | 513518 | OSR6104 | AU Chemistry - Beckman Coulter | ALP, ALKA PHOSPHATASE, 4 x 30 mL R1, 4 x 30 mL R2 | ALP, ALKA PHOSPHATASE, 4 x 30 mL R1, 4 x 30 mL R2 | Beckman Coulter | - | The Manufacturer/ Foreign | - | - | Kit | - | - | Reagents Kit | Lab Reagent | - | - | - | OPERATION THEATRE | - | Medical Equipment and Accessories and Supplies | Surgical products | Surgical equipment and accessories and related products | Surgical lasers or accessories | - | Y | Y | Y | Y | - | - | - | - | - | Y | 5550 | - | - | Active | - | - | N | N | - | - | - | - | - | - | - | - | - | - | - | A4649 | A4649 | 43185.7441 | THE MANUFACTURER/ FOREIGN | THE MANUFACTURER/ FOREIGN |  | BECKMAN COULTER INC | BECKMAN COULTER INC | OSR6104 |  |  |  | EA | 1 | BX | 4 | [10 empty] | 41116004 Chemistry analyzer reagents |  |  |  |  | REAGENT | CHEMISTRY |  | ALKALINE PHOSPHATASE | [5 empty] | 30ML | [8 empty] | https://www.beckmancoulter.com/wsrportal/techdocs?docname=/cis/BAOSR6x04/%25%25/EN_ | [7 empty] | Production Completed | Production Completed
ESI | 006 |  | ADG | OK |  |  | ADG | Data Enrichment | [10 empty] | Prority Items | 2024-01-29 | CYTOMED | 7719 | 515903 | 700-3879 | Iris Spare Parts | AMV ASSY WTIH CONNECTOR | AMV ASSY WTIH CONNECTOR | Beckman Coulter | - |  | - | - | Nos | - | - | Reagent | Service Type | - | - | - | INSTRUMENT | - | NMC-Default | Na | NA | NA | - | Y | Y | Y | Y | - | - | - | - | - | Y | 2976 | - | - | Active | - | - | N | N | - | - | - | - | - | - | - | - | - | - | - | - | - | 42992.7604 |  |  |  | BECKMAN COULTER INC | BECKMAN COULTER INC | [18 empty] | 41115800 Clinical and diagnostic analyzers and accessories and supplies |  |  |  |  | ASSEMBLY | ANALYZER | [10 empty] | AMV, WITH CONNECTOR | [5 empty] | URL NOT FOUND | [7 empty] | Production Completed | Production Completed
ESI | 006 |  | ADG | OK |  |  | ADG | Data Enrichment | [10 empty] | Prority Items | 2024-01-29 | CYTOMED | 7759 | 515932 | 700-3903 | Iris Spare Parts | AMV ASSY- WTIH CONNECTOR | AMV ASSY- WTIH CONNECTOR | Beckman Coulter | - |  | - | - | Nos | - | - | Spare Part | Service Type | - | - | - | GENERAL MEDICAL CONSUMABLES | - | Medical Equipment and Accessories and Supplies | Patient care and treatment products and supplies | Applicator swabs and cotton balls | Medicated applicators or absorbents | - | Y | Y | Y | Y | - | - | - | - | - | Y | 230 | - | - | Active | - | - | N | N | - | - | - | - | - | - | - | - | - | - | - | A5120 | A5120 | 43006.6794 |  |  |  | BECKMAN COULTER INC | BECKMAN COULTER INC | [18 empty] | 41115800 Clinical and diagnostic analyzers and accessories and supplies |  |  |  |  | ASSEMBLY | ANALYZER | [10 empty] | AMV, WITH CONNECTOR | [5 empty] | URL NOT FOUND | [7 empty] | Production Completed | Production Completed
ESI | 006 |  | ADG | OK |  |  | ADG | Data Enrichment | [10 empty] | Prority Items | 2024-01-29 | CYTOMED | 8392 | 513484 | OSR6182 | AU Chemistry - Beckman Coulter | AMYLASE (IFCC), 4 x 40mL R1, 4 x 10mL R2 | AMYLASE (IFCC), 4 x 40mL R1, 4 x 10mL R2 | Beckman Coulter | - | The Manufacturer/ Foreign | - | - | Kit | - | - | Reagents Kit | Lab Reagent | - | - | - | DENTAL | - | Medical Equipment and Accessories and Supplies | Dental equipment and supplies | Orthodontic and prosthodontic equipment and supplies | Orthodontic brackets | - | Y | Y | Y | Y | - | - | - | - | - | Y | 15 | - | - | Active | - | - | N | N | - | - | - | - | - | - | - | - | - | - | - | A4649 | A4649 | 43178.3703 | THE MANUFACTURER/ FOREIGN | THE MANUFACTURER/ FOREIGN |  | BECKMAN COULTER INC | BECKMAN COULTER INC | OSR6182 |  |  |  | EA | 1 | BX | 4 | [10 empty] | 41116004 Chemistry analyzer reagents |  |  |  |  | REAGENT | CHEMISTRY |  | ALPHA AMYLASE | [5 empty] | 40ML |  |  | IFCC | [5 empty] | https://www.beckmancoulter.com/products/part?partnumber=OSR6106 | [7 empty] | Production Completed | Production Completed
ESI | 006 |  | ADG | OK |  |  | ADG | Data Enrichment | [10 empty] | Prority Items | 2024-01-29 | CYTOMED | 8196 | 513429 | 700-7025 | Iris - i Chem Velocity Spare parts | Annual PM Kit part for i Chem velocity | Annual PM Kit part for i Chem velocity | Beckman Coulter | - | The Manufacturer/ Foreign | - | - | Kit | - | - | Spare Part | Service Type | - | - | - | LABORATORY | - | Laboratory and Measuring and Observing and Testing Equipment | Measuring and observing and testing instruments | Patient point of care testing supplies and equipment | Glucose monitors or meters | - | Y | Y | Y | Y | - | - | - | - | - | Y | 0 | - | - | Active | - | - | N | N | - | - | - | - | - | - | - | - | - | - | - | A4649 | A4649 | 43125.7511 | THE MANUFACTURER/ FOREIGN | THE MANUFACTURER/ FOREIGN |  | BECKMAN COULTER INC | BECKMAN COULTER INC | [18 empty] | 41115828 Urinalysis analyzer accessories or supplies |  |  |  |  | KIT | PREVENTIVE MAINTENANCE | ICHEMVELOCITY | [9 empty] | ANNUAL | [5 empty] | URL NOT FOUND | [7 empty] | Production Completed | Production Completed
ESI | 006 |  | ADG | OK |  |  | ADG | Data Enrichment | [10 empty] | Prority Items | 2024-01-29 | CYTOMED | 7813 | 515982 | 799-3051 | Iris Spare Parts | Annual PM Kit Part For IQ200 |  | Beckman Coulter | - |  | - | - | Kit | - | - | Device accessory | Service Type | - | - | - | ORTHOPAEDICS | - | Medical Equipment and Accessories and Supplies | Orthopedic surgical implants | Knee joint implants | Tibial baseplate | - | Y | Y | Y | Y | - | - | - | - | - | Y | 3657.15 | - | - | Active | - | - | N | N | - | - | - | - | - | - | - | - | - | - | - | C1776 | C1776 | 43019.6859 |  |  |  | BECKMAN COULTER INC | BECKMAN COULTER INC | [18 empty] | 41115800 Clinical and diagnostic analyzers and accessories and supplies |  |  |  |  | KIT | PREVENTIVE MAINTENANCE | [10 empty] | FOR IQ200 | [5 empty] | URL NOT FOUND | [7 empty] | Production Completed | Production Completed
ESI | 006 |  | ADG | OK |  |  | ADG | Data Enrichment | [10 empty] | Prority Items | 2024-01-29 | CYTOMED | 7997 | 513308 | C31727 | Iris Spare Parts | ASM, PRVNT MAINT KIT, DxM | ASM, PRVNT MAINT KIT, DxM | Beckman Coulter | - | The Manufacturer/ Foreign | - | - | Kit | - | - | Spare Part | Service Type | - | - | - | STATIONERY | - | NMC-Default | Na | NA | NA | - | Y | Y | Y | Y | - | - | - | - | - | Y | 80 | - | - | Active | - | - | N | N | - | - | - | - | - | - | - | - | - | - | - | - | - | 43062.7385 | THE MANUFACTURER/ FOREIGN | THE MANUFACTURER/ FOREIGN |  | BECKMAN COULTER INC | BECKMAN COULTER INC | [18 empty] | 41115800 Clinical and diagnostic analyzers and accessories and supplies |  |  |  |  | KIT | PREVENTIVE MAINTENANCE | DXM | [9 empty] | ASM | [5 empty] | URL NOT FOUND | [7 empty] | Production Completed | Production Completed
ESI | 006 |  | ADG | OK |  |  | ADG | Data Enrichment | [10 empty] | Prority Items | 2024-01-29 | CYTOMED | 7774 | 515947 | 700-7291 | Iris Spare Parts | ASSEMBLY, ICHEM WASH TUBING | ASSEMBLY, ICHEM WASH TUBING | Beckman Coulter | - |  | - | - | Nos | - | - | Spare Part | Service Type | - | - | - | STATIONERY | - | NMC-Default | Na | NA | NA | - | Y | Y | Y | Y | - | - | - | - | - | Y | 180 | - | - | Active | - | - | N | N | - | - | - | - | - | - | - | - | - | - | - | - | - | 43013.7156 |  |  |  | BECKMAN COULTER INC | BECKMAN COULTER INC | [18 empty] | 41115800 Clinical and diagnostic analyzers and accessories and supplies |  |  |  |  | ASSEMBLY | TUBING | [10 empty] | WASH, FOR ICHEM | [5 empty] | URL NOT FOUND | [7 empty] | Production Completed | Production Completed
ESI | 006 |  | ADG | OK |  |  | ADG | Data Enrichment | [10 empty] | Prority Items | 2024-01-29 | CYTOMED | 7940 | 513256 | C04141 | Iris Spare Parts | ASSY, 125ML, AIR TANK, Spare | ASSY, 125ML, AIR TANK, Spare | Beckman Coulter | - | The Manufacturer/ Foreign | - | - | Nos | - | - | Spare Part | Service Type | - | - | - | STATIONERY | - | NMC-Default | Na | NA | NA | - | Y | Y | Y | Y | - | - | - | - | - | Y | 60 | - | - | Active | - | - | N | N | - | - | - | - | - | - | - | - | - | - | - | - | - | 43052.4863 | THE MANUFACTURER/ FOREIGN | THE MANUFACTURER/ FOREIGN |  | BECKMAN COULTER INC | BECKMAN COULTER INC | [18 empty] | 41115828 Urinalysis analyzer accessories or supplies |  | SPARE |  |  | ASSEMBLY | ANALYZER | [7 empty] | 125ML |  |  | AIR TANK | [5 empty] | URL NOT FOUND | [7 empty] | Production Completed | Production Completed
ESI | 006 |  | ADG | OK |  |  | ADG | Data Enrichment | [10 empty] | Prority Items | 2024-01-29 | CYTOMED | 7983 | 513294 | C03571 | Iris Spare Parts | ASSY, ACCUMULATOR, REAGENT DRAV | ASSY, ACCUMULATOR, REAGENT DRAV | Beckman Coulter | - | The Manufacturer/ Foreign | - | - | Each | - | - | Spare Part | Service Type | - | - | - | STATIONERY | - | NMC-Default | Na | NA | NA | - | Y | Y | Y | Y | - | - | - | - | - | Y | 58.5 | - | - | Active | - | - | N | N | - | - | - | - | - | - | - | - | - | - | - | - | - | 43060.5477 | THE MANUFACTURER/ FOREIGN | THE MANUFACTURER/ FOREIGN |  | BECKMAN COULTER INC | BECKMAN COULTER INC | [18 empty] | 41115828 Urinalysis analyzer accessories or supplies |  | REAGENT DRAV |  |  | ASSEMBLY | ANALYZER | [10 empty] | ACCUMULATOR | [5 empty] | URL NOT FOUND | [7 empty] | Production Completed | Production Completed
ESI | 006 |  | ADG | OK |  |  | ADG | Data Enrichment | [10 empty] | Prority Items | 2024-01-29 | CYTOMED | 8021 | 513318 | B85402 | Iris Spare Parts | ASSY, HUMIDIFIER KIT, | ASSY, HUMIDIFIER KIT, | Beckman Coulter | - | The Manufacturer/ Foreign | - | - | Kit | - | - | Spare Part | Spare Parts | - | - | - | LABORATORY | - | Laboratory and Measuring and Observing and Testing Equipment | Measuring and observing and testing instruments | Clinical and diagnostic analyzer reagents | Immunology analyzer reagents | - | Y | Y | Y | Y | - | - | - | - | - | Y | 950.91 | - | - | Active | - | - | Y | Y | - | - | - | - | - | - | - | - | - | - | - | A4649 | A4649 | 43067.4879 | THE MANUFACTURER/ FOREIGN | THE MANUFACTURER/ FOREIGN |  | BECKMAN COULTER INC | BECKMAN COULTER INC | B85402 | [17 empty] | 41115828 Urinalysis analyzer accessories or supplies |  |  |  |  | ASSEMBLY | ANALYZER | [10 empty] | HUMIDIFIER KIT | [5 empty] | https://www.volza.com/p/humidifier/import/coo-united-states/cod/ | [7 empty] | Production Completed | Production Completed
ESI | 006 |  | ADG | OK |  |  | ADG | Data Enrichment | [10 empty] | Prority Items | 2024-01-29 | CYTOMED | 7722 | 515906 | 700-3454 | Iris Spare Parts | Assy.Panel, Lower Front | ASSY. PANEL LOWER FRONT | Beckman Coulter | - |  | - | - | Nos | - | - | Spare Part | Service Type | - | - | - | GENERAL MEDICAL CONSUMABLES | - | Medical Equipment and Accessories and Supplies | Surgical products | Surgical suction and irrigation cannulas and tips and stylets and related products | Surgical vacuum extraction devices or curettes or related products | - | Y | Y | Y | Y | - | - | - | - | - | Y | 750 | - | - | Active | - | - | N | N | - | - | - | - | - | - | - | - | - | - | - | A4649 | A4649 | 42997.4803 |  |  |  | BECKMAN COULTER INC | BECKMAN COULTER INC | 700-3454 | [17 empty] | 41115828 Urinalysis analyzer accessories or supplies |  |  |  |  | ASSEMBLY | ANALYZER | [10 empty] | PANEL LOWER FRONT | [5 empty] | URL NOT FOUND | [7 empty] | Production Completed | Production Completed
ESI | 006 |  | ADG | OK |  |  | ADG | Data Enrichment | [10 empty] | Prority Items | 2024-01-29 | CYTOMED | 7682 | 513164 | C80300 | Microscan- Beckman Coulter - Consumables | AST Gram Neg. NEG MIC 63 | AST Gram Neg. NEG MIC 63 | Beckman Coulter | - | The Manufacturer/ Foreign | - | - | Each | - | - | Consumables | Consumables | - | - | - | DENTAL | - | Medical Equipment and Accessories and Supplies | Dental equipment and supplies | Dental and subspecialty instruments and devices | Dental and subspecialty instruments and devices | - | Y | Y | Y | Y | - | - | - | - | - | Y | 15 | - | - | Active | - | - | N | N | - | - | - | - | - | - | - | - | - | - | - | A4649 | A4649 | 42981.5355 | THE MANUFACTURER/ FOREIGN | THE MANUFACTURER/ FOREIGN |  | BECKMAN COULTER INC | BECKMAN COULTER INC | [18 empty] | 41116131 Microbiology or bacteriology identification or sensitivity disks or panels |  |  |  |  | PANEL | MICROBIOLOGY TEST | MICROSCAN | GRAM NEGATIVE | [8 empty] | MIC 63, ANTIBIOTIC SUSCEPTIBILITY TESTING | [5 empty] | URL NOT FOUND | [7 empty] | Production Completed | Production Completed
ESI | 006 |  | ADG | OK |  |  | ADG | Data Enrichment | [10 empty] | Prority Items | 2024-01-29 | CYTOMED | 7683 | 513165 | C80307 | Microscan- Beckman Coulter - Consumables | AST Gram Pos Panel. POS MIC 40 | AST Gram Pos Panel. POS MIC 40 | Beckman Coulter | - | The Manufacturer/ Foreign | - | - | Each | - | - | Consumables | Consumables | - | - | - | CATHLAB | - | Medical Equipment and Accessories and Supplies | Medical diagnostic imaging and nuclear medicine products | Vascular imaging and interventional cardiology and cardiac catheterization lab products | Diagnostic or interventional vascular catheter introducers or sets | - | Y | Y | Y | Y | - | - | - | - | - | Y | 219.5 | - | - | Active | - | - | Y | Y | - | - | - | - | - | - | - | - | - | - | - | C1887 | C1887 | 42982.6909 | THE MANUFACTURER/ FOREIGN | THE MANUFACTURER/ FOREIGN |  | BECKMAN COULTER INC | BECKMAN COULTER INC | [18 empty] | 41116131 Microbiology or bacteriology identification or sensitivity disks or panels |  |  |  |  | PANEL | MICROBIOLOGY TEST | MICROSCAN | GRAM POSITIVE | [8 empty] | MIC 40, ANTIBIOTIC SUSCEPTIBILITY TESTING | [5 empty] | URL NOT FOUND | [7 empty] | Production Completed | Production Completed
ESI | 006 |  | ADG | OK |  |  | ADG | Data Enrichment | [10 empty] | Prority Items | 2024-01-29 | CYTOMED | 8425 | 513517 | OSR6109 | AU Chemistry - Beckman Coulter | AST, ASP AMINO [AST/GOT], ASPARTATE AMINOTRANSFERASE, 4 x 25 mL R1, 4 x 25 mL R2 | AST, ASP AMINO [AST/GOT], ASPARTATE AMINOTRANSFERASE, 4 x 25 mL R1, 4 x 25 mL R2 | Beckman Coulter | - | The Manufacturer/ Foreign | - | - | Kit | - | - | Reagents Kit | Lab Reagent | - | - | - | STATIONERY | - | NMC-Default | Na | NA | NA | - | Y | Y | Y | Y | - | - | - | - | - | Y | 0.075 | - | - | Active | - | - | N | N | - | - | - | - | - | - | - | - | - | - | - | - | - | 43185.7156 | THE MANUFACTURER/ FOREIGN | THE MANUFACTURER/ FOREIGN |  | BECKMAN COULTER INC | BECKMAN COULTER INC | OSR6109 |  |  |  | EA | 1 | BX | 4 | [10 empty] | 41116004 Chemistry analyzer reagents |  |  |  |  | REAGENT | CHEMISTRY |  | ASPARTATE AMINOTRANSFERASE, GOT | [5 empty] | 25ML | [8 empty] | https://www.beckmancoulter.com/products/part?partnumber=OSR6109 | [7 empty] | Production Completed | Production Completed
ESI | 006 |  | ADG | OK |  |  | ADG | Data Enrichment | [10 empty] | Prority Items | 2024-01-29 | CYTOMED | 8380 | 513475 | AU480 | Beckman Coulter - AU Chemistry - Spare parts | AU480 Analyzer with ISE & ALL Accessories, REF B96693. Included in 4 boxes | AU480 Analyzer with ISE & ALL Accessories, REF B96693. Included in 4 boxes Type AU481-10E, Model AU480 | Beckman Coulter | - | The Manufacturer/ Foreign | - | - | Each | - | - | Medical Equipment | Medical Device | - | - | - | PHYSIOTHERAPY | - | Medical Equipment and Accessories and Supplies | Patient care and treatment products and supplies | Electrotherapy equipment | Electrotherapy electrodes or accessories | - | Y | Y | Y | Y | - | - | - | - | - | Y | 25 | - | - | Active | - | - | N | N | - | - | - | - | - | - | - | - | - | - | - | A4556 | A4556 | 43174.7254 | THE MANUFACTURER/ FOREIGN | THE MANUFACTURER/ FOREIGN |  | BECKMAN COULTER INC | BECKMAN COULTER INC | AU480 |  |  |  | EA | 1 | BX | 4 | [10 empty] | 41115807 Chemistry analyzers |  | REF B96693 |  |  | ANALYZER | CHEMISTRY | [10 empty] | WITH ISE, ALL ACCESSORIES | [5 empty] | https://www.beckmancoulter.com/products/chemistry/au480 | [7 empty] | Production Completed | Production Completed
ESI | 006 |  | ADG | OK |  |  | ADG | Data Enrichment | [10 empty] | Prority Items | 2024-01-29 | CYTOMED | 8345 | 513441 | AU480-AE | Beckman Coulter - AU Chemistry - Spare parts | AU480 Analyzer with ISE & ALL Accessories, REF B96693. Included in 4 boxes - AE | AU480 Analyzer with ISE & ALL Accessories, REF B96693. Included in 4 boxes - AE Type AU481-10E, Model AU480 | Beckman Coulter | - | The Manufacturer/ Foreign | - | - | Each | - | - | Medical Equipment | Lab Equipment | - | - | - | CATHLAB | - | Medical Equipment and Accessories and Supplies | Medical diagnostic imaging and nuclear medicine products | Vascular imaging and interventional cardiology and cardiac catheterization lab products | Angioplasty balloon catheter | - | Y | Y | Y | Y | - | - | - | - | - | Y | 5500 | - | - | Active | - | - | Y | Y | - | - | - | - | - | - | - | - | - | - | - | C1731 | C1731 | 43170.7228 | THE MANUFACTURER/ FOREIGN | THE MANUFACTURER/ FOREIGN |  | BECKMAN COULTER INC | BECKMAN COULTER INC | AU480-AE |  |  |  | Q | 1 | BX | 4 | [10 empty] | 41115807 Chemistry analyzers |  | REF B96693 |  |  | ANALYZER | CHEMISTRY | [10 empty] | WITH ISE, ALL ACCESSORIES | [5 empty] | https://www.beckmancoulter.com/products/chemistry/au480 | [7 empty] | Production Completed | Production Completed
ESI | 006 |  | ADG | OK |  |  | ADG | Data Enrichment | [10 empty] | Prority Items | 2024-01-29 | CYTOMED | 8355 | 513451 | MW0499 | Beckman Coulter - AU Chemistry - Spare parts | AU480 PM KIT B, PREVENTIVE MAINTENANCE KIT 1Y | AU480 PM KIT B, PREVENTIVE MAINTENANCE KIT 1Y | Beckman Coulter | - | The Manufacturer/ Foreign | - | - | Kit | - | - | Spare Part | Spare Parts | - | - | - | CATHLAB | - | Medical Equipment and Accessories and Supplies | Medical diagnostic imaging and nuclear medicine products | Vascular imaging and interventional cardiology and cardiac catheterization lab products | Diagnostic or interventional vascular catheter introducers or sets | - | Y | Y | Y | Y | - | - | - | - | - | Y | 250 | - | - | Active | - | - | Y | Y | - | - | - | - | - | - | - | - | - | - | - | C1887 | C1887 | 43171.7118 | THE MANUFACTURER/ FOREIGN | THE MANUFACTURER/ FOREIGN |  | BECKMAN COULTER INC | BECKMAN COULTER INC | MW0499 | [17 empty] | 41115808 Chemistry analyzer accessories or supplies |  |  |  |  | KIT | PREVENTIVE MAINTAINANCE | [10 empty] | B, WITH 1 YEAR WARRANTY, FOR AU480 | [5 empty] | https://www.aliexpress.com/item/1005003175113001.html | [7 empty] | Production Completed | Production Completed
ESI | 006 |  | ADG | OK |  |  | ADG | Data Enrichment | [10 empty] | Prority Items | 2024-01-29 | CYTOMED | 8366 | 513461 | MW0500 | Beckman Coulter - AU Chemistry - Spare parts | AU480 PPM KIT 2 YEAR | AU480 PPM KIT 2 YEAR | Beckman Coulter | - | The Manufacturer/ Foreign | - | - | Kit | - | - | Spare Part | Spare Parts | - | - | - | DERMATOLOGY/COSMETIC ITEMS | - | Drugs and Pharmaceutical Products | Drugs affecting the ears, eye, nose and skin | Dermatologic agents | Dermatologic agents | - | Y | Y | Y | Y | - | - | - | - | - | Y | 1800 | - | - | Active | - | - | N | N | - | - | - | - | - | - | - | - | - | - | - | A4649 | A4649 | 43173.3881 | THE MANUFACTURER/ FOREIGN | THE MANUFACTURER/ FOREIGN |  | BECKMAN COULTER INC | BECKMAN COULTER INC | MW0500 | [17 empty] | 41115808 Chemistry analyzer accessories or supplies |  |  |  |  | KIT | PREVENTIVE MAINTAINANCE | [10 empty] | WITH 2 YEAR WARRANTY, FOR AU480 | [5 empty] | https://vi.aliexpress.com/item/1005004840868366.html | [7 empty] | Production Completed | Production Completed
ESI | 006 |  | ADG | OK |  |  | ADG | Data Enrichment | [10 empty] | Prority Items | 2024-01-29 | CYTOMED | 8256 | 516136 | AU480 PM Kit | Beckman Coulter - AU Chemistry - Spare parts | AU480 PREVENTIVE MAINTENANCE KIT -2Y |  | Beckman Coulter | - |  | - | - | Each | - | - | Spare Part | Service Type | - | - | - | CSSD | - | Medical Equipment and Accessories and Supplies | Medical sterilization products | Sterilization wraps and packaging supplies | Sterilization pouches | - | Y | Y | Y | Y | - | - | - | - | - | Y | 14 | - | - | Active | - | - | N | N | - | - | - | - | - | - | - | - | - | - | - | A4328 | A4328 | 43150.5948 |  |  |  | BECKMAN COULTER INC | BECKMAN COULTER INC | [18 empty] | 41115808 Chemistry analyzer accessories or supplies |  |  |  |  | KIT | PREVENTIVE MAINTAINANCE | [10 empty] | WITH 2 YEAR WARRANTY, FOR AU480 | [5 empty] | https://www.aliexpress.us/item/3256805591000879.html?src=google&aff_fcid=c88d2a5a6ce24eb0b45310d1748a60ab-1706339116763-02554-UneMJZVf&aff_fsk=UneMJZVf&aff_platform=aaf&sk=UneMJZVf&aff_trace_key=c88d2a5a6ce24eb0b45310d1748a60ab-1706339116763-02554-UneMJZVf&terminal_id=5e554975dbb449adbaa994c3fd614c8f&afSmartRedirect=y&gatewayAdapt=vnm2usa | [7 empty] | Production Completed | Production Completed
ESI | 006 |  | ADG | OK |  |  | ADG | Data Enrichment | [10 empty] | Prority Items | 2024-01-29 | CYTOMED | 8459 | 513550 | A97668 | AU Chemistry - Beckman Coulter | AU480 with ISE - Clinical Chemistry Analyzer | AU480 with ISE - Clinical Chemistry Analyzer It is a fully automated computer-controlled clinical chemistrry analyzer | Beckman Coulter | - | The Manufacturer/ Foreign | - | - | Box | - | - | Medical Equipment | Medical Device | - | - | - | DENTAL | - | Medical Equipment and Accessories and Supplies | Dental equipment and supplies | Orthodontic and prosthodontic equipment and supplies | Orthodontic and prosthodontic equipment and supplies | - | Y | Y | Y | Y | - | - | - | - | - | Y | 1410 | - | - | Active | - | - | N | N | - | - | - | - | - | - | - | - | - | - | - | A4649 | A4649 | 43191.7223 | THE MANUFACTURER/ FOREIGN | THE MANUFACTURER/ FOREIGN |  | BECKMAN COULTER INC | BECKMAN COULTER INC | [18 empty] | 41115807 Chemistry analyzers |  |  |  |  | ANALYZER | CHEMISTRY | AU480 | [9 empty] | WITH ISE, CLINICAL, FULLY AUTOMATED, COMPUTER CONTROLLED | [5 empty] | URL NOT FOUND | [7 empty] | Production Completed | Production Completed
ESI | 006 |  | ADG | OK |  |  | ADG | Data Enrichment | [10 empty] | Prority Items | 2024-01-29 | CYTOMED | 8325 | 516205 | B42476 | Beckman Coulter - AU Chemistry - Spare parts | AUDIO CABLE ,KM-A2-30 |  | Beckman Coulter | - |  | - | - | Each | - | - | Spare Part | Service Type | - | - | - | INSTRUMENT | - | NMC-Default | Na | NA | NA | - | Y | Y | Y | Y | - | - | - | - | - | Y | 80 | - | - | Active | - | - | N | N | - | - | - | - | - | - | - | - | - | - | - | - | - | 43167.4137 |  |  |  | BECKMAN COULTER INC | BECKMAN COULTER INC | B42476 | [17 empty] | 41115808 Chemistry analyzer accessories or supplies |  |  |  |  | CABLE | AUDIO | [10 empty] | KM-A2-30 | [5 empty] | URL NOT FOUND | [7 empty] | Production Completed | Production Completed
ESI | 006 |  | ADG | OK |  |  | ADG | Data Enrichment | [10 empty] | Prority Items | 2024-01-29 | CYTOMED | 7838 | 515991 | 700-3505 | Iris Spare Parts | AUTOFOCUS MOTOR OR "MICRO NUDGER" | AUTOFOCUS MOTOR OR "MICRO NUDGER" | Beckman Coulter | - |  | - | - | Nos | - | - | Spare Part | Service Type | - | - | - | SUTURE | - | Medical Equipment and Accessories and Supplies | Wound care products | Suture and related products | Suture | - | Y | Y | Y | Y | - | - | - | - | - | Y | 457 | - | - | Active | - | - | Y | Y | - | - | - | - | - | - | - | - | - | - | - | A4649 | A4649 | 43024.4847 |  |  |  | BECKMAN COULTER INC | BECKMAN COULTER INC | 700-3505 | [17 empty] | 41115828 Urinalysis analyzer accessories or supplies |  |  |  |  | MOTOR | ANALYZER | [10 empty] | AUTOFOCUS, MICRO NUDGER | [5 empty] | https://www.scribd.com/document/57851406/IQ200-SprintSERVICEMANUAL | [7 empty] | Production Completed | Production Completed
ESI | 006 |  | ADG | OK |  |  | ADG | Data Enrichment | [10 empty] | Prority Items | 2024-01-29 | CYTOMED | 8300 | 516180 | B38435 | Beckman Coulter - AU Chemistry - Spare parts | B38435 PUMP ASSY |  | Beckman Coulter | - |  | - | - | Each | - | - | Spare Part | Service Type | - | - | - | OPERATION THEATRE | - | Medical Equipment and Accessories and Supplies | Surgical products | Surgical suction and irrigation cannulas and tips and stylets and related products | Surgical irrigation or suction handpiece or cannula or tip | - | Y | Y | Y | Y | - | - | - | - | - | Y | 1250 | - | - | Active | - | - | N | N | - | - | - | - | - | - | - | - | - | - | - | A4649 | A4649 | 43159.6052 |  |  |  | BECKMAN COULTER INC | BECKMAN COULTER INC | B38435 | [17 empty] | 41115808 Chemistry analyzer accessories or supplies |  |  |  |  | ASSEMBLY | PUMP | [16 empty] | https://www.volza.com/company-profile/beckmann-coulter-inc-4267537/ | [7 empty] | Production Completed | Production Completed
ESI | 006 |  | ADG | OK |  |  | ADG | Data Enrichment | [10 empty] | Prority Items | 2024-01-29 | CYTOMED | 8322 | 516202 | B49147 | Beckman Coulter - AU Chemistry - Spare parts | B49147/ AU 680 PHOTOMETRY CONTROL BOARD FOR REPAIR |  | Beckman Coulter | - |  | - | - | Each | - | - | Spare Part | Service Type | - | - | - | GENERAL MEDICAL CONSUMABLES | - | Medical Equipment and Accessories and Supplies | Medical apparel and textiles | Surgical textiles | Surgical gown | - | Y | Y | Y | Y | - | - | - | - | - | Y | 5.95 | - | - | Active | - | - | N | N | - | - | - | - | - | - | - | - | - | - | - | A4649 | A4649 | 43166.4308 |  |  |  | BECKMAN COULTER INC | BECKMAN COULTER INC | B49147 | [17 empty] | 41115808 Chemistry analyzer accessories or supplies |  |  |  |  | BOARD | CONTROL | [10 empty] | PHOTOMETRY, AU680, FOR REPAIR | [5 empty] | URL NOT FOUND | [7 empty] | Production Completed | Production Completed
ESI | 006 |  | ADG | OK |  |  | ADG | Data Enrichment | [10 empty] | Prority Items | 2024-01-29 | CYTOMED | 8323 | 516203 | B49149 | Beckman Coulter - AU Chemistry - Spare parts | B49149/ AU 480 PHOTOMETRY CONTROL BOARD FOR REPAIR |  | Beckman Coulter | - |  | - | - | Each | - | - | Spare Part | Service Type | - | - | - | GENERAL MEDICAL CONSUMABLES | - | Medical Equipment and Accessories and Supplies | Medical apparel and textiles | Surgical textiles | Surgical gown | - | Y | Y | Y | Y | - | - | - | - | - | Y | 5.95 | - | - | Active | - | - | N | N | - | - | - | - | - | - | - | - | - | - | - | A4649 | A4649 | 43166.4349 |  |  |  | BECKMAN COULTER INC | BECKMAN COULTER INC | B49149 | [17 empty] | 41115808 Chemistry analyzer accessories or supplies |  |  |  |  | BOARD | CONTROL | [10 empty] | PHOTOMETRY, AU480, FOR REPAIR | [5 empty] | URL NOT FOUND | [7 empty] | Production Completed | Production Completed
ESI | 006 |  | ADG | OK |  |  | ADG | Data Enrichment | [10 empty] | Prority Items | 2024-01-29 | CYTOMED | 7968 | 513282 | 101-5003 | Iris Spare Parts | BACK PLANE (Part for iQ 200) | BACK PLANE (Part for iQ 200) | Beckman Coulter | - | The Manufacturer/ Foreign | - | - | Each | - | - | Spare Part | Service Type | - | - | - | CATHLAB | - | Medical Equipment and Accessories and Supplies | Medical diagnostic imaging and nuclear medicine products | Vascular imaging and interventional cardiology and cardiac catheterization lab products | Angioplasty balloon catheter | - | Y | Y | Y | Y | - | - | - | - | - | Y | 535 | - | - | Active | - | - | Y | Y | - | - | - | - | - | - | - | - | - | - | - | C1725 | C1725 | 43058.4824 | THE MANUFACTURER/ FOREIGN | THE MANUFACTURER/ FOREIGN |  | BECKMAN COULTER INC | BECKMAN COULTER INC | 101-5003 | [17 empty] | 41115828 Urinalysis analyzer accessories or supplies |  |  |  |  | BACKPLANE | ANALYZER | [10 empty] | FOR IQ200 | [5 empty] | https://www.scribd.com/document/57851406/IQ200-SprintSERVICEMANUAL | [7 empty] | Production Completed | Production Completed
ESI | 006 |  | ADG | OK |  |  | ADG | Data Enrichment | [10 empty] | Prority Items | 2024-01-29 | CYTOMED | 7804 | 515976 | 650-3081 | Iris Spare Parts | BARB, 1/8" X 1/8-27NPT, WHITE | BARB, 1/8" X 1/8-27NPT, WHITE | Beckman Coulter | - |  | - | - | Nos | - | - | Spare Part | Service Type | - | - | - | INSTRUMENT | - | NMC-Default | Na | NA | NA | - | Y | Y | Y | Y | - | - | - | - | - | Y | 779 | - | - | Active | - | - | N | N | - | - | - | - | - | - | - | - | - | - | - | - | - | 43019.5141 |  |  |  | BECKMAN COULTER INC | BECKMAN COULTER INC | 650-3081 | [17 empty] | 41115828 Urinalysis analyzer accessories or supplies |  |  |  |  | FITTING | ANALYZER |  |  |  |  | 1/8INX1/8-27NPT | [5 empty] | BARB |  |  |  | WHITE |  | http://www.ncrc.ac.rs/wp-content/uploads/2019/11/Konkursna-dokumentacija-JN-142-2019.docx | [7 empty] | Production Completed | Production Completed
ESI | 006 |  | ADG | OK |  |  | ADG | Data Enrichment | [10 empty] | Prority Items | 2024-01-29 | CYTOMED | 7663 | 513145 | B1018-129 | Microscan- Beckman Coulter - Consumables | BARCODE LABEL 4" X 0.43" | BARCODE LABEL 4" X 0.43" | Beckman Coulter | - | The Manufacturer/ Foreign | - | - | Nos | - | - | Consumables | Service Type | - | - | - | SPARE PART | - | NMC-Default | Na | NA | NA | - | Y | Y | Y | Y | - | - | - | - | - | Y | 115 | - | - | Active | - | - | N | N | - | - | - | - | - | - | - | - | - | - | - | - | - | 42976.5489 | THE MANUFACTURER/ FOREIGN | THE MANUFACTURER/ FOREIGN |  | BECKMAN COULTER INC | BECKMAN COULTER INC | B1018-129 | [17 empty] | 55121608 Bar code labels |  |  |  |  | LABEL | BARCODE | MICROSCAN |  |  |  |  | 4X0.43IN | [10 empty] | https://www.beckmancoulter.com/products/part?partnumber=B1018-129 | [7 empty] | Production Completed | Production Completed
ESI | 006 |  | ADG | OK |  |  | ADG | Data Enrichment | [10 empty] | Prority Items | 2024-01-29 | CYTOMED | 8337 | 516217 | KCM0752 | Beckman Coulter - AU Chemistry - Spare parts | BARCODE READER POSITIONING JIG |  | Beckman Coulter | - |  | - | - | Each | - | - | Spare Part | Service Type | - | - | - | DENTAL | - | Medical Equipment and Accessories and Supplies | Dental equipment and supplies | Dental and subspecialty instruments and devices | Dental operative brushes | - | Y | Y | Y | Y | - | - | - | - | - | Y | 68.4 | - | - | Active | - | - | N | N | - | - | - | - | - | - | - | - | - | - | - | A4649 | A4649 | 43170.4759 |  |  |  | BECKMAN COULTER INC | BECKMAN COULTER INC | [18 empty] | 41115808 Chemistry analyzer accessories or supplies |  |  |  |  | JIG | POSITIONING | [10 empty] | BARCODE READER | [5 empty] | URL NOT FOUND | [7 empty] | Production Completed | Production Completed
ESI | 006 |  | ADG | OK |  |  | ADG | Data Enrichment | [10 empty] | Prority Items | 2024-01-29 | CYTOMED | 8164 | 513399 | 516-7083 | Iris - i Chem Velocity Spare parts | BEARING, PIVOT, SPM | BEARING, PIVOT, SPM | Beckman Coulter | - | The Manufacturer/ Foreign | - | - | Nos | - | - | Spare Part | Service Type | - | - | - | ORTHOPAEDICS | - | Medical Equipment and Accessories and Supplies | Orthopedic surgical implants | Soft tissue fixation products | Suture anchor | - | Y | Y | Y | Y | - | - | - | - | - | Y | 1600 | - | - | Active | - | - | N | N | - | - | - | - | - | - | - | - | - | - | - | C1713 | C1713 | 43111.6346 | THE MANUFACTURER/ FOREIGN | THE MANUFACTURER/ FOREIGN |  | BECKMAN COULTER INC | BECKMAN COULTER INC | [18 empty] | 41115828 Urinalysis analyzer accessories or supplies |  |  |  |  | BEARING | ANALYZER | ICHEMVELOCITY | [9 empty] | PIVOT, SPM | [5 empty] | URL NOT FOUND | [7 empty] | Production Completed | Production Completed
ESI | 006 |  | ADG | OK |  |  | ADG | Data Enrichment | [10 empty] | Prority Items | 2024-01-29 | CYTOMED | 8131 | 516095 | 692-3156 | Iris - IQ 200 spare parts | BELT, TMG, MXL, .080P, 73T, 1/ , SPA ROTATION | BELT, TMG, MXL, .080P, 73T, 1/ , SPA ROTATION | Beckman Coulter | - |  | - | - | Nos | - | - | Spare Part | Service Type | - | - | - | ORTHOPAEDICS | - | Medical Equipment and Accessories and Supplies | Orthopedic surgical implants | Orthopedic trauma implants | Orthopedic trauma implants | - | Y | Y | Y | Y | - | - | - | - | - | Y | 1900.5 | - | - | Active | - | - | N | N | - | - | - | - | - | - | - | - | - | - | - | C1713 | C1713 | 43100.6062 |  |  |  | BECKMAN COULTER INC | BECKMAN COULTER INC | [18 empty] | 41115828 Urinalysis analyzer accessories or supplies |  |  |  |  | BELT | TIMING | IQ200 |  |  |  | 0.080IN | [5 empty] | MXL TYPE, 0.080P, 73T, SPA ROTATION | [5 empty] | URL NOT FOUND | [7 empty] | Production Completed | Production Completed
ESI | 006 |  | ADG | OK |  |  | ADG | Data Enrichment | [10 empty] | Prority Items | 2024-01-29 | CYTOMED | 8420 | 513512 | OSR6190 | AU Chemistry - Beckman Coulter | BICARBONATE 4 x 25 mL R1 | BICARBONATE 4 x 25 mL R1 2000T | Beckman Coulter | - | The Manufacturer/ Foreign | - | - | Kit | - | - | Reagents Kit | Lab Reagent | - | - | - | GENERAL MEDICAL CONSUMABLES | - | Defense and Law Enforcement and Security and Safety Equipment and Supplies | Personal safety and protection | Vision protection and accessories | Goggles | - | Y | Y | Y | Y | - | - | - | - | - | Y | 26 | - | - | Active | - | - | N | N | - | - | - | - | - | - | - | - | - | - | - | A4649 | A4649 | 43181.5253 | THE MANUFACTURER/ FOREIGN | THE MANUFACTURER/ FOREIGN |  | BECKMAN COULTER INC | BECKMAN COULTER INC | OSR6190 |  |  |  | EA | 1 | BX | 4 | [18 empty] | BICARBONATE | [5 empty] | 25ML |  |  | 1200 TEST | [5 empty] | https://www.blockscientific.com/osr6190-co2-bicarbonate-reagent-4-x-25-ml#attr= | [7 empty] | Production Completed | Production Completed
ESI | 006 |  | ADG | OK |  |  | ADG | Data Enrichment | [10 empty] | Prority Items | 2024-01-29 | CYTOMED | 8421 | 513513 | ODC0019 | AU Chemistry - Beckman Coulter | Bicarbonate Calibrator, 3 x 25 mL Calibrator 1, 3 x 25 mL Calibrator 2 | Bicarbonate Calibrator, 3 x 25 mL Calibrator 1, 3 x 25 mL Calibrator 2 | Beckman Coulter | - | The Manufacturer/ Foreign | - | - | Kit | - | - | Reagents Kit | Lab Reagent | - | - | - | INSTRUMENT | - | NMC-Default | Na | NA | NA | - | Y | Y | Y | Y | - | - | - | - | - | Y | 72 | - | - | Active | - | - | N | N | - | - | - | - | - | - | - | - | - | - | - | - | - | 43184.5734 | THE MANUFACTURER/ FOREIGN | THE MANUFACTURER/ FOREIGN |  | BECKMAN COULTER INC | BECKMAN COULTER INC | ODC0019 |  |  |  | EA | 1 | BX | 3 | [10 empty] | 41116004 Chemistry analyzer reagents |  |  |  |  | REAGENT | CHEMISTRY | [16 empty] | https://www.beckmancoulter.com/products/part?partnumber=ODC0019 | [7 empty] | Production Completed | Production Completed
ESI | 006 |  | ADG | OK |  |  | ADG | Data Enrichment | [10 empty] | Prority Items | 2024-01-29 | CYTOMED | 8393 | 513485 | OSR6111 | AU Chemistry - Beckman Coulter | BILIRUBIN, DIRECT | BILIRUBIN, DIRECT | Beckman Coulter | - | The Manufacturer/ Foreign | - | - | Kit | - | - | Reagents Kit | Lab Reagent | - | - | - | SUTURE | - | Medical Equipment and Accessories and Supplies | Wound care products | Suture and related products | Suture | - | Y | Y | Y | Y | - | - | - | - | - | Y | 470 | - | - | Active | - | - | Y | Y | - | - | - | - | - | - | - | - | - | - | - | A4649 | A4649 | 43178.6645 | THE MANUFACTURER/ FOREIGN | THE MANUFACTURER/ FOREIGN |  | BECKMAN COULTER INC | BECKMAN COULTER INC | OSR6111 |  |  |  | EA | 1 | BX | 4 | [10 empty] | 41116107 Chemistry quality controls or calibrators or standards |  |  |  |  | CALIBRATOR | CHEMISTRY |  | DIRECT BILIRUBIN | [5 empty] | 6ML |  |  | LEVEL 1, 2 | [5 empty] | https://www.beckmancoulter.com/wsrportal/techdocs?docname=/cis/BAOSR6x11/%25%25/EN_BILIRUBIN%20DIRECT_BAOSR6x11_US.pdf | [7 empty] | Production Completed | Production Completed
ESI | 006 |  | ADG | OK |  |  | ADG | Data Enrichment | [10 empty] | Prority Items | 2024-01-29 | CYTOMED | 8019 | 505354 | C40112 | Iris Spare Parts | Borderless strip reader module B | Borderless strip reader module B | Beckman Coulter | - | The Manufacturer/ Foreign | - | - | Nos | - | - | Spare Part | Spare Parts | - | - | - | OPERATION THEATRE | - | Medical Equipment and Accessories and Supplies | Surgical products | Surgical dissectors and elevators and picks and related products | Surgical dissectors | - | Y | Y | Y | Y | - | - | - | - | - | Y | 920 | - | - | Active | - | - | N | N | - | - | - | - | - | - | - | - | - | - | - | A4649 | A4649 | 43066.7282 | THE MANUFACTURER/ FOREIGN | THE MANUFACTURER/ FOREIGN |  | BECKMAN COULTER INC | BECKMAN COULTER INC | C40112 | [17 empty] | 41115828 Urinalysis analyzer accessories or supplies |  |  |  |  | MODULE | READER | [10 empty] | B, BORDERLESS STRIP | [5 empty] | https://www.volza.com/imports-pakistan/pakistan-import-data-of-borderless+strip+reader+module | [7 empty] | Production Completed | Production Completed
ESI | 006 |  | ADG | OK |  |  | ADG | Data Enrichment | [10 empty] | Prority Items | 2024-01-29 | CYTOMED | 7773 | 515946 | 700-7156-001 | Iris Spare Parts | BRACKET ASSY, PIPETTE AND AIR GAP DETECTOR, VIP | BRACKET ASSY, PIPETTE AND AIR GAP DETECTOR, VIP | Beckman Coulter | - |  | - | - | Nos | - | - | Spare Part | Service Type | - | - | - | STATIONERY | - | NMC-Default | Na | NA | NA | - | Y | Y | Y | Y | - | - | - | - | - | Y | 250 | - | - | Active | - | - | N | N | - | - | - | - | - | - | - | - | - | - | - | - | - | 43013.7112 |  |  |  | BECKMAN COULTER INC | BECKMAN COULTER INC | 700-7156-001 | [17 empty] | 41115828 Urinalysis analyzer accessories or supplies |  |  |  |  | ASSEMBLY | BRACKET | [10 empty] | PIPETTE AND AIR GAP DETECTOR, VIP | [5 empty] | https://www.partssource.com/parts/beckman-coulter/7007156001 | [7 empty] | Production Completed | Production Completed
ESI | 006 |  | ADG | OK |  |  | ADG | Data Enrichment | [10 empty] | Prority Items | 2024-01-29 | CYTOMED | 8030 | 513327 | 700-7934 | Iris Spare Parts | Bridge Assembly, ISTM To ISTM | Bridge Assembly, ISTM To ISTM | Beckman Coulter | - | The Manufacturer/ Foreign | - | - | Nos | - | - | Spare Part | Spare Parts | - | - | - | DERMATOLOGY/COSMETIC ITEMS | - | Drugs and Pharmaceutical Products | Drugs affecting the ears, eye, nose and skin | Dermatologic agents | Dermatologic agents | - | Y | Y | Y | Y | - | - | - | - | - | Y | 87 | - | - | Active | - | - | N | N | - | - | - | - | - | - | - | - | - | - | - | A4649 | A4649 | 43068.4979 | THE MANUFACTURER/ FOREIGN | THE MANUFACTURER/ FOREIGN |  | BECKMAN COULTER INC | BECKMAN COULTER INC | [18 empty] | 41115828 Urinalysis analyzer accessories or supplies |  |  |  |  | ASSEMBLY | ANALYZER | [10 empty] | BRIDGE, ISTM TO ISTM | [5 empty] | URL NOT FOUND | [7 empty] | Production Completed | Production Completed
ESI | 006 |  | ADG | OK |  |  | ADG | Data Enrichment | [10 empty] | Prority Items | 2024-01-29 | CYTOMED | 7969 | 513283 | 692-7208 | Iris Spare Parts | BUBBLE LEVEL, TO SERVICE VIP or 2G | BUBBLE LEVEL, TO SERVICE VIP or 2G | Beckman Coulter | - | The Manufacturer/ Foreign | - | - | Each | - | - | Spare Part | Service Type | - | - | - | CATHLAB | - | Medical Equipment and Accessories and Supplies | Medical diagnostic imaging and nuclear medicine products | Vascular imaging and interventional cardiology and cardiac catheterization lab products | Angioplasty balloon catheter | - | Y | Y | Y | Y | - | - | - | - | - | Y | 800 | - | - | Active | - | - | Y | Y | - | - | - | - | - | - | - | - | - | - | - | C1731 | C1731 | 43058.6324 | THE MANUFACTURER/ FOREIGN | THE MANUFACTURER/ FOREIGN |  | BECKMAN COULTER INC | BECKMAN COULTER INC | [18 empty] | 41115828 Urinalysis analyzer accessories or supplies |  |  |  |  | INDICATOR | ANALYZER | [10 empty] | BUBBLE LEVEL, TO SERVICE VIP OR 2G | [5 empty] | URL NOT FOUND | [7 empty] | Production Completed | Production Completed
ESI | 006 |  | ADG | OK |  |  | ADG | Data Enrichment | [10 empty] | Prority Items | 2024-01-29 | CYTOMED | 8130 | 516094 | 692-3121 | Iris - IQ 200 spare parts | BUBBLE MT, .256" HOLE DIA,NPRN (OBA BLACK LOWER ANTIVIBRATION) | BUBBLE MT, .256" HOLE DIA,NPRN (OBA BLACK LOWER ANTIVIBRATION) | Beckman Coulter | - |  | - | - | Nos | - | - | Spare Part | Service Type | - | - | - | INSTRUMENT | - | NMC-Default | Na | NA | NA | - | Y | Y | Y | Y | - | - | - | - | - | Y | 406 | - | - | Active | - | - | N | N | - | - | - | - | - | - | - | - | - | - | - | - | - | 43100.5725 |  |  |  | BECKMAN COULTER INC | BECKMAN COULTER INC | [18 empty] | 41115828 Urinalysis analyzer accessories or supplies |  |  |  |  | MAT | BUBBLE | IQ200 | NEOPRENE |  |  |  | 0256IN |  |  |  |  | OBA BLACK LOWER ANTIVIBRATION | [5 empty] | URL NOT FOUND | [7 empty] | Production Completed | Production Completed
ESI | 006 |  | ADG | OK |  |  | ADG | Data Enrichment | [10 empty] | Prority Items | 2024-01-29 | CYTOMED | 8123 | 516088 | X065-3018 | Iris - IQ 200 spare parts | BULB, STROB E (DIRECTLY REPLACES 065-0059) | BULB, STROB E (DIRECTLY REPLACES 065-0059) | Beckman Coulter | - |  | - | - | Nos | - | - | Reagent | Service Type | - | - | - | DENTAL | - | Medical Equipment and Accessories and Supplies | Dental equipment and supplies | Orthodontic and prosthodontic equipment and supplies | Orthodontic and prosthodontic equipment and supplies | - | Y | Y | Y | Y | - | - | - | - | - | Y | 361 | - | - | Active | - | - | N | N | - | - | - | - | - | - | - | - | - | - | - | A4649 | A4649 | 43097.6596 |  |  |  | BECKMAN COULTER INC | BECKMAN COULTER INC | 065-0059 | [17 empty] | 41115828 Urinalysis analyzer accessories or supplies |  |  |  |  | BULB | ANALYZER | IQ200 | [9 empty] | STROBE, HIGH-INTENSITY, PARALLEL-LIGHT | [5 empty] | URL NOT FOUND | [7 empty] | Production Completed | Production Completed
ESI | 006 |  | ADG | OK |  |  | ADG | Data Enrichment | [10 empty] | Prority Items | 2024-01-29 | CYTOMED | 8370 | 513465 | C00052 | Beckman Coulter - AU Chemistry - Spare parts | C00052 VALVE | C00052 VALVE | Beckman Coulter | - | The Manufacturer/ Foreign | - | - | Nos | - | - | Spare Part | Spare Parts | - | - | - | LABORATORY | - | Laboratory and Measuring and Observing and Testing Equipment | Measuring and observing and testing instruments | Manual test kits and quality controls and calibrators and standards | Immunology or serology test kits or supplies | - | Y | Y | Y | Y | - | - | - | - | - | Y | 50 | - | - | Active | - | - | Y | Y | - | - | - | - | - | - | - | - | - | - | - | A4649 | A4649 | 43173.5223 | THE MANUFACTURER/ FOREIGN | THE MANUFACTURER/ FOREIGN |  | BECKMAN COULTER INC | BECKMAN COULTER INC | C00052 | [17 empty] | 41115808 Chemistry analyzer accessories or supplies |  |  |  |  | VALVE | ANALYZER | [16 empty] | URL NOT FOUND | [7 empty] | Production Completed | Production Completed
ESI | 006 |  | ADG | OK |  |  | ADG | Data Enrichment | [10 empty] | Prority Items | 2024-01-29 | CYTOMED | 8372 | 513467 | C07085 | Beckman Coulter - AU Chemistry - Spare parts | C07085 VACCUUM PUMP | C07085 VACCUUM PUMP | Beckman Coulter | - | The Manufacturer/ Foreign | - | - | Nos | - | - | Spare Part | Spare Parts | - | - | - | LABORATORY | - | Laboratory and Measuring and Observing and Testing Equipment | Measuring and observing and testing instruments | Manual test kits and quality controls and calibrators and standards | Chemistry quality controls or calibrators or standards | - | Y | Y | Y | Y | - | - | - | - | - | Y | 2400 | - | - | Active | - | - | Y | Y | - | - | - | - | - | - | - | - | - | - | - | A4649 | A4649 | 43173.6207 | THE MANUFACTURER/ FOREIGN | THE MANUFACTURER/ FOREIGN |  | BECKMAN COULTER INC | BECKMAN COULTER INC | C07085 | [17 empty] | 41115808 Chemistry analyzer accessories or supplies |  |  |  |  | PUMP | VACUUM | [16 empty] | https://www.volza.com/imports-global/global-import-data-of-vacuum+pump-and-hscode-84145990 | [7 empty] | Production Completed | Production Completed
ESI | 006 |  | ADG | OK |  |  | ADG | Data Enrichment | [10 empty] | Prority Items | 2024-01-29 | CYTOMED | 8451 | 513542 | OSR60117 | AU Chemistry - Beckman Coulter | CALCIUM ARSENAZO, 4 x 15 mL R1 | CALCIUM ARSENAZO, 4 x 15 mL R1 | Beckman Coulter | - | The Manufacturer/ Foreign | - | - | Kit | - | - | Reagents Kit | Kit | - | - | - | LABORATORY | - | Laboratory and Measuring and Observing and Testing Equipment | Measuring and observing and testing instruments | Manual test kits and quality controls and calibrators and standards | Microbiology or bacteriology identification or sensitivity disks or panels | - | Y | Y | Y | Y | - | - | - | - | - | Y | 45 | - | - | Active | - | - | Y | Y | - | - | - | - | - | - | - | - | - | - | - | A4649 | A4649 | 43188.3619 | THE MANUFACTURER/ FOREIGN | THE MANUFACTURER/ FOREIGN |  | BECKMAN COULTER INC | BECKMAN COULTER INC | OSR60117 |  |  |  | EA | 1 | BX | 4 | [10 empty] | 41116004 Chemistry analyzer reagents |  |  |  |  | REAGENT | CHEMISTRY |  | CALCIUM ARSENAZO | [5 empty] | 15ML | [8 empty] | https://www.beckmancoulter.com/products/part?partnumber=OSR60117 | [7 empty] | Production Completed | Production Completed
ESI | 006 |  | ADG | OK |  |  | ADG | Data Enrichment | [10 empty] | Prority Items | 2024-01-29 | CYTOMED | 8414 | 513506 | OSR6113 | AU Chemistry - Beckman Coulter | Calcium oCPC, 4 x 27 mL R1, 4 x 27 mL R2 | Calcium oCPC, 4 x 27 mL R1, 4 x 27 mL R2 | Beckman Coulter | - | The Manufacturer/ Foreign | - | - | Kit | - | - | Reagents Kit | Lab Reagent | - | - | - | GENERAL MEDICAL CONSUMABLES | - | Medical Equipment and Accessories and Supplies | Surgical products | Surgical equipment and accessories and related products | Lap mayo trays or mayo stands for surgical use or accessories | - | Y | Y | Y | Y | - | - | - | - | - | Y | 4.95 | - | - | Active | - | - | N | N | - | - | - | - | - | - | - | - | - | - | - | A4649 | A4649 | 43180.7114 | THE MANUFACTURER/ FOREIGN | THE MANUFACTURER/ FOREIGN |  | BECKMAN COULTER INC | BECKMAN COULTER INC | OSR6113 |  |  |  | EA | 1 | BX | 4 | [10 empty] | 41116004 Chemistry analyzer reagents |  |  |  |  | REAGENT | CHEMISTRY |  | CALCIUM OCPC | [5 empty] | 27ML | [8 empty] | https://www.beckmancoulter.com/wsrportal/techdocs?docname=/cis/BAOSR6x13/%25%25/EN_CALCIUM%20(oCPC).pdf | [7 empty] | Production Completed | Production Completed
ESI | 006 |  | ADG | OK |  |  | ADG | Data Enrichment | [10 empty] | Prority Items | 2024-01-29 | CYTOMED | 8095 | 513372 | B48589 | IRIS Equipments | Camera and Extension Tube Assembly | Camera and Extension Tube Assembly Replacement for the original code was 700-3541S | Beckman Coulter | - | The Manufacturer/ Foreign | - | - | Nos | - | - | Spare Part | Spare Parts | - | - | - | ORTHOPAEDICS | - | Medical Equipment and Accessories and Supplies | Orthopedic surgical implants | Orthopedic trauma implants | Bone graft extender or void filler or substitute | - | Y | Y | Y | Y | - | - | - | - | - | Y | 3200 | - | - | Active | - | - | N | N | - | - | - | - | - | - | - | - | - | - | - | C1762 | C1762 | 43090.677 | THE MANUFACTURER/ FOREIGN | THE MANUFACTURER/ FOREIGN |  | BECKMAN COULTER INC | BECKMAN COULTER INC | [18 empty] | 41115828 Urinalysis analyzer accessories or supplies |  | REPLACEMENT FOR THE ORIGINAL CODE WAS 700-3541S |  |  | ASSEMBLY | TUBE | [10 empty] | CAMERA AND EXTENSION | [5 empty] | URL NOT FOUND | [7 empty] | Production Completed | Production Completed
ESI | 006 |  | ADG | OK |  |  | ADG | Data Enrichment | [10 empty] | Prority Items | 2024-01-29 | CYTOMED | 8049 | 516063 | 700-3541S | IRIS Equipments | CAMERA/EXT TUBE ASSY. | CAMERA/EXT TUBE ASSY. Discontinued, replaced by code: B48589 Need to be changed to inactive after finishing stock. | Beckman Coulter | - |  | - | - | Nos | - | - | Spare Part | Service Type | - | - | - | LABORATORY | - | Laboratory and Measuring and Observing and Testing Equipment | Measuring and observing and testing instruments | Manual test kits and quality controls and calibrators and standards | Test kit or probe for laboratory proficiency assessment or laboratory performance improvement tracking | - | Y | Y | Y | Y | - | - | - | - | - | Y | 2223 | - | - | Active | - | - | Y | Y | - | - | - | - | - | - | - | - | - | - | - | A4649 | A4649 | 43075.7498 |  |  |  | BECKMAN COULTER INC | BECKMAN COULTER INC | [18 empty] | 41115828 Urinalysis analyzer accessories or supplies |  | Discontinued, replaced by code: B48589 Need to be changed to inactive after finishing stock. |  |  | ASSEMBLY | TUBE | [10 empty] | CAMERA AND EXTENSION | [5 empty] | URL NOT FOUND | [7 empty] | Production Completed | Production Completed
ESI | 006 |  | ADG | OK |  |  | ADG | Data Enrichment | [10 empty] | Prority Items | 2024-01-29 | CYTOMED | 7938 | 513254 | C04153 | Iris Spare Parts | CANNULA PUMP ASSEMBLY, Spare | CANNULA PUMP ASSEMBLY, Spare | Beckman Coulter | - | The Manufacturer/ Foreign | - | - | Nos | - | - | Spare Part | Service Type | - | - | - | LABORATORY | - | Laboratory and Measuring and Observing and Testing Equipment | Measuring and observing and testing instruments | Manual test kits and quality controls and calibrators and standards | Microbiology or bacteriology test kits or supplies | - | Y | Y | Y | Y | - | - | - | - | - | Y | 125 | - | - | Active | - | - | Y | Y | - | - | - | - | - | - | - | - | - | - | - | A4649 | A4649 | 43048.747 | THE MANUFACTURER/ FOREIGN | THE MANUFACTURER/ FOREIGN |  | BECKMAN COULTER INC | BECKMAN COULTER INC | [18 empty] | 41115828 Urinalysis analyzer accessories or supplies |  | SPARE |  |  | ASSEMBLY | PUMP | [10 empty] | CANNULA, FOR IQ200 | [5 empty] | https://www.partssource.com/parts/beckman-coulter/C04153 | [7 empty] | Production Completed | Production Completed
ESI | 006 |  | ADG | OK |  |  | ADG | Data Enrichment | [10 empty] | Prority Items | 2024-01-29 | CYTOMED | 8140 | 513385 | B93874 | Iris - IQ 200 spare parts | Canulla Pump | Canulla Pump Pump Assy, Peristaltic, CP, Spare | Beckman Coulter | - | The Manufacturer/ Foreign | - | - | Nos | - | - | Spare Part | Service Type | - | - | - | ORTHOPAEDICS | - | Medical Equipment and Accessories and Supplies | Orthopedic surgical implants | Knee joint implants | Knee joint implants | - | Y | Y | Y | Y | - | - | - | - | - | Y | 1481.25 | - | - | Active | - | - | N | N | - | - | - | - | - | - | - | - | - | - | - | C1776 | T5999 | 43102.7713 | THE MANUFACTURER/ FOREIGN | THE MANUFACTURER/ FOREIGN |  | BECKMAN COULTER INC | BECKMAN COULTER INC | [18 empty] | 41115828 Urinalysis analyzer accessories or supplies |  | CP, SPARE |  |  | PUMP | CANULA | IQ200 | [9 empty] | ASSEMBLY, PERISTALTIC | [5 empty] | URL NOT FOUND | [7 empty] | Production Completed | Production Completed
ESI | 006 |  | ADG | OK |  |  | ADG | Data Enrichment | [10 empty] | Prority Items | 2024-01-29 | CYTOMED | 8133 | 516097 | 692-3177 | Iris - IQ 200 spare parts | CAPTIVE SCREW, #6, FLOATING | CAPTIVE SCREW, #6, FLOATING | Beckman Coulter | - |  | - | - | Nos | - | - | Spare Part | Service Type | - | - | - | GENERAL MEDICAL CONSUMABLES | - | Medical Equipment and Accessories and Supplies | Patient exam and monitoring products | Diagnostic assessment and exam products for general use | Diagnostic assessment and exam products for general use | - | Y | Y | Y | Y | - | - | - | - | - | Y | 20000 | - | - | Active | - | - | N | N | - | - | - | - | - | - | - | - | - | - | - | A4649 | A4649 | 43100.7721 |  |  |  | BECKMAN COULTER INC | BECKMAN COULTER INC | [18 empty] | 41115828 Urinalysis analyzer accessories or supplies |  |  |  |  | SCREW | CAPTIVE | IQ200 |  |  |  | 6 | [5 empty] | FLOATING | [5 empty] | URL NOT FOUND | [7 empty] | Production Completed | Production Completed
ESI | 006 |  | ADG | OK |  |  | ADG | Data Enrichment | [10 empty] | Prority Items | 2024-01-29 | CYTOMED | 7840 | 515993 | 700-3823 | Iris Spare Parts | CASSETTE, CANNULA | CASSETTE, CANNULA | Beckman Coulter | - |  | - | - | Nos | - | - | Spare Part | Service Type | - | - | - | LABORATORY | - | Laboratory and Measuring and Observing and Testing Equipment | Measuring and observing and testing instruments | Manual test kits and quality controls and calibrators and standards | Microbiology or bacteriology test kits or supplies | - | Y | Y | Y | Y | - | - | - | - | - | Y | 700 | - | - | Active | - | - | Y | Y | - | - | - | - | - | - | - | - | - | - | - | A4649 | A4649 | 43024.4925 |  |  |  | BECKMAN COULTER INC | BECKMAN COULTER INC | [18 empty] | 41115828 Urinalysis analyzer accessories or supplies |  |  |  |  | CASSETTE | ANALYZER | [10 empty] | CANNULA | [5 empty] | URL NOT FOUND | [7 empty] | Production Completed | Production Completed
ESI | 006 |  | ADG | OK |  |  | ADG | Data Enrichment | [10 empty] | Prority Items | 2024-01-29 | CYTOMED | 7936 | 513252 | C04144 | Iris Spare Parts | Cassette, Peri Pump Tube, CP, Spare | Cassette, Peri Pump Tube, CP, Spare | Beckman Coulter | - | The Manufacturer/ Foreign | - | - | Nos | - | - | Spare Part | Service Type | - | - | - | DENTAL | - | Medical Equipment and Accessories and Supplies | Dental equipment and supplies | Dental operatory specific supplies | Dental operatory specific supplies | - | Y | Y | Y | Y | - | - | - | - | - | Y | 95 | - | - | Active | - | - | N | N | - | - | - | - | - | - | - | - | - | - | - | A4649 | A4649 | 43048.7391 | THE MANUFACTURER/ FOREIGN | THE MANUFACTURER/ FOREIGN |  | BECKMAN COULTER INC | BECKMAN COULTER INC | [18 empty] | 41115828 Urinalysis analyzer accessories or supplies |  | SPARE |  |  | CASSETTE | ANALYZER | [10 empty] | PERISTALTIC PUMP TUBE, CP | [5 empty] | URL NOT FOUND | [7 empty] | Production Completed | Production Completed
ESI | 006 |  | ADG | OK |  |  | ADG | Data Enrichment | [10 empty] | Prority Items | 2024-01-29 | CYTOMED | 7935 | 513251 | C04143 | Iris Spare Parts | Cassette, Peri Pump Tube, LP EP, Spare | Cassette, Peri Pump Tube, LP EP, Spare | Beckman Coulter | - | The Manufacturer/ Foreign | - | - | Nos | - | - | Spare Part | Service Type | - | - | - | LABORATORY | - | Laboratory and Measuring and Observing and Testing Equipment | Measuring and observing and testing instruments | Clinical and diagnostic analyzer reagents | Immunology analyzer reagents | - | Y | Y | Y | Y | - | - | - | - | - | Y | 280 | - | - | Active | - | - | Y | Y | - | - | - | - | - | - | - | - | - | - | - | A4649 | A4649 | 43048.7382 | THE MANUFACTURER/ FOREIGN | THE MANUFACTURER/ FOREIGN |  | BECKMAN COULTER INC | BECKMAN COULTER INC | [18 empty] | 41115828 Urinalysis analyzer accessories or supplies |  | SPARE |  |  | CASSETTE | ANALYZER | [10 empty] | PERISTALTIC PUMP TUBE, LP, EP | [5 empty] | URL NOT FOUND | [7 empty] | Production Completed | Production Completed
ESI | 006 |  | ADG | OK |  |  | ADG | Data Enrichment | [10 empty] | Prority Items | 2024-01-29 | CYTOMED | 7814 | 513192 | 700-3822 | Iris Spare Parts | CASSETTE, SHEATH/EVCA PUMP. | CASSETTE, SHEATH/EVCA PUMP. | Beckman Coulter | - | The Manufacturer/ Foreign | - | - | Nos | - | - | Spare Part | Service Type | - | - | - | CATHLAB | - | Medical Equipment and Accessories and Supplies | Medical diagnostic imaging and nuclear medicine products | Vascular imaging and interventional cardiology and cardiac catheterization lab products | Angioplasty balloon catheter | - | Y | Y | Y | Y | - | - | - | - | - | Y | 6250 | - | - | Active | - | - | Y | Y | - | - | - | - | - | - | - | - | - | - | - | C1731 | C1731 | 43019.7179 | THE MANUFACTURER/ FOREIGN | THE MANUFACTURER/ FOREIGN |  | BECKMAN COULTER INC | BECKMAN COULTER INC | [18 empty] | 41115828 Urinalysis analyzer accessories or supplies |  |  |  |  | CASSETTE | ANALYZER | [10 empty] | SHEATH/EVCA PUMP | [5 empty] | URL NOT FOUND | [7 empty] | Production Completed | Production Completed
ESI | 006 |  | ADG | OK |  |  | ADG | Data Enrichment | [10 empty] | Prority Items | 2024-01-29 | CYTOMED | 7996 | 513307 | 250-3084 | Iris Spare Parts | CBL ASSY, BAR CODE READER TEST CABLE | CBL ASSY, BAR CODE READER TEST CABLE | Beckman Coulter | - | The Manufacturer/ Foreign | - | - | Nos | - | - | Spare Part | Service Type | - | - | - | ORTHOPAEDICS | - | Medical Equipment and Accessories and Supplies | Orthopedic surgical implants | Orthopedic trauma implants | Orthopedic trauma implants | - | Y | Y | Y | Y | - | - | - | - | - | Y | 1026 | - | - | Active | - | - | N | N | - | - | - | - | - | - | - | - | - | - | - | C1713 | C1713 | 43062.71 | THE MANUFACTURER/ FOREIGN | THE MANUFACTURER/ FOREIGN |  | BECKMAN COULTER INC | BECKMAN COULTER INC | [18 empty] | 41115828 Urinalysis analyzer accessories or supplies |  |  |  |  | ASSEMBLY | CABLE | [10 empty] | BAR CODE READER TEST | [5 empty] | URL NOT FOUND | [7 empty] | Production Completed | Production Completed
ESI | 006 |  | ADG | OK |  |  | ADG | Data Enrichment | [10 empty] | Prority Items | 2024-01-29 | CYTOMED | 8143 | 516105 | 800-3121 | Iris - IQ 200 spare parts | CD SET, SW 7.0.5 INSTALL/UPGRADE | CD SET, SW 7.0.5 INSTALL/UPGRADE | Beckman Coulter | - |  | - | - | Nos | - | - | Spare Part | Service Type | - | - | - | LABORATORY | - | Laboratory and Measuring and Observing and Testing Equipment | Measuring and observing and testing instruments | Manual test kits and quality controls and calibrators and standards | Urinalysis test strips | - | Y | Y | Y | Y | - | - | - | - | - | Y | 150 | - | - | Active | - | - | Y | Y | - | - | - | - | - | - | - | - | - | - | - | A4649 | A4649 | 43103.6909 |  |  |  | BECKMAN COULTER INC | BECKMAN COULTER INC | [18 empty] | 41115828 Urinalysis analyzer accessories or supplies |  |  |  |  | SET | COMPACT DISC | IQ200 | [9 empty] | SOFTWARE 7.0.5 VERSION, INSTALL/UPGRADE | [5 empty] | URL NOT FOUND | [7 empty] | Production Completed | Production Completed
ESI | 006 |  | ADG | OK |  |  | ADG | Data Enrichment | [10 empty] | Prority Items | 2024-01-29 | CYTOMED | 7901 | 513219 | 700-3311 | Iris Spare Parts | CD, DRIVER DISK, FRAME GRABBER REVISION 2 | CD, DRIVER DISK, FRAME GRABBER REVISION 2 | Beckman Coulter | - | The Manufacturer/ Foreign | - | - | Nos | - | - | Spare Part | Service Type | - | - | - | CATHLAB | - | Medical Equipment and Accessories and Supplies | Medical diagnostic imaging and nuclear medicine products | Vascular imaging and interventional cardiology and cardiac catheterization lab products | Coronary stent | - | Y | Y | Y | Y | - | - | - | - | - | Y | 4400 | - | - | Active | - | - | Y | Y | - | - | - | - | - | - | - | - | - | - | - | C1874 | C1874 | 43041.4258 | THE MANUFACTURER/ FOREIGN | THE MANUFACTURER/ FOREIGN |  | BECKMAN COULTER INC | BECKMAN COULTER INC | [18 empty] | 41115828 Urinalysis analyzer accessories or supplies |  |  |  |  | DISC | COMPACT | [10 empty] | DRIVER DISK, FRAME GRABBER REVISION 2 | [5 empty] | URL NOT FOUND | [7 empty] | Production Completed | Production Completed
ESI | 006 |  | ADG | OK |  |  | ADG | Data Enrichment | [10 empty] | Prority Items | 2024-01-29 | CYTOMED | 7976 | 516045 | C35168 | Iris Spare Parts | CD, SW 7.1.2 XP Install / Upgrade |  | Beckman Coulter | - |  | - | - | Each | - | - | Spare Part | Service Type | - | - | - | DENTAL | - | Medical Equipment and Accessories and Supplies | Dental equipment and supplies | Dental impression and forming equipment and supplies | Dental impression tray adhesives | - | Y | Y | Y | Y | - | - | - | - | - | Y | 15 | - | - | Active | - | - | N | N | - | - | - | - | - | - | - | - | - | - | - | A4649 | A4649 | 43060.4388 |  |  |  | BECKMAN COULTER INC | BECKMAN COULTER INC | [18 empty] | 41115828 Urinalysis analyzer accessories or supplies |  |  |  |  | DISC | COMPACT | [10 empty] | SOFTWARE 7.1.2 XP INSTALL/UPGRADE | [5 empty] | URL NOT FOUND | [7 empty] | Production Completed | Production Completed
ESI | 006 |  | ADG | OK |  |  | ADG | Data Enrichment | [10 empty] | Prority Items | 2024-01-29 | CYTOMED | 7990 | 513301 | C53089 | Iris Spare Parts | CD, SW 7.1.4 WES7 Install / Upgrade | CD, SW 7.1.4 WES7 Install / Upgrade | Beckman Coulter | - | The Manufacturer/ Foreign | - | - | Each | - | - | Software | Service Type | - | - | - | CATHLAB | - | Medical Equipment and Accessories and Supplies | Medical diagnostic imaging and nuclear medicine products | Vascular imaging and interventional cardiology and cardiac catheterization lab products | Coronary stent | - | Y | Y | Y | Y | - | - | - | - | - | Y | 3300 | - | - | Active | - | - | Y | Y | - | - | - | - | - | - | - | - | - | - | - | C1874 | C1874 | 43061.6775 | THE MANUFACTURER/ FOREIGN | THE MANUFACTURER/ FOREIGN |  | BECKMAN COULTER INC | BECKMAN COULTER INC | [18 empty] | 41115828 Urinalysis analyzer accessories or supplies |  |  |  |  | DISC | COMPACT | [10 empty] | SOFTWARE 7.1.4 WES7 INSTALL/UPGRADE | [5 empty] | URL NOT FOUND | [7 empty] | Production Completed | Production Completed
ESI | 006 |  | ADG | OK |  |  | ADG | Data Enrichment | [10 empty] | Prority Items | 2024-01-29 | CYTOMED | 7988 | 513299 | C53082 | Iris Spare Parts | CD, SW 7.1.4 XP Install / Upgrade | CD, SW 7.1.4 XP Install / Upgrade | Beckman Coulter | - | The Manufacturer/ Foreign | - | - | Each | - | - | Software | Service Type | - | - | - | CATHLAB | - | Medical Equipment and Accessories and Supplies | Medical diagnostic imaging and nuclear medicine products | Vascular imaging and interventional cardiology and cardiac catheterization lab products | Coronary stent | - | Y | Y | Y | Y | - | - | - | - | - | Y | 4400 | - | - | Active | - | - | Y | Y | - | - | - | - | - | - | - | - | - | - | - | C1874 | C1874 | 43060.6896 | THE MANUFACTURER/ FOREIGN | THE MANUFACTURER/ FOREIGN |  | BECKMAN COULTER INC | BECKMAN COULTER INC | [18 empty] | 41115828 Urinalysis analyzer accessories or supplies |  |  |  |  | DISC | COMPACT | [10 empty] | SOFTWARE 7.1.4 XP INSTALL/UPGRADE | [5 empty] | URL NOT FOUND | [7 empty] | Production Completed | Production Completed
ESI | 006 |  | ADG | OK |  |  | ADG | Data Enrichment | [10 empty] | Prority Items | 2024-01-29 | CYTOMED | 8027 | 513324 | C71095 | Iris Spare Parts | CD, SW 7.2 XP Install / Upgrade | CD, SW 7.2 XP Install / Upgrade (For Mod ID 12524) | Beckman Coulter | - | The Manufacturer/ Foreign | - | - | Each | - | - | Software | Spare Parts | - | - | - | DERMATOLOGY/COSMETIC ITEMS | - | NMC-Default Category | Na | NA | NA | - | Y | Y | Y | Y | - | - | - | - | - | Y | 297 | - | - | Active | - | - | N | N | - | - | - | - | - | - | - | - | - | - | - | A4649 | A4649 | 43068.4814 | THE MANUFACTURER/ FOREIGN | THE MANUFACTURER/ FOREIGN |  | BECKMAN COULTER INC | BECKMAN COULTER INC | [18 empty] | 41115828 Urinalysis analyzer accessories or supplies |  |  |  |  | DISC | COMPACT | [10 empty] | SOFTWARE 7.2 XP Install/Upgrade , For Mod ID 12524 | [5 empty] | URL NOT FOUND | [7 empty] | Production Completed | Production Completed
ESI | 006 |  | ADG | OK |  |  | ADG | Data Enrichment | [10 empty] | Prority Items | 2024-01-29 | CYTOMED | 8028 | 513325 | C71098 | Iris Spare Parts | CD, System Update installer WinXP | CD, System Update installer WinXP (Windows XP OS Security Patches, for Modle ID 12524) | Beckman Coulter | - | The Manufacturer/ Foreign | - | - | Each | - | - | Software | Spare Parts | - | - | - | DERMATOLOGY/COSMETIC ITEMS | - | Apparel and Luggage and Personal Care Products | Personal care products | Bath and body | Facial care products | - | Y | Y | Y | Y | - | - | - | - | - | Y | 267 | - | - | Active | - | - | N | N | - | - | - | - | - | - | - | - | - | - | - | A4649 | A4649 | 43068.4822 | THE MANUFACTURER/ FOREIGN | THE MANUFACTURER/ FOREIGN |  | BECKMAN COULTER INC | BECKMAN COULTER INC | [18 empty] | 41115828 Urinalysis analyzer accessories or supplies |  |  |  |  | DISC | COMPACT | [10 empty] | SYSTEM UPDATE INSTALLER, WINXP WINDOWS XP OS SECURITY PATCHES ,FOR MODLE ID 12524 | [5 empty] | URL NOT FOUND | [7 empty] | Production Completed | Production Completed
ESI | 006 |  | ADG | OK |  |  | ADG | Data Enrichment | [10 empty] | Prority Items | 2024-01-29 | CYTOMED | 8193 | 513427 | B93997 | Iris - i Chem Velocity Spare parts | CGM ASSEMBLY, GEN 3 | CGM ASSEMBLY, GEN 3 (Replacement code for 700-7611S since 2017) | Beckman Coulter | - | The Manufacturer/ Foreign | - | - | Nos | - | - | Spare Part | Service Type | - | - | - | LABORATORY | - | Laboratory and Measuring and Observing and Testing Equipment | Measuring and observing and testing instruments | Manual test kits and quality controls and calibrators and standards | Chemistry quality controls or calibrators or standards | - | Y | Y | Y | Y | - | - | - | - | - | Y | 1670 | - | - | Active | - | - | Y | Y | - | - | - | - | - | - | - | - | - | - | - | A4649 | A4649 | 43124.6292 | THE MANUFACTURER/ FOREIGN | THE MANUFACTURER/ FOREIGN |  | BECKMAN COULTER INC | BECKMAN COULTER INC | 700-7611S | [17 empty] | 41115828 Urinalysis analyzer accessories or supplies |  | Replacement code SINCE 2017 |  |  | ASSEMBLY | GLUCOSE MONITORING | ICHEMVELOCITY | [9 empty] | CONTINUOUS, GEN 3 | [5 empty] | https://www.partssource.com/parts/beckman-coulter/7007611S | [7 empty] | Production Completed | Production Completed
ESI | 006 |  | ADG | OK |  |  | ADG | Data Enrichment | [10 empty] | Prority Items | 2024-01-29 | CYTOMED | 7864 | 516017 | 700-7600 | Iris Spare Parts | CGM ASSY | CGM ASSY | Beckman Coulter | - |  | - | - | Nos | - | - | Spare Part | Service Type | - | - | - | ORTHOPAEDICS | - | Medical Equipment and Accessories and Supplies | Surgical products | Neurosurgical implants | Neurosurgical implants | - | Y | Y | Y | Y | - | - | - | - | - | Y | 860.71 | - | - | Active | - | - | N | N | - | - | - | - | - | - | - | - | - | - | - | A4649 | A4649 | 43032.5458 |  |  |  | BECKMAN COULTER INC | BECKMAN COULTER INC | 700-7600 | [17 empty] | 41115828 Urinalysis analyzer accessories or supplies |  |  |  |  | ASSEMBLY | GLUCOSE MONITORING | [16 empty] | URL NOT FOUND | [7 empty] | Production Completed | Production Completed
ESI | 006 |  | ADG | OK |  |  | ADG | Data Enrichment | [10 empty] | Prority Items | 2024-01-29 | CYTOMED | 7970 | 513284 | B85721 | Iris Spare Parts | CGM FITTINGS EXTENDER TOOL | CGM FITTINGS EXTENDER TOOL | Beckman Coulter | - | The Manufacturer/ Foreign | - | - | Each | - | - | Spare Part | Service Type | - | - | - | OPHTHALMOLOGY | - | Medical Equipment and Accessories and Supplies | Surgical products | Surgical implants and expanders and extenders and surgical wires and related products | Intraocular lens IOL | - | Y | Y | Y | Y | - | - | - | - | - | Y | 560 | - | - | Active | - | - | Y | Y | - | - | - | - | - | - | - | - | - | - | - | C1780 | C1780 | 43058.7047 | THE MANUFACTURER/ FOREIGN | THE MANUFACTURER/ FOREIGN |  | BECKMAN COULTER INC | BECKMAN COULTER INC | B85721 | [17 empty] | 41115828 Urinalysis analyzer accessories or supplies |  |  |  |  | TOOL | EXTENDER | [10 empty] | CGM FITTTINGS, FOR TUBING INSTALLATION | [5 empty] | https://www.volza.com/imports-global/global-import-data-of-reagent-and-hscode-3917 | [7 empty] | Production Completed | Production Completed
ESI | 006 |  | ADG | OK |  |  | ADG | Data Enrichment | [10 empty] | Prority Items | 2024-01-30 | CYTOMED | 7980 | 513291 | 620-3016 | Iris Spare Parts | CHECK VALVE, 1/16 BARBED | CHECK VALVE, 1/16 BARBED | Beckman Coulter | - | The Manufacturer/ Foreign | - | - | Nos | - | - | Spare Part | Service Type | - | - | - | DENTAL | - | Medical Equipment and Accessories and Supplies | Dental equipment and supplies | Dental impression and forming equipment and supplies | Dental impression tray adhesives | - | Y | Y | Y | Y | - | - | - | - | - | Y | 19 | - | - | Active | - | - | N | N | - | - | - | - | - | - | - | - | - | - | - | A4649 | A4649 | 43060.4435 | THE MANUFACTURER/ FOREIGN | THE MANUFACTURER/ FOREIGN |  | BECKMAN COULTER INC | BECKMAN COULTER INC | [18 empty] | 41115828 Urinalysis analyzer accessories or supplies |  |  |  |  | VALVE | CHECK | [10 empty] | 1/16 BARBED | [5 empty] | URL NOT FOUND | [7 empty] | Production Completed | Production Completed
ESI | 006 |  | ADG | OK |  |  | ADG | Data Enrichment | [10 empty] | Prority Items | 2024-01-30 | CYTOMED | 8391 | 513483 | OSR6116 | AU Chemistry - Beckman Coulter | CHOLESTEROL | CHOLESTEROL | Beckman Coulter | - | The Manufacturer/ Foreign | - | - | Kit | - | - | Reagents Kit | Lab Reagent | - | - | - | DENTAL | - | Medical Equipment and Accessories and Supplies | Dental equipment and supplies | Orthodontic and prosthodontic equipment and supplies | Orthodontic archwire | - | Y | Y | Y | Y | - | - | - | - | - | Y | 40 | - | - | Active | - | - | N | N | - | - | - | - | - | - | - | - | - | - | - | A4649 | A4649 | 43177.6228 | THE MANUFACTURER/ FOREIGN | THE MANUFACTURER/ FOREIGN |  | BECKMAN COULTER INC | BECKMAN COULTER INC | OSR6116 |  |  |  | EA | 1 | BX | 4 | [10 empty] | 41116004 Chemistry analyzer reagents |  |  |  |  | REAGENT | CHEMISTRY |  | CHOLESTEROL | [5 empty] | 22.5ML | [8 empty] | https://www.beckmancoulter.com/products/part?partnumber=OSR6116 | [7 empty] | Production Completed | Production Completed
ESI | 006 |  | ADG | OK |  |  | ADG | Data Enrichment | [10 empty] | Prority Items | 2024-01-30 | CYTOMED | 8455 | 513546 | MU919600 | AU Chemistry - Beckman Coulter | CL ELectrode A & T (1 ea.) | CL ELectrode A & T (1 ea.) | Beckman Coulter | - | The Manufacturer/ Foreign | - | - | Each | - | - | Consumables | Consumables | - | - | - | GENERAL MEDICAL CONSUMABLES | - | Medical Equipment and Accessories and Supplies | Medical apparel and textiles | Surgical textiles | Surgical drapes | - | Y | Y | Y | Y | - | - | - | - | - | Y | 3.15 | - | - | Active | - | - | N | N | - | - | - | - | - | - | - | - | - | - | - | A4649 | A4649 | 43191.7017 | THE MANUFACTURER/ FOREIGN | THE MANUFACTURER/ FOREIGN |  | BECKMAN COULTER INC | BECKMAN COULTER INC | MU919600 |  |  |  | EA | 1 | [12 empty] | 41115608 Ion selective electrode |  |  |  |  | ELECTRODE | ION SELECTIVE |  | CHLORIDE | [8 empty] | WITH MODULE | [5 empty] | https://mms.mckesson.com/product/727460/Beckman-Coulter-MU919600 | [7 empty] | Production Completed | Production Completed
ESI | 006 |  | ADG | OK |  |  | ADG | Data Enrichment | [10 empty] | Prority Items | 2024-01-30 | CYTOMED | 8389 | 513481 | ODR20067 | AU Chemistry - Beckman Coulter | Cleaning Solution (For Contamination Avoidance) 4x54 m | Cleaning Solution (For Contamination Avoidance) 4x54 m | Beckman Coulter | - | The Manufacturer/ Foreign | - | - | Box | - | - | Consumables | Lab Reagent | - | - | - | DENTAL | - | Medical Equipment and Accessories and Supplies | Dental equipment and supplies | Orthodontic and prosthodontic equipment and supplies | Orthodontic archwire | - | Y | Y | Y | Y | - | - | - | - | - | Y | 68 | - | - | Active | - | - | N | N | - | - | - | - | - | - | - | - | - | - | - | A4649 | A4649 | 43177.5439 | THE MANUFACTURER/ FOREIGN | THE MANUFACTURER/ FOREIGN |  | BECKMAN COULTER INC | BECKMAN COULTER INC | ODR20067 |  |  |  | EA | 1 | BX | 4 | [10 empty] | 41115808 Chemistry analyzer accessories or supplies |  | FOR CONTAMINATION AVOIDANCE |  |  | SOLUTION | CLEANING | [7 empty] | 54ML | [8 empty] | https://media.beckmancoulter.com/-/media/diagnostics/services-and-support/docs/glb_bci_157656.xlsx?rev=09068c9ea4a1467788c1f6afc6e1b63d&hash=81CE1E3D5D8BC61F6CF2C928CCEAF1D3 | [7 empty] | Production Completed | Production Completed
ESI | 006 |  | ADG | OK |  |  | ADG | Data Enrichment | [10 empty] | Prority Items | 2024-01-30 | CYTOMED | 8456 | 513547 | 66039 | AU Chemistry - Beckman Coulter | Cleaning Solution, 6 x 450 ml/ Box | Cleaning Solution, 6 x 450 ml/ Box | Beckman Coulter | - | The Manufacturer/ Foreign | - | - | Piece | - | - | Consumables | Consumables | - | - | - | GENERAL MEDICAL CONSUMABLES | - | Medical Equipment and Accessories and Supplies | Medical apparel and textiles | Surgical textiles | Surgical drapes | - | Y | Y | Y | Y | - | - | - | - | - | Y | 6.75 | - | - | Active | - | - | N | N | - | - | - | - | - | - | - | - | - | - | - | A4649 | A4649 | 43191.7039 | THE MANUFACTURER/ FOREIGN | THE MANUFACTURER/ FOREIGN |  | BECKMAN COULTER INC | BECKMAN COULTER INC | 66039 |  |  |  | EA | 1 | BX | 6 | [10 empty] | 41115808 Chemistry analyzer accessories or supplies |  |  |  |  | SOLUTION | CLEANING |  | ISE | [5 empty] | 450ML |  |  | FOR AU480 | [5 empty] | https://mms.mckesson.com/product/1149329/Beckman-Coulter-66039 | [7 empty] | Production Completed | Production Completed
ESI | 006 |  | ADG | OK |  |  | ADG | Data Enrichment | [10 empty] | Prority Items | 2024-01-30 | CYTOMED | 7757 | 513189 | 700-7602 | Iris Spare Parts | COLOR GRAVITY MODULE ASSY (CGM) rev2 | COLOR GRAVITY MODULE ASSY (CGM) rev2 (Obsolete code, please use new code B93997 since 2017) | Beckman Coulter | - | The Manufacturer/ Foreign | - | - | Nos | - | - | Spare Part | Service Type | - | - | - | LABORATORY | - | Laboratory and Measuring and Observing and Testing Equipment | Measuring and observing and testing instruments | Manual test kits and quality controls and calibrators and standards | Microbiology or bacteriology identification or sensitivity disks or panels | - | Y | Y | Y | Y | - | - | - | - | - | Y | 35 | - | - | Active | - | - | Y | Y | - | - | - | - | - | - | - | - | - | - | - | A4649 | A4649 | 43006.6661 | THE MANUFACTURER/ FOREIGN | THE MANUFACTURER/ FOREIGN |  | BECKMAN COULTER INC | BECKMAN COULTER INC | B93997 | [17 empty] | 41115828 Urinalysis analyzer accessories or supplies |  | REV 2 |  |  | ASSEMBLY | GLUCOSE MONITORING | [10 empty] | COLOR GRAVITY, GEN 3 | [5 empty] | https://www.ebay.com/itm/BECKMAN-COULTER-CGM-ASSEMBLY-GEN-3-PART-B93997-NEW-OPEN-BOX-/173007687101 | [7 empty] | Production Completed | Production Completed
ESI | 006 |  | ADG | OK |  |  | ADG | Data Enrichment | [10 empty] | Prority Items | 2024-01-30 | CYTOMED | 8335 | 516215 | MW0546 | Beckman Coulter - AU Chemistry - Spare parts | CONNECTION KIT 2 |  | Beckman Coulter | - |  | - | - | Each | - | - | Spare Part | Service Type | - | - | - | SUTURE | - | Medical Equipment and Accessories and Supplies | Wound care products | Suture and related products | Suture | - | Y | Y | Y | Y | - | - | - | - | - | Y | 850 | - | - | Active | - | - | N | N | - | - | - | - | - | - | - | - | - | - | - | A4649 | A4649 | 43170.4399 |  |  |  | BECKMAN COULTER INC | BECKMAN COULTER INC | [18 empty] | 41115808 Chemistry analyzer accessories or supplies |  | 2 |  |  | KIT | CONNECTION | [16 empty] | URL NOT FOUND | [7 empty] | Production Completed | Production Completed
ESI | 006 |  | ADG | OK |  |  | ADG | Data Enrichment | [10 empty] | Prority Items | 2024-01-30 | CYTOMED | 8149 | 516109 | 661-7000-001 | Iris - i Chem Velocity Spare parts | CONVEYOR LINK, DOT PAINTED WHITE | CONVEYOR LINK, DOT PAINTED WHITE | Beckman Coulter | - |  | - | - | Nos | - | - | Spare Part | Service Type | - | - | - | DENTAL | - | Medical Equipment and Accessories and Supplies | Dental equipment and supplies | Dental and subspecialty instruments and devices | Dental matrices or sets | - | Y | Y | Y | Y | - | - | - | - | - | Y | 237 | - | - | Active | - | - | N | N | - | - | - | - | - | - | - | - | - | - | - | A4649 | A4649 | 43103.7434 |  |  |  | BECKMAN COULTER INC | BECKMAN COULTER INC | 661-7000-001 | [17 empty] | 41115828 Urinalysis analyzer accessories or supplies |  |  |  |  | LINK | CONVEYOR | ICHEMVELOCITY | [9 empty] | DOT PAINTED |  |  |  | WHITE |  | https://www.partssource.com/parts/beckman-coulter/6617000001 | [7 empty] | Production Completed | Production Completed
ESI | 006 |  | ADG | OK |  |  | ADG | Data Enrichment | [10 empty] | Prority Items | 2024-01-30 | CYTOMED | 8150 | 516110 | 661-7000-002 | Iris - i Chem Velocity Spare parts | CONVEYOR LINK, DOT UNPAINTED | CONVEYOR LINK, DOT UNPAINTED | Beckman Coulter | - |  | - | - | Nos | - | - | Spare Part | Service Type | - | - | - | DENTAL | - | Medical Equipment and Accessories and Supplies | Dental equipment and supplies | Dental and subspecialty instruments and devices | Dental matrices or sets | - | Y | Y | Y | Y | - | - | - | - | - | Y | 237 | - | - | Active | - | - | N | N | - | - | - | - | - | - | - | - | - | - | - | A4649 | A4649 | 43103.7464 |  |  |  | BECKMAN COULTER INC | BECKMAN COULTER INC | 661-7000-002 | [17 empty] | 41115828 Urinalysis analyzer accessories or supplies |  |  |  |  | LINK | CONVEYOR | ICHEMVELOCITY | [9 empty] | DOT UNPAINTED | [5 empty] | https://www.scribd.com/document/694862537/Manual-de-Servicio-Ichem-Velocity-Rev-d | [7 empty] | Production Completed | Production Completed
ESI | 006 |  | ADG | OK |  |  | ADG | Data Enrichment | [10 empty] | Prority Items | 2024-01-30 | CYTOMED | 7767 | 515940 | 515-7101 | Iris Spare Parts | COVERFACE RACK ID SHORT | COVERFACE RACK ID SHORT | Beckman Coulter | - |  | - | - | Nos | - | - | Spare Part | Service Type | - | - | - | CATHLAB | - | Medical Equipment and Accessories and Supplies | Medical diagnostic imaging and nuclear medicine products | Vascular imaging and interventional cardiology and cardiac catheterization lab products | Coronary stent | - | Y | Y | Y | Y | - | - | - | - | - | Y | 3250 | - | - | Active | - | - | Y | Y | - | - | - | - | - | - | - | - | - | - | - | C1874 | C1874 | 43012.4697 |  |  |  | BECKMAN COULTER INC | BECKMAN COULTER INC | 515-7101 | [17 empty] | 41115828 Urinalysis analyzer accessories or supplies |  |  |  |  | RACK | ANALYZER | [10 empty] | COVERFACE, ID SHORT | [5 empty] | https://www.partssource.com/parts/beckman-coulter/5157101 | [7 empty] | Production Completed | Production Completed
ESI | 006 |  | ADG | OK |  |  | ADG | Data Enrichment | [10 empty] | Prority Items | 2024-01-30 | CYTOMED | 8430 | 513522 | ODC0027 | AU Chemistry - Beckman Coulter | CPR Latex calibrator Highly sensitive Set | CPR Latex calibrator Highly sensitive Set 1 x 2 mL Calibrator 2 (Yellow Cap) 1 x 2 mL Calibrator 3 (Cream Cap) 1 x 2 mL Calibrator 4 (Yellow/Green Cap) 1 x 2 mL Calibrator 5 (Pink Cap) 1 x 2 mL Calibrator 6 (Red Cap) | Beckman Coulter | - | The Manufacturer/ Foreign | - | - | Kit | - | - | Reagents Kit | Lab Reagent | - | - | - | DENTAL | - | Medical Equipment and Accessories and Supplies | Dental equipment and supplies | Orthodontic and prosthodontic equipment and supplies | Orthodontic archwire | - | Y | Y | Y | Y | - | - | - | - | - | Y | 40 | - | - | Active | - | - | N | N | - | - | - | - | - | - | - | - | - | - | - | A4649 | A4649 | 43186.6444 | THE MANUFACTURER/ FOREIGN | THE MANUFACTURER/ FOREIGN |  | BECKMAN COULTER INC | BECKMAN COULTER INC | ODC0027 |  |  |  | EA | 1 | [12 empty] | 41116107 Chemistry quality controls or calibrators or standards |  | Yellow, Cream, Yellow/Green, Pink, Red Cap |  |  | CALIBRATOR | CHEMISTRY |  | CRP LATEX | [5 empty] | 2ML |  |  | HIGH SENSITIVITY SET, LEVEL 1-5 | [5 empty] | https://www.beckmancoulter.com/products/part?partnumber=ODC0027 | [7 empty] | Production Completed | Production Completed
ESI | 006 |  | ADG | OK |  |  | ADG | Data Enrichment | [10 empty] | Prority Items | 2024-01-30 | CYTOMED | 8386 | 513478 | OSR6178 | AU Chemistry - Beckman Coulter | CREATININE 4 x 51 mL R1, 4 x 51 mL R2 | CREATININE 4 x 51 mL R1, 4 x 51 mL R2 | Beckman Coulter | - | The Manufacturer/ Foreign | - | - | Kit | - | - | Reagents Kit | Service Type | - | - | - | DENTAL | - | Medical Equipment and Accessories and Supplies | Dental equipment and supplies | Orthodontic and prosthodontic equipment and supplies | Orthodontic archwire | - | Y | Y | Y | Y | - | - | - | - | - | Y | 43 | - | - | Active | - | - | N | N | - | - | - | - | - | - | - | - | - | - | - | A4649 | A4649 | 43177.5186 | THE MANUFACTURER/ FOREIGN | THE MANUFACTURER/ FOREIGN |  | BECKMAN COULTER INC | BECKMAN COULTER INC | OSR6178 |  |  |  | EA | 1 | BX | 4 | [10 empty] | 41116004 Chemistry analyzer reagents |  |  |  |  | REAGENT | CHEMISTRY |  | CREATININE | [5 empty] | 51ML | [8 empty] | https://www.beckmancoulter.com/products/part?partnumber=OSR6178 | [7 empty] | Production Completed | Production Completed
ESI | 006 |  | ADG | OK |  |  | ADG | Data Enrichment | [10 empty] | Prority Items | 2024-01-30 | CYTOMED | 8441 | 513533 | OSR6678 | AU Chemistry - Beckman Coulter | CREATININE 4 x 173 mL R1, 4 x 173 mL R2 | CREATININE 4 x 173 mL R1, 4 x 173 mL R2 | Beckman Coulter | - | The Manufacturer/ Foreign | - | - | Kit | - | - | Reagents Kit | Kit | - | - | - | DENTAL | - | Medical Equipment and Accessories and Supplies | Dental equipment and supplies | Orthodontic and prosthodontic equipment and supplies | Orthodontic archwire | - | Y | Y | Y | Y | - | - | - | - | - | Y | 68 | - | - | Active | - | - | N | N | - | - | - | - | - | - | - | - | - | - | - | A4649 | A4649 | 43186.662 | THE MANUFACTURER/ FOREIGN | THE MANUFACTURER/ FOREIGN |  | BECKMAN COULTER INC | BECKMAN COULTER INC | OSR6678 |  |  |  | EA | 1 | BX | 4 | [10 empty] | 41116004 Chemistry analyzer reagents |  |  |  |  | REAGENT | CHEMISTRY |  | CREATININE | [5 empty] | 173ML | [8 empty] | https://www.beckmancoulter.com/wsrportal/techdocs?docname=/cis/baosr6x78/%%/en_creatinine_baosr6x78_us.pdf | [7 empty] | Production Completed | Production Completed
ESI | 006 |  | ADG | OK |  |  | ADG | Data Enrichment | [10 empty] | Prority Items | 2024-01-30 | CYTOMED | 7979 | 513290 | B86722 | Iris Spare Parts | Crossbar Assay, Front, SPM | Crossbar Assay, Front, SPM An i Chem Velocity spare part , part of the Strip Provider Module (SPM) Another code for same item is B80922 | Beckman Coulter | - | The Manufacturer/ Foreign | - | - | Nos | - | - | Spare Part | Service Type | - | - | - | DENTAL | - | Medical Equipment and Accessories and Supplies | Dental equipment and supplies | Dental impression and forming equipment and supplies | Dental impression tray adhesives | - | Y | Y | Y | Y | - | - | - | - | - | Y | 19 | - | - | Active | - | - | N | N | - | - | - | - | - | - | - | - | - | - | - | A4649 | A4649 | 43060.4424 | THE MANUFACTURER/ FOREIGN | THE MANUFACTURER/ FOREIGN |  | BECKMAN COULTER INC | BECKMAN COULTER INC | B80922 | [17 empty] | 41115828 Urinalysis analyzer accessories or supplies |  | SPARE PART |  |  | CROSSBAR | ANALYZER | ICHEM VELOCITY | [9 empty] | ASSAY, FRONT, SPM | [5 empty] | URL NOT FOUND | [7 empty] | Production Completed | Production Completed
ESI | 006 |  | ADG | OK |  |  | ADG | Data Enrichment | [10 empty] | Prority Items | 2024-01-30 | CYTOMED | 8428 | 513520 | ODC0026 | AU Chemistry - Beckman Coulter | CRP Latex Calibrator normal Set | CRP Latex Calibrator normal Set 1 x 2 mL Calibrator level 2 (Cream Cap) 1 x 2 mL Calibrator level 3 (Blue Cap) 1 x 2 mL Calibrator level 4 (Red Cap) 1 x 2 mL Calibrator level 5 (Brown Cap) 1 x 2 mL Calibrator level 6 (Green Cap) | Beckman Coulter | - | The Manufacturer/ Foreign | - | - | Kit | - | - | Reagents Kit | Lab Reagent | - | - | - | DENTAL | - | Medical Equipment and Accessories and Supplies | Dental equipment and supplies | Orthodontic and prosthodontic equipment and supplies | Orthodontic archwire | - | Y | Y | Y | Y | - | - | - | - | - | Y | 40 | - | - | Active | - | - | N | N | - | - | - | - | - | - | - | - | - | - | - | A4649 | A4649 | 43186.6433 | THE MANUFACTURER/ FOREIGN | THE MANUFACTURER/ FOREIGN |  | BECKMAN COULTER INC | BECKMAN COULTER INC | ODC0026 |  |  |  | EA | 1 | [12 empty] | 41116107 Chemistry quality controls or calibrators or standards |  | CREAM, BLUE, RED, BROWN, GREEN CAP |  |  | CALIBRATOR | CHEMISTRY |  | CRP LATEX | [5 empty] | 2ML |  |  | NORMAL SET, LEVEL 1-6 | [5 empty] | https://www.beckmancoulter.com/wsrportal/techdocs?docname=/cis/baosr6x78/%%/en_creatinine_baosr6x78_us.pdf | [7 empty] | Production Completed | Production Completed
ESI | 006 |  | ADG | OK |  |  | ADG | Data Enrichment | [10 empty] | Prority Items | 2024-01-30 | CYTOMED | 8418 | 513510 | ODC0013 | AU Chemistry - Beckman Coulter | CRP LATEX CONTROL SERA | CRP LATEX CONTROL SERA, include Level 1 and Level 2 | Beckman Coulter | - | The Manufacturer/ Foreign | - | - | Kit | - | - | Reagents Kit | Lab Reagent | - | - | - | CATHLAB | - | Medical Equipment and Accessories and Supplies | Medical diagnostic imaging and nuclear medicine products | Vascular imaging and interventional cardiology and cardiac catheterization lab products | Thrombectomy or embolectomy catheter or catheter set | - | Y | Y | Y | Y | - | - | - | - | - | Y | 12850 | - | - | Active | - | - | Y | Y | - | - | - | - | - | - | - | - | - | - | - | A4649 | A4649 | 43181.5212 | THE MANUFACTURER/ FOREIGN | THE MANUFACTURER/ FOREIGN |  | BECKMAN COULTER INC | BECKMAN COULTER INC | ODC0013 |  |  |  | EA | 1 | [12 empty] | 41116107 Chemistry quality controls or calibrators or standards |  |  |  |  | CONTROL | CHEMISTRY |  | CRP LATEX | [5 empty] | 3ML |  |  | SERUM, LEVEL 1-2 | [5 empty] | https://www.partssource.com/parts/beckman-coulter/ODC0013 | [7 empty] | Production Completed | Production Completed
ESI | 006 |  | ADG | OK |  |  | ADG | Data Enrichment | [10 empty] | Prority Items | 2024-01-30 | CYTOMED | 8442 | 513534 | OSR6199 | AU Chemistry - Beckman Coulter | CRP Latex new, 4 x 30 mL R1, 4 x 30 mL R2 | CRP Latex new, 4 x 30 mL R1, 4 x 30 mL R2 | Beckman Coulter | - | The Manufacturer/ Foreign | - | - | Kit | - | - | Reagents Kit | Kit | - | - | - | DENTAL | - | Medical Equipment and Accessories and Supplies | Dental equipment and supplies | Orthodontic and prosthodontic equipment and supplies | Orthodontic archwire | - | Y | Y | Y | Y | - | - | - | - | - | Y | 74 | - | - | Active | - | - | N | N | - | - | - | - | - | - | - | - | - | - | - | A4649 | A4649 | 43186.6631 | THE MANUFACTURER/ FOREIGN | THE MANUFACTURER/ FOREIGN |  | BECKMAN COULTER INC | BECKMAN COULTER INC | OSR6199 |  |  |  | EA | 1 | BX | 4 | [10 empty] | 41116004 Chemistry analyzer reagents |  |  |  |  | REAGENT | CHEMISTRY |  | CRP LATEX NEW | [5 empty] | 30ML | [8 empty] | https://www.google.com/search?q=site:www.beckmancoulter.com+OSR6199 | [7 empty] | Production Completed | Production Completed
ESI | 006 |  | ADG | OK |  |  | ADG | Data Enrichment | [10 empty] | Prority Items | 2024-01-30 | CYTOMED | 7680 | 513162 | B1010-56B | Microscan- Beckman Coulter - Consumables | CVR TRAYS,96 WELL,US (12) | CVR TRAYS,96 WELL,US (12) | Beckman Coulter | - | The Manufacturer/ Foreign | - | - | Each | - | - | Spare Part | Consumables | - | - | - | OPERATION THEATRE | - | Medical Equipment and Accessories and Supplies | Emergency and field medical services products | Emergency medical services airway management equipment | Emergency medical services oropharyngeal airway or intubation kits | - | Y | Y | Y | Y | - | - | - | - | - | Y | 1250 | - | - | Active | - | - | N | N | - | - | - | - | - | - | - | - | - | - | - | A4649 | A4649 | 42981.5321 | THE MANUFACTURER/ FOREIGN | THE MANUFACTURER/ FOREIGN |  | BECKMAN COULTER INC | BECKMAN COULTER INC | B1010-56B |  |  |  | EA | 1 | PK | 12 | [10 empty] | 41115822 Microbiology analyzer accessories or supplies |  | US |  |  | TRAY | ANALYZER | MICROSCAN | [9 empty] | PANEL COVER, 96 WELL | [5 empty] | https://www.beckmancoulter.com/products/part?partnumber=B1010-56B | [7 empty] | Production Completed | Production Completed
ESI | 006 |  | ADG | OK |  |  | ADG | Data Enrichment | [10 empty] | Prority Items | 2024-01-30 | CYTOMED | 7777 | 515950 | 700-7918 | Iris Spare Parts | DC MOTOR ASSEMBLY - OUTPUT | DC MOTOR ASSEMBLY - OUTPUT | Beckman Coulter | - |  | - | - | Nos | - | - | Spare Part | Service Type | - | - | - | STATIONERY | - | NMC-Default | Na | NA | NA | - | Y | Y | Y | Y | - | - | - | - | - | Y | 250 | - | - | Active | - | - | N | N | - | - | - | - | - | - | - | - | - | - | - | - | - | 43013.7337 |  |  |  | BECKMAN COULTER INC | BECKMAN COULTER INC | [18 empty] | 41115828 Urinalysis analyzer accessories or supplies |  |  |  |  | ASSEMBLY | MOTOR | [10 empty] | DC, OUTPUT | [5 empty] | URL NOT FOUND | [7 empty] | Production Completed | Production Completed
ESI | 006 |  | ADG | OK |  |  | ADG | Data Enrichment | [10 empty] | Prority Items | 2024-01-30 | CYTOMED | 8365 | 513460 | B75476 | Beckman Coulter - AU Chemistry - Spare parts | Degasser Tube for AU480/680 | Degasser Tube for AU480/680 | Beckman Coulter | - | The Manufacturer/ Foreign | - | - | Each | - | - | Spare Part | Spare Parts | - | - | - | DENTAL | - | Medical Equipment and Accessories and Supplies | Dental equipment and supplies | Orthodontic and prosthodontic equipment and supplies | Orthodontic and prosthodontic equipment and supplies | - | Y | Y | Y | Y | - | - | - | - | - | Y | 968 | - | - | Active | - | - | N | N | - | - | - | - | - | - | - | - | - | - | - | A4649 | A4649 | 43173.3707 | THE MANUFACTURER/ FOREIGN | THE MANUFACTURER/ FOREIGN |  | BECKMAN COULTER INC | BECKMAN COULTER INC | B75476 | [17 empty] | 41115808 Chemistry analyzer accessories or supplies |  |  |  |  | TUBE | DEGASSER | [10 empty] | FOR AU480/680 | [5 empty] | URL NOT FOUND | [7 empty] | Production Completed | Production Completed
ESI | 006 |  | ADG | OK |  |  | ADG | Data Enrichment | [10 empty] | Prority Items | 2024-01-30 | CYTOMED | 8303 | 516183 | ZM307900 | Beckman Coulter - AU Chemistry - Spare parts | DEIONIZED WATER FILTER |  | Beckman Coulter | - |  | - | - | Each | - | - | Spare Part | Service Type | - | - | - | ANESTHESIA & RESPIRATORY | - | Medical Equipment and Accessories and Supplies | Respiratory and anesthesia and resuscitation products | Airway management products | Nasopharyngeal tubes | - | Y | Y | Y | Y | - | - | - | - | - | Y | 80 | - | - | Active | - | - | N | N | - | - | - | - | - | - | - | - | - | - | - | A7037 | A7037 | 43160.69 |  |  |  | BECKMAN COULTER INC | BECKMAN COULTER INC | ZM307900 | [17 empty] | 41115808 Chemistry analyzer accessories or supplies |  |  |  |  | FILTER | WATER | [10 empty] | DEIONIZED | [5 empty] | https://mms.mckesson.com/product/727660/Beckman-Coulter-ZM307900 | [7 empty] | Production Completed | Production Completed
ESI | 006 |  | ADG | OK |  |  | ADG | Data Enrichment | [10 empty] | Prority Items | 2024-01-30 | CYTOMED | 8014 | 513316 | 700-7512 | Iris Spare Parts | DFS WASTE PUMB ASSEMBLY | DFS WASTE PUMB ASSEMBLY (Please use the new code B95700 , since Oct 2017) | Beckman Coulter | - | The Manufacturer/ Foreign | - | - | Nos | - | - | Spare Part | Service | - | - | - | ORTHOPAEDICS | - | Medical Equipment and Accessories and Supplies | Orthopedic surgical implants | Soft tissue fixation products | Suture anchor | - | Y | Y | Y | Y | - | - | - | - | - | Y | 2290 | - | - | Active | - | - | Y | Y | - | - | - | - | - | - | - | - | - | - | - | C1713 | A4215 | 43066.5289 | THE MANUFACTURER/ FOREIGN | THE MANUFACTURER/ FOREIGN |  | BECKMAN COULTER INC | BECKMAN COULTER INC | B95700 | [17 empty] | 41115828 Urinalysis analyzer accessories or supplies |  | since Oct 2017 |  |  | ASSEMBLY | WASTE PUMP | DFS | [15 empty] | https://www.ebay.ie/sch/12576/i.html?_nkw=knf&_oac=1&_ipg=200 | [7 empty] | Production Completed | Production Completed
ESI | 006 |  | ADG | OK |  |  | ADG | Data Enrichment | [10 empty] | Prority Items | 2024-01-30 | CYTOMED | 8244 | 516124 | MF7443 | Beckman Coulter - AU Chemistry - Spare parts | DIAPHRAGM |  | Beckman Coulter | - |  | - | - | Each | - | - | Spare Part | Service Type | - | - | - | DENTAL | - | Medical Equipment and Accessories and Supplies | Dental equipment and supplies | Dental imaging equipment and supplies | Dental imaging equipment and supplies | - | Y | Y | Y | Y | - | - | - | - | - | Y | 800 | - | - | Active | - | - | N | N | - | - | - | - | - | - | - | - | - | - | - | A4649 | A4649 | 43144.4969 |  |  |  | BECKMAN COULTER INC | BECKMAN COULTER INC | MF7443 | [17 empty] | 41115808 Chemistry analyzer accessories or supplies |  |  |  |  | DIAPHRAGM | ANALYZER | [10 empty] | MEMBRANE, FOR VACUUM PUMP | [5 empty] | https://mms.mckesson.com/product/920504/Beckman-Coulter-MF7443 | [7 empty] | Production Completed | Production Completed
ESI | 006 |  | ADG | OK |  |  | ADG | Data Enrichment | [10 empty] | Prority Items | 2024-01-30 | CYTOMED | 7932 | 513248 | C04149 | Iris Spare Parts | DIAPHRAGM PUMRP ASSY AIR, Spare | DIAPHRAGM PUMRP ASSY AIR, Spare | Beckman Coulter | - | The Manufacturer/ Foreign | - | - | Nos | - | - | Spare Part | Service Type | - | - | - | ANESTHESIA & RESPIRATORY | - | Medical Equipment and Accessories and Supplies | Patient care and treatment products and supplies | Injection and aspiration needles and accessories | Thoracentesis or paracentesis needle and catheter | - | Y | Y | Y | Y | - | - | - | - | - | Y | 26 | - | - | Active | - | - | N | N | - | - | - | - | - | - | - | - | - | - | - | A4649 | A4649 | 43048.7196 | THE MANUFACTURER/ FOREIGN | THE MANUFACTURER/ FOREIGN |  | BECKMAN COULTER INC | BECKMAN COULTER INC | C04149 | [17 empty] | 41115828 Urinalysis analyzer accessories or supplies |  | SPARE |  |  | ASSEMBLY | DIAPHRAGM PUMP | [10 empty] | AIR | [5 empty] | https://www.volza.com/p/diaphragm-pumps/import/hsn-code-84141000/ | [7 empty] | Production Completed | Production Completed
ESI | 006 |  | ADG | OK |  |  | ADG | Data Enrichment | [10 empty] | Prority Items | 2024-01-30 | CYTOMED | 7878 | 516031 | 800-7096 | Iris Spare Parts | DILUTION RACK | DILUTION RACK | Beckman Coulter | - |  | - | - | Nos | - | - | Spare Part | Service Type | - | - | - | CATHLAB | - | Medical Equipment and Accessories and Supplies | Medical diagnostic imaging and nuclear medicine products | Vascular imaging and interventional cardiology and cardiac catheterization lab products | Angioplasty balloon catheter | - | Y | Y | Y | Y | - | - | - | - | - | Y | 535 | - | - | Active | - | - | Y | Y | - | - | - | - | - | - | - | - | - | - | - | C1731 | C1731 | 43034.4135 |  |  |  | BECKMAN COULTER INC | BECKMAN COULTER INC | 800-7096 | [17 empty] | 41115828 Urinalysis analyzer accessories or supplies |  |  |  |  | RACK | DILUTION | [16 empty] | https://www.ebay.com/itm/154495411841 | [7 empty] | Production Completed | Production Completed
ESI | 006 |  | ADG | OK |  |  | ADG | Data Enrichment | [10 empty] | Prority Items | 2024-01-30 | CYTOMED | 8160 | 513396 | 250-7086 | Iris - i Chem Velocity Spare parts | DOOR OPEN AND TOP LID REMOVED | DOOR OPEN AND TOP LID REMOVED | Beckman Coulter | - | The Manufacturer/ Foreign | - | - | Nos | - | - | Spare Part | Service Type | - | - | - | DENTAL | - | Medical Equipment and Accessories and Supplies | Dental equipment and supplies | Dental materials | Denture base resins | - | Y | Y | Y | Y | - | - | - | - | - | Y | 150 | - | - | Active | - | - | N | N | - | - | - | - | - | - | - | - | - | - | - | A4649 | A4649 | 43110.4808 | THE MANUFACTURER/ FOREIGN | THE MANUFACTURER/ FOREIGN |  | BECKMAN COULTER INC | BECKMAN COULTER INC | [18 empty] | 41115828 Urinalysis analyzer accessories or supplies |  |  |  |  | JUMPER | BYPASS | ICHEMVELOCITY | [9 empty] | DOOR OPEN AND TOP LID REMOVED | [5 empty] | URL NOT FOUND | [7 empty] | Production Completed | Production Completed
ESI | 006 |  | ADG | OK |  |  | ADG | Data Enrichment | [10 empty] | Prority Items | 2024-01-30 | CYTOMED | 8159 | 513395 | 250-7071 | Iris - i Chem Velocity Spare parts | DOOR OPEN AND TOP LID REMOVED ( BYPASS JUMPER) | DOOR OPEN AND TOP LID REMOVED ( BYPASS JUMPER) | Beckman Coulter | - | The Manufacturer/ Foreign | - | - | Nos | - | - | Spare Part | Service Type | - | - | - | CATHLAB | - | Medical Equipment and Accessories and Supplies | Medical diagnostic imaging and nuclear medicine products | Vascular imaging and interventional cardiology and cardiac catheterization lab products | Thrombectomy or embolectomy catheter or catheter set | - | Y | Y | Y | Y | - | - | - | - | - | Y | 1746 | - | - | Active | - | - | Y | Y | - | - | - | - | - | - | - | - | - | - | - | A4649 | A4649 | 43110.4259 | THE MANUFACTURER/ FOREIGN | THE MANUFACTURER/ FOREIGN |  | BECKMAN COULTER INC | BECKMAN COULTER INC | [18 empty] | 41115828 Urinalysis analyzer accessories or supplies |  |  |  |  | JUMPER | BYPASS | ICHEMVELOCITY | [9 empty] | DOOR OPEN AND TOP LID REMOVED | [5 empty] | URL NOT FOUND | [7 empty] | Production Completed | Production Completed
ESI | 006 |  | ADG | OK |  |  | ADG | Data Enrichment | [10 empty] | Prority Items | 2024-01-30 | CYTOMED | 8010 | 513314 | 700-3882 | Iris Spare Parts | DRV ASSY WITH CONNECTOR | DRV ASSY WITH CONNECTOR | Beckman Coulter | - | The Manufacturer/ Foreign | - | - | Nos | - | - | Spare Part | Service | - | - | - | LABORATORY | - | Laboratory and Measuring and Observing and Testing Equipment | Measuring and observing and testing instruments | Manual test kits and quality controls and calibrators and standards | Hematology quality controls or calibrators or standards | - | Y | Y | Y | Y | - | - | - | - | - | Y | 708 | - | - | Active | - | - | Y | Y | - | - | - | - | - | - | - | - | - | - | - | A4649 | A4649 | 43066.4286 | THE MANUFACTURER/ FOREIGN | THE MANUFACTURER/ FOREIGN |  | BECKMAN COULTER INC | BECKMAN COULTER INC | [18 empty] | 41115828 Urinalysis analyzer accessories or supplies |  |  |  |  | ASSEMBLY | DRIVE | [10 empty] | WITH CONNECTOR | [5 empty] | URL NOT FOUND | [7 empty] | Production Completed | Production Completed
ESI | 006 |  | ADG | OK |  |  | ADG | Data Enrichment | [10 empty] | Prority Items | 2024-01-30 | CYTOMED | 8031 | 513328 | 700-7517 | Iris Spare Parts | DRY PUMP ASSEMBLY, I CHEM VELOCITY | DRY PUMP ASSEMBLY, I CHEM VELOCITY | Beckman Coulter | - | The Manufacturer/ Foreign | - | - | Nos | - | - | Spare Part | Spare Parts | - | - | - | CATHLAB | - | Medical Equipment and Accessories and Supplies | Medical diagnostic imaging and nuclear medicine products | Vascular imaging and interventional cardiology and cardiac catheterization lab products | Angioplasty balloon catheter | - | Y | Y | Y | Y | - | - | - | - | - | Y | 535 | - | - | Active | - | - | Y | Y | - | - | - | - | - | - | - | - | - | - | - | C1731 | C1731 | 43068.518 | THE MANUFACTURER/ FOREIGN | THE MANUFACTURER/ FOREIGN |  | BECKMAN COULTER INC | BECKMAN COULTER INC | 700-7517 | [17 empty] | 41115828 Urinalysis analyzer accessories or supplies |  |  |  |  | ASSEMBLY | PUMP | ICHEM VELOCITY | [9 empty] | DRY | [5 empty] | https://spwindustrial.com/beckman-coulter-dry-pump-assembly-ichem-velocity-part-700-7517-new-in-box/ | [7 empty] | Production Completed | Production Completed
ESI | 006 |  | ADG | OK |  |  | ADG | Data Enrichment | [10 empty] | Prority Items | 2024-01-30 | CYTOMED | 8249 | 516129 | MU3536 | Beckman Coulter - AU Chemistry - Spare parts | DRYING NOZZLES |  | Beckman Coulter | - |  | - | - | Each | - | - | Spare Part | Service Type | - | - | - | STATIONERY | - | NMC-Default | Na | NA | NA | - | Y | Y | Y | Y | - | - | - | - | - | Y | 0.3 | - | - | Active | - | - | N | N | - | - | - | - | - | - | - | - | - | - | - | - | - | 43146.504 |  |  |  | BECKMAN COULTER INC | BECKMAN COULTER INC | [18 empty] | 41115808 Chemistry analyzer accessories or supplies |  |  |  |  | NOZZLE | DRYING | [16 empty] | URL NOT FOUND | [7 empty] | Production Completed | Production Completed
ESI | 006 |  | ADG | OK |  |  | ADG | Data Enrichment | [10 empty] | Prority Items | 2024-01-30 | CYTOMED | 8259 | 516139 | DS353800 | Beckman Coulter - AU Chemistry - Spare parts | DS353800 PHOTOINTERRUPTER |  | Beckman Coulter | - |  | - | - | Each | - | - | Spare Part | Service Type | - | - | - | CATHLAB | - | Medical Equipment and Accessories and Supplies | Medical diagnostic imaging and nuclear medicine products | Vascular imaging and interventional cardiology and cardiac catheterization lab products | Coronary stent | - | Y | Y | Y | Y | - | - | - | - | - | Y | 3250 | - | - | Active | - | - | Y | Y | - | - | - | - | - | - | - | - | - | - | - | C1874 | C1874 | 43150.6681 |  |  |  | BECKMAN COULTER INC | BECKMAN COULTER INC | DS353800 | [17 empty] | 41115808 Chemistry analyzer accessories or supplies |  |  |  |  | PHOTOINTERRUPTER | ANALYZER | [10 empty] | FOR AU400 | [5 empty] | https://www.volza.com/p/auto/import/import-in-india/hsn-code-8541/ | [7 empty] | Production Completed | Production Completed
ESI | 006 |  | ADG | OK |  |  | ADG | Data Enrichment | [10 empty] | Prority Items | 2024-01-30 | CYTOMED | 8320 | 516200 | DS378800 | Beckman Coulter - AU Chemistry - Spare parts | DS378800/ PHOTO REFLECTOR PM2- LL10B |  | Beckman Coulter | - |  | - | - | Each | - | - | Spare Part | Service Type | - | - | - | GENERAL MEDICAL CONSUMABLES | - | Medical Equipment and Accessories and Supplies | Medical apparel and textiles | Surgical textiles | Surgical gown | - | Y | Y | Y | Y | - | - | - | - | - | Y | 5.5 | - | - | Active | - | - | N | N | - | - | - | - | - | - | - | - | - | - | - | A4649 | A4649 | 43166.4187 |  |  |  | BECKMAN COULTER INC | BECKMAN COULTER INC | DS378800 | [17 empty] | 41115808 Chemistry analyzer accessories or supplies |  | PM2- LL10B |  |  | PHOTOREFLECTOR | ANALYZER | [10 empty] | FOR AU400 | [5 empty] | https://www.partssource.com/parts/beckman-coulter/DS378800 | [7 empty] | Production Completed | Production Completed
ESI | 006 |  | ADG | OK |  |  | ADG | Data Enrichment | [10 empty] | Prority Items | 2024-01-30 | CYTOMED | 8461 | 513552 | B01871 | AU Chemistry - Beckman Coulter | DVD FOR AU680 LOCALISATION | DVD FOR AU680 LOCALISATION, Software program v3.70, B01871 Disk v6 | Beckman Coulter | - | The Manufacturer/ Foreign | - | - | Each | - | - | Software | Device accessory | - | - | - | DENTAL | - | Medical Equipment and Accessories and Supplies | Dental equipment and supplies | Dental and subspecialty instruments and devices | Dental restorative kits | - | Y | Y | Y | Y | - | - | - | - | - | Y | 211 | - | - | Active | - | - | N | N | - | - | - | - | - | - | - | - | - | - | - | A4649 | A4649 | 43193.5167 | THE MANUFACTURER/ FOREIGN | THE MANUFACTURER/ FOREIGN |  | BECKMAN COULTER INC | BECKMAN COULTER INC | [18 empty] | 41115808 Chemistry analyzer accessories or supplies |  |  |  |  | DISK | DVD | [10 empty] | SOFTWARE PROGRAM V3.70, V6, FOR AU680 LOCALISATION | [5 empty] | URL NOT FOUND | [7 empty] | Production Completed | Production Completed
ESI | 006 |  | ADG | OK |  |  | ADG | Data Enrichment | [10 empty] | Prority Items | 2024-01-30 | CYTOMED | 7987 | 513298 | C35170 | Iris Spare Parts | DVD, SW 7.1.2 WES7 Install / Upgrade | DVD, SW 7.1.2 WES7 Install / Upgrade | Beckman Coulter | - | The Manufacturer/ Foreign | - | - | Each | - | - | Spare Part | Service Type | - | - | - | OPERATION THEATRE | - | Medical Equipment and Accessories and Supplies | Surgical products | Surgical dilators and probes and grooves and related products | Surgical probes or directors | - | Y | Y | Y | Y | - | - | - | - | - | Y | 600 | - | - | Active | - | - | N | N | - | - | - | - | - | - | - | - | - | - | - | A4649 | A4649 | 43060.6652 | THE MANUFACTURER/ FOREIGN | THE MANUFACTURER/ FOREIGN |  | BECKMAN COULTER INC | BECKMAN COULTER INC | [18 empty] | 41115828 Urinalysis analyzer accessories or supplies |  |  |  |  | DISK | DVD | [10 empty] | SOFTWARE 7.1.2 WES7 INSTALL/UPGRADE | [5 empty] | URL NOT FOUND | [7 empty] | Production Completed | Production Completed
ESI | 006 |  | ADG | OK |  |  | ADG | Data Enrichment | [10 empty] | Prority Items | 2024-01-30 | CYTOMED | 8040 | 513337 | C83066 | Iris Spare Parts | DVD, Win 10 OS for DxU PC8 - PN C83066 | DVD, Win 10 OS for DxU PC8 - PN C83066 | Beckman Coulter | - | The Manufacturer/ Foreign | - | - | Each | - | - | Software | Device accessory | - | - | - | CATHLAB | - | Medical Equipment and Accessories and Supplies | Medical diagnostic imaging and nuclear medicine products | Vascular imaging and interventional cardiology and cardiac catheterization lab products | Angioplasty balloon catheter | - | Y | Y | Y | Y | - | - | - | - | - | Y | 5500 | - | - | Active | - | - | Y | Y | - | - | - | - | - | - | - | - | - | - | - | C1731 | C1731 | 43072.7158 | THE MANUFACTURER/ FOREIGN | THE MANUFACTURER/ FOREIGN |  | BECKMAN COULTER INC | BECKMAN COULTER INC | [18 empty] | 41115828 Urinalysis analyzer accessories or supplies |  |  |  |  | DISK | DVD | [10 empty] | WIN 10 OS, FOR DXU PC8-PN C83066 | [5 empty] | URL NOT FOUND | [7 empty] | Production Completed | Production Completed
ESI | 006 |  | ADG | OK |  |  | ADG | Data Enrichment | [10 empty] | Prority Items | 2024-01-30 | CYTOMED | 8094 | 513371 | C92501 | IRIS Equipments | DxU Software v8.6 PN C92501 | DxU Software v8.6 PN C92501 | Beckman Coulter | - | The Manufacturer/ Foreign | - | - | Each | - | - | Software | Spare Parts | - | - | - | ORTHOPAEDICS | - | Medical Equipment and Accessories and Supplies | Orthopedic surgical implants | Spinal implants | Spinal interbody cage | - | Y | Y | Y | Y | - | - | - | - | - | Y | 6200 | - | - | Active | - | - | N | N | - | - | - | - | - | - | - | - | - | - | - | C1776 | C1776 | 43090.6753 | THE MANUFACTURER/ FOREIGN | THE MANUFACTURER/ FOREIGN |  | BECKMAN COULTER INC | BECKMAN COULTER INC | [18 empty] | 41115828 Urinalysis analyzer accessories or supplies |  |  |  |  | SOFTWARE | ANALYZER | DXU | [9 empty] | VERSION 8.6 | [5 empty] | URL NOT FOUND | [7 empty] | Production Completed | Production Completed
ESI | 006 |  | ADG | OK |  |  | ADG | Data Enrichment | [10 empty] | Prority Items | 2024-01-30 | CYTOMED | 8024 | 513321 | C78676 | Iris Spare Parts | DXU Software Version 8.5 for Win 10 OS | DXU Software Version 8.5 for Win 10 OS | Beckman Coulter | - | The Manufacturer/ Foreign | - | - | Each | - | - | Software | Spare Parts | - | - | - | ORTHOPAEDICS | - | Medical Equipment and Accessories and Supplies | Orthopedic surgical implants | Knee joint implants | Tibial Insert | - | Y | Y | Y | Y | - | - | - | - | - | Y | 930 | - | - | Active | - | - | N | N | - | - | - | - | - | - | - | - | - | - | - | C1776 | C1776 | 43067.6743 | THE MANUFACTURER/ FOREIGN | THE MANUFACTURER/ FOREIGN |  | BECKMAN COULTER INC | BECKMAN COULTER INC | [18 empty] | 41115828 Urinalysis analyzer accessories or supplies |  |  |  |  | ANALYZER | URINALSIS | [10 empty] | SOFTWARE VERSION 8.5, FOR WIN 10 OS | [5 empty] | URL NOT FOUND | [7 empty] | Production Completed | Production Completed
ESI | 006 |  | ADG | OK |  |  | ADG | Data Enrichment | [10 empty] | Prority Items | 2024-01-30 | CYTOMED | 7673 | 513155 | B1015-6 | Microscan- Beckman Coulter - Consumables | Ehrlichs Reagent | Ehrlichs Reagent | Beckman Coulter | - | The Manufacturer/ Foreign | - | - | Each | - | - | Reagents Kit | Lab Reagent | - | - | - | DENTAL | - | Medical Equipment and Accessories and Supplies | Dental equipment and supplies | Dental materials | Dental obturating points | - | Y | Y | Y | Y | - | - | - | - | - | Y | 16 | - | - | Active | - | - | N | N | - | - | - | - | - | - | - | - | - | - | - | A4649 | A4649 | 42981.4589 | THE MANUFACTURER/ FOREIGN | THE MANUFACTURER/ FOREIGN |  | BECKMAN COULTER INC | BECKMAN COULTER INC | B1015-6 | [17 empty] | 41116011 Microbiology analyzer reagents |  |  |  |  | REAGENT | MICROBIOLOGY | MICROSCAN | EHRLICHS | [5 empty] | 30ML |  |  | FOR AUTOSCAN-4 SYSTEM, WALKAWAY 40 PLUS/96 PLUS | [5 empty] | https://mms.mckesson.com/product/1009597/Beckman-Coulter-B1015-6 | [7 empty] | Production Completed | Production Completed
ESI | 006 |  | ADG | OK |  |  | ADG | Data Enrichment | [10 empty] | Prority Items | 2024-01-30 | CYTOMED | 7756 | 515930 | 101-7050-005 | Iris Spare Parts | ELECTRONIC MASTER EMBEDDED CONTROLLER PCB (MEC BOARD), VIP | ELECTRONIC MASTER EMBEDDED CONTROLLER PCB (MEC BOARD), VIP | Beckman Coulter | - |  | - | - | Nos | - | - | Spare Part | Service Type | - | - | - | CATHLAB | - | Medical Equipment and Accessories and Supplies | Medical diagnostic imaging and nuclear medicine products | Vascular imaging and interventional cardiology and cardiac catheterization lab products | Diagnostic or interventional vascular catheters or sets | - | Y | Y | Y | Y | - | - | - | - | - | Y | 320 | - | - | Active | - | - | Y | Y | - | - | - | - | - | - | - | - | - | - | - | C1731 | C1887 | 43006.6631 |  |  |  | BECKMAN COULTER INC | BECKMAN COULTER INC | [18 empty] | 41115828 Urinalysis analyzer accessories or supplies |  |  |  |  | CONTROLLER | ANALYZER | [10 empty] | ELECTRONIC MASTER EMBEDDED, PCB, MEC BOARD, VIP | [5 empty] | URL NOT FOUND | [7 empty] | Production Completed | Production Completed
ESI | 006 |  | ADG | OK |  |  | ADG | Data Enrichment | [10 empty] | Prority Items | 2024-01-30 | CYTOMED | 7822 | 513198 | 725-3025 | Iris Spare Parts | Extender Tool, Flipper Alignment | Extender Tool, Flipper Alignment | Beckman Coulter | - | The Manufacturer/ Foreign | - | - | Nos | - | - | Spare Part | Service Type | - | - | - | STATIONERY | - | NMC-Default | Na | NA | NA | - | Y | Y | Y | Y | - | - | - | - | - | Y | 0.27 | - | - | Active | - | - | N | N | - | - | - | - | - | - | - | - | - | - | - | - | - | 43020.3779 | THE MANUFACTURER/ FOREIGN | THE MANUFACTURER/ FOREIGN |  | BECKMAN COULTER INC | BECKMAN COULTER INC | 725-3025 | [17 empty] | 41115828 Urinalysis analyzer accessories or supplies |  |  |  |  | TOOL | EXTENDER | [10 empty] | FLIPPER ALIGNMENT | [5 empty] | URL NOT FOUND | [7 empty] | Production Completed | Production Completed
ESI | 006 |  | ADG | OK |  |  | ADG | Data Enrichment | [10 empty] | Prority Items | 2024-01-30 | CYTOMED | 7823 | 513199 | 725-3029 | Iris Spare Parts | Extender Tool, Tiny Tight Fittings | Extender Tool, Tiny Tight Fittings | Beckman Coulter | - | The Manufacturer/ Foreign | - | - | Nos | - | - | Spare Part | Service Type | - | - | - | CATHLAB | - | Medical Equipment and Accessories and Supplies | Medical diagnostic imaging and nuclear medicine products | Vascular imaging and interventional cardiology and cardiac catheterization lab products | Angioplasty balloon catheter | - | Y | Y | Y | Y | - | - | - | - | - | Y | 800 | - | - | Active | - | - | Y | Y | - | - | - | - | - | - | - | - | - | - | - | C1731 | C1731 | 43020.44 | THE MANUFACTURER/ FOREIGN | THE MANUFACTURER/ FOREIGN |  | BECKMAN COULTER INC | BECKMAN COULTER INC | 725-3029 | [17 empty] | 41115828 Urinalysis analyzer accessories or supplies |  |  |  |  | TOOL | EXTENDER | [10 empty] | TINY TIGHT FITTING | [5 empty] | https://www.volza.com/p/auto/buyers/buyers-in-india/hsn-code-8203/ | [7 empty] | Production Completed | Production Completed
ESI | 006 |  | ADG | OK |  |  | ADG | Data Enrichment | [10 empty] | Prority Items | 2024-01-30 | CYTOMED | 8332 | 516212 | MF0226 | Beckman Coulter - AU Chemistry - Spare parts | FEED PLATE (FOC) |  | Beckman Coulter | - |  | - | - | Each | - | - | Spare Part | Service Type | - | - | - | ORTHOPEDIC | - | Medical Equipment and Accessories and Supplies | Orthopedic and prosthetic and sports medicine products | Orthopedic softgoods for lower extremity | Orthopedic softgoods for lower extremity | - | Y | Y | Y | Y | - | - | - | - | - | Y | 57.61 | - | - | Active | - | - | N | N | - | - | - | - | - | - | - | - | - | - | - | L3010 | L3010 | 43167.7095 |  |  |  | BECKMAN COULTER INC | BECKMAN COULTER INC | MF0226 | [17 empty] | 41115808 Chemistry analyzer accessories or supplies |  | FOC |  |  | PLATE | FEED | [16 empty] | URL NOT FOUND | [7 empty] | Production Completed | Production Completed
ESI | 006 |  | ADG | OK |  |  | ADG | Data Enrichment | [10 empty] | Prority Items | 2024-01-30 | CYTOMED | 7670 | 513152 | B1010-48A | Microscan- Beckman Coulter - Consumables | Ferric Chloride, 30 ml | Ferric Chloride, 30 ml | Beckman Coulter | - | The Manufacturer/ Foreign | - | - | Each | - | - | Reagents Kit | Lab Reagent | - | - | - | CATHLAB | - | Medical Equipment and Accessories and Supplies | Medical diagnostic imaging and nuclear medicine products | Vascular imaging and interventional cardiology and cardiac catheterization lab products | Angioplasty balloon catheter | - | Y | Y | Y | Y | - | - | - | - | - | Y | 950 | - | - | Active | - | - | Y | Y | - | - | - | - | - | - | - | - | - | - | - | C1731 | C1731 | 42977.7666 | THE MANUFACTURER/ FOREIGN | THE MANUFACTURER/ FOREIGN |  | BECKMAN COULTER INC | BECKMAN COULTER INC | B1010-48A | [17 empty] | 41116011 Microbiology analyzer reagents |  |  |  |  | REAGENT | MICROBIOLOGY | MICROSCAN | FERRIC CHLORIDE 10% | [5 empty] | 30ML | [8 empty] | https://www.beckmancoulter.com/products/part?partnumber=B1010-48A | [7 empty] | Production Completed | Production Completed
ESI | 006 |  | ADG | OK |  |  | ADG | Data Enrichment | [10 empty] | Prority Items | 2024-01-30 | CYTOMED | 8171 | 513406 | 615-3001 | Iris - i Chem Velocity Spare parts | FILTER, STAIN, GLASS FIBER ACR (I-Wash tank filter) | FILTER, STAIN, GLASS FIBER ACR (I-Wash tank filter) | Beckman Coulter | - | The Manufacturer/ Foreign | - | - | Nos | - | - | Spare Part | Service Type | - | - | - | GYNECOLOGY | - | Medical Equipment and Accessories and Supplies | Patient care and treatment products and supplies | Urological supplies | Pessary device | - | Y | Y | Y | Y | - | - | - | - | - | Y | 175 | - | - | Active | - | - | N | N | - | - | - | - | - | - | - | - | - | - | - | A4649 | A4649 | 43117.6753 | THE MANUFACTURER/ FOREIGN | THE MANUFACTURER/ FOREIGN |  | BECKMAN COULTER INC | BECKMAN COULTER INC | 615-3001 | [17 empty] | 41115828 Urinalysis analyzer accessories or supplies |  |  |  |  | FILTER | ANALYZER | ICHEMVELOCITY | GLASS FIBER | [8 empty] | STAIN, ACR, I-WASH TANK FILTER | [5 empty] | https://www.partssource.com/parts/beckman-coulter/6153001 | [7 empty] | Production Completed | Production Completed
ESI | 006 |  | ADG | OK |  |  | ADG | Data Enrichment | [10 empty] | Prority Items | 2024-01-30 | CYTOMED | 7740 | 515918 | 516-3147 | Iris Spare Parts | FITTING BLOCK, CANNUAL PUMP | FITTING BLOCK, CANNUAL PUMP | Beckman Coulter | - |  | - | - | Nos | - | - | Spare Part | Service Type | - | - | - | DENTAL | - | Medical Equipment and Accessories and Supplies | Dental equipment and supplies | Dental fillers and finishing and polishing supplies | Dental finishing or polishing kits | - | Y | Y | Y | Y | - | - | - | - | - | Y | 250 | - | - | Active | - | - | N | N | - | - | - | - | - | - | - | - | - | - | - | A4649 | A4649 | 43003.6951 |  |  |  | BECKMAN COULTER INC | BECKMAN COULTER INC | [18 empty] | 41115828 Urinalysis analyzer accessories or supplies |  |  |  |  | BLOCK | FITTING | [10 empty] | CANNULA PUMP | [5 empty] | URL NOT FOUND | [7 empty] | Production Completed | Production Completed
ESI | 006 |  | ADG | OK |  |  | ADG | Data Enrichment | [10 empty] | Prority Items | 2024-01-30 | CYTOMED | 7794 | 515966 | 650-3014 | Iris Spare Parts | FITTING LUER, PANEL MOUNT, FEMALE 1/16 TUBING. POLY | FITTING LUER, PANEL MOUNT, FEMALE 1/16 TUBING. POLY | Beckman Coulter | - |  | - | - | Nos | - | - | Spare Part | Service Type | - | - | - | CATHLAB | - | Medical Equipment and Accessories and Supplies | Surgical products | Open heart perfusion equipment and monitors and accessories and related products | Intraaortic balloon pump and accessories | - | Y | Y | Y | Y | - | - | - | - | - | Y | 7500 | - | - | Active | - | - | Y | Y | - | - | - | - | - | - | - | - | - | - | - | C1726 | C1726 | 43018.5432 |  |  |  | BECKMAN COULTER INC | BECKMAN COULTER INC | [18 empty] | 41115828 Urinalysis analyzer accessories or supplies |  |  |  |  | FITTING | TUBE |  | POLYPROPYLENE |  |  |  | 1/16IN |  |  |  |  | FEMALE, LUER, PANEL MOUNT | [5 empty] | URL NOT FOUND | [7 empty] | Production Completed | Production Completed
ESI | 006 |  | ADG | OK |  |  | ADG | Data Enrichment | [10 empty] | Prority Items | 2024-01-30 | CYTOMED | 8172 | 513407 | 650-7004 | Iris - i Chem Velocity Spare parts | FITTING, 1/4-28 X 1/8" TUBE, WASH STATION, VIP or 2G | FITTING, 1/4-28 X 1/8" TUBE, WASH STATION, VIP or 2G | Beckman Coulter | - | The Manufacturer/ Foreign | - | - | Nos | - | - | Spare Part | Service Type | - | - | - | GYNECOLOGY | - | Medical Equipment and Accessories and Supplies | Patient care and treatment products and supplies | Urological supplies | Pessary device | - | Y | Y | Y | Y | - | - | - | - | - | Y | 175 | - | - | Active | - | - | N | N | - | - | - | - | - | - | - | - | - | - | - | A4649 | A4649 | 43117.6787 | THE MANUFACTURER/ FOREIGN | THE MANUFACTURER/ FOREIGN |  | BECKMAN COULTER INC | BECKMAN COULTER INC | [18 empty] | 41115828 Urinalysis analyzer accessories or supplies |  |  |  |  | FITTING | TUBE | ICHEMVELOCITY |  |  |  |  | 1/4-28X1/8IN |  |  |  |  | WASH STATION, VIP OR 2G | [5 empty] | URL NOT FOUND | [7 empty] | Production Completed | Production Completed
ESI | 006 |  | ADG | OK |  |  | ADG | Data Enrichment | [10 empty] | Prority Items | 2024-01-30 | CYTOMED | 7800 | 515972 | 650-3069 | Iris Spare Parts | FITTING, FEMALE, LUER, 3/16" BARB, WHITE | FITTING, FEMALE, LUER, 3/16" BARB, WHITE | Beckman Coulter | - |  | - | - | Nos | - | - | Spare Part | Service Type | - | - | - | INSTRUMENT | - | NMC-Default | Na | NA | NA | - | Y | Y | Y | Y | - | - | - | - | - | Y | 1205 | - | - | Active | - | - | N | N | - | - | - | - | - | - | - | - | - | - | - | - | - | 43019.4769 |  |  |  | BECKMAN COULTER INC | BECKMAN COULTER INC | [18 empty] | 41115828 Urinalysis analyzer accessories or supplies |  |  |  |  | FITTING | TUBE | [5 empty] | 3/16IN |  |  |  |  | FEMALE, LUER, BARB |  |  |  | WHITE |  | URL NOT FOUND | [7 empty] | Production Completed | Production Completed
ESI | 006 |  | ADG | OK |  |  | ADG | Data Enrichment | [10 empty] | Prority Items | 2024-01-30 | CYTOMED | 7791 | 515963 | 650-3003-003 | Iris Spare Parts | FITTING, LUER, FEMALE, 1/8", RED | FITTING, LUER, FEMALE, 1/8", RED | Beckman Coulter | - |  | - | - | Nos | - | - | Spare Part | Service Type | - | - | - | INSTRUMENT | - | NMC-Default | Na | NA | NA | - | Y | Y | Y | Y | - | - | - | - | - | Y | 22.5 | - | - | Active | - | - | N | N | - | - | - | - | - | - | - | - | - | - | - | - | - | 43018.4595 |  |  |  | BECKMAN COULTER INC | BECKMAN COULTER INC | [18 empty] | 41115828 Urinalysis analyzer accessories or supplies |  |  |  |  | FITTING | TUBE | [5 empty] | 1/8IN |  |  |  |  | FEMALE, LUER |  |  |  | RED |  | URL NOT FOUND | [7 empty] | Production Completed | Production Completed
ESI | 006 |  | ADG | OK |  |  | ADG | Data Enrichment | [10 empty] | Prority Items | 2024-01-30 | CYTOMED | 7790 | 515962 | 650-3003-001 | Iris Spare Parts | FITTING, LUER, FEMALE, 1/8", WHITE | FITTING, LUER, FEMALE, 1/8", WHITE | Beckman Coulter | - |  | - | - | Nos | - | - | Spare Part | Service Type | - | - | - | DENTAL | - | Medical Equipment and Accessories and Supplies | Dental equipment and supplies | Dental laboratory and sterilization equipment and supplies | Dental laboratory sandblasters or supplies | - | Y | Y | Y | Y | - | - | - | - | - | Y | 220 | - | - | Active | - | - | N | N | - | - | - | - | - | - | - | - | - | - | - | A4649 | A4649 | 43018.3936 |  |  |  | BECKMAN COULTER INC | BECKMAN COULTER INC | [18 empty] | 41115828 Urinalysis analyzer accessories or supplies |  |  |  |  | FITTING | TUBE | [5 empty] | 1/8IN |  |  |  |  | FEMALE, LUER |  |  |  | WHITE |  | URL NOT FOUND | [7 empty] | Production Completed | Production Completed
ESI | 006 |  | ADG | OK |  |  | ADG | Data Enrichment | [10 empty] | Prority Items | 2024-01-30 | CYTOMED | 7834 | 515987 | 650-3008-001 | Iris Spare Parts | Fitting, LUER, Male 1/8" White | Fitting, LUER, Male 1/8" White | Beckman Coulter | - |  | - | - | Nos | - | - | Spare Part | Service Type | - | - | - | DENTAL | - | Medical Equipment and Accessories and Supplies | Dental equipment and supplies | Dental materials | Denture base resins | - | Y | Y | Y | Y | - | - | - | - | - | Y | 210 | - | - | Active | - | - | N | N | - | - | - | - | - | - | - | - | - | - | - | A4649 | A4649 | 43023.4276 |  |  |  | BECKMAN COULTER INC | BECKMAN COULTER INC | [18 empty] | 41115828 Urinalysis analyzer accessories or supplies |  |  |  |  | FITTING | TUBE | [5 empty] | 1/8IN |  |  |  |  | MALE, LUER |  |  |  | WHITE |  | URL NOT FOUND | [7 empty] | Production Completed | Production Completed
ESI | 006 |  | ADG | OK |  |  | ADG | Data Enrichment | [10 empty] | Prority Items | 2024-01-30 | CYTOMED | 7792 | 515964 | 650-3005-001 | Iris Spare Parts | FITTING, LUER, MALE, 1/16", WHITE | FITTING, LUER, MALE, 1/16", WHITE | Beckman Coulter | - |  | - | - | Nos | - | - | Spare Part | Service Type | - | - | - | STATIONERY | - | NMC-Default | Na | NA | NA | - | Y | Y | Y | Y | - | - | - | - | - | Y | 1.98 | - | - | Active | - | - | N | N | - | - | - | - | - | - | - | - | - | - | - | - | - | 43018.4607 |  |  |  | BECKMAN COULTER INC | BECKMAN COULTER INC | [18 empty] | 41115828 Urinalysis analyzer accessories or supplies |  |  |  |  | FITTING | TUBE | [5 empty] | 1/16IN |  |  |  |  | MALE, LUER |  |  |  | WHITE |  | URL NOT FOUND | [7 empty] | Production Completed | Production Completed
ESI | 006 |  | ADG | OK |  |  | ADG | Data Enrichment | [10 empty] | Prority Items | 2024-01-30 | CYTOMED | 7793 | 515965 | 650-3008-005 | Iris Spare Parts | FITTING, LUER, MALE, 1/8", ORANGE | FITTING, LUER, MALE, 1/8", ORANGE | Beckman Coulter | - |  | - | - | Nos | - | - | Spare Part | Service Type | - | - | - | INSTRUMENT | - | NMC-Default | Na | NA | NA | - | Y | Y | Y | Y | - | - | - | - | - | Y | 40.5 | - | - | Active | - | - | N | N | - | - | - | - | - | - | - | - | - | - | - | - | - | 43018.474 |  |  |  | BECKMAN COULTER INC | BECKMAN COULTER INC | [18 empty] | 41115828 Urinalysis analyzer accessories or supplies |  |  |  |  | FITTING | TUBE | [5 empty] | 1/8IN |  |  |  |  | MALE, LUER |  |  |  | ORANGE |  | URL NOT FOUND | [7 empty] | Production Completed | Production Completed
ESI | 006 |  | ADG | OK |  |  | ADG | Data Enrichment | [10 empty] | Prority Items | 2024-01-30 | CYTOMED | 7742 | 515920 | 525-3083S | Iris Spare Parts | FLOW CELL REV 2. | FLOW CELL REV 2. | Beckman Coulter | - |  | - | - | Nos | - | - | Reagent | Service Type | - | - | - | DENTAL | - | Medical Equipment and Accessories and Supplies | Dental equipment and supplies | Dental materials | Dental restorative compounds | - | Y | Y | Y | Y | - | - | - | - | - | Y | 280 | - | - | Active | - | - | N | N | - | - | - | - | - | - | - | - | - | - | - | A4649 | A4649 | 43003.7023 |  |  |  | BECKMAN COULTER INC | BECKMAN COULTER INC | [18 empty] | 41115828 Urinalysis analyzer accessories or supplies |  |  |  |  | FLOW CELL | ANALYZER | [10 empty] | REVISION 2 | [5 empty] | URL NOT FOUND | [7 empty] | Production Completed | Production Completed
ESI | 006 |  | ADG | OK |  |  | ADG | Data Enrichment | [10 empty] | Prority Items | 2024-01-30 | CYTOMED | 7803 | 515975 | 650-3078 | Iris Spare Parts | FTG, 1/16" OD TBG, .030" ID TH | FTG, 1/16" OD TBG, .030" ID TH | Beckman Coulter | - |  | - | - | Nos | - | - | Spare Part | Service Type | - | - | - | INSTRUMENT | - | NMC-Default | Na | NA | NA | - | Y | Y | Y | Y | - | - | - | - | - | Y | 851 | - | - | Active | - | - | N | N | - | - | - | - | - | - | - | - | - | - | - | - | - | 43019.4994 |  |  |  | BECKMAN COULTER INC | BECKMAN COULTER INC | [18 empty] | 41115828 Urinalysis analyzer accessories or supplies |  |  |  |  | FITTING | TUBE | [5 empty] | 0.030X1/16IN | [10 empty] | URL NOT FOUND | [7 empty] | Production Completed | Production Completed
ESI | 006 |  | ADG | OK |  |  | ADG | Data Enrichment | [10 empty] | Prority Items | 2024-01-30 | CYTOMED | 8405 | 513497 | OSR6120 | AU Chemistry - Beckman Coulter | GAMMA GT, Gamma-Glutamyltransferase, 4 x 40 mL R1, 4 x 40 mL R2 | GAMMA GT, Gamma-Glutamyltransferase, 4 x 40 mL R1, 4 x 40 mL R2 | Beckman Coulter | - | The Manufacturer/ Foreign | - | - | Kit | - | - | Reagents Kit | Lab Reagent | - | - | - | DENTAL | - | Medical Equipment and Accessories and Supplies | Dental equipment and supplies | Dental and subspecialty instruments and devices | Dental drills or drill bits | - | Y | Y | Y | Y | - | - | - | - | - | Y | 25 | - | - | Active | - | - | N | N | - | - | - | - | - | - | - | - | - | - | - | A4649 | A4649 | 43179.7072 | THE MANUFACTURER/ FOREIGN | THE MANUFACTURER/ FOREIGN |  | BECKMAN COULTER INC | BECKMAN COULTER INC | OSR6120 |  |  |  | EA | 1 | BX | 4 | [10 empty] | 41116004 Chemistry analyzer reagents |  |  |  |  | REAGENT | CHEMISTRY |  | GAMMA GLUTAMYLTRANSFERASE | [5 empty] | 40ML | [8 empty] | https://www.beckmancoulter.com/products/part?partnumber=OSR6120 | [7 empty] | Production Completed | Production Completed
ESI | 006 |  | ADG | OK |  |  | ADG | Data Enrichment | [10 empty] | Prority Items | 2024-01-30 | CYTOMED | 7856 | 516009 | 725-3090 | Iris Spare Parts | GAUCE, BARCODE SCANNER ALIGNMENT | GAUCE, BARCODE SCANNER ALIGNMENT | Beckman Coulter | - |  | - | - | Nos | - | - | Spare Part | Service Type | - | - | - | SUTURE | - | Medical Equipment and Accessories and Supplies | Wound care products | Suture and related products | Suture | - | Y | Y | Y | Y | - | - | - | - | - | Y | 532 | - | - | Active | - | - | Y | Y | - | - | - | - | - | - | - | - | - | - | - | A4649 | A4649 | 43030.6707 |  |  |  | BECKMAN COULTER INC | BECKMAN COULTER INC | [18 empty] | 41115828 Urinalysis analyzer accessories or supplies |  |  |  |  | GAUGE | ALIGNMENT | [10 empty] | BARCODE SCANNER | [5 empty] | URL NOT FOUND | [7 empty] | Production Completed | Production Completed
ESI | 006 |  | ADG | OK |  |  | ADG | Data Enrichment | [10 empty] | Prority Items | 2024-01-30 | CYTOMED | 8246 | 516126 | MF4325 | Beckman Coulter - AU Chemistry - Spare parts | GEAR 30 |  | Beckman Coulter | - |  | - | - | Each | - | - | Spare Part | Service Type | - | - | - | LABORATORY | - | Laboratory and Measuring and Observing and Testing Equipment | Measuring and observing and testing instruments | Patient point of care testing supplies and equipment | Glucose monitors or meters | - | Y | Y | Y | Y | - | - | - | - | - | Y | 211 | - | - | Active | - | - | N | N | - | - | - | - | - | - | - | - | - | - | - | A4649 | A4649 | 43144.7104 |  |  |  | BECKMAN COULTER INC | BECKMAN COULTER INC | MF4325 | [17 empty] | 41115808 Chemistry analyzer accessories or supplies |  |  |  |  | GEAR | ANALYZER | [10 empty] | 30, FOR AU5400 | [5 empty] | https://www.partssource.com/parts/beckman-coulter/MF4325 | [7 empty] | Production Completed | Production Completed
ESI | 006 |  | ADG | OK |  |  | ADG | Data Enrichment | [10 empty] | Prority Items | 2024-01-30 | CYTOMED | 8289 | 516169 | MU7988 | Beckman Coulter - AU Chemistry - Spare parts | GEAR PUMP CONTROL BORD |  | Beckman Coulter | - |  | - | - | Each | - | - | Spare Part | Service Type | - | - | - | CATHLAB | - | Medical Equipment and Accessories and Supplies | Medical diagnostic imaging and nuclear medicine products | Vascular imaging and interventional cardiology and cardiac catheterization lab products | Coronary stent | - | Y | Y | Y | Y | - | - | - | - | - | Y | 3600 | - | - | Active | - | - | Y | Y | - | - | - | - | - | - | - | - | - | - | - | C1874 | C1874 | 43158.6807 |  |  |  | BECKMAN COULTER INC | BECKMAN COULTER INC | MU7988 | [17 empty] | 41115808 Chemistry analyzer accessories or supplies |  |  |  |  | BOARD | CONTROL | [10 empty] | GEAR PUMP | [5 empty] | https://www.volza.com/p/gear-pump/import/import-in-india/coo-japan/ | [7 empty] | Production Completed | Production Completed
ESI | 006 |  | ADG | OK |  |  | ADG | Data Enrichment | [10 empty] | Prority Items | 2024-01-30 | CYTOMED | 7731 | 515912 | 800-7908 | Iris Spare Parts | Gen 3 STM ICHEM Velocity Upgrade Kit | Gen 3 STM ICHEM Velocity Upgrade Kit | Beckman Coulter | - |  | - | - | Nos | - | - |  | Service Type | - | - | - | ORTHOPAEDICS | - | Medical Equipment and Accessories and Supplies | Surgical products | Suture and surgical tissue closure instruments and related products | Surgical suture or wire passers or related products | - | Y | Y | Y | Y | - | - | - | - | - | Y | 2332 | - | - | Active | - | - | N | N | - | - | - | - | - | - | - | - | - | - | - | A4649 | A4649 | 42999.6721 |  |  |  | BECKMAN COULTER INC | BECKMAN COULTER INC | [18 empty] | 41116136 Urinalysis test kits or supplies |  |  |  |  | KIT | URINALYSIS | ICHEM VELOCITY | [9 empty] | STM, VELOCITY UPGRADE, GENERATION 3 | [5 empty] | URL NOT FOUND | [7 empty] | Production Completed | Production Completed
ESI | 006 |  | ADG | OK |  |  | ADG | Data Enrichment | [10 empty] | Prority Items | 2024-01-30 | CYTOMED | 7730 | 515911 | 800-3814 | Iris Spare Parts | Gen 3 STM IQ200 Upgrade Kit | Gen 3 STM IQ200 Upgrade Kit | Beckman Coulter | - |  | - | - | Nos | - | - |  | Service Type | - | - | - | CATHLAB | - | Medical Equipment and Accessories and Supplies | Medical diagnostic imaging and nuclear medicine products | Vascular imaging and interventional cardiology and cardiac catheterization lab products | Angioplasty balloon catheter | - | Y | Y | Y | Y | - | - | - | - | - | Y | 7200 | - | - | Active | - | - | Y | Y | - | - | - | - | - | - | - | - | - | - | - | C1731 | C1731 | 42999.6293 |  |  |  | BECKMAN COULTER INC | BECKMAN COULTER INC | [18 empty] | 41116136 Urinalysis test kits or supplies |  |  |  |  | KIT | URINALYSIS | IQ200 | [9 empty] | STM, UPGRADE, GENERATION 3 | [5 empty] | URL NOT FOUND | [7 empty] | Production Completed | Production Completed
ESI | 006 |  | ADG | OK |  |  | ADG | Data Enrichment | [10 empty] | Prority Items | 2024-01-30 | CYTOMED | 8201 | 513434 | 700-7127S | Iris - i Chem Velocity Spare parts | HEATER ASSEMBLY, VELOCITY, SPARE | HEATER ASSEMBLY, VELOCITY, SPARE | Beckman Coulter | - | The Manufacturer/ Foreign | - | - | Nos | - | - | Spare Part | Service Type | - | - | - | CATHLAB | - | Medical Equipment and Accessories and Supplies | Medical diagnostic imaging and nuclear medicine products | Vascular imaging and interventional cardiology and cardiac catheterization lab products | Angioplasty balloon catheter | - | Y | Y | Y | Y | - | - | - | - | - | Y | 575 | - | - | Active | - | - | Y | Y | - | - | - | - | - | - | - | - | - | - | - | C1731 | C1731 | 43128.6518 | THE MANUFACTURER/ FOREIGN | THE MANUFACTURER/ FOREIGN |  | BECKMAN COULTER INC | BECKMAN COULTER INC | 700-7127S | [17 empty] | 41115828 Urinalysis analyzer accessories or supplies |  |  |  |  | ASSEMBLY | HEATER | ICHEMVELOCITY | [9 empty] | SPARE | [5 empty] | https://www.ebay.com/itm/176149509839 | [7 empty] | Production Completed | Production Completed
ESI | 006 |  | ADG | OK |  |  | ADG | Data Enrichment | [10 empty] | Prority Items | 2024-01-30 | CYTOMED | 8197 | 513430 | 700-7127 | Iris - i Chem Velocity Spare parts | Heater complet Assembly | Heater complet Assembly | Beckman Coulter | - | The Manufacturer/ Foreign | - | - | Each | - | - | Spare Part | Service Type | - | - | - | ORTHOPAEDICS | - | Medical Equipment and Accessories and Supplies | Orthopedic surgical implants | Orthopedic trauma implants | Bone graft extender or void filler or substitute | - | Y | Y | Y | Y | - | - | - | - | - | Y | 1280 | - | - | Active | - | - | N | N | - | - | - | - | - | - | - | - | - | - | - | C1762 | C1762 | 43125.7615 | THE MANUFACTURER/ FOREIGN | THE MANUFACTURER/ FOREIGN |  | BECKMAN COULTER INC | BECKMAN COULTER INC | 700-7127 | [17 empty] | 41115828 Urinalysis analyzer accessories or supplies |  |  |  |  | ASSEMBLY | HEATER | ICHEMVELOCITY | [9 empty] | COMPLETE | [5 empty] | URL NOT FOUND | [7 empty] | Production Completed | Production Completed
ESI | 006 |  | ADG | OK |  |  | ADG | Data Enrichment | [10 empty] | Prority Items | 2024-01-30 | CYTOMED | 8151 | 513388 | 210-7002 | Iris - i Chem Velocity Spare parts | HEATER, CARTRIDGE, W/THERMOCOUPLE, 24V, 24W, + CONNECTOR, PRE VIP (Compatible with old temperature controller 101-7011) | HEATER, CARTRIDGE, W/THERMOCOUPLE, 24V, 24W, + CONNECTOR, PRE VIP (Compatible with old temperature controller 101-7011) | Beckman Coulter | - | The Manufacturer/ Foreign | - | - | Nos | - | - | Spare Part | Service Type | - | - | - | INSTRUMENT | - | NMC-Default | Na | NA | NA | - | Y | Y | Y | Y | - | - | - | - | - | Y | 154 | - | - | Active | - | - | N | N | - | - | - | - | - | - | - | - | - | - | - | - | - | 43103.768 | THE MANUFACTURER/ FOREIGN | THE MANUFACTURER/ FOREIGN |  | BECKMAN COULTER INC | BECKMAN COULTER INC | [18 empty] | 41115828 Urinalysis analyzer accessories or supplies |  |  |  |  | CARTRIDGE | HEATER | ICHEMVELOCITY |  |  |  | 24V, 24W | [5 empty] | WITH THERMOCOUPLE, CONNECTOR, PRE VIP, COMPATIBLE WITH OLD TEMPERATURE CONTROLLER 101-7011 | [5 empty] | URL NOT FOUND | [7 empty] | Production Completed | Production Completed
ESI | 006 |  | ADG | OK |  |  | ADG | Data Enrichment | [10 empty] | Prority Items | 2024-01-30 | CYTOMED | 8177 | 513412 | 725-7403 | Iris - i Chem Velocity Spare parts | HEIGHT/DRIFT ADJUSTMENT TOOL YZA FOR USE ON VIP or 2G | HEIGHT/DRIFT ADJUSTMENT TOOL YZA FOR USE ON VIP or 2G | Beckman Coulter | - | The Manufacturer/ Foreign | - | - | Nos | - | - | Spare Part | Service Type | - | - | - | GENERAL MEDICAL CONSUMABLES | - | Medical Equipment and Accessories and Supplies | Clinical nutrition | Formulas and products for nutritional support | Feeding bottles or accessories | - | Y | Y | Y | Y | - | - | - | - | - | Y | 70 | - | - | Active | - | - | N | N | - | - | - | - | - | - | - | - | - | - | - | A4649 | A4649 | 43118.5092 | THE MANUFACTURER/ FOREIGN | THE MANUFACTURER/ FOREIGN |  | BECKMAN COULTER INC | BECKMAN COULTER INC | [18 empty] | 41115828 Urinalysis analyzer accessories or supplies |  |  |  |  | TOOL | ADJUSTMENT | ICHEMVELOCITY | [9 empty] | HEIGHT/DRIFT, YZA, FOR USE ON VIP OR 2G | [5 empty] | URL NOT FOUND | [7 empty] | Production Completed | Production Completed
ESI | 006 |  | ADG | OK |  |  | ADG | Data Enrichment | [10 empty] | Prority Items | 2024-01-30 | CYTOMED | 7736 | 515914 | 101-5000RFB | Iris Spare Parts | HIGH LEVEL CONTROL BOARD (HLCB) I-G (RFB ONLY, NEW NO LONGER AVAILABLE) | HIGH LEVEL CONTROL BOARD (HLCB) I-G (RFB ONLY, NEW NO LONGER AVAILABLE) | Beckman Coulter | - |  | - | - | Nos | - | - | Reagent | Service Type | - | - | - | DENTAL | - | Medical Equipment and Accessories and Supplies | Dental equipment and supplies | Dental fillers and finishing and polishing supplies | Dental finishing or polishing kits | - | Y | Y | Y | Y | - | - | - | - | - | Y | 180 | - | - | Active | - | - | N | N | - | - | - | - | - | - | - | - | - | - | - | A4649 | A4649 | 43003.522 |  |  |  | BECKMAN COULTER INC | BECKMAN COULTER INC | [18 empty] | 41115828 Urinalysis analyzer accessories or supplies |  | (RFB ONLY, NEW NO LONGER AVAILABLE) |  |  | BOARD | CONTROL | [10 empty] | HIGH LEVEL, I-G | [5 empty] | URL NOT FOUND | [7 empty] | Production Completed | Production Completed
ESI | 006 |  | ADG | OK |  |  | ADG | Data Enrichment | [10 empty] | Prority Items | 2024-01-30 | CYTOMED | 8016 | 516056 | 700-9005 | Iris Spare Parts | HMI/HMT Calibrator | HMI/HMT Calibrator | Beckman Coulter | - |  | - | - | Nos | - | - |  | Service | - | - | - | LABORATORY | - | Laboratory and Measuring and Observing and Testing Equipment | Measuring and observing and testing instruments | Manual test kits and quality controls and calibrators and standards | Microbiology or bacteriology quality controls or calibrators or standards | - | Y | Y | Y | Y | - | - | - | - | - | Y | 2000 | - | - | Active | - | - | Y | Y | - | - | - | - | - | - | - | - | - | - | - | A4649 | T5999 | 43066.6221 |  |  |  | BECKMAN COULTER INC | BECKMAN COULTER INC | [18 empty] | 41115828 Urinalysis analyzer accessories or supplies |  |  |  |  | CALIBRATOR | URINALYSIS | [10 empty] | HMI/HMT | [5 empty] | URL NOT FOUND | [7 empty] | Production Completed | Production Completed
ESI | 006 |  | ADG | OK |  |  | ADG | Data Enrichment | [10 empty] | Prority Items | 2024-01-30 | CYTOMED | 7674 | 513156 | B1015-15 | Microscan- Beckman Coulter - Consumables | HNID INDOLE REAGENT (30 CC) | HNID INDOLE REAGENT (30 CC) HNID Indole Reagent | Beckman Coulter | - | The Manufacturer/ Foreign | - | - | Each | - | - | Reagents Kit | Lab Reagent | - | - | - | DENTAL | - | Medical Equipment and Accessories and Supplies | Dental equipment and supplies | Dental materials | Dental obturating points | - | Y | Y | Y | Y | - | - | - | - | - | Y | 16 | - | - | Active | - | - | N | N | - | - | - | - | - | - | - | - | - | - | - | A4649 | T5999 | 42981.4636 | THE MANUFACTURER/ FOREIGN | THE MANUFACTURER/ FOREIGN |  | BECKMAN COULTER INC | BECKMAN COULTER INC | B1015-15 | [17 empty] | 41116011 Microbiology analyzer reagents |  |  |  |  | REAGENT | MICROBIOLOGY | MICROSCAN | HNID INDOLE | [5 empty] | 30ML | [8 empty] | https://www.beckmancoulter.com/products/part?partnumber=B1015-15 | [7 empty] | Production Completed | Production Completed