## Sheet1
Customer Code | Job No | Project | SE Code | SE Comments | CE Code | CE Comments | Production User | Activities | Sort Code | Sort Comment | QE Code | QE Comments | QA Code | QA Comments | DE Code | Corrected By | Start Date | Accepted Date | Batch | Quality A/R | Grihasoft Attribute Names | Original Slno | SLNO | Item | Item Group | Description | Secondary description | Manufacturer | Manufacturer catalog | Vendor | Vendor Catalog | Vendor Code | Buy UOM | Issue Uom | Price | Category | Sub cateogry | GTIN | GL Code | GL Code Description | Specilaity | Sub | Division | Level1 | Level2 | Level3 | User Item Type_1 | Inventory Item | Costing Enabled | Inventory Asset Value | Stocked | Inventory Planning Method | Replenishment Source Type | Planner | Minimum Min-Max Quantity | Maximum Min-Max Quantity | Purchased | List Price | Charge Dept/Cost Center | Lifecycle Phase | Item Status | Template Name | User Item Type | Lot Control | Lot User Defined | Lot Expiration Enabled | Lot Divisble | Starting Lot Prefix | Starting Lot Number | Serial Number Control | Starting Serial Prefix | Starting Serial Number | Cycle Count Enabled | Expense/Clearing Account | Asset Category | Item Description Update | HAAD Code | DHA Code | Item Creation Date | Griha_Vdr Name | Griha_Vdr Parent Name | GrihaVdrCat | Griha_Mfr Name | Griha_Mfr Parent Name | GrihaMfrCat | Ref Name | Ref Catalog | Ref # | UOM1 | Qty1 | UOM2 | Qty2 | UOM3 | Qty3 | UNSPSC Segment Code | UNSPSC Segment Description | UNSPSC Family Code | UNSPSC Family Description | UNSPSC Class Code | UNSPSC Class Description | UNSPSC Commodity Code | UNSPSC Commodity Description | Unspsc 25 Version | Long Description | Miscellaneous_1 | Short 40 Description | Len | Name | Type | Brandname | Composition | Age | Gender | Size | Primary Dimensions | Secondary Dimensions | Volume | Weight | Location | Properties | Sterile_NonSterile | Latex_LatexFree | Disposable_Reusable | Color | Miscellaneous | URL | Validation Comments | Packaging Comments | Classificaion Comments | Griha Comments | Potential Duplicate | Description Duplicate | Remarks | Status | Production Comments
ESI | 006 |  | ADG | OK |  |  | ADG | Data Enrichment | [10 empty] | Prority Items | 1st feb | CYTOMED | 7898 | 513216 | 101-7050 | Iris Spare Parts | MEC BOARD, new code B75855 | MEC BOARD New code 2016 : B75855 | Beckman Coulter | - | The Manufacturer/ Foreign | - | - | Nos | - | - | Spare Part | Service Type | - | - | - | STATIONERY | - | NMC-Default | Na | NA | NA | - | Y | Y | Y | Y | - | - | - | - | - | Y | 65.5 | - | - | Active | - | - | N | N | - | - | - | - | - | - | - | - | - | - | - | - | - | 43040.5043 | THE MANUFACTURER/ FOREIGN | THE MANUFACTURER/ FOREIGN |  | BECKMAN COULTER INC | BECKMAN COULTER INC | 101-7050 | BECKMAN | 101-7050 | 1017050 | [14 empty] | 41115828 Urinalysis analyzer accessories or supplies |  |  |  |  | BOARD | CONTROLLER | [10 empty] | MASTER EMBEDDED, WITH FIRMWARE 2.5.6, FOR VIP OR 2G | [5 empty] | https://www.partssource.com/parts/beckman-coulter/B75855 |  | Pkg Not Validated |  |  |  | Description Duplicate |  | Production Completed | Production Completed
ESI | 006 |  | ADG | OK |  |  | ADG | Data Enrichment | [10 empty] | Prority Items | 1st feb | CYTOMED | 7727 | 513181 | 210-3005 | Iris Spare Parts | Monitor 17" Flat, Touch Screen | Monitor 17" Flat, Touch Screen | Beckman Coulter | - | The Manufacturer/ Foreign | - | - | Nos | - | - | Device accessory | Service Type | - | - | - | LABORATORY | - | Laboratory and Measuring and Observing and Testing Equipment | Measuring and observing and testing instruments | Manual test kits and quality controls and calibrators and standards | Microbiology or bacteriology test kits or supplies | - | Y | Y | Y | Y | - | - | - | - | - | Y | 290 | - | - | Active | - | - | Y | Y | - | - | - | - | - | - | - | - | - | - | - | A4649 | A4649 | 42998.7221 | THE MANUFACTURER/ FOREIGN | THE MANUFACTURER/ FOREIGN |  | BECKMAN COULTER INC | BECKMAN COULTER INC | 210-3005 | BECKMAN | 210-3005 | 2103005 | [14 empty] | 41115828 Urinalysis analyzer accessories or supplies |  |  |  |  | MONITOR | ANALYZER | [5 empty] | 17IN |  |  |  |  | FLAT, TOUCH SCREEN | [5 empty] | URL NOT FOUND |  | Pkg Not Validated | [5 empty] | Production Completed | Production Completed
ESI | 006 |  | ADG | OK |  |  | ADG | Data Enrichment | [10 empty] | Prority Items | 1st feb | CYTOMED | 8129 | 516093 | 692-3084 | Iris - IQ 200 spare parts | MOUNTHSHOCK,5.1#COMP2.6#SHEAR (OBA BLUE ANTIVIBRATION) | MOUNTHSHOCK,5.1#COMP2.6#SHEAR (OBA BLUE ANTIVIBRATION) | Beckman Coulter | - |  | - | - | Nos | - | - | Spare Part | Service Type | - | - | - | OPHTHALMOLOGY | - | Medical Equipment and Accessories and Supplies | Surgical products | Surgical implants and expanders and extenders and surgical wires and related products | Intraocular lens IOL | - | Y | Y | Y | Y | - | - | - | - | - | Y | 560 | - | - | Active | - | - | Y | Y | - | - | - | - | - | - | - | - | - | - | - | C1780 | C1780 | 43100.4484 |  |  |  | BECKMAN COULTER INC | BECKMAN COULTER INC | 692-3084 | BECKMAN | 692-3084 | 6923084 | [14 empty] | 41115828 Urinalysis analyzer accessories or supplies |  |  |  |  | MOUNT | SHEAR | IQ200 | [9 empty] | 5.1, COMP 2.6, SHEAR, OBA BLUE ANTIVIBRATION | [5 empty] | https://www.partssource.com/parts/beckman-coulter/6923084 |  | Pkg Not Validated | [5 empty] | Production Completed | Production Completed
ESI | 006 |  | ADG | OK |  |  | ADG | Data Enrichment | [10 empty] | Prority Items | 1st feb | CYTOMED | 8176 | 513411 | 725-7221 | Iris - i Chem Velocity Spare parts | MAGNET, POLARITY IDENTIFICATION, EXTRACTOR | MAGNET, POLARITY IDENTIFICATION, EXTRACTOR | Beckman Coulter | - | The Manufacturer/ Foreign | - | - | Nos | - | - | Spare Part | Service Type | - | - | - | GENERAL MEDICAL CONSUMABLES | - | Medical Equipment and Accessories and Supplies | Surgical products | Surgical equipment and accessories and related products | Surgical lasers or accessories | - | Y | Y | Y | Y | - | - | - | - | - | Y | 4930 | - | - | Active | - | - | Y | Y | - | - | - | - | - | - | - | - | - | - | - | C1885 | A4649 | 43118.5054 | THE MANUFACTURER/ FOREIGN | THE MANUFACTURER/ FOREIGN |  | BECKMAN COULTER INC | BECKMAN COULTER INC | 725-7221 | BECKMAN | 725-7221 | 7257221 | [14 empty] | 41115828 Urinalysis analyzer accessories or supplies |  |  |  |  | MAGNET | ANALYZER | ICHEM VELOCITY | [9 empty] | POLARITY IDENTIFICATION, EXTRACTOR | [5 empty] | URL NOT FOUND |  | Pkg Not Validated | [5 empty] | Production Completed | Production Completed
ESI | 006 |  | ADG | OK |  |  | ADG | Data Enrichment | [10 empty] | Prority Items | 1st feb | CYTOMED | 7758 | 515931 | 700-7518S | Iris Spare Parts | MISCELLANEA IWASH CAP AND FILTER ASSEMBLY | MISCELLANEA IWASH CAP AND FILTER ASSEMBLY | Beckman Coulter | - |  | - | - | Nos | - | - | Spare Part | Service Type | - | - | - | LABORATORY | - | Laboratory and Measuring and Observing and Testing Equipment | Measuring and observing and testing instruments | Manual test kits and quality controls and calibrators and standards | Microbiology or bacteriology identification or sensitivity disks or panels | - | Y | Y | Y | Y | - | - | - | - | - | Y | 35 | - | - | Active | - | - | Y | Y | - | - | - | - | - | - | - | - | - | - | - | A4649 | A4649 | 43006.6679 |  |  |  | BECKMAN COULTER INC | BECKMAN COULTER INC | 700-7518S | BECKMAN | 700-7518S | 7007518S | [14 empty] | 41115828 Urinalysis analyzer accessories or supplies |  | MISCELLANEA |  |  | ASSEMBLY | ANALYZER | IWASH | [9 empty] | CAP AND FILTER | [5 empty] | https://www.zauba.com/import-iwash-hs-code.html |  | Pkg Not Validated | [5 empty] | Production Completed | Production Completed
ESI | 006 |  | ADG | OK |  |  | ADG | Data Enrichment | [10 empty] | Prority Items | 1st feb | CYTOMED | 7677 | 513159 | B1010-40 | Microscan- Beckman Coulter - Consumables | MINERAL OIL 60ML | MINERAL OIL 60ML | Beckman Coulter | - | The Manufacturer/ Foreign | - | - | Each | - | - | Reagent | Lab Reagent | - | - | - | DENTAL | - | Medical Equipment and Accessories and Supplies | Dental equipment and supplies | Dental materials | Dental absorbent points | - | Y | Y | Y | Y | - | - | - | - | - | Y | 16 | - | - | Active | - | - | N | N | - | - | - | - | - | - | - | - | - | - | - | A4649 | A4649 | 42981.5102 | THE MANUFACTURER/ FOREIGN | THE MANUFACTURER/ FOREIGN |  | BECKMAN COULTER INC | BECKMAN COULTER INC | B1010-40 | BECKMAN | B1010-40 | B101040 | EA | 1 | [12 empty] | 41116130 Microbiology or bacteriology reagents or solutions or stains |  |  |  |  | REAGENT | MICROBIOLOGY | MICROSCAN | MINERAL OIL | [5 empty] | 60ML | [8 empty] | https://www.beckmancoulter.com/products/part?partnumber=B1010-40 |  | Pkging From Input | [5 empty] | Production Completed | Production Completed
ESI | 006 |  | ADG | OK |  |  | ADG | Data Enrichment | [10 empty] | Prority Items | 1st feb | CYTOMED | 7690 | 513172 | B1010-40A | Microscan- Beckman Coulter - Consumables | Mineral Oil (250 mL) | Mineral Oil (250 mL) | Beckman Coulter | - | The Manufacturer/ Foreign | - | - | Each | - | - | Reagent | Consumables | - | - | - | SUTURE | - | Medical Equipment and Accessories and Supplies | Wound care products | Suture and related products | Suture | - | Y | Y | Y | Y | - | - | - | - | - | Y | 220 | - | - | Active | - | - | Y | Y | - | - | - | - | - | - | - | - | - | - | - | A4649 | A4649 | 42984.3818 | THE MANUFACTURER/ FOREIGN | THE MANUFACTURER/ FOREIGN |  | BECKMAN COULTER INC | BECKMAN COULTER INC | B1010-40A | BECKMAN | B1010-40A | B101040A | EA | 1 | [12 empty] | 41116130 Microbiology or bacteriology reagents or solutions or stains |  |  |  |  | REAGENT | MICROBIOLOGY | MICROSCAN | MINERAL OIL | [5 empty] | 250ML | [8 empty] | https://www.beckmancoulter.com/products/part?partnumber=B1010-40A |  | Pkging From Input | [5 empty] | Production Completed | Production Completed
ESI | 006 |  | ADG | OK |  |  | ADG | Data Enrichment | [10 empty] | Prority Items | 1st feb | CYTOMED | 7679 | 513161 | B1015-25 | Microscan- Beckman Coulter - Consumables | MH Broth with Lysed Horse Blood for Strep testing | MH Broth with Lysed Horse Blood for Strep testing | Beckman Coulter | - | The Manufacturer/ Foreign | - | - | Each | - | - | Reagents Kit | Kit | - | - | - | CATHLAB | - | Medical Equipment and Accessories and Supplies | Medical diagnostic imaging and nuclear medicine products | Vascular imaging and interventional cardiology and cardiac catheterization lab products | Vascular imaging guidewire | - | Y | Y | Y | Y | - | - | - | - | - | Y | 100 | - | - | Active | - | - | Y | Y | - | - | - | - | - | - | - | - | - | - | - | C1769 | C1769 | 42981.5283 | THE MANUFACTURER/ FOREIGN | THE MANUFACTURER/ FOREIGN |  | BECKMAN COULTER INC | BECKMAN COULTER INC | B1015-25 | BECKMAN | B1015-25 | B101525 | EA | 1 | [12 empty] | 41106212 Media ingredients or additives for bacteria |  |  |  |  | MEDIA | CULTURE | MICROSCAN | MH BROTH | [8 empty] | WITH LYSED HORSE BLOOD FOR STREP TESTING | [5 empty] | https://www.beckmancoulter.com/products/part?partnumber=B1015-25 |  | Pkging From Input | [5 empty] | Production Completed | Production Completed
ESI | 006 |  | ADG | OK |  |  | ADG | Data Enrichment | [10 empty] | Prority Items | 1st feb | CYTOMED | 7675 | 513157 | B1015-26 | Microscan- Beckman Coulter - Consumables | MicroScan HTM Haemophilus Test Medium Broth, 25 ml | MicroScan HTM Haemophilus Test Medium Broth, 25 ml HTM (HAEM.TEST MED.)BROTH,25ML (10) | Beckman Coulter | - | The Manufacturer/ Foreign | - | - | Kit | - | - | Reagents Kit | Lab Reagent | - | - | - | OPHTHALMOLOGY | - | Medical Equipment and Accessories and Supplies | Surgical products | Surgical implants and expanders and extenders and surgical wires and related products | Intraocular lens IOL | - | Y | Y | Y | Y | - | - | - | - | - | Y | 570 | - | - | Active | - | - | Y | Y | - | - | - | - | - | - | - | - | - | - | - | C1780 | C1780 | 42981.4835 | THE MANUFACTURER/ FOREIGN | THE MANUFACTURER/ FOREIGN |  | BECKMAN COULTER INC | BECKMAN COULTER INC | B1015-26 | BECKMAN | B1015-26 | B101526 | KT | 1 | [12 empty] | 41106212 Media ingredients or additives for bacteria |  |  |  |  | MEDIA | CULTURE | MICROSCAN | HAEMOPHILUS TEST MEDIUM BROTH | [5 empty] | 25ML | [8 empty] | https://www.beckmancoulter.com/products/part?partnumber=B1015-26 |  | Pkging From Input | [5 empty] | Production Completed | Production Completed
ESI | 006 |  | ADG | OK |  |  | ADG | Data Enrichment | [10 empty] | Prority Items | 1st feb | CYTOMED | 7659 | 513141 | B1016-170 | Microscan- Beckman Coulter - Consumables | MICROSTREP PLUS 6 | MICROSTREP PLUS 6 | Beckman Coulter | - | The Manufacturer/ Foreign | - | - | Each | - | - | Consumables | Service Type | - | - | - | LABORATORY | - | Laboratory and Measuring and Observing and Testing Equipment | Measuring and observing and testing instruments | Manual test kits and quality controls and calibrators and standards | Chemistry quality controls or calibrators or standards | - | Y | Y | Y | Y | - | - | - | - | - | Y | 0 | - | - | Active | - | - | Y | Y | - | - | - | - | - | - | - | - | - | - | - | A4649 | A4649 | 42975.7415 | THE MANUFACTURER/ FOREIGN | THE MANUFACTURER/ FOREIGN |  | BECKMAN COULTER INC | BECKMAN COULTER INC | B1016-170 | BECKMAN | B1016-170 | B1016170 | EA | 1 | [12 empty] | 41116131 Microbiology or bacteriology identification or sensitivity disks or panels |  |  |  |  | PANEL | MICROBIOLOGY TEST | MICROSCAN, MICROSTREP PLUS 6 | [15 empty] | https://www.beckmancoulter.com/products/part?partnumber=B1016-170 |  | Pkging From Input | [5 empty] | Production Completed | Production Completed
ESI | 006 |  | ADG | OK |  |  | ADG | Data Enrichment | [10 empty] | Prority Items | 1st feb | CYTOMED | 8029 | 513326 | B59044 | Iris Spare Parts | Monitor Touch Screen 17” | Monitor Touch Screen 17” | Beckman Coulter | - | The Manufacturer/ Foreign | - | - | Nos | - | - | Spare Part | Spare Parts | - | - | - | DERMATOLOGY/COSMETIC ITEMS | - | Apparel and Luggage and Personal Care Products | Personal care products | Bath and body | Facial care products | - | Y | Y | Y | Y | - | - | - | - | - | Y | 180 | - | - | Active | - | - | N | N | - | - | - | - | - | - | - | - | - | - | - | A4649 | A4649 | 43068.4952 | THE MANUFACTURER/ FOREIGN | THE MANUFACTURER/ FOREIGN |  | BECKMAN COULTER INC | BECKMAN COULTER INC | B59044 | BECKMAN | B59044 | B59044 | [14 empty] | 41115828 Urinalysis analyzer accessories or supplies |  |  |  |  | MONITOR | ANALYZER | [5 empty] | 17IN |  |  |  |  | TOUCH SCREEN | [5 empty] | https://www.ebay.com/itm/363311529309 |  | Pkg Not Validated | [5 empty] | Production Completed | Production Completed
ESI | 006 |  | ADG | OK |  |  | ADG | Data Enrichment | [10 empty] | Prority Items | 1st feb | CYTOMED | 8041 | 513338 | B75855 | Iris Spare Parts | Master Embedded Controller (MEC Board) , VIP or 2G | Master Embedded Controller (MEC Board) , VIP or 2G Old code : 101-7050 | Beckman Coulter | - | The Manufacturer/ Foreign | - | - | Nos | - | - | Spare Part | Not a Service | - | - | - | DENTAL | - | Medical Equipment and Accessories and Supplies | Dental equipment and supplies | Orthodontic and prosthodontic equipment and supplies | Orthodontic archwire | - | Y | Y | Y | Y | - | - | - | - | - | Y | 160 | - | - | Active | - | - | N | N | - | - | - | - | - | - | - | - | - | - | - | A4649 | T5999 | 43074.4462 | THE MANUFACTURER/ FOREIGN | THE MANUFACTURER/ FOREIGN |  | BECKMAN COULTER INC | BECKMAN COULTER INC | B75855 | BECKMAN | B75855 | B75855 | [14 empty] | 41115828 Urinalysis analyzer accessories or supplies |  |  |  |  | BOARD | CONTROLLER | [10 empty] | MASTER EMBEDDED, WITH FIRMWARE 2.5.6, FOR VIP OR 2G | [5 empty] | https://www.partssource.com/parts/beckman-coulter/B75855 |  | Pkg Not Validated |  |  |  | Description Duplicate |  | Production Completed | Production Completed
ESI | 006 |  | ADG | OK |  |  | ADG | Data Enrichment | [10 empty] | Prority Items | 1st feb | CYTOMED | 7830 | 513206 | B78202 | Iris Spare Parts | MOD.KIT STRIP PROVIDER MODULE UPGRADE | MOD.KIT STRIP PROVIDER MODULE UPGRADE New upgrade kits | Beckman Coulter | - | The Manufacturer/ Foreign | - | - | Nos | - | - | Spare Part | Service Type | - | - | - | GENERAL MEDICAL CONSUMABLES | - | Medical Equipment and Accessories and Supplies | Patient care and treatment products and supplies | Applicator swabs and cotton balls | Medicated applicators or absorbents | - | Y | Y | Y | Y | - | - | - | - | - | Y | 4 | - | - | Active | - | - | N | N | - | - | - | - | - | - | - | - | - | - | - | A5120 | A5120 | 43020.7273 | THE MANUFACTURER/ FOREIGN | THE MANUFACTURER/ FOREIGN |  | BECKMAN COULTER INC | BECKMAN COULTER INC | B78202 | BECKMAN | B78202 | B78202 | [14 empty] | 41115828 Urinalysis analyzer accessories or supplies |  | MOD |  |  | KIT | UPGRADE | [10 empty] | NEW, STRIP PROVIDER MODULE | [5 empty] | URL NOT FOUND |  | Pkg Not Validated | [5 empty] | Production Completed | Production Completed
ESI | 006 |  | ADG | OK |  |  | ADG | Data Enrichment | [10 empty] | Prority Items | 1st feb | CYTOMED | 7922 | 513238 | C01661 | Iris Spare Parts | Magnetic Latching Assembly Kit | Magnetic Latching Assembly Kit | Beckman Coulter | - | The Manufacturer/ Foreign | - | - | Nos | - | - | Spare Part | Service Type | - | - | - | DENTAL | - | Medical Equipment and Accessories and Supplies | Dental equipment and supplies | Dental materials | Dental obturating points | - | Y | Y | Y | Y | - | - | - | - | - | Y | 15 | - | - | Active | - | - | N | N | - | - | - | - | - | - | - | - | - | - | - | A4649 | A4649 | 43047.5392 | THE MANUFACTURER/ FOREIGN | THE MANUFACTURER/ FOREIGN |  | BECKMAN COULTER INC | BECKMAN COULTER INC | C01661 | BECKMAN | C01661 | C01661 | [14 empty] | 41115828 Urinalysis analyzer accessories or supplies |  |  |  |  | KIT | ASSEMBLY | [10 empty] | MAGNETIC LATCHING | [5 empty] | URL NOT FOUND |  | Pkg Not Validated | [5 empty] | Production Completed | Production Completed
ESI | 006 |  | ADG | OK |  |  | ADG | Data Enrichment | [10 empty] | Prority Items | 1st feb | CYTOMED | 7947 | 513263 | C04155 | Iris Spare Parts | MICRO NUDGER ASSEMBLY, Spare | MICRO NUDGER ASSEMBLY, Spare | Beckman Coulter | - | The Manufacturer/ Foreign | - | - | Nos | - | - | Spare Part | Service Type | - | - | - | DENTAL | - | Apparel and Luggage and Personal Care Products | Personal care products | Dental | Mouthwash | - | Y | Y | Y | Y | - | - | - | - | - | Y | 49.5 | - | - | Active | - | - | N | N | - | - | - | - | - | - | - | - | - | - | - | A4649 | A4649 | 43053.6665 | THE MANUFACTURER/ FOREIGN | THE MANUFACTURER/ FOREIGN |  | BECKMAN COULTER INC | BECKMAN COULTER INC | C04155 | BECKMAN | C04155 | C04155 | [14 empty] | 41115828 Urinalysis analyzer accessories or supplies |  | SPARE |  |  | ASSEMBLY | ANALYZER | [10 empty] | MICRO NUDGER | [5 empty] | URL NOT FOUND |  | Pkg Not Validated | [5 empty] | Production Completed | Production Completed
ESI | 006 |  | ADG | OK |  |  | ADG | Data Enrichment | [10 empty] | Prority Items | 1st feb | CYTOMED | 8375 | 513470 | C26614 | Beckman Coulter - AU Chemistry - Spare parts | main controller board in reagent drawer | main controller board in reagent drawer | Beckman Coulter | - | The Manufacturer/ Foreign | - | - | Kit | - | - | Spare Part | Spare Parts | - | - | - | DERMATOLOGY/COSMETIC ITEMS | - | Medical Equipment and Accessories and Supplies | Patient care and treatment products and supplies | Injection and aspiration needles and accessories | Injection and aspiration needles and accessories | - | Y | Y | Y | Y | - | - | - | - | - | Y | 100 | - | - | Active | - | - | N | N | - | - | - | - | - | - | - | - | - | - | - | A4215 | A4215 | 43173.7374 | THE MANUFACTURER/ FOREIGN | THE MANUFACTURER/ FOREIGN |  | BECKMAN COULTER INC | BECKMAN COULTER INC | C26614 | BECKMAN | C26614 | C26614 | KT | 1 | [12 empty] | 41115808 Chemistry analyzer accessories or supplies |  |  |  |  | BOARD | CONTROLLER | [10 empty] | MAIN, IN REAGENT DRAWER | [5 empty] | URL NOT FOUND |  | Pkging From Input | [5 empty] | Production Completed | Production Completed
ESI | 006 |  | ADG | OK |  |  | ADG | Data Enrichment | [10 empty] | Prority Items | 1st feb | CYTOMED | 8371 | 513466 | MA2213 | Beckman Coulter - AU Chemistry - Spare parts | MA2213 TUBE | MA2213 TUBE | Beckman Coulter | - | The Manufacturer/ Foreign | - | - | Nos | - | - | Spare Part | Spare Parts | - | - | - | DENTAL | - | Medical Equipment and Accessories and Supplies | Dental equipment and supplies | Dental and subspecialty instruments and devices | Dental files or rasps | - | Y | Y | Y | Y | - | - | - | - | - | Y | 47 | - | - | Active | - | - | N | N | - | - | - | - | - | - | - | - | - | - | - | A4649 | A4649 | 43173.5304 | THE MANUFACTURER/ FOREIGN | THE MANUFACTURER/ FOREIGN |  | BECKMAN COULTER INC | BECKMAN COULTER INC | MA2213 | BECKMAN | MA2213 | MA2213 | [14 empty] | 41115808 Chemistry analyzer accessories or supplies |  |  |  |  | TUBE | ANALYZER | [16 empty] | URL NOT FOUND |  | Pkg Not Validated | [5 empty] | Production Completed | Production Completed
ESI | 006 |  | ADG | OK |  |  | ADG | Data Enrichment | [10 empty] | Prority Items | 1st feb | CYTOMED | 8252 | 516132 | MB9348 | Beckman Coulter - AU Chemistry - Spare parts | MB9348 BELT |  | Beckman Coulter | - |  | - | - | Each | - | - | Spare Part | Service Type | - | - | - | CATHLAB | - | Medical Equipment and Accessories and Supplies | Medical diagnostic imaging and nuclear medicine products | Vascular imaging and interventional cardiology and cardiac catheterization lab products | Angioplasty balloon catheter | - | Y | Y | Y | Y | - | - | - | - | - | Y | 575 | - | - | Active | - | - | Y | Y | - | - | - | - | - | - | - | - | - | - | - | C1731 | C1725 | 43146.6229 |  |  |  | BECKMAN COULTER INC | BECKMAN COULTER INC | MB9348 | BECKMAN | MB9348 | MB9348 | EA | 1 | [12 empty] | 41115808 Chemistry analyzer accessories or supplies |  |  |  |  | BELT | ANALYZER | [10 empty] | FOR AU400 | [5 empty] | http://www.dommedical.com/Beckman-OLYMPUS-USA-Belt-PN-MB9348-for-Beckman-Olympus-AU400-New-Original--10546.html |  | Pkging From Input | [5 empty] | Production Completed | Production Completed
ESI | 006 |  | ADG | OK |  |  | ADG | Data Enrichment | [10 empty] | Prority Items | 1st feb | CYTOMED | 8265 | 516145 | MD2025 | Beckman Coulter - AU Chemistry - Spare parts | MD2025 DIAFRAGM |  | Beckman Coulter | - |  | - | - | Each | - | - | Spare Part | Service Type | - | - | - | ORTHOPAEDICS | - | Medical Equipment and Accessories and Supplies | Orthopedic surgical implants | Orthopedic trauma implants | Bone screw | - | Y | Y | Y | Y | - | - | - | - | - | Y | 380 | - | - | Active | - | - | N | N | - | - | - | - | - | - | - | - | - | - | - | C1713 | C1713 | 43151.5827 |  |  |  | BECKMAN COULTER INC | BECKMAN COULTER INC | MD2025 | BECKMAN | MD2025 | MD2025 | EA | 1 | [12 empty] | 41115808 Chemistry analyzer accessories or supplies |  | DIAFRAGM |  |  | VALVE | LIP | [10 empty] | FOR VACUUM PUMP | [5 empty] | https://mms.mckesson.com/product/920505/Beckman-Coulter-MD2025 |  | Pkging From Input | [5 empty] | Production Completed | Production Completed
ESI | 006 |  | ADG | OK |  |  | ADG | Data Enrichment | [10 empty] | Prority Items | 1st feb | CYTOMED | 8364 | 513459 | MD 7076 | Beckman Coulter - AU Chemistry - Spare parts | MD 7076 MIX GEAR SHAFT 0 | MD 7076 MIX GEAR SHAFT 0 | Beckman Coulter | - | The Manufacturer/ Foreign | - | - | Each | - | - | Spare Part | Spare Parts | - | - | - | GENERAL MEDICAL CONSUMABLES | - | Medical Equipment and Accessories and Supplies | Medical apparel and textiles | Surgical textiles | Surgical towels | - | Y | Y | Y | Y | - | - | - | - | - | Y | 320 | - | - | Active | - | - | N | N | - | - | - | - | - | - | - | - | - | - | - | A4649 | A4649 | 43173.3625 | THE MANUFACTURER/ FOREIGN | THE MANUFACTURER/ FOREIGN |  | BECKMAN COULTER INC | BECKMAN COULTER INC | MD 7076 | BECKMAN | MD 7076 | MD7076 | EA | 1 | [12 empty] | 41115808 Chemistry analyzer accessories or supplies |  |  |  |  | GEAR | ANALYZER | [10 empty] | 0, MIX, SHAFT, FOR AU680 | [5 empty] | http://www.dommedical.com/Beckman-OLYMPUS-Japan-Mix-gear-PN-MD7076-Chemistry-Analyzer-AU680-NEW-2613.html |  | Pkging From Input | [5 empty] | Production Completed | Production Completed
ESI | 006 |  | ADG | OK |  |  | ADG | Data Enrichment | [10 empty] | Prority Items | 1st feb | CYTOMED | 8270 | 516150 | MD 7078 | Beckman Coulter - AU Chemistry - Spare parts | MD 7078 GEAR 80 |  | Beckman Coulter | - |  | - | - | Each | - | - | Spare Part | Service Type | - | - | - | DENTAL | - | Medical Equipment and Accessories and Supplies | Dental equipment and supplies | Orthodontic and prosthodontic equipment and supplies | Dental hemostatic solutions | - | Y | Y | Y | Y | - | - | - | - | - | Y | 285 | - | - | Active | - | - | N | N | - | - | - | - | - | - | - | - | - | - | - | A4649 | A4649 | 43153.3874 |  |  |  | BECKMAN COULTER INC | BECKMAN COULTER INC | MD7078 | BECKMAN | MD7078 | MD7078 | EA | 1 | [12 empty] | 41115808 Chemistry analyzer accessories or supplies |  |  |  |  | GEAR | ANALYZER | [10 empty] | 80, FOR AU680 | [5 empty] | http://www.dommedical.com/Beckman-OLYMPUS-Japan-Gear-80-PN-MD7078-Chemistry-Analyzer-AU680-NEW-2615.html |  | Pkging From Input |  |  | Potential Duplicate |  |  | Production Completed | Production Completed
ESI | 006 |  | ADG | OK |  |  | ADG | Data Enrichment | [10 empty] | Prority Items | 1st feb | CYTOMED | 8261 | 516141 | MD7078 | Beckman Coulter - AU Chemistry - Spare parts | MD7078 GEAR 80 |  | Beckman Coulter | - |  | - | - | Each | - | - | Spare Part | Service Type | - | - | - | CSSD | - | Medical Equipment and Accessories and Supplies | Medical sterilization products | Sterilization wraps and packaging supplies | Sterilization pouches | - | Y | Y | Y | Y | - | - | - | - | - | Y | 56 | - | - | Active | - | - | N | N | - | - | - | - | - | - | - | - | - | - | - | A4328 | A4328 | 43150.7241 |  |  |  | BECKMAN COULTER INC | BECKMAN COULTER INC | MD7078 | BECKMAN | MD7078 | MD7078 | EA | 1 | [12 empty] | 41115808 Chemistry analyzer accessories or supplies |  |  |  |  | GEAR | ANALYZER | [10 empty] | 80, FOR AU680 | [5 empty] | http://www.dommedical.com/Beckman-OLYMPUS-Japan-Gear-80-PN-MD7078-Chemistry-Analyzer-AU680-NEW-2615.html |  | Pkging From Input |  |  | Potential Duplicate |  |  | Production Completed | Production Completed
ESI | 006 |  | ADG | OK |  |  | ADG | Data Enrichment | [10 empty] | Prority Items | 1st feb | CYTOMED | 8269 | 516149 | MD7079 | Beckman Coulter - AU Chemistry - Spare parts | MD7079 GEAR NEW 30 MF4325 |  | Beckman Coulter | - |  | - | - | Each | - | - | Spare Part | Service Type | - | - | - | GENERAL MEDICAL CONSUMABLES | - | Paper Materials and Products | Paper products | Printing and writing paper | Medical monitoring or tracing or recording paper | - | Y | Y | Y | Y | - | - | - | - | - | Y | 22 | - | - | Active | - | - | N | N | - | - | - | - | - | - | - | - | - | - | - | A4649 | A4649 | 43152.7617 |  |  |  | BECKMAN COULTER INC | BECKMAN COULTER INC | MD7079 | BECKMAN | MD7079 | MD7079 | EA | 1 | [12 empty] | 41115808 Chemistry analyzer accessories or supplies |  | MF4325 |  |  | GEAR | ANALYZER | [10 empty] | NEW, 30 | [5 empty] | URL NOT FOUND |  | Pkging From Input | [5 empty] | Production Completed | Production Completed
ESI | 006 |  | ADG | OK |  |  | ADG | Data Enrichment | [10 empty] | Prority Items | 1st feb | CYTOMED | 8264 | 516144 | MD7394 | Beckman Coulter - AU Chemistry - Spare parts | MD7394 SLIDER PLATE |  | Beckman Coulter | - |  | - | - | Each | - | - | Spare Part | Service Type | - | - | - | ORTHOPAEDICS | - | Medical Equipment and Accessories and Supplies | Orthopedic surgical implants | Orthopedic trauma implants | Bone screw | - | Y | Y | Y | Y | - | - | - | - | - | Y | 370 | - | - | Active | - | - | N | N | - | - | - | - | - | - | - | - | - | - | - | C1713 | C1713 | 43151.5732 |  |  |  | BECKMAN COULTER INC | BECKMAN COULTER INC | MD7394 | BECKMAN | MD7394 | MD7394 | EA | 1 | [12 empty] | 41115808 Chemistry analyzer accessories or supplies |  |  |  |  | PLATE | SLIDER | [16 empty] | URL NOT FOUND |  | Pkging From Input | [5 empty] | Production Completed | Production Completed
ESI | 006 |  | ADG | OK |  |  | ADG | Data Enrichment | [10 empty] | Prority Items | 1st feb | CYTOMED | 8271 | 516151 | MD7636 | Beckman Coulter - AU Chemistry - Spare parts | MD7636 AU600 S CUP 1 (WASH STATION) |  | Beckman Coulter | - |  | - | - | Each | - | - | Spare Part | Service Type | - | - | - | OPHTHALMOLOGY | - | Medical Equipment and Accessories and Supplies | Surgical products | Surgical implants and expanders and extenders and surgical wires and related products | Intraocular lens IOL | - | Y | Y | Y | Y | - | - | - | - | - | Y | 560 | - | - | Active | - | - | Y | Y | - | - | - | - | - | - | - | - | - | - | - | C1780 | C1780 | 43153.4287 |  |  |  | BECKMAN COULTER INC | BECKMAN COULTER INC | MD7636 | BECKMAN | MD7636 | MD7636 | EA | 1 | [12 empty] | 41115808 Chemistry analyzer accessories or supplies |  |  |  |  | CUP | ANALYZER | [10 empty] | SAMPLE,1, WASH STATION | [5 empty] | URL NOT FOUND |  | Pkging From Input | [5 empty] | Production Completed | Production Completed
ESI | 006 |  | ADG | OK |  |  | ADG | Data Enrichment | [10 empty] | Prority Items | 1st feb | CYTOMED | 8263 | 516143 | ME1626 | Beckman Coulter - AU Chemistry - Spare parts | ME1626 J BRUSH |  | Beckman Coulter | - |  | - | - | Each | - | - | Spare Part | Service Type | - | - | - | ORTHOPAEDICS | - | Medical Equipment and Accessories and Supplies | Orthopedic surgical implants | Orthopedic trauma implants | Bone plate | - | Y | Y | Y | Y | - | - | - | - | - | Y | 2830 | - | - | Active | - | - | N | N | - | - | - | - | - | - | - | - | - | - | - | C1713 | C1713 | 43151.5349 |  |  |  | BECKMAN COULTER INC | BECKMAN COULTER INC | ME1626 | BECKMAN | ME1626 | ME1626 | EA | 1 | [12 empty] | 41103912 Centrifuge brushes |  |  |  |  | BRUSH | CENTRIFUGE | [10 empty] | AUTO, J, FOR CHEMISTRY ANALYZER | [5 empty] | https://mms.mckesson.com/product/999820/Beckman-Coulter-ME1626 |  | Pkging From Input | [5 empty] | Production Completed | Production Completed
ESI | 006 |  | ADG | OK |  |  | ADG | Data Enrichment | [10 empty] | Prority Items | 1st feb | CYTOMED | 8313 | 516193 | ME 4305 | Beckman Coulter - AU Chemistry - Spare parts | ME 4305 / COOLANT |  | Beckman Coulter | - |  | - | - | Each | - | - | Spare Part | Service Type | - | - | - | OPHTHALMOLOGY | - | Medical Equipment and Accessories and Supplies | Surgical products | Surgical implants and expanders and extenders and surgical wires and related products | Intraocular lens IOL | - | Y | Y | Y | Y | - | - | - | - | - | Y | 560 | - | - | Active | - | - | Y | Y | - | - | - | - | - | - | - | - | - | - | - | C1780 | C1780 | 43164.643 |  |  |  | BECKMAN COULTER INC | BECKMAN COULTER INC | ME4305 | BECKMAN | ME4305 | ME4305 | EA | 1 | [12 empty] | 41115808 Chemistry analyzer accessories or supplies |  |  |  |  | COOLANT | ANALYZER | [10 empty] | FOR AU5400 | [5 empty] | https://www.beckmancoulter.com/products/part?partnumber=ME4305 |  | Pkging From Input |  |  | Potential Duplicate |  |  | Production Completed | Production Completed
ESI | 006 |  | ADG | OK |  |  | ADG | Data Enrichment | [10 empty] | Prority Items | 1st feb | CYTOMED | 8376 | 513471 | ME4305 | Beckman Coulter - AU Chemistry - Spare parts | ME4305 Coolant | ME4305 Coolant | Beckman Coulter | - | The Manufacturer/ Foreign | - | - | Nos | - | - | Spare Part | Spare Parts | - | - | - | STATIONERY | - | NMC-Default | Na | NA | NA | - | Y | Y | Y | Y | - | - | - | - | - | Y | 100 | - | - | Active | - | - | N | N | - | - | - | - | - | - | - | - | - | - | - | - | - | 43174.6706 | THE MANUFACTURER/ FOREIGN | THE MANUFACTURER/ FOREIGN |  | BECKMAN COULTER INC | BECKMAN COULTER INC | ME4305 | BECKMAN | ME4305 | ME4305 | [14 empty] | 41115808 Chemistry analyzer accessories or supplies |  |  |  |  | COOLANT | ANALYZER | [10 empty] | FOR AU5400 | [5 empty] | https://www.beckmancoulter.com/products/part?partnumber=ME4305 |  | Pkg Not Validated |  |  | Potential Duplicate |  |  | Production Completed | Production Completed
ESI | 006 |  | ADG | OK |  |  | ADG | Data Enrichment | [10 empty] | Prority Items | 1st feb | CYTOMED | 8251 | 516131 | ME4839 | Beckman Coulter - AU Chemistry - Spare parts | ME4839 BELT |  | Beckman Coulter | - |  | - | - | Each | - | - | Spare Part | Service Type | - | - | - | CATHLAB | - | Medical Equipment and Accessories and Supplies | Medical diagnostic imaging and nuclear medicine products | Vascular imaging and interventional cardiology and cardiac catheterization lab products | Coronary stent | - | Y | Y | Y | Y | - | - | - | - | - | Y | 3300 | - | - | Active | - | - | Y | Y | - | - | - | - | - | - | - | - | - | - | - | C1874 | A4649 | 43146.5425 |  |  |  | BECKMAN COULTER INC | BECKMAN COULTER INC | ME4839 | BECKMAN | ME4839 | ME4839 | EA | 1 | [12 empty] | 41115808 Chemistry analyzer accessories or supplies |  |  |  |  | BELT | ANALYZER | [16 empty] | https://www.volza.com/p/auto-belt/import/hsn-code-39269099/ |  | Pkging From Input | [5 empty] | Production Completed | Production Completed
ESI | 006 |  | ADG | OK |  |  | ADG | Data Enrichment | [10 empty] | Prority Items | 1st feb | CYTOMED | 8268 | 516148 | ME 4849 | Beckman Coulter - AU Chemistry - Spare parts | ME 4849 GEAR 82 |  | Beckman Coulter | - |  | - | - | Each | - | - | Spare Part | Service Type | - | - | - | GENERAL MEDICAL CONSUMABLES | - | Medical Equipment and Accessories and Supplies | Patient care and treatment products and supplies | Vision correction or cosmetic eyewear and related products | Contact lenses | - | Y | Y | Y | Y | - | - | - | - | - | Y | 4716.8 | - | - | Active | - | - | N | N | - | - | - | - | - | - | - | - | - | - | - | A4649 | A4649 | 43152.7472 |  |  |  | BECKMAN COULTER INC | BECKMAN COULTER INC | ME 4849 | BECKMAN | ME 4849 | ME4849 | EA | 1 | [12 empty] | 41115808 Chemistry analyzer accessories or supplies |  |  |  |  | GEAR | ANALYZER | [10 empty] | 82 | [5 empty] | https://www.scribd.com/document/654008964/7-M516-ibp |  | Pkging From Input | [5 empty] | Production Completed | Production Completed
ESI | 006 |  | ADG | OK |  |  | ADG | Data Enrichment | [10 empty] | Prority Items | 1st feb | CYTOMED | 8304 | 516184 | ME8477 | Beckman Coulter - AU Chemistry - Spare parts | ME8477 DIAPHRAGM |  | Beckman Coulter | - |  | - | - | Each | - | - | Spare Part | Service Type | - | - | - | DENTAL | - | Medical Equipment and Accessories and Supplies | Dental equipment and supplies | Dental materials | Dental materials | - | Y | Y | Y | Y | - | - | - | - | - | Y | 525 | - | - | Active | - | - | N | N | - | - | - | - | - | - | - | - | - | - | - | A4649 | A4649 | 43160.7043 |  |  |  | BECKMAN COULTER INC | BECKMAN COULTER INC | ME8477 | BECKMAN | ME8477 | ME8477 | EA | 1 | [12 empty] | 41115808 Chemistry analyzer accessories or supplies |  |  |  |  | DIAPHRAGM | ANALYZER |  | RUBBER | [14 empty] | https://www.aliexpress.com/item/32868742488.html |  | Pkging From Input | [5 empty] | Production Completed | Production Completed
ESI | 006 |  | ADG | OK |  |  | ADG | Data Enrichment | [10 empty] | Prority Items | 1st feb | CYTOMED | 8274 | 516154 | MF0198 | Beckman Coulter - AU Chemistry - Spare parts | MF0198 UPPER JOINT PART |  | Beckman Coulter | - |  | - | - | Each | - | - | Spare Part | Service Type | - | - | - | STATIONERY | - | NMC-Default | Na | NA | NA | - | Y | Y | Y | Y | - | - | - | - | - | Y | 60 | - | - | Active | - | - | N | N | - | - | - | - | - | - | - | - | - | - | - | - | - | 43156.6279 |  |  |  | BECKMAN COULTER INC | BECKMAN COULTER INC | MF0198 | BECKMAN | MF0198 | MF0198 | EA | 1 | [12 empty] | 41115808 Chemistry analyzer accessories or supplies |  |  |  |  | CONNECTOR | ANALYZER | [10 empty] | UPPER JOINT PART | [5 empty] | URL NOT FOUND |  | Pkging From Input | [5 empty] | Production Completed | Production Completed
ESI | 006 |  | ADG | OK |  |  | ADG | Data Enrichment | [10 empty] | Prority Items | 1st feb | CYTOMED | 8275 | 516155 | MF0199 | Beckman Coulter - AU Chemistry - Spare parts | MF0199 LOWER JOINT PART |  | Beckman Coulter | - |  | - | - | Each | - | - | Spare Part | Service Type | - | - | - | DERMATOLOGY/COSMETIC ITEMS | - | Apparel and Luggage and Personal Care Products | Personal care products | Bath and body | Cosmetics | - | Y | Y | Y | Y | - | - | - | - | - | Y | 560 | - | - | Active | - | - | N | N | - | - | - | - | - | - | - | - | - | - | - | A4649 | A4649 | 43156.7011 |  |  |  | BECKMAN COULTER INC | BECKMAN COULTER INC | MF0199 | BECKMAN | MF0199 | MF0199 | EA | 1 | [12 empty] | 41115808 Chemistry analyzer accessories or supplies |  |  |  |  | CONNECTOR | ANALYZER | [10 empty] | LOWER JOINT PART | [5 empty] | URL NOT FOUND |  | Pkging From Input | [5 empty] | Production Completed | Production Completed
ESI | 006 |  | ADG | OK |  |  | ADG | Data Enrichment | [10 empty] | Prority Items | 1st feb | CYTOMED | 8306 | 516186 | MF0261 | Beckman Coulter - AU Chemistry - Spare parts | MF0261 O RING |  | Beckman Coulter | - |  | - | - | Each | - | - | Spare Part | Service Type | - | - | - | GENERAL MEDICAL CONSUMABLES | - | Medical Equipment and Accessories and Supplies | Medical apparel and textiles | Medical gloves and accessories | Surgical gloves | - | Y | Y | Y | Y | - | - | - | - | - | Y | 200 | - | - | Active | - | - | N | N | - | - | - | - | - | - | - | - | - | - | - | A4930 | A4930 | 43163.5036 |  |  |  | BECKMAN COULTER INC | BECKMAN COULTER INC | MF0261 | BECKMAN | MF0261 | MF0261 | EA | 1 | [12 empty] | 41115808 Chemistry analyzer accessories or supplies |  |  |  |  | O-RING | ANALYZER | [16 empty] | https://www.aliexpress.us/item/2255800384495370.html?gatewayAdapt=isr2usa4itemAdapt |  | Pkging From Input | [5 empty] | Production Completed | Production Completed
ESI | 006 |  | ADG | OK |  |  | ADG | Data Enrichment | [10 empty] | Prority Items | 1st feb | CYTOMED | 8247 | 516127 | MF4326 | Beckman Coulter - AU Chemistry - Spare parts | MOTOR GEAR |  | Beckman Coulter | - |  | - | - | Each | - | - | Spare Part | Service Type | - | - | - | CATHLAB | - | Medical Equipment and Accessories and Supplies | Medical diagnostic imaging and nuclear medicine products | Vascular imaging and interventional cardiology and cardiac catheterization lab products | Coronary stent | - | Y | Y | Y | Y | - | - | - | - | - | Y | 4400 | - | - | Active | - | - | Y | Y | - | - | - | - | - | - | - | - | - | - | - | C1874 | C1874 | 43146.4158 |  |  |  | BECKMAN COULTER INC | BECKMAN COULTER INC | MF4326 | BECKMAN | MF4326 | MF4326 | EA | 1 | [12 empty] | 41115808 Chemistry analyzer accessories or supplies |  |  |  |  | GEAR | ANALYZER | [10 empty] | MOTOR, FOR AU2700 | [5 empty] | http://www.dommedical.com/Beckman-OLYMPUS-Japan-Motor-Gear-MF4326-Chemistry-Analyzer-AU2700-NEW-3493.html |  | Pkging From Input | [5 empty] | Production Completed | Production Completed
ESI | 006 |  | ADG | OK |  |  | ADG | Data Enrichment | [10 empty] | Prority Items | 1st feb | CYTOMED | 8239 | 516119 | MU3755 | Beckman Coulter - AU Chemistry - Spare parts | MOTOR ASSY |  | Beckman Coulter | - |  | - | - | Each | - | - | Spare Part | Service Type | - | - | - | ORTHOPAEDICS | - | Medical Equipment and Accessories and Supplies | Orthopedic surgical implants | Hip joint implants | Femoral head | - | Y | Y | Y | Y | - | - | - | - | - | Y | 4924 | - | - | Active | - | - | N | N | - | - | - | - | - | - | - | - | - | - | - | C1776 | C1776 | 43143.7023 |  |  |  | BECKMAN COULTER INC | BECKMAN COULTER INC | MU3755 | BECKMAN | MU3755 | MU3755 | EA | 1 | [12 empty] | 41115808 Chemistry analyzer accessories or supplies |  |  |  |  | ASSEMBLY | MOTOR | [10 empty] | FOR AU2700 | [5 empty] | http://www.dommedical.com/search.php?category=0&language=2&searchText=olympus&searchBtn=%E6%90%9C+%E7%B4%A2&NowPage=36 |  | Pkging From Input | [5 empty] | Production Completed | Production Completed
ESI | 006 |  | ADG | OK |  |  | ADG | Data Enrichment | [10 empty] | Prority Items | 1st feb | CYTOMED | 8235 | 516115 | MU826700 | Beckman Coulter - AU Chemistry - Spare parts | MIXING ROD (3PCS/SET)-L SHAPE |  | Beckman Coulter | - |  | - | - | Each | - | - | Spare Part | Service Type | - | - | - | CATHLAB | - | Medical Equipment and Accessories and Supplies | Medical diagnostic imaging and nuclear medicine products | Vascular imaging and interventional cardiology and cardiac catheterization lab products | Angioplasty balloon catheter | - | Y | Y | Y | Y | - | - | - | - | - | Y | 5500 | - | - | Active | - | - | Y | Y | - | - | - | - | - | - | - | - | - | - | - | C1731 | C1731 | 43138.6525 |  |  |  | BECKMAN COULTER INC | BECKMAN COULTER INC | MU826700 | BECKMAN | MU826700 | MU826700 | ST | 1 | PC | 3 | [10 empty] | 41115808 Chemistry analyzer accessories or supplies |  |  |  |  | ROD | MIXING | [10 empty] | L SHAPE | [5 empty] | https://mms.mckesson.com/product/727455/Beckman-Coulter-MU826700 |  | Pkg Validated from Website | [5 empty] | Production Completed | Production Completed
ESI | 006 |  | ADG | OK |  |  | ADG | Data Enrichment | [10 empty] | Prority Items | 1st feb | CYTOMED | 8447 | 516224 | OSR6189 | AU Chemistry - Beckman Coulter | MAGNESIUM, 4 x 40 mL R1 | MAGNESIUM, 4 x 40 mL R1 | Beckman Coulter | - |  | - | - | Kit | - | - | Reagents Kit | Kit | - | - | - | GENERAL ITEM | - | NMC-Default | Na | NA | NA | - | Y | Y | Y | Y | - | - | - | - | - | Y | 17 | - | - | Active | - | - | N | N | - | - | - | - | - | - | - | - | - | - | - | - | - | 43187.47 |  |  |  | BECKMAN COULTER INC | BECKMAN COULTER INC | OSR6189 | BECKMAN | OSR6189 | OSR6189 | EA | 1 | BX | 4 | [10 empty] | 41116004 Chemistry analyzer reagents |  |  |  |  | REAGENT | CHEMISTRY |  | MAGNESIUM | [5 empty] | 40ML | [8 empty] | https://www.beckmancoulter.com/products/part?partnumber=OSR6189 |  | Pkg Validated from Website | [5 empty] | Production Completed | Production Completed
ESI | 006 |  | ADG | OK |  |  | ADG | Data Enrichment | [7 empty] | priority |  |  |  | 1st feb | CYTOMED | 22275 | 514365 | MLL9601 | Al Nawras Medi-Lab | Multiplate™ Low-Profile 96-Well Unskirted PCR Plates | Multiplate™ Low-Profile 96-Well Unskirted PCR Plates Pkg of 25, clear PCR plate, one-component polypropylene, can be cut for fewer samples Brand: Bio-Rad | Local Supplier | - | The Manufacturer/ Foreign | - | - | Nos | - | - | Consumables | Service Type | - | - | - | CATHLAB | - | Medical Equipment and Accessories and Supplies | Medical diagnostic imaging and nuclear medicine products | Vascular imaging and interventional cardiology and cardiac catheterization lab products | Diagnostic or interventional vascular catheters or sets | - | Y | Y | Y | Y | - | - | - | - | - | Y | 1040 | - | - | Active | - | - | Y | Y | - | - | - | - | - | - | - | - | - | - | - | C1731 | C1731 | 44888.4404 | THE MANUFACTURER/ FOREIGN | THE MANUFACTURER/ FOREIGN |  | BIO RAD LABORATORIES INC | BIO RAD LABORATORIES INC | MLL9601 | BIO RAD | MLL9601 | MLL9601 | EA | 1 | PK | 24 | [10 empty] | 41113036 Microplates |  | can be cut for fewer samples |  |  | PLATE | PCR | MULTIPLATE | POLYPROPYLENE |  |  |  | 15.5MM |  |  |  |  | 96 WELL, LOW PROFILE, UNSKIRTED |  |  |  | CLEAR |  | https://www.bio-rad.com/en-in/sku/MLL9601-multiplate-96-well-pcr-plates-low-profile-unskirted-clear?ID=MLL9601 |  | Pkg Validated from Website | [5 empty] | Production Completed | Production Completed
ESI | 006 |  | ADG | OK |  |  | ADG | Data Enrichment | [7 empty] | priority |  |  |  | 1st feb | CYTOMED | 22276 | 514366 | MSA5001 | Al Nawras Medi-Lab | Microseal® 'A' Film | Microseal® 'A' Film Pkg of 50, nonadhesive sealing film for PCR plates and tubes Brand name: bio-rad | Local Supplier | - | The Manufacturer/ Foreign | - | - | Nos | - | - | Consumables | Service Type | - | - | - | CATHLAB | - | Medical Equipment and Accessories and Supplies | Medical diagnostic imaging and nuclear medicine products | Vascular imaging and interventional cardiology and cardiac catheterization lab products | Diagnostic or interventional vascular catheter introducers or sets | - | Y | Y | Y | Y | - | - | - | - | - | Y | 720 | - | - | Active | - | - | N | N | - | - | - | - | - | - | - | - | - | - | - | A4649 | A4649 | 44888.4421 | THE MANUFACTURER/ FOREIGN | THE MANUFACTURER/ FOREIGN |  | BIO RAD LABORATORIES INC | BIO RAD LABORATORIES INC | MSA5001 | BIO RAD | MSA5001 | MSA5001 | EA | 1 | PK | 50 | [10 empty] | 41122410 Laboratory sealing film |  |  |  |  | FILM | SEALING | MICROSEAL | [9 empty] | NON ADHESIVE, PRESSURE SEALING, FOR PCR PLATE AND TUBE | [5 empty] | https://www.googleadservices.com/pagead/aclk?sa=L&ai=DChcSEwiyndLF7IWEAxUmxUwCHUL3CfcYABABGgJ0bQ&ase=2&gclid=Cj0KCQiA2eKtBhDcARIsAEGTG41x7GRdtYIR8VHmOsKwMTxoPBOl3o4LqTW7m7-QTrfKNew6NrQjsk4aAmsVEALw_wcB&ohost=www.google.com&cid=CAESVuD2OK2fPdD9HA2n9gwPorgLwzUKqnqy91adxuf2vDlvXU1cV0pM4bGDoDgwl6rMQt767hrnyEfSLwcsFtT0jNvlqki7iSwa2TJayt4sljXBDk7EYML-&sig=AOD64_2imnEZTPzrmt4H96O-CuWQFYFHLw&q&nis=4&adurl&ved=2ahUKEwj_0MnF7IWEAxVcklYBHewiDuQQ0Qx6BAgPEAE |  | Pkg Validated from Website | [5 empty] | Production Completed | Production Completed
ESI | 006 |  | ADG | MFR CHANGED |  |  | ADG | Data Enrichment | [7 empty] | priority |  |  |  | 1st feb | CYTOMED | 22274 | 506354 | TRC0501 | Al Nawras Medi-Lab | 96-Place Racks - TRC0501 | 96-Place Racks - TRC0501 Pkg of 5, rack for PCR tubes and unskirted microplates, with covers assorted colors Brand: Bio Rad | Local Supplier | - | Al Nawras Medi-Lab | - | - | Nos | - | - | Consumables | Service Type | - | - | - | OPERATION THEATRE | - | Medical Equipment and Accessories and Supplies | Surgical products | Surgical cutting instruments and snares and related products | Surgical scalpels or knives or blades or trephines or accessories | - | Y | Y | Y | Y | - | - | - | - | - | Y | 1000 | - | - | Active | - | - | N | N | - | - | - | - | - | - | - | - | - | - | - | A4649 | A4649 | 44888.3918 | AL NAWRAS MEDI-LAB | AL NAWRAS MEDI-LAB |  | BIO RAD LABORATORIES INC | BIO RAD LABORATORIES INC | TRC0501 | BIO RAD | TRC0501 | TRC0501 | EA | 1 | PK | 5 | [10 empty] | 41122804 Test tube racks |  |  |  |  | RACK | TUBE | [10 empty] | 96 PLACE, WITH COVER, ASSORTED COLOR, FOR PCR UNSKIRTED PLATE | [5 empty] | https://www.bio-rad.com/en-us/sku/TRC0501-96-place-racks-with-covers-for-pcr-tubes-plates-assorted-colors?ID=TRC0501 |  | Pkg Validated from Website | [5 empty] | Production Completed | Production Completed
ESI | 006 |  | ADG | OK |  |  | ADG | Data Enrichment | [7 empty] | priority |  |  |  | 1st feb | CYTOMED | 8914 | 513574 | 25-0051 | Biologix Reasearch Company | Sterile Solution Basins | Sterile Solution Basins | Biologix | - | The Manufacturer/ Foreign | - | - | Nos | - | - | Consumables | Service Type | - | - | - | GENERAL MEDICAL CONSUMABLES | - | Medical Equipment and Accessories and Supplies | Surgical products | Surgical support supplies | Surgical prep scrub or paint solutions | - | Y | Y | Y | Y | - | - | - | - | - | Y | 25 | - | - | Active | - | - | Y | Y | - | - | - | - | - | - | - | - | - | - | - | A4649 | A4649 | 43289.6878 | THE MANUFACTURER/ FOREIGN | THE MANUFACTURER/ FOREIGN |  | BIOLOGIX REASEARCH COMPANY | BIOLOGIX REASEARCH COMPANY | 25-0051 | BIOLOGIX | 25-0051 | 250051 | [14 empty] | 41122800 Laboratory stands and racks and trays |  |  |  |  | BASIN | SOLUTION | [11 empty] | STERILE |  |  |  |  | https://biologixgroup.com/m/goods.php?id=8 |  | Pkg Not Validated | [5 empty] | Production Completed | Production Completed
ESI | 006 |  | ADG | OK |  |  | ADG | Data Enrichment | [7 empty] | priority |  |  |  | 1st feb | CYTOMED | 8906 | 513566 | 41-1002 | Biologix Reasearch Company | Histology/Tissue Processing Cassettes-Pink | Histology/Tissue Processing Cassettes-Pink | Biologix | - | The Manufacturer/ Foreign | - | - | Nos | - | - | Consumables | Service Type | - | - | - | GENERAL MEDICAL CONSUMABLES | - | Apparel and Luggage and Personal Care Products | Clothing | Undergarments | Underpants | - | Y | Y | Y | Y | - | - | - | - | - | Y | 1.8 | - | - | Active | - | - | N | N | - | - | - | - | - | - | - | - | - | - | - | A4649 | A4649 | 43286.4855 | THE MANUFACTURER/ FOREIGN | THE MANUFACTURER/ FOREIGN |  | BIOLOGIX REASEARCH COMPANY | BIOLOGIX REASEARCH COMPANY | 41-1002 | BIOLOGIX | 41-1002 | 411002 | PC | 1 | PK | 500 | CA | 1000 | [8 empty] | 41102920 Histology tissue cassettes |  |  |  |  | CASSETTE | BIOPSY | [10 empty] | STRIP HOLE, TISSUE PROCESSING |  |  |  | PINK |  | https://www.infiltraco.com/pdf/Biologix%20Research.pdf |  | Pkg Validated from Website | [5 empty] | Production Completed | Production Completed
ESI | 006 |  | ADG | OK |  |  | ADG | Data Enrichment | [7 empty] | priority |  |  |  | 1st feb | CYTOMED | 8903 | 513563 | 41-2001 | Biologix Reasearch Company | Biopsy Processing Cassettes-White | Biopsy Processing Cassettes-White | Biologix | - | The Manufacturer/ Foreign | - | - | Nos | - | - | Consumables | Service Type | - | - | - | ORTHOPAEDICS | - | Medical Equipment and Accessories and Supplies | Orthopedic surgical implants | Orthopedic trauma implants | Orthopedic trauma implants | - | Y | Y | Y | Y | - | - | - | - | - | Y | 2138 | - | - | Active | - | - | N | N | - | - | - | - | - | - | - | - | - | - | - | C1776 | N/A | 43286.4572 | THE MANUFACTURER/ FOREIGN | THE MANUFACTURER/ FOREIGN |  | BIOLOGIX REASEARCH COMPANY | BIOLOGIX REASEARCH COMPANY | 41-2001 | BIOLOGIX | 41-2001 | 412001 | PC | 1 | PK | 500 | CA | 1000 | [8 empty] | 41102920 Histology tissue cassettes |  |  |  |  | CASSETTE | BIOPSY | [10 empty] | SQUARE CELL, EMBEDDING, PROCESSING |  |  |  | WHITE |  | https://www.infiltraco.com/pdf/Biologix%20Research.pdf |  | Pkg Validated from Website | [5 empty] | Production Completed | Production Completed
ESI | 006 |  | ADG | OK |  |  | ADG | Data Enrichment | [7 empty] | priority |  |  |  | 1st feb | CYTOMED | 8904 | 513564 | 41-2004 | Biologix Reasearch Company | Biopsy Processing Cassettes-Yellow | Biopsy Processing Cassettes-Yellow | Biologix | - | The Manufacturer/ Foreign | - | - | Nos | - | - | Consumables | Service Type | - | - | - | LABORATORY | - | Laboratory and Measuring and Observing and Testing Equipment | Laboratory supplies and fixtures | Tissue culture and high throughput screening supplies | Petri plates or dishes | - | Y | Y | Y | Y | - | - | - | - | - | Y | 830 | - | - | Active | - | - | N | N | - | - | - | - | - | - | - | - | - | - | - | A4649 | A4649 | 43286.461 | THE MANUFACTURER/ FOREIGN | THE MANUFACTURER/ FOREIGN |  | BIOLOGIX REASEARCH COMPANY | BIOLOGIX REASEARCH COMPANY | 41-2004 | BIOLOGIX | 41-2004 | 412004 | PC | 1 | PK | 500 | CA | 1000 | [8 empty] | 41102920 Histology tissue cassettes |  |  |  |  | CASSETTE | BIOPSY | [10 empty] | SQUARE CELL, EMBEDDING, PROCESSING |  |  |  | YELLOW |  | https://www.infiltraco.com/pdf/Biologix%20Research.pdf |  | Pkg Validated from Website | [5 empty] | Production Completed | Production Completed
ESI | 006 |  | ADG | OK |  |  | ADG | Data Enrichment | [7 empty] | priority |  |  |  | 1st feb | CYTOMED | 8905 | 513565 | 41-3005 | Biologix Reasearch Company | Embedding Spare O-Rings-Blue | Embedding Spare O-Rings-Blue | Biologix | - | The Manufacturer/ Foreign | - | - | Nos | - | - | Consumables | Service Type | - | - | - | GENERAL MEDICAL CONSUMABLES | - | Medical Equipment and Accessories and Supplies | Patient care and treatment products and supplies | Injection and aspiration needles and accessories | Needle or blade or sharps disposal container or cart | - | Y | Y | Y | Y | - | - | - | - | - | Y | 57.5 | - | - | Active | - | - | N | N | - | - | - | - | - | - | - | - | - | - | - | A4649 | A4649 | 43286.4803 | THE MANUFACTURER/ FOREIGN | THE MANUFACTURER/ FOREIGN |  | BIOLOGIX REASEARCH COMPANY | BIOLOGIX REASEARCH COMPANY | 41-3005 | BIOLOGIX | 41-3005 | 413005 | PC | 1 | PK | 500 | CA | 1000 | [8 empty] | 41123306 Histology tissue cassette accessories |  |  |  |  | O-RING | CASSETTE | [10 empty] | EMBEDDING, SPARE |  |  |  | BLUE |  | https://www.infiltraco.com/pdf/Biologix%20Research.pdf |  | Pkg Validated from Website | [5 empty] | Production Completed | Production Completed
ESI | 006 |  | ADG | OK |  |  | ADG | Data Enrichment | [7 empty] | priority |  |  |  | 1st feb | CYTOMED | 8902 | 516226 | 41-4002 | Biologix Reasearch Company | 2-Place Slide Mailer |  | Biologix | - |  | - | - | Nos | - | - | Consumables | Service Type | - | - | - | ANESTHESIA & RESPIRATORY | - | Medical Equipment and Accessories and Supplies | Respiratory and anesthesia and resuscitation products | Positive mechanical pressure ventilators and accessories | Ventilator or breathing circuit | - | Y | Y | Y | Y | - | - | - | - | - | Y | 49 | - | - | Active | - | - | N | N | - | - | - | - | - | - | - | - | - | - | - | A4618 | A4618 | 43286.409 |  |  |  | BIOLOGIX REASEARCH COMPANY | BIOLOGIX REASEARCH COMPANY | 41-4002 | BIOLOGIX | 41-4002 | 414002 | PC | 1 | CA | 800 | [10 empty] | 41104101 Slide or specimen mailers or shippers |  |  |  |  | MAILER | SLIDE | [10 empty] | 2 PLACE | [5 empty] | https://www.infiltraco.com/pdf/Biologix%20Research.pdf |  | Pkg Validated from Website | [5 empty] | Production Completed | Production Completed
ESI | 006 |  | ADG | OK |  |  | ADG | Data Enrichment | [7 empty] | priority |  |  |  | 1st feb | CYTOMED | 22863 | 516718 | 51-0500 | Biologix Reasearch Company | Narrow Drosophila Vial-Bulk (25 x 95mm) |  | Manufacturer Name | - |  | - | - | Nos | - | - |  | Service Type | - | - | - | DERMATOLOGY/COSMETIC ITEMS | - | Medical Equipment and Accessories and Supplies | Surgical products | Surgical implants and expanders and extenders and surgical wires and related products | Plastic or cosmetic implant or tissue expander or set | - | Y | Y | Y | Y | - | - | - | - | - | Y | 1120 | - | - | Active | - | - | N | N | - | - | - | - | - | - | - | - | - | - | - | C1789 | C1789 | 44972.6845 |  |  |  | BIOLOGIX REASEARCH COMPANY | BIOLOGIX REASEARCH COMPANY | 51-0500 | BIOLOGIX | 51-0500 | 510500 | [14 empty] | 41121806 Laboratory vials |  |  |  |  | VIAL | LABORATORY |  | POLYPROPYLENE, POLYSTYRENE, K-RESIN |  |  |  | 25X95MM |  |  |  |  | NARROW, DROSOPHILA, BULK | [5 empty] | https://www.biologixgroup.com/m/goods.php?id=429 |  | Pkg Not Validated | [5 empty] | Production Completed | Production Completed
ESI | 006 |  | ADG | OK |  |  | ADG | Data Enrichment | [7 empty] | priority |  |  |  | 1st feb | CYTOMED | 22861 | 516716 | 60-0002 | Biologix Reasearch Company | 0.2ml Dome-shipped Cap PCR Tubes-Clear |  | Manufacturer Name | - |  | - | - | Nos | - | - |  | Service Type | - | - | - | OPERATION THEATRE | - | Medical Equipment and Accessories and Supplies | Intravenous and arterial administration products | Intravenous and arterial cannulas and catheters and accessories | Peripheral intravenous catheters for general use | - | Y | Y | Y | Y | - | - | - | - | - | Y | 300 | - | - | Active | - | - | Y | Y | - | - | - | - | - | - | - | - | - | - | - | A4649 | A4649 | 44972.5088 |  |  |  | BIOLOGIX REASEARCH COMPANY | BIOLOGIX REASEARCH COMPANY | 60-0002 | BIOLOGIX | 60-0002 | 600002 | [14 empty] | 41103037 Polymerase chain reaction PCR tube strip and plate cooler |  |  |  |  | TUBE | PCR |  | POLYPROPYLENE | [5 empty] | 0.2ML |  |  | DOME SHAPED | NON STERILE |  |  |  |  | https://www.biologixgroup.com/m/goods.php?id=40 |  | Pkg Not Validated | [5 empty] | Production Completed | Production Completed
ESI | 006 |  | ADG | OK |  |  | ADG | Data Enrichment | [7 empty] | priority |  |  |  | 1st feb | CYTOMED | 22862 | 516717 | 60-0082 | Biologix Reasearch Company | 0.2ml Flat Cap PCR Tubes-Clear |  | Manufacturer Name | - |  | - | - | Nos | - | - |  | Service Type | - | - | - | STATIONERY | - | NMC-Default | Na | NA | NA | - | Y | Y | Y | Y | - | - | - | - | - | Y | 60 | - | - | Active | - | - | N | N | - | - | - | - | - | - | - | - | - | - | - | - | - | 44972.5297 |  |  |  | BIOLOGIX REASEARCH COMPANY | BIOLOGIX REASEARCH COMPANY | 60-0082 | BIOLOGIX | 60-0082 | 600082 | [14 empty] | 41103037 Polymerase chain reaction PCR tube strip and plate cooler |  |  |  |  | TUBE | PCR |  | POLYPROPYLENE | [5 empty] | 0.2ML |  |  | SINGLE FLAT TOP | NON STERILE |  |  |  |  | https://www.biologixgroup.com/m/goods.php?id=40 |  | Pkg Not Validated | [5 empty] | Production Completed | Production Completed
ESI | 006 |  | ADG | OK |  |  | ADG | Data Enrichment | [7 empty] | priority |  |  |  | 1st feb | CYTOMED | 22860 | 516715 | 65-0001 | Biologix Reasearch Company | 1µl Inoculating Loopsblue color,pack |  | Manufacturer Name | - |  | - | - | Nos | - | - |  | Service Type | - | - | - | OPERATION THEATRE | - | Medical Equipment and Accessories and Supplies | Orthopedic surgical implants | Spinal implants | Spinal implants | - | Y | Y | Y | Y | - | - | - | - | - | Y | 19500 | - | - | Active | - | - | N | N | - | - | - | - | - | - | - | - | - | - | - | C1776 | C1776 | 44972.4941 |  |  |  | BIOLOGIX REASEARCH COMPANY | BIOLOGIX REASEARCH COMPANY | 65-0001 | BIOLOGIX | 65-0001 | 650001 | PK | 1 | [12 empty] | 41122106 Inoculating devices |  |  |  |  | LOOP | INOCULATING |  | POLYSTYRENE | [5 empty] | 1MU L |  |  | ULTRA-SMOOTH LOOP SURFACE DESIGN, SMOOTH STREAKING, COLOR PACK | STERILE |  |  | BLUE |  | https://www.biologixgroup.com/m/goods.php?id=45 |  | Pkg Validated from Website | [5 empty] | Production Completed | Production Completed
ESI | 006 |  | ADG | OK |  |  | ADG | Data Enrichment | [7 empty] | priority |  |  |  | 1st feb | CYTOMED | 22859 | 516714 | 65-0010 | Biologix Reasearch Company | 10µl Inoculating Loops,orange color,pack |  | Manufacturer Name | - |  | - | - | Nos | - | - |  | Service Type | - | - | - | SUTURE | - | Medical Equipment and Accessories and Supplies | Wound care products | Suture and related products | Suture | - | Y | Y | Y | Y | - | - | - | - | - | Y | 2599 | - | - | Active | - | - | N | N | - | - | - | - | - | - | - | - | - | - | - | A4649 | A4649 | 44972.4652 |  |  |  | BIOLOGIX REASEARCH COMPANY | BIOLOGIX REASEARCH COMPANY | 65-0010 | BIOLOGIX | 65-0010 | 650010 | PK | 1 | [12 empty] | 41122106 Inoculating devices |  |  |  |  | LOOP | INOCULATING |  | POLYSTYRENE | [5 empty] | 10MU L |  |  | ULTRA-SMOOTH LOOP SURFACE DESIGN, SMOOTH STREAKING, COLOR PACK | STERILE |  |  | ORANGE |  | https://www.biologixgroup.com/m/goods.php?id=45 |  | Pkg Validated from Website | [5 empty] | Production Completed | Production Completed
ESI | 006 |  | ADG | OK |  |  | ADG | Data Enrichment | [7 empty] | priority |  |  |  | 1st feb | CYTOMED | 22866 | 516721 | 70-1180 | Biologix Reasearch Company | 18cm Cell Scraper, blade length 1.8 cm |  | Manufacturer Name | - |  | - | - | Nos | - | - |  | Service Type | - | - | - | INSTRUMENT | - | NMC-Default | Na | NA | NA | - | Y | Y | Y | Y | - | - | - | - | - | Y | 2812 | - | - | Active | - | - | N | N | - | - | - | - | - | - | - | - | - | - | - | - | - | 44972.7134 |  |  |  | BIOLOGIX REASEARCH COMPANY | BIOLOGIX REASEARCH COMPANY | 70-1180 | BIOLOGIX | 70-1180 | 701180 | [14 empty] | 41122103 Cell scrapers |  |  |  |  | SCRAPER | CELL |  | POLYETHYLENE |  |  | 18CM | 1.8CM | [5 empty] | STERILE |  |  |  |  | https://www.biologixgroup.com/m/goods.php?id=37 |  | Pkg Not Validated | [5 empty] | Production Completed | Production Completed
ESI | 006 |  | ADG | OK |  |  | ADG | Data Enrichment | [7 empty] | priority |  |  |  | 1st feb | CYTOMED | 22867 | 516722 | 70-1250 | Biologix Reasearch Company | 25cm Cell Scraper, Blade length 1.8 |  | Manufacturer Name | - |  | - | - | Nos | - | - |  | Service Type | - | - | - | CATHLAB | - | Medical Equipment and Accessories and Supplies | Medical diagnostic imaging and nuclear medicine products | Vascular imaging and interventional cardiology and cardiac catheterization lab products | Peripheral stent | - | Y | Y | Y | Y | - | - | - | - | - | Y | 6350 | - | - | Active | - | - | Y | Y | - | - | - | - | - | - | - | - | - | - | - | C1875 | C1875 | 44972.7232 |  |  |  | BIOLOGIX REASEARCH COMPANY | BIOLOGIX REASEARCH COMPANY | 70-1250 | BIOLOGIX | 70-1250 | 701250 | [14 empty] | 41122103 Cell scrapers |  |  |  |  | SCRAPER | CELL |  | POLYETHYLENE |  |  | 25CM | 1.8CM | [5 empty] | STERILE |  |  |  |  | https://www.biologixgroup.com/m/goods.php?id=37 |  | Pkg Not Validated | [5 empty] | Production Completed | Production Completed
ESI | 006 |  | ADG | OK |  |  | ADG | Data Enrichment | [7 empty] | priority |  |  |  | 1st feb | CYTOMED | 22868 | 516723 | 70-2180 | Biologix Reasearch Company | Cell Lifter 18 cm, Blade length 2 cm |  | Manufacturer Name | - |  | - | - | Nos | - | - |  | Service Type | - | - | - | ORTHOPAEDICS | - | Medical Equipment and Accessories and Supplies | Orthopedic surgical implants | Orthopedic trauma implants | Bone screw | - | Y | Y | Y | Y | - | - | - | - | - | Y | 1022 | - | - | Active | - | - | N | N | - | - | - | - | - | - | - | - | - | - | - | C1713 | C1713 | 44973.4093 |  |  |  | BIOLOGIX REASEARCH COMPANY | BIOLOGIX REASEARCH COMPANY | 70-2180 | BIOLOGIX | 70-2180 | 702180 | [14 empty] | 41122103 Cell scrapers |  |  |  |  | SCRAPER | CELL |  | POLYETHYLENE |  |  | 18CM | 2CM | [5 empty] | STERILE |  |  |  |  | https://biologixgroup.com/m/goods.php?id=38 |  | Pkg Not Validated | [5 empty] | Production Completed | Production Completed
ESI | 006 |  | ADG | OK |  |  | ADG | Data Enrichment | [7 empty] | priority |  |  |  | 1st feb | CYTOMED | 22854 | 516709 | 81-0000 | Biologix Reasearch Company | O-Ring Caps for Screw Cap Microtubes-Clear | O-Ring Caps for Screw Cap Microtubes-Clear | Manufacturer Name | - |  | - | - | Nos | - | - | Consumables | Service Type | - | - | - | OPERATION THEATRE | - | Medical Equipment and Accessories and Supplies | Orthopedic surgical implants | Orthopedic trauma implants | Bone plate | - | Y | Y | Y | Y | - | - | - | - | - | Y | 2496.6 | - | - | Active | - | - | N | N | - | - | - | - | - | - | - | - | - | - | - | C1713 | C1713 | 44972.3871 |  |  |  | BIOLOGIX REASEARCH COMPANY | BIOLOGIX REASEARCH COMPANY | 81-0000 | BIOLOGIX | 81-0000 | 810000 | EA | 1 | PK | 500 | CA | 5000 | [8 empty] | 41121710 Test tube closures or caps |  |  |  |  | CAP | O RING |  | POLYPROPYLENE | [6 empty] | 8LB |  | UNIVERSAL THREAD, FOR SCREW CAP MICROTUBE | [5 empty] | https://biologixusa.com/products/Biologix-Caps-for-Screw-Cap-Microtubes-O-Ring-500-Pack-5000-Case-p279565003 |  | Pkg Validated from Website | [5 empty] | Production Completed | Production Completed
ESI | 006 |  | ADG | OK |  |  | ADG | Data Enrichment | [7 empty] | priority |  |  |  | 1st feb | CYTOMED | 22858 | 516713 | 81-0054 | Biologix Reasearch Company | 0.5ml Self-Standing Screwcap Microtube |  | Manufacturer Name | - |  | - | - | Nos | - | - |  | Service Type | - | - | - | SUTURE | - | Medical Equipment and Accessories and Supplies | Wound care products | Suture and related products | Suture | - | Y | Y | Y | Y | - | - | - | - | - | Y | 868 | - | - | Active | - | - | N | N | - | - | - | - | - | - | - | - | - | - | - | A4649 | A4649 | 44972.4601 |  |  |  | BIOLOGIX REASEARCH COMPANY | BIOLOGIX REASEARCH COMPANY | 81-0054 | BIOLOGIX | 81-0054 | 810054 | EA | 1 | BG | 10 | CA | 5000 | [8 empty] | 41121704 Cryogenic tubes |  |  |  |  | TUBE | CRYOGENIC |  |  |  |  | MICRO | 31MM |  | 0.5ML |  |  | SCREW CAP, SELF STANDING BOTTOM, NO WRITING AREA | NON STERILE |  |  | CLEAR |  | https://www.biologixgroup.com/down/CryoKING%20complete%20biobanking%20solution.pdf |  | Pkg Validated from Website | [5 empty] | Production Completed | Production Completed
ESI | 006 |  | ADG | OK |  |  | ADG | Data Enrichment | [7 empty] | priority |  |  |  | 1st feb | CYTOMED | 22857 | 516712 | 81-0153 | Biologix Reasearch Company | 1.5ml Conical Screw Cap Microtube |  | Manufacturer Name | - |  | - | - | Nos | - | - |  | Service Type | - | - | - | SUTURE | - | Medical Equipment and Accessories and Supplies | Wound care products | Suture and related products | Suture | - | Y | Y | Y | Y | - | - | - | - | - | Y | 601 | - | - | Active | - | - | Y | Y | - | - | - | - | - | - | - | - | - | - | - | A4649 | A4649 | 44972.4565 |  |  |  | BIOLOGIX REASEARCH COMPANY | BIOLOGIX REASEARCH COMPANY | 81-0153 | BIOLOGIX | 81-0153 | 810153 | EA | 1 | BG | 10 | CA | 5000 | [8 empty] | 41121704 Cryogenic tubes |  |  |  |  | TUBE | CRYOGENIC |  |  |  |  | MICRO | 46.5MM |  | 1.5ML |  |  | SCREW CAP, CONICAL, NO WRITING AREA | NON STERILE |  |  | CLEAR |  | https://www.biologixgroup.com/down/CryoKING%20complete%20biobanking%20solution.pdf |  | Pkg Validated from Website | [5 empty] | Production Completed | Production Completed
ESI | 006 |  | ADG | OK |  |  | ADG | Data Enrichment | [7 empty] | priority |  |  |  | 1st feb | CYTOMED | 22856 | 516711 | 81-0154 | Biologix Reasearch Company | 1.5ml Self-standing Screw Cap Microtube |  | Manufacturer Name | - |  | - | - | Nos | - | - |  | Service Type | - | - | - | OPERATION THEATRE | - | Medical Equipment and Accessories and Supplies | Orthopedic surgical implants | Orthopedic trauma implants | Bone plate | - | Y | Y | Y | Y | - | - | - | - | - | Y | 2055.3 | - | - | Active | - | - | N | N | - | - | - | - | - | - | - | - | - | - | - | C1713 | C1713 | 44972.4349 |  |  |  | BIOLOGIX REASEARCH COMPANY | BIOLOGIX REASEARCH COMPANY | 81-0154 | BIOLOGIX | 81-0154 | 810154 | EA | 1 | BG | 10 | CA | 5000 | [8 empty] | 41121704 Cryogenic tubes |  |  |  |  | TUBE | CRYOGENIC |  |  |  |  | MICRO | 47.5MM |  | 1.5ML |  |  | SCREW CAP, SELF STANDING BOTTOM, NO WRITING AREA | NON STERILE |  |  | CLEAR |  | https://www.biologixgroup.com/down/CryoKING%20complete%20biobanking%20solution.pdf |  | Pkg Validated from Website | [5 empty] | Production Completed | Production Completed
ESI | 006 |  | ADG | OK |  |  | ADG | Data Enrichment | [7 empty] | priority |  |  |  | 1st feb | CYTOMED | 22855 | 516710 | 81-0203 | Biologix Reasearch Company | 2.0ml Conical Screw Cap Microtube |  | Manufacturer Name | - |  | - | - | Nos | - | - |  | Service Type | - | - | - | GENERAL MEDICAL CONSUMABLES | - | Medical Equipment and Accessories and Supplies | Surgical products | Open heart surgical supplies and accessories and related products | Surgical perfusion catheters or connectors or accessories | - | Y | Y | Y | Y | - | - | - | - | - | Y | 2030 | - | - | Active | - | - | N | N | - | - | - | - | - | - | - | - | - | - | - | A4649 | A4649 | 44972.4262 |  |  |  | BIOLOGIX REASEARCH COMPANY | BIOLOGIX REASEARCH COMPANY | 81-0203 | BIOLOGIX | 81-0203 | 810203 | EA | 1 | BG | 10 | CA | 5000 | [8 empty] | 41121704 Cryogenic tubes |  |  |  |  | TUBE | CRYOGENIC |  |  |  |  | MICRO | 46.1MM |  | 2ML |  |  | SCREW CAP, CONICAL, NO WRITING AREA | NON STERILE |  |  | CLEAR |  | https://www.biologixgroup.com/down/CryoKING%20complete%20biobanking%20solution.pdf |  | Pkg Validated from Website | [5 empty] | Production Completed | Production Completed
ESI | 006 |  | ADG | OK |  |  | ADG | Data Enrichment | [7 empty] | priority |  |  |  | 1st feb | CYTOMED | 22852 | 514373 | 81-0204 | Biologix Reasearch Company | 2.0ml Self-standing Screw Cap Microtube | 2.0ml Self-standing Screw Cap Microtube | Manufacturer Name | - | The Manufacturer/ Foreign | - | - | Nos | - | - | Consumables | Service Type | - | - | - | ORTHOPAEDICS | - | Medical Equipment and Accessories and Supplies | Orthopedic surgical implants | Knee joint implants | Knee joint implants | - | Y | Y | Y | Y | - | - | - | - | - | Y | 2838 | - | - | Active | - | - | N | N | - | - | - | - | - | - | - | - | - | - | - | C1776 | C1776 | 44971.6498 | THE MANUFACTURER/ FOREIGN | THE MANUFACTURER/ FOREIGN |  | BIOLOGIX REASEARCH COMPANY | BIOLOGIX REASEARCH COMPANY | 81-0204 | BIOLOGIX | 81-0204 | 810204 | EA | 1 | BG | 10 | CA | 5000 | [8 empty] | 41121704 Cryogenic tubes |  |  |  |  | TUBE | CRYOGENIC |  |  |  |  | MICRO | 47.5MM |  | 2ML |  |  | SCREW CAP, SELF STANDING BOTTOM, NO WRITING AREA | NON STERILE |  |  | CLEAR |  | https://www.biologixgroup.com/down/CryoKING%20complete%20biobanking%20solution.pdf |  | Pkg Validated from Website | [5 empty] | Production Completed | Production Completed
ESI | 006 |  | ADG | MFR CHANGED |  |  | ADG | Data Enrichment | [10 empty] | Prority Items | 1st feb | CYTOMED | 34336 | 516901 | 2504606 | Trinity Biotech - Spare Parts | GILSON RACK 206 | GILSON RACK 206 | Trinity Biotech | - |  | - | - | Nos | - | - | Spare Part | Service Type | - | - | - | - | - | - | - | - | - | - | - | - | - | - | - | - | - | - | - | - | - | - | - | - | - | - | - | - | - | - | - | - | - | - | - | - | - | - | - | - | - | - |  |  |  | GILSON INC | GILSON INC | 2504606 | GILSON | 2504606 | 2504606 | [14 empty] | 41115854 Automated high performance chromatography HPLC analyzer system accessories |  |  |  |  | RACK | ANALYZER | [5 empty] | 13X75MM |  |  |  |  | CODE 206, FOR LIQUID HANDLERS | [5 empty] | https://de.gilson.com/DESV/shop-products.html?p=56&product_list_limit=25 |  | Pkg Not Validated | [5 empty] | Production Completed | Production Completed
ESI | 006 |  | ADG | MFR CHANGED |  |  | ADG | Data Enrichment | [10 empty] | Prority Items | 1st feb | CYTOMED | 34363 | 514743 | 36078143 | Trinity Biotech - Spare Parts | Shielded GSIOC CABLE 30"- Gilson | Shielded GSIOC CABLE 30"- Gilson | Trinity Biotech | - | The Manufacturer/ Foreign | - | - | Nos | - | - | Spare Part | Service Type | - | - | - | - | - | - | - | - | - | - | - | - | - | - | - | - | - | - | - | - | - | - | - | - | - | - | - | - | - | - | - | - | - | - | - | - | - | - | - | - | - | - | THE MANUFACTURER/ FOREIGN | THE MANUFACTURER/ FOREIGN |  | GILSON INC | GILSON INC | 36078143 | GILSON | 36078143 | 36078143 | [14 empty] | 41115854 Automated high performance chromatography HPLC analyzer system accessories |  |  |  |  | CABLE | HPLC | [5 empty] | 30IN |  |  |  |  | SHIELDED, GSIOC | [5 empty] | https://www.gilson.com/default/shielded-gsioc-cable-30.html |  | Pkg Not Validated | [5 empty] | Production Completed | Production Completed
ESI | 006 |  | ADG | MFR CHANGED |  |  | ADG | Data Enrichment | [7 empty] | priority |  |  |  | 1st feb | CYTOMED | 22269 | 506349 | F161670 | Al Nawras Medi-Lab | F161670 |  | Local Supplier | - | Al Nawras Medi-Lab | - | - | Nos | - | - | Consumables | Service Type | - | - | - | OPHTHALMOLOGY | - | Medical Equipment and Accessories and Supplies | Surgical products | Surgical implants and expanders and extenders and surgical wires and related products | Intraocular lens IOL | - | Y | Y | Y | Y | - | - | - | - | - | Y | 800 | - | - | Active | - | - | N | N | - | - | - | - | - | - | - | - | - | - | - | C1780 | C1780 | 44887.6633 | AL NAWRAS MEDI-LAB | AL NAWRAS MEDI-LAB |  | GILSON INC | GILSON INC | F161670 | GILSON | F161670 | F161670 | EA | 1 | BX | 10000 | [10 empty] | 41121607 Universal pipette tips |  |  |  |  | TIP | PIPETTE | DIAMOND, PIPETMAN, ECO-PACK | POLYPROPYLENE |  |  | UNIVERSAL |  |  | 100-1000MU L |  |  | D1000 MODEL, NON FILTERED | NON STERILE |  |  |  |  | https://www.gilson.com/default/pipetman-diamond-tips-d1000-ecopack.html |  | Pkg Validated from Website | [5 empty] | Production Completed | Production Completed
ESI | 006 |  | ADG | MFR CHANGED |  |  | ADG | Data Enrichment | [7 empty] | priority |  |  |  | 1st feb | CYTOMED | 22268 | 506348 | F161930 | Al Nawras Medi-Lab | F161930 | Supplier: Al Nawras | Local Supplier | - | Al Nawras Medi-Lab | - | - | Nos | - | - | Consumables | Service Type | - | - | - | LTCU | - | Medical Equipment and Accessories and Supplies | Wound care products | Bandages and dressings and related products | Foam dressings | - | Y | Y | Y | Y | - | - | - | - | - | Y | 220 | - | - | Active | - | - | N | N | - | - | - | - | - | - | - | - | - | - | - | A6209 | A6209 | 44886.7047 | AL NAWRAS MEDI-LAB | AL NAWRAS MEDI-LAB |  | GILSON INC | GILSON INC | F161930 | GILSON | F161930 | F161930 | EA | 1 | BX | 10000 | [10 empty] | 41121607 Universal pipette tips |  |  |  |  | TIP | PIPETTE | DIAMOND, PIPETMAN, ECO-PACK | POLYPROPYLENE |  |  | UNIVERSAL |  |  | 2-200MU L |  |  | D200 MODEL, NON FILTERED | NON STERILE |  |  |  |  | https://www.gilson.com/default/pipetman-diamond-tips-d200-ecopack.html |  | Pkg Validated from Website | [5 empty] | Production Completed | Production Completed
ESI | 006 |  | ADG | OK |  |  | ADG | Data Enrichment | [7 empty] | priority |  |  |  | 1st feb | CYTOMED | 22273 | 506353 | 1271300 | Al Nawras Medi-Lab | Replacement UV Lamp | Replacement UV Lamp | Local Supplier | - | Al Nawras Medi-Lab | - | - | Nos | - | - | Device accessory | Service Type | - | - | - | OPERATION THEATRE | - | Medical Equipment and Accessories and Supplies | Wound care products | Medical tissue closure and related products | Medical stapler for internal use | - | Y | Y | Y | Y | - | - | - | - | - | Y | 850 | - | - | Active | - | - | N | N | - | - | - | - | - | - | - | - | - | - | - | A4649 | A4649 | 44888.3841 | AL NAWRAS MEDI-LAB | AL NAWRAS MEDI-LAB |  | LABCONCO | LABCONCO | 1271300 | LABCON | 1271300 | 1271300 | [14 empty] | 39101616 Ultraviolet UV lamps |  |  |  |  | LAMP | UV |  |  |  |  | 30W | [5 empty] | REPLACEMENT, FOR CLASS II BIOSAFETY CABINET | [5 empty] | https://www.labconco.com/product/ultraviolet-lamp/2864 |  | Pkg Not Validated | [5 empty] | Production Completed | Production Completed
ESI | 006 |  | ADG | OK |  |  | ADG | Data Enrichment | [7 empty] | priority |  |  |  | 1st feb | CYTOMED | 22271 | 506351 | 3838401 | Al Nawras Medi-Lab | Hepa supply filter 4" purifier logic class II cabinet | Hepa supply filter 4" purifier logic class II cabinet | Local Supplier | - | Al Nawras Medi-Lab | - | - | Nos | - | - | Spare Part | Service Type | - | - | - | GENERAL MEDICAL CONSUMABLES | - | Medical Equipment and Accessories and Supplies | Emergency and field medical services products | Emergency medical services resuscitation products | Automated external defibrillators AED or hard paddles | - | Y | Y | Y | Y | - | - | - | - | - | Y | 220 | - | - | Active | - | - | Y | Y | - | - | - | - | - | - | - | - | - | - | - | C1895 | C1895 | 44887.7154 | AL NAWRAS MEDI-LAB | AL NAWRAS MEDI-LAB |  | LABCONCO | LABCONCO | 3838401 | LABCON | 3838401 | 3838401 | [14 empty] | 41104919 Laboratory HEPA filters |  |  |  |  | FILTER | HEPA | [5 empty] | 18X48X3.1IN | 4FT |  |  |  | SUPPLY, FOR 4FT PURIFIER LOGIC CLASS II CABINET | [5 empty] | https://www.graylinemedical.com/products/labconco-supply-hepa-filters-for-biosafety-cabinets-4-supply-hepa-filter-for-biosafety-cabinets-3838401 |  | Pkg Not Validated | [5 empty] | Production Completed | Production Completed
ESI | 006 |  | ADG | OK |  |  | ADG | Data Enrichment | [7 empty] | priority |  |  |  | 1st feb | CYTOMED | 22272 | 506352 | 3838501 | Al Nawras Medi-Lab | Hepa Exhaust filter for 4" purifier logic class II cabinet | Hepa Exhaust filter for 4" purifier logic class II cabinet | Local Supplier | - | Al Nawras Medi-Lab | - | - | Nos | - | - | Spare Part | Service Type | - | - | - | GENERAL MEDICAL CONSUMABLES | - | Medical Equipment and Accessories and Supplies | Emergency and field medical services products | Emergency medical services resuscitation products | Automated external defibrillators AED or hard paddles | - | Y | Y | Y | Y | - | - | - | - | - | Y | 400 | - | - | Active | - | - | Y | Y | - | - | - | - | - | - | - | - | - | - | - | C1895 | C1895 | 44887.7181 | AL NAWRAS MEDI-LAB | AL NAWRAS MEDI-LAB |  | LABCONCO | LABCONCO | 3838501 | LABCON | 3838501 | 3838501 | [14 empty] | 41104919 Laboratory HEPA filters |  |  |  |  | FILTER | HEPA | [5 empty] | 18X26X5.9IN | 4FT |  | 50LB |  | EXHAUST, FOR 4FT PURIFIER LOGIC CLASS II CABINET | [5 empty] | https://www.labconco.com/product/exhaust-hepa-filter-for-4-purifier-logic/2331 |  | Pkg Not Validated | [5 empty] | Production Completed | Production Completed
ESI | 006 |  | ADG | OK |  |  | ADG | Data Enrichment | [7 empty] | priority |  |  |  | 1st feb | CYTOMED | 22884 | 516724 | 9721900 | Al Nawras Medi-Lab | Replacement Fluorescent lamp | Replacement Fluorescent lamp | Manufacturer Name | - |  | - | - | Nos | - | - |  | Service Type | - | - | - | STATIONERY | - | NMC-Default | Na | NA | NA | - | Y | Y | Y | Y | - | - | - | - | - | Y | 63.3 | - | - | Active | - | - | N | N | - | - | - | - | - | - | - | - | - | - | - | - | - | 44974.4813 |  |  |  | LABCONCO | LABCONCO | 9721900 | LABCON | 9721900 | 9721900 | [14 empty] | 39101605 Fluorescent lamps |  |  |  |  | LAMP | FLUORESCENT |  |  |  |  | 32W | 4FT |  |  |  |  | REPLACEMENT, T8 SHAPE | [5 empty] | https://www.partssource.com/parts/labconco-corp/9721900?pspn=ps46vnvnvaq |  | Pkg Not Validated | [5 empty] | Production Completed | Production Completed
ESI | 006 |  | ADG | MFR CHANGED |  |  | ADG | Data Enrichment | [7 empty] | priority |  |  |  | 1st feb | CYTOMED | 22278 | 506356 | 302481150 | Al Nawras Medi-Lab | 4 Purifier Logic + Class II A2Biological Safety Cabinet, with 8” sash opening, UV Light, Service Fixture, Vacu- Pass Portal and Base Stand | 4 Purifier Logic + Class II A2Biological Safety Cabinet, with 8” sash opening, UV Light, Service Fixture, Vacu- Pass Portal and Base Stand Manufactured: Labconco USA Weight metric: 303.9 Kg. Dimensions: 138 cm w x 80 cm d x 226.5- 242 cm h Electrical : 230 volts, 50/60 Hz, 6 amps, Base stand: included Product subcategory: Class II, Type A2 Biological, Safety Cabinets, Protection Type: Product and Personnel, Built In Options: Hose Tip Valve(s), Tube & Cable, Pass- Through, UV Light Conformance: ADA, CE, NSF 49, Electrical Standard: International, Exhaust Volume: 269-296 CFM Lighting: Fluorescent, Ultraviolet, Nominal Width: 4’, Power Cord & Plug: British (UK), 230 volts, Sash Opening: 8 “, Service Fixtures: One | Local Supplier | - | Al Nawras Medi-Lab | - | - | Each | - | - | Project items | Service Type | - | - | - | CATHLAB | - | Medical Equipment and Accessories and Supplies | Surgical products | Endoscopic instruments and supplies and accessories and related products | Endoscopic dilators or inflation devices | - | Y | Y | Y | Y | - | - | - | - | - | Y | 2100 | - | - | Active | - | - | Y | Y | - | - | - | - | - | - | - | - | - | - | - | C1726 | C1726 | 44888.4469 | AL NAWRAS MEDI-LAB | AL NAWRAS MEDI-LAB |  | LABCONCO | LABCONCO | 302481150 | LABCON | 302481150 | 302481150 | EA | 1 | [12 empty] | 41103517 Biological safety cabinet |  | Protection Type: Product and Personnel, Built In Options: Hose Tip Valve(s), Tube & Cable, Pass- Through, UV Light, Protection Type: Product and Personnel, Built In Options: Hose Tip Valve(s), Tube & Cable, Pass- Through, UV Light, Lighting: Fluorescent, Ultraviolet, Power Cord & Plug: British (UK) |  |  | CABINET | SAFETY |  |  |  |  | 230V, 50/60HZ, 6A | 138X80X226.5X242CM | 4FT, 8IN |  | 303.9KG |  | PURIFIER LOGIC, CLASS II A2, BIOLOGICAL, WITH SASH OPENING, UV LIGHT, SERVICE FIXTURE, VACU-PASS PORTAL AND BASE STAND, ADA, CE, NSF 49 | [5 empty] | https://www.barnstead-water.com/products.asp?prod=1424&cat=4+Foot+Logic++Class+II+Biosafety+Cabinets |  | Pkging From Input | [5 empty] | Production Completed | Production Completed
ESI | 006 |  | ADG | MFR CHANGED |  |  | ADG | Data Enrichment | [7 empty] | priority |  |  |  | 1st feb | CYTOMED | 22286 | 506363 | 302481151 | Al Nawras Medi-Lab | 4' Purifier Logic+ Class II A2 Biological Safety Cabinet with 8" sash opening, UV Light, Service Fixture, Vacu-Pass Portal and Base Stand. Dimensions: 54.3"w x 31.2"d x 89.2-95.2"h. Mfr.: LABCONCO | 4' Purifier Logic+ Class II A2 Biological Safety Cabinet with 8" sash opening, UV Light, Service Fixture, Vacu-Pass Portal and Base Stand. Dimensions: 54.3"w x 31.2"d x 89.2-95.2"h Mfr. : LABCONCO With duct and external Blower, Weight metric: 303.9 kg, Electrical: 230 volts, 50/60 Hz, 6 amps, Base Stand: Included, Built In Options: Hose Tip Valve(s), Tube & -Cable, Pass-Through, UV Light, Exhaust Volume: 269-296 CFM, Lighting: Ultraviolet, Fluorescent, Nominal Width: 4', Power Cord & Plug: British (UK), 230 volts, Sash Opening: 8", Service Fixtures: One | Local Supplier | - | Al Nawras Medi-Lab | - | - | Each | - | - | Project items | Project Item | - | - | - | CATHLAB | - | Medical Equipment and Accessories and Supplies | Medical diagnostic imaging and nuclear medicine products | Vascular imaging and interventional cardiology and cardiac catheterization lab products | Angioplasty balloon catheter | - | Y | Y | Y | Y | - | - | - | - | - | Y | 950 | - | - | Active | - | - | Y | Y | - | - | - | - | - | - | - | - | - | - | - | C1731 | C1731 | 44888.5971 | AL NAWRAS MEDI-LAB | AL NAWRAS MEDI-LAB |  | LABCONCO | LABCONCO | 302481151 | LABCON | 302481151 | 302481151 | EA | 1 | [12 empty] | 41103517 Biological safety cabinet |  | Base Stand: Included, Built In Options: Hose Tip Valve(s), Tube & -Cable, Pass-Through, UV Light, Exhaust Volume: 269-296 CFM, Lighting: Ultraviolet, Fluorescent, |  |  | CABINET | SAFETY |  |  |  |  | 230V, 50/60HZ, 6A | 54.3X31.2X89.2-95.2IN | 4FT, 8IN |  | 303.9KG |  | PURIFIER LOGIC, CLASS II A2, BIOLOGICAL, WITH SASH OPENING, UV LIGHT, SERVICE FIXTURE, VACU-PASS PORTAL AND BASE STAND,WITH DUCT AND EXTERNAL BLOWER | [5 empty] | https://www.labconco.com/product/4-purifier-logic-class-ii-a2-biological-safety-cabinet-with-8-sash-op-52/7140 |  | Pkging From Input | [5 empty] | Production Completed | Production Completed
ESI | 006 |  | ADG | OK |  |  | ADG | Data Enrichment | [7 empty] | priority |  |  |  | 1st feb | CYTOMED | 22280 | 506358 | 30314822 | Al Nawras Medi-Lab | Swing out rotor with maximum speed of 4500 rpm | Swing out rotor with maximum speed of 4500 rpm Maximum Relative Centrifuge Force (x g) 3,350 g MANUFACTURE: OHAUS | Local Supplier | - | Al Nawras Medi-Lab | - | - | Kit | - | - | Device accessory | Service Type | - | - | - | CATHLAB | - | Medical Equipment and Accessories and Supplies | Surgical products | Endoscopic instruments and supplies and accessories and related products | Endoscopic dilators or inflation devices | - | Y | Y | Y | Y | - | - | - | - | - | Y | 2100 | - | - | Active | - | - | Y | Y | - | - | - | - | - | - | - | - | - | - | - | C1726 | C1726 | 44888.4642 | AL NAWRAS MEDI-LAB | AL NAWRAS MEDI-LAB |  | OHAUS | OHAUS | 30314822 | OHAUS | 30314822 | 30314822 | KT | 1 | [12 empty] | 41103909 Centrifuge rotors |  |  |  |  | ROTOR | CENTRIFUGE | FRONTIER | ALUMINIUM, POLYPROPYLENE |  |  | 0-90 DEGREE | 148MM |  | 145ML |  |  | MODEL R-S4X145/4MI, SWING OUT STYLE, WITH MAXIMUM SPEED OF 4500 RPM | [5 empty] | https://us.ohaus.com/en-us/products/equipment/centrifuges/frontier-rotors/rotor-swing-out-4x100ml-id |  | Pkging From Input | [5 empty] | Production Completed | Production Completed
ESI | 006 |  | ADG | MFR CHANGED |  |  | ADG | Data Enrichment | [7 empty] | priority |  |  |  | 1st feb | CYTOMED | 22281 | 506359 | 30314846 | Al Nawras Medi-Lab | Rack for 15 ml falcon tubes two places (set of 4) | Rack for 15 ml falcon tubes two places (set of 4) | Local Supplier | - | Al Nawras Medi-Lab | - | - | Pack | - | - | Device accessory | Service Type | - | - | - | CATHLAB | - | Medical Equipment and Accessories and Supplies | Medical diagnostic imaging and nuclear medicine products | Vascular imaging and interventional cardiology and cardiac catheterization lab products | Angioplasty balloon catheter | - | Y | Y | Y | Y | - | - | - | - | - | Y | 3635 | - | - | Active | - | - | Y | Y | - | - | - | - | - | - | - | - | - | - | - | C1725 | C1725 | 44888.4663 | AL NAWRAS MEDI-LAB | AL NAWRAS MEDI-LAB |  | OHAUS | OHAUS | 30314846 | OHAUS | 30314846 | 30314846 | EA | 1 | PK | 2 | [10 empty] | 41103913 Laboratory centrifuge accessories |  | SET OF 4 |  |  | RACK | CENTRIFUGE | [5 empty] | 29MM |  | 50ML |  |  | 2 PLACE, FOR 15ML FALCON TUBE | [5 empty] | https://mx.ohaus.com/en-US/Products/Accessories/Accesorios/Centrifuge-Accessories/Rack-1x50ml-D29mm-FA-2-pk |  | Pkg Validated from Website | [5 empty] | Production Completed | Production Completed
ESI | 006 |  | ADG | MFR CHANGED |  |  | ADG | Data Enrichment | [7 empty] | priority |  |  |  | 1st feb | CYTOMED | 22282 | 506360 | 30314850 | Al Nawras Medi-Lab | Rack for 50 ml falcon tubes one place(set of 2) | Rack for 50 ml falcon tubes one place(set of 2) MANUFACTURE: OHAUS | Local Supplier | - | Al Nawras Medi-Lab | - | - | Pack | - | - | Device accessory | Service Type | - | - | - | CATHLAB | - | Medical Equipment and Accessories and Supplies | Surgical products | Endoscopic instruments and supplies and accessories and related products | Endoscopic dilators or inflation devices | - | Y | Y | Y | Y | - | - | - | - | - | Y | 14600 | - | - | Active | - | - | Y | Y | - | - | - | - | - | - | - | - | - | - | - | C1726 | C1726 | 44888.468 | AL NAWRAS MEDI-LAB | AL NAWRAS MEDI-LAB |  | OHAUS | OHAUS | 30314850 | OHAUS | 30314850 | 30314850 | EA | 1 | PK | 2 | [10 empty] | 41103913 Laboratory centrifuge accessories |  | SET OF 2 |  |  | RACK | CENTRIFUGE | [5 empty] | 17MM |  | 15ML |  |  | 1 PLACE, FOR 50ML FALCON TUBE | [5 empty] | https://mx.ohaus.com/en-us/products/accessories/accesorios/centrifuge-accessories/rack-2x15ml-d17mm-fa-2-pk |  | Pkg Validated from Website | [5 empty] | Production Completed | Production Completed
ESI | 006 |  | ADG | OK |  |  | ADG | Data Enrichment | [10 empty] | Prority Items | 1st feb | CYTOMED | 34514 | 514879 | 1173 | Immco | ImmuBlot Anti-Myelin Associated Glycoproteins (anti-MAG) Western Blot Immunoassay, 20 determinations | ImmuBlot Anti-Myelin Associated Glycoproteins (anti-MAG) Western Blot Immunoassay, 20 determinations For the detection of antibodies to primarily anti-myelin associated glucoproteins (anti-MAG) and other glycolipid autoantibodies in human serum. | Trinity Biotech | - | The Manufacturer/ Foreign | - | - | Kit | - | - | Reagents Kit | Service Type | - | - | - | - | - | - | - | - | - | - | - | - | - | - | - | - | - | - | - | - | - | - | - | - | - | - | - | - | - | - | - | - | - | - | - | - | - | - | - | - | - | - | THE MANUFACTURER/ FOREIGN | THE MANUFACTURER/ FOREIGN |  | TRINITY BIOTECH PLC | TRINITY BIOTECH PLC | 1173 | TRINITY | 1173 | 1173 | KT | 1 | [12 empty] | 41116010 Immunology analyzer reagents |  |  |  |  | REAGENT | IMMUNOLOGY | IMMUBLOT | ANTI-MYELIN ASSOCIATED GLYCOPROTEIN | [8 empty] | 20 DETERMINATIONS, FOR WESTERN BLOT IMMUNOASSAY | [5 empty] | https://www.trinitybiotech.com/products/myelin-associated-glycoprotein-mag-antibody-2/ |  | Pkging From Input | [5 empty] | Production Completed | Production Completed
ESI | 006 |  | ADG | OK |  |  | ADG | Data Enrichment | [10 empty] | Prority Items | 1st feb | CYTOMED | 34491 | 514865 | 591-2 | Trinity Biotech - Clinical Chemistry - Consumables | OXALATE: REAGENT B | OXALATE: REAGENT B | Trinity Biotech | - | The Manufacturer/ Foreign | - | - | Kit | - | - | Reagent | Service Type | - | - | - | - | - | - | - | - | - | - | - | - | - | - | - | - | - | - | - | - | - | - | - | - | - | - | - | - | - | - | - | - | - | - | - | - | - | - | - | - | - | - | THE MANUFACTURER/ FOREIGN | THE MANUFACTURER/ FOREIGN |  | TRINITY BIOTECH PLC | TRINITY BIOTECH PLC | 591-2 | TRINITY | 591-2 | 5912 | KT | 1 | [12 empty] | 41116004 Chemistry analyzer reagents |  |  |  |  | REAGENT | CHEMISTRY |  | OXALATE B | [5 empty] | 2ML | [8 empty] | https://www.trinitybiotech.com/area/oxalate/, https://www.avant-medical.com/en/products/trinity-biotech-oxalate/ |  | Pkging From Input | [5 empty] | Production Completed | Production Completed
ESI | 006 |  | ADG | OK |  |  | ADG | Data Enrichment | [10 empty] | Prority Items | 1st feb | CYTOMED | 34492 | 514866 | 591-3 | Trinity Biotech - Clinical Chemistry - Consumables | OXALATE: STANDARD 0.50 MMOL/L | OXALATE: STANDARD 0.50 MMOL/L | Trinity Biotech | - | The Manufacturer/ Foreign | - | - | Piece | - | - | Reagent | Service Type | - | - | - | - | - | - | - | - | - | - | - | - | - | - | - | - | - | - | - | - | - | - | - | - | - | - | - | - | - | - | - | - | - | - | - | - | - | - | - | - | - | - | THE MANUFACTURER/ FOREIGN | THE MANUFACTURER/ FOREIGN |  | TRINITY BIOTECH PLC | TRINITY BIOTECH PLC | 591-3 | TRINITY | 591-3 | 5913 | PC | 1 | [12 empty] | 41116107 Chemistry quality controls or calibrators or standards |  |  |  |  | STANDARD | CHEMISTRY |  | OXALATE 0.50MMOL/L | [5 empty] | 25ML | [8 empty] | https://www.trinitybiotech.com/area/clinical-chemistry/, https://www.avant-medical.com/en/products/trinity-biotech-oxalate/ |  | Pkging From Input |  |  |  | Description Duplicate |  | Production Completed | Production Completed
ESI | 006 |  | ADG | OK |  |  | ADG | Data Enrichment | [10 empty] | Prority Items | 1st feb | CYTOMED | 34493 | 514867 | 591-4 | Trinity Biotech - Clinical Chemistry - Consumables | OXALATE: SAMPLE DILUENT | OXALATE: SAMPLE DILUENT | Trinity Biotech | - | The Manufacturer/ Foreign | - | - | Piece | - | - | Reagent | Service Type | - | - | - | - | - | - | - | - | - | - | - | - | - | - | - | - | - | - | - | - | - | - | - | - | - | - | - | - | - | - | - | - | - | - | - | - | - | - | - | - | - | - | THE MANUFACTURER/ FOREIGN | THE MANUFACTURER/ FOREIGN |  | TRINITY BIOTECH PLC | TRINITY BIOTECH PLC | 591-4 | TRINITY | 591-4 | 5914 | PC | 1 | [12 empty] | 41116004 Chemistry analyzer reagents |  |  |  |  | DILUENT | CHEMISTRY |  | OXALATE | [5 empty] | 100ML |  |  | SAMPLE | [5 empty] | https://www.trinitybiotech.com/area/clinical-chemistry/, https://www.avant-medical.com/en/products/trinity-biotech-oxalate/ |  | Pkging From Input | [5 empty] | Production Completed | Production Completed
ESI | 006 |  | ADG | OK |  |  | ADG | Data Enrichment | [10 empty] | Prority Items | 1st feb | CYTOMED | 34513 | 514878 | 6000 | Immco | LIA Software , ImmcoLIA™ | LIA Software , ImmcoLIA™ | Trinity Biotech | - | The Manufacturer/ Foreign | - | - | Nos | - | - | Software | Service Type | - | - | - | - | - | - | - | - | - | - | - | - | - | - | - | - | - | - | - | - | - | - | - | - | - | - | - | - | - | - | - | - | - | - | - | - | - | - | - | - | - | - | THE MANUFACTURER/ FOREIGN | THE MANUFACTURER/ FOREIGN |  | TRINITY BIOTECH PLC | TRINITY BIOTECH PLC | 6000 | TRINITY | 6000 | 6000 | [14 empty] | 43232610 Medical software |  |  |  |  | SOFTWARE | MEDICAL | IMMCOLIA | [15 empty] | https://www.trinitybiotech.com/products/immcolia/ |  | Pkg Not Validated | [5 empty] | Production Completed | Production Completed
ESI | 006 |  | ADG | OK |  |  | ADG | Data Enrichment | [10 empty] | Prority Items | 1st feb | CYTOMED | 34509 | 516909 | 6011 | Immco | ANA Advanced Line Immunoassay LIA | ANA Advanced (Anti-Nuclear Antibody) Line Immunoassay LIA | Trinity Biotech | - |  | - | - | Nos | - | - | Reagents Kit | Service Type | - | - | - | - | - | - | - | - | - | - | - | - | - | - | - | - | - | - | - | - | - | - | - | - | - | - | - | - | - | - | - | - | - | - | - | - | - | - | - | - | - | - |  |  |  | TRINITY BIOTECH PLC | TRINITY BIOTECH PLC | 6011 | TRINITY | 6011 | 6011 | [14 empty] | 41116126 Immunology or serology test kits or supplies |  |  |  |  | KIT | IMMUNOLOGY | IMMCOSTRIPE | ANA ADVANCED LIA | [8 empty] | IMMUNOASSAY | [5 empty] | https://www.trinitybiotech.com/products/immcostripe-ana-advanced-lia/ |  | Pkg Not Validated | [5 empty] | Production Completed | Production Completed
ESI | 006 |  | ADG | OK |  |  | ADG | Data Enrichment | [10 empty] | Prority Items | 1st feb | CYTOMED | 34494 | 514868 | 305-10 | Trinity Biotech - Clinical Chemistry - Consumables | ACE kit- Reagent | ACE kit- Reagent | Trinity Biotech | - | The Manufacturer/ Foreign | - | - | Nos | - | - | Reagent | Service Type | - | - | - | - | - | - | - | - | - | - | - | - | - | - | - | - | - | - | - | - | - | - | - | - | - | - | - | - | - | - | - | - | - | - | - | - | - | - | - | - | - | - | THE MANUFACTURER/ FOREIGN | THE MANUFACTURER/ FOREIGN |  | TRINITY BIOTECH PLC | TRINITY BIOTECH PLC | 305-10 | TRINITY | 305-10 | 30510 | KT | 1 | [12 empty] | 41116104 Chemistry test kits or supplies |  |  |  |  | KIT | CHEMISTRY TEST |  | ANGIOTENSIN CONVERTING ENZYME | [5 empty] | 10ML | [8 empty] | https://www.trinitybiotech.com/area/angiotensin-converting-enzyme-ace/ |  | Pkg Validated from Website | [5 empty] | Production Completed | Production Completed
ESI | 006 |  | ADG | OK |  |  | ADG | Data Enrichment | [10 empty] | Prority Items | 1st feb | CYTOMED | 34497 | 514871 | 305-50 | Trinity Biotech - Clinical Chemistry - Consumables | ACE Calibrator Kit | ACE Calibrator Kit | Trinity Biotech | - | The Manufacturer/ Foreign | - | - | Nos | - | - | Reagents Kit | Service Type | - | - | - | - | - | - | - | - | - | - | - | - | - | - | - | - | - | - | - | - | - | - | - | - | - | - | - | - | - | - | - | - | - | - | - | - | - | - | - | - | - | - | THE MANUFACTURER/ FOREIGN | THE MANUFACTURER/ FOREIGN |  | TRINITY BIOTECH PLC | TRINITY BIOTECH PLC | 305-50 | TRINITY | 305-50 | 30550 | EA | 1 | BX | 6 | [10 empty] | 41116107 Chemistry quality controls or calibrators or standards |  |  |  |  | CALIBRATOR | CHEMISTRY |  | ANGIOTENSIN CONVERTING ENZYME | [5 empty] | 1ML |  |  | KIT, LYOPHILIZED | [5 empty] | https://www.trinitybiotech.com/wp-content/uploads/2015/02/400K-100X-brochure.pdf |  | Pkg Validated from Website | [5 empty] | Production Completed | Production Completed
ESI | 006 |  | ADG | OK |  |  | ADG | Data Enrichment | [10 empty] | Prority Items | 1st feb | CYTOMED | 34487 | 514861 | 591-10 | Trinity Biotech - Clinical Chemistry - Consumables | Oxalate : Reagent A | Oxalate : Reagent A | Trinity Biotech | - | The Manufacturer/ Foreign | - | - | Nos | - | - | Reagent | Service Type | - | - | - | - | - | - | - | - | - | - | - | - | - | - | - | - | - | - | - | - | - | - | - | - | - | - | - | - | - | - | - | - | - | - | - | - | - | - | - | - | - | - | THE MANUFACTURER/ FOREIGN | THE MANUFACTURER/ FOREIGN |  | TRINITY BIOTECH PLC | TRINITY BIOTECH PLC | 591-10 | TRINITY | 591-10 | 59110 | [14 empty] | 41116004 Chemistry analyzer reagents |  |  |  |  | REAGENT | CHEMISTRY |  | OXALATE A | [5 empty] | 10ML | [8 empty] | https://www.trinitybiotech.com/area/clinical-chemistry/, https://www.avant-medical.com/en/products/trinity-biotech-oxalate/ |  | Pkg Not Validated | [5 empty] | Production Completed | Production Completed
ESI | 006 |  | ADG | OK |  |  | ADG | Data Enrichment | [10 empty] | Prority Items | 1st feb | CYTOMED | 34490 | 514864 | 591-11 | Trinity Biotech - Clinical Chemistry - Consumables | OXALATE: STANDARDS SET, (6x25 ml) | OXALATE: STANDARDS SET , (6x25 ml) | Trinity Biotech | - | The Manufacturer/ Foreign | - | - | Kit | - | - | Reagent | Service Type | - | - | - | - | - | - | - | - | - | - | - | - | - | - | - | - | - | - | - | - | - | - | - | - | - | - | - | - | - | - | - | - | - | - | - | - | - | - | - | - | - | - | THE MANUFACTURER/ FOREIGN | THE MANUFACTURER/ FOREIGN |  | TRINITY BIOTECH PLC | TRINITY BIOTECH PLC | 591-11 | TRINITY | 591-11 | 59111 | EA | 1 | BX | 6 | [10 empty] | 41116107 Chemistry quality controls or calibrators or standards |  |  |  |  | STANDARD | CHEMISTRY |  | OXALATE | [5 empty] | 25ML |  |  | SET | [5 empty] | https://www.trinitybiotech.com/area/oxalate/, https://www.avant-medical.com/en/products/trinity-biotech-oxalate/ |  | Pkg Validated from Website | [5 empty] | Production Completed | Production Completed
ESI | 006 |  | ADG | OK |  |  | ADG | Data Enrichment | [10 empty] | Prority Items | 1st feb | CYTOMED | 34482 | 514856 | 591-20 | Trinity Biotech - Clinical Chemistry - Consumables | Oxalate: Sample Purifier Tubes (20 Tubes) | Oxalate: Sample Purifier Tubes (20 Tubes) | Trinity Biotech | - | The Manufacturer/ Foreign | - | - | Box | - | - | Consumables | Service Type | - | - | - | - | - | - | - | - | - | - | - | - | - | - | - | - | - | - | - | - | - | - | - | - | - | - | - | - | - | - | - | - | - | - | - | - | - | - | - | - | - | - | THE MANUFACTURER/ FOREIGN | THE MANUFACTURER/ FOREIGN |  | TRINITY BIOTECH PLC | TRINITY BIOTECH PLC | 591-20 | TRINITY | 591-20 | 59120 | KT | 1 | [12 empty] | 41116104 Chemistry test kits or supplies |  |  |  |  | KIT | CHEMISTRY TEST |  | OXALATE | [8 empty] | 20 SAMPLE PURIFIER TUBE | [5 empty] | https://www.trinitybiotech.com/area/oxalate/, https://www.avant-medical.com/en/products/trinity-biotech-oxalate/ |  | Pkg Validated from Website | [5 empty] | Production Completed | Production Completed
ESI | 006 |  | ADG | OK |  |  | ADG | Data Enrichment | [7 empty] | priority |  |  | Prority Items | 1st feb | CYTOMED | 34510 | 516910 | 1102-60 | Immco | ImmuGlo HEp-2 Cells - Anti Nuclear Antibody IFA Kit | ImmuGlo HEp-2 Cells - Anti Nuclear Antibody IFA Kit | Trinity Biotech | - |  | - | - | Nos | - | - | Reagents Kit | Service Type | - | - | - | - | - | - | - | - | - | - | - | - | - | - | - | - | - | - | - | - | - | - | - | - | - | - | - | - | - | - | - | - | - | - | - | - | - | - | - | - | - | - |  |  |  | TRINITY BIOTECH PLC | TRINITY BIOTECH PLC | 1102-60 | TRINITY | 1102-60 | 110260 | [14 empty] | 41116126 Immunology or serology test kits or supplies |  |  |  |  | KIT | IMMUNOLOGY | IMMUGLO | ANA HEP-2 SUBSTRATE | [8 empty] | 10X6 WELL SLIDE, CONTROL, 60 TEST | [5 empty] | https://www.trinitybiotech.com/products/ana-hep-2-substrate-3/ |  | Pkg Not Validated | [5 empty] | Production Completed | Production Completed
ESI | 006 |  | ADG | OK |  |  | ADG | Data Enrichment | [10 empty] | Prority Items | 1st feb | CYTOMED | 34488 | 514862 | 591-100 | Trinity Biotech - Clinical Chemistry - Consumables | Oxalate : Sample Purifier Tubes (100 Tubes), a component of Oxalate Kits (591-C and 591-D) | Oxalate : Sample Purifier Tubes (100 Tubes), a component of Oxalate Kits (591-C and 591-D) | Trinity Biotech | - | The Manufacturer/ Foreign | - | - | Box | - | - | Disposable | Service Type | - | - | - | - | - | - | - | - | - | - | - | - | - | - | - | - | - | - | - | - | - | - | - | - | - | - | - | - | - | - | - | - | - | - | - | - | - | - | - | - | - | - | THE MANUFACTURER/ FOREIGN | THE MANUFACTURER/ FOREIGN |  | TRINITY BIOTECH PLC | TRINITY BIOTECH PLC | 591-100 | TRINITY | 591-100 | 591100 | KT | 1 | [12 empty] | 41116104 Chemistry test kits or supplies |  |  |  |  | KIT | CHEMISTRY TEST |  | OXALATE | [8 empty] | 100 SAMPLE PURIFIER TUBE | [5 empty] | https://www.trinitybiotech.com/area/clinical-chemistry/, https://www.avant-medical.com/en/products/trinity-biotech-oxalate/ |  | Pkg Validated from Website | [5 empty] | Production Completed | Production Completed
ESI | 006 |  | ADG | OK |  |  | ADG | Data Enrichment | [10 empty] | Prority Items | 1st feb | CYTOMED | 34426 | 514803 | 01-03-0019 | Trinity Biotech - Hemoglobins - Variants/ Haemoglobinopathies - Consumables | Reagent, Genesys Diluent 3.8 L | Reagent, Genesys Diluent 3.8 L | Trinity Biotech | - | The Manufacturer/ Foreign | - | - | Piece | - | - | Reagents Kit | Service Type | - | - | - | - | - | - | - | - | - | - | - | - | - | - | - | - | - | - | - | - | - | - | - | - | - | - | - | - | - | - | - | - | - | - | - | - | - | - | - | - | - | - | THE MANUFACTURER/ FOREIGN | THE MANUFACTURER/ FOREIGN |  | TRINITY BIOTECH PLC | TRINITY BIOTECH PLC | 01-03-0019 | TRINITY | 01-03-0019 | 01030019 | PC | 1 | [12 empty] | 41116023 Automated high performance chromatography HPLC analyzer system reagent or kit |  |  |  |  | REAGENT | HPLC | GENESYS | [6 empty] | 3.8LT |  |  | DILUENT | [5 empty] | https://www.accessdata.fda.gov/scripts/cdrh/cfdocs/cfRES/res.cfm?start_search=1&event_id=81488 |  | Pkging From Input | [5 empty] | Production Completed | Production Completed
ESI | 006 |  | ADG | OK |  |  | ADG | Data Enrichment | [10 empty] | Prority Items | 1st feb | CYTOMED | 34427 | 514804 | 01-03-0020 | Trinity Biotech - Hemoglobins - Variants/ Haemoglobinopathies - Consumables | Genesys 1, (3.8 L) | Genesys 1, (3.8 L) | Trinity Biotech | - | The Manufacturer/ Foreign | - | - | Nos | - | - | Reagent | Service Type | - | - | - | - | - | - | - | - | - | - | - | - | - | - | - | - | - | - | - | - | - | - | - | - | - | - | - | - | - | - | - | - | - | - | - | - | - | - | - | - | - | - | THE MANUFACTURER/ FOREIGN | THE MANUFACTURER/ FOREIGN |  | TRINITY BIOTECH PLC | TRINITY BIOTECH PLC | 01-03-0020 | TRINITY | 01-03-0020 | 01030020 | [14 empty] | 41116023 Automated high performance chromatography HPLC analyzer system reagent or kit |  |  |  |  | REAGENT | HPLC | GENESYS | REAGENT 1 | [5 empty] | 3.8LT | [8 empty] | https://www.accessdata.fda.gov/scripts/cdrh/cfdocs/cfRES/res.cfm?id=168906 |  | Pkg Not Validated | [5 empty] | Production Completed | Production Completed
ESI | 006 |  | ADG | OK |  |  | ADG | Data Enrichment | [10 empty] | Prority Items | 1st feb | CYTOMED | 34428 | 514805 | 01-03-0022 | Trinity Biotech - Hemoglobins - Variants/ Haemoglobinopathies - Consumables | Genesys 2, (3.8 L) | Genesys 2, (3.8 L) | Trinity Biotech | - | The Manufacturer/ Foreign | - | - | Nos | - | - | Reagent | Service Type | - | - | - | - | - | - | - | - | - | - | - | - | - | - | - | - | - | - | - | - | - | - | - | - | - | - | - | - | - | - | - | - | - | - | - | - | - | - | - | - | - | - | THE MANUFACTURER/ FOREIGN | THE MANUFACTURER/ FOREIGN |  | TRINITY BIOTECH PLC | TRINITY BIOTECH PLC | 01-03-0022 | TRINITY | 01-03-0022 | 01030022 | [14 empty] | 41116023 Automated high performance chromatography HPLC analyzer system reagent or kit |  |  |  |  | REAGENT | HPLC | GENESYS | REAGENT 2 | [5 empty] | 3.8LT | [8 empty] | https://www.accessdata.fda.gov/scripts/cdrh/cfdocs/cfRES/res.cfm?start_search=1&event_id=81488 |  | Pkg Not Validated | [5 empty] | Production Completed | Production Completed
ESI | 006 |  | ADG | OK |  |  | ADG | Data Enrichment | [10 empty] | Prority Items | 1st feb | CYTOMED | 34430 | 514807 | 01-03-0035 | Trinity Biotech - Hemoglobins - Variants/ Haemoglobinopathies - Consumables | Ultra2 Wash Reagent ,( 940 ml) | Ultra2 Wash Reagent ,( 940 ml) | Trinity Biotech | - | The Manufacturer/ Foreign | - | - | Piece | - | - | Reagent | Lab Equipment | - | - | - | - | - | - | - | - | - | - | - | - | - | - | - | - | - | - | - | - | - | - | - | - | - | - | - | - | - | - | - | - | - | - | - | - | - | - | - | - | - | - | THE MANUFACTURER/ FOREIGN | THE MANUFACTURER/ FOREIGN |  | TRINITY BIOTECH PLC | TRINITY BIOTECH PLC | 01-03-0035 | TRINITY | 01-03-0035 | 01030035 | PC | 1 | [12 empty] | 41116023 Automated high performance chromatography HPLC analyzer system reagent or kit |  |  |  |  | REAGENT | HPLC | ULTRA 2 | [6 empty] | 940ML |  |  | WASH | [5 empty] | https://www.volza.com/p/diagnostic-reagent/import/hsn-code-3402/ |  | Pkging From Input | [5 empty] | Production Completed | Production Completed
ESI | 006 |  | ADG | OK |  |  | ADG | Data Enrichment | [10 empty] | Prority Items | 1st feb | CYTOMED | 34412 | 514789 | 01-03-0040 | Trinity Biotech - Hemoglobins - Variants/ Haemoglobinopathies - Consumables | Mobile Phase 1, (3.8 L) (Variant Haemoglobin) | Mobile Phase 1, (3.8 L) (Variant Haemoglobin) | Trinity Biotech | - | The Manufacturer/ Foreign | - | - | Piece | - | - | Reagent | Service Type | - | - | - | - | - | - | - | - | - | - | - | - | - | - | - | - | - | - | - | - | - | - | - | - | - | - | - | - | - | - | - | - | - | - | - | - | - | - | - | - | - | - | THE MANUFACTURER/ FOREIGN | THE MANUFACTURER/ FOREIGN |  | TRINITY BIOTECH PLC | TRINITY BIOTECH PLC | 01-03-0040 | TRINITY | 01-03-0040 | 01030040 | PC | 1 | [12 empty] | 41116023 Automated high performance chromatography HPLC analyzer system reagent or kit |  |  |  |  | REAGENT | HPLC |  | MOBILE PHASE 1 | [5 empty] | 3.8LT |  |  | FOR ULTRA 2 VARIANT HAEMOGLOBIN | [5 empty] | https://www.accessdata.fda.gov/scripts/cdrh/cfdocs/cfRES/res.cfm?id=184141 |  | Pkging From Input | [5 empty] | Production Completed | Production Completed
ESI | 006 |  | ADG | OK |  |  | ADG | Data Enrichment | [10 empty] | Prority Items | 1st feb | CYTOMED | 34413 | 514790 | 01-03-0041 | Trinity Biotech - Hemoglobins - Variants/ Haemoglobinopathies - Consumables | Mobile Phase 2 , (3.8 L) ( Ultra 2 , Varient Haemoglobin) | Mobile Phase 2 , (3.8 L) ( Ultra 2 , Varient Haemoglobin) | Trinity Biotech | - | The Manufacturer/ Foreign | - | - | Nos | - | - | Reagent | Service Type | - | - | - | - | - | - | - | - | - | - | - | - | - | - | - | - | - | - | - | - | - | - | - | - | - | - | - | - | - | - | - | - | - | - | - | - | - | - | - | - | - | - | THE MANUFACTURER/ FOREIGN | THE MANUFACTURER/ FOREIGN |  | TRINITY BIOTECH PLC | TRINITY BIOTECH PLC | 01-03-0041 | TRINITY | 01-03-0041 | 01030041 | [14 empty] | 41116023 Automated high performance chromatography HPLC analyzer system reagent or kit |  |  |  |  | REAGENT | HPLC |  | MOBILE PHASE 2 | [5 empty] | 3.8LT |  |  | FOR ULTRA 2 VARIANT HAEMOGLOBIN | [5 empty] | https://www.accessdata.fda.gov/scripts/cdrh/cfdocs/cfRES/res.cfm?id=184141 |  | Pkg Not Validated | [5 empty] | Production Completed | Production Completed
ESI | 006 |  | ADG | OK |  |  | ADG | Data Enrichment | [10 empty] | Prority Items | 1st feb | CYTOMED | 34437 | 514814 | 01-03-0042 | Trinity Biotech - Hemoglobins - Variants/ Haemoglobinopathies - Consumables | Mobile phase 1 , (940 ml) (Ultra 2 , Varient Haemoglobin) | Mobile phase 1 , (940 ml) (Ultra 2 , Varient Haemoglobin) | Trinity Biotech | - | The Manufacturer/ Foreign | - | - | Piece | - | - | Reagent | Lab Reagent | - | - | - | - | - | - | - | - | - | - | - | - | - | - | - | - | - | - | - | - | - | - | - | - | - | - | - | - | - | - | - | - | - | - | - | - | - | - | - | - | - | - | THE MANUFACTURER/ FOREIGN | THE MANUFACTURER/ FOREIGN |  | TRINITY BIOTECH PLC | TRINITY BIOTECH PLC | 01-03-0042 | TRINITY | 01-03-0042 | 01030042 | PC | 1 | [12 empty] | 41116023 Automated high performance chromatography HPLC analyzer system reagent or kit |  |  |  |  | REAGENT | HPLC | ULTRA 2 | MOBILE PHASE 1 | [5 empty] | 940ML |  |  | FOR VARIENT HAEMOGLOBIN | [5 empty] | https://www.volza.com/p/biotech/import/coo-united-states/ |  | Pkging From Input | [5 empty] | Production Completed | Production Completed
ESI | 006 |  | ADG | OK |  |  | ADG | Data Enrichment | [10 empty] | Prority Items | 1st feb | CYTOMED | 34431 | 514808 | 01-03-0044 | Trinity Biotech - Hemoglobins - Variants/ Haemoglobinopathies - Consumables | Mobile phase 2, ( 940 ml) (Ultra 2 , Varient Haemoglobin) | Mobile phase 2, ( 940 ml) ( Ultra 2 , Varient Haemoglobin) | Trinity Biotech | - | The Manufacturer/ Foreign | - | - | Piece | - | - | Reagent | Lab Equipment | - | - | - | - | - | - | - | - | - | - | - | - | - | - | - | - | - | - | - | - | - | - | - | - | - | - | - | - | - | - | - | - | - | - | - | - | - | - | - | - | - | - | THE MANUFACTURER/ FOREIGN | THE MANUFACTURER/ FOREIGN |  | TRINITY BIOTECH PLC | TRINITY BIOTECH PLC | 01-03-0044 | TRINITY | 01-03-0044 | 01030044 | PC | 1 | [12 empty] | 41116023 Automated high performance chromatography HPLC analyzer system reagent or kit |  |  |  |  | REAGENT | HPLC | ULTRA 2 | MOBILE PHASE 2 | [5 empty] | 940ML |  |  | FOR VARIENT HAEMOGLOBIN | [5 empty] | https://www.volza.com/p/chemical-reagent/export/export-from-ireland/ |  | Pkging From Input | [5 empty] | Production Completed | Production Completed
ESI | 006 |  | ADG | OK |  |  | ADG | Data Enrichment | [10 empty] | Prority Items | 1st feb | CYTOMED | 34414 | 514791 | 01-03-0056 | Trinity Biotech - Hemoglobins - Variants/ Haemoglobinopathies - Consumables | 2 Diluent Reagent , ( 3.8 L) | 2 Diluent Reagent , ( 3.8 L) ( is an HbA1c Reagent to measure Glycated haemoglobin GHb ) Ultra2 Buffer 2A Reagent – 3.8L | Trinity Biotech | - | The Manufacturer/ Foreign | - | - | Piece | - | - | Reagent | Service Type | - | - | - | - | - | - | - | - | - | - | - | - | - | - | - | - | - | - | - | - | - | - | - | - | - | - | - | - | - | - | - | - | - | - | - | - | - | - | - | - | - | - | THE MANUFACTURER/ FOREIGN | THE MANUFACTURER/ FOREIGN |  | TRINITY BIOTECH PLC | TRINITY BIOTECH PLC | 01-03-0056 | TRINITY | 01-03-0056 | 01030056 | PC | 1 | [12 empty] | 41116023 Automated high performance chromatography HPLC analyzer system reagent or kit |  |  |  |  | REAGENT | HPLC |  | HBA1C | [5 empty] | 3.8LT |  |  | 2 DILUENT, TO MEASURE GLYCATED HAEMOGLOBIN GHB | [5 empty] | https://www.accessdata.fda.gov/scripts/cdrh/cfdocs/cfRES/res.cfm?id=184141 |  | Pkging From Input | [5 empty] | Production Completed | Production Completed
ESI | 006 |  | ADG | OK |  |  | ADG | Data Enrichment | [10 empty] | Prority Items | 1st feb | CYTOMED | 34432 | 514809 | 01-03-0059 | Trinity Biotech - Hemoglobins - Variants/ Haemoglobinopathies - Consumables | 2 Diluent Reagent , ( 940 ml) | 2 Diluent Reagent , ( 940 ml) ( is an HbA1c Reagent to measure Glycated haemoglobin GHb ) | Trinity Biotech | - | The Manufacturer/ Foreign | - | - | Piece | - | - | Reagent | Lab Equipment | - | - | - | - | - | - | - | - | - | - | - | - | - | - | - | - | - | - | - | - | - | - | - | - | - | - | - | - | - | - | - | - | - | - | - | - | - | - | - | - | - | - | THE MANUFACTURER/ FOREIGN | THE MANUFACTURER/ FOREIGN |  | TRINITY BIOTECH PLC | TRINITY BIOTECH PLC | 01-03-0059 | TRINITY | 01-03-0059 | 01030059 | PC | 1 | [12 empty] | 41116023 Automated high performance chromatography HPLC analyzer system reagent or kit |  |  |  |  | REAGENT | HPLC |  | HBA1C | [5 empty] | 940ML |  |  | 2 DILUENT, TO MEASURE GLYCATED HAEMOGLOBIN GHB | [5 empty] | https://www.volza.com/p/diagnostic-reagent/export/hsn-code-38229090/ |  | Pkging From Input | [5 empty] | Production Completed | Production Completed
ESI | 006 |  | ADG | OK |  |  | ADG | Data Enrichment | [10 empty] | Prority Items | 1st feb | CYTOMED | 34423 | 514800 | 01-03-0084 | Trinity Biotech - Hemoglobins - Variants/ Haemoglobinopathies - Consumables | (Premier Hb 9210 ) Mobile Phase 1 Reagent, 3.8L | (Premier Hb 9210 ) Mobile Phase 1 Reagent, 3.8L | Trinity Biotech | - | The Manufacturer/ Foreign | - | - | Piece | - | - | Reagent | Service Type | - | - | - | - | - | - | - | - | - | - | - | - | - | - | - | - | - | - | - | - | - | - | - | - | - | - | - | - | - | - | - | - | - | - | - | - | - | - | - | - | - | - | THE MANUFACTURER/ FOREIGN | THE MANUFACTURER/ FOREIGN |  | TRINITY BIOTECH PLC | TRINITY BIOTECH PLC | 01-03-0084 | TRINITY | 01-03-0084 | 01030084 | PC | 1 | [12 empty] | 41116023 Automated high performance chromatography HPLC analyzer system reagent or kit |  |  |  |  | REAGENT | HPLC | PREMIER HB9210 | MOBILE PHASE 1 | [5 empty] | 3.8LT | [8 empty] | https://www.volza.com/p/biochemistry-reagents/import/import-in-vietnam/ |  | Pkging From Input | [5 empty] | Production Completed | Production Completed
ESI | 006 |  | ADG | OK |  |  | ADG | Data Enrichment | [10 empty] | Prority Items | 1st feb | CYTOMED | 34422 | 514799 | 01-03-0085 | Trinity Biotech - Hemoglobins - Variants/ Haemoglobinopathies - Consumables | (Premier Hb 9210 ) Mobile Phase 2 Reagent, 3.8L | (Premier Hb 9210 ) Mobile Phase 2 Reagent, 3.8L | Trinity Biotech | - | The Manufacturer/ Foreign | - | - | Piece | - | - | Reagent | Service Type | - | - | - | - | - | - | - | - | - | - | - | - | - | - | - | - | - | - | - | - | - | - | - | - | - | - | - | - | - | - | - | - | - | - | - | - | - | - | - | - | - | - | THE MANUFACTURER/ FOREIGN | THE MANUFACTURER/ FOREIGN |  | TRINITY BIOTECH PLC | TRINITY BIOTECH PLC | 01-03-0085 | TRINITY | 01-03-0085 | 01030085 | PC | 1 | [12 empty] | 41116023 Automated high performance chromatography HPLC analyzer system reagent or kit |  |  |  |  | REAGENT | HPLC | PREMIER HB9210 | MOBILE PHASE 2 | [5 empty] | 3.8LT | [8 empty] | URL NOT FOUND |  | Pkging From Input | [5 empty] | Production Completed | Production Completed
ESI | 006 |  | ADG | ok |  |  | ADG | Data Enrichment | [10 empty] | Prority Items | 1st feb | CYTOMED | 34451 | 514828 | 01-03-0087 | Trinity Biotech - Hemoglobins - Diabetes HbA1c - Consumables | Premier Resolution Diluent Reagent 3.8L | Premier Resolution Diluent Reagent 3.8L Brand: Premier Hb9210™ Resolution | Trinity Biotech | - | The Manufacturer/ Foreign | - | - | Bottle | - | - | Consumables | Service Type | - | - | - | - | - | - | - | - | - | - | - | - | - | - | - | - | - | - | - | - | - | - | - | - | - | - | - | - | - | - | - | - | - | - | - | - | - | - | - | - | - | - | THE MANUFACTURER/ FOREIGN | THE MANUFACTURER/ FOREIGN |  | TRINITY BIOTECH PLC | TRINITY BIOTECH PLC | 01-03-0087 | TRINITY | 01-03-0087 | 01030087 | BO | 1 | [12 empty] | 41116023 Automated high performance chromatography HPLC analyzer system reagent or kit |  |  |  |  | REAGENT | HPLC | PREMIER HB9210, RESOLUTION | [6 empty] | 3.8LT |  |  | DILUENT | [5 empty] | https://www.trinitybiotech.com/brands/premier-resolution/ |  | Pkging From Input | [5 empty] | Production Completed | Production Completed
ESI | 006 |  | ADG | OK |  |  | ADG | Data Enrichment | [10 empty] | Prority Items | 1st feb | CYTOMED | 34429 | 514806 | 01-03-0088 | Trinity Biotech - Hemoglobins - Variants/ Haemoglobinopathies - Consumables | Premier Resolution Wash Reagent, 940mL | Premier Resolution Wash Reagent, 940mL Brand: Premier Hb9210™ Resolution, Disease: Haemoglobinopathies | Trinity Biotech | - | The Manufacturer/ Foreign | - | - | Piece | - | - | Consumables | Service Type | - | - | - | - | - | - | - | - | - | - | - | - | - | - | - | - | - | - | - | - | - | - | - | - | - | - | - | - | - | - | - | - | - | - | - | - | - | - | - | - | - | - | THE MANUFACTURER/ FOREIGN | THE MANUFACTURER/ FOREIGN |  | TRINITY BIOTECH PLC | TRINITY BIOTECH PLC | 01-03-0088 | TRINITY | 01-03-0088 | 01030088 | PC | 1 | [12 empty] | 41116023 Automated high performance chromatography HPLC analyzer system reagent or kit |  |  |  |  | REAGENT | HPLC | PREMIER HB9210 RESOLUTION | [6 empty] | 940ML |  |  | WASH, HAEMOGLOBINOPATHIES | [5 empty] | https://www.volza.com/p/diagnostic-reagent/import/hsn-code-3402/ |  | Pkging From Input | [5 empty] | Production Completed | Production Completed
ESI | 006 |  | ADG | OK |  |  | ADG | Data Enrichment | [10 empty] | Prority Items | 1st feb | CYTOMED | 34420 | 514797 | 01-03-0093 | Trinity Biotech - Hemoglobins - Variants/ Haemoglobinopathies - Consumables | (Premier Hb 9210 ) Piston Wash Reagent | (Premier Hb 9210 ) Piston Wash Reagent | Trinity Biotech | - | The Manufacturer/ Foreign | - | - | Piece | - | - | Reagent | Service Type | - | - | - | - | - | - | - | - | - | - | - | - | - | - | - | - | - | - | - | - | - | - | - | - | - | - | - | - | - | - | - | - | - | - | - | - | - | - | - | - | - | - | THE MANUFACTURER/ FOREIGN | THE MANUFACTURER/ FOREIGN |  | TRINITY BIOTECH PLC | TRINITY BIOTECH PLC | 01-03-0093 | TRINITY | 01-03-0093 | 01030093 | PC | 1 | [12 empty] | 41116023 Automated high performance chromatography HPLC analyzer system reagent or kit |  |  |  |  | REAGENT | HPLC | PREMIER HB9210, RESOLUTION | [9 empty] | PISTON WASH | [5 empty] | URL NOT FOUND |  | Pkging From Input | [5 empty] | Production Completed | Production Completed
ESI | 006 |  | ADG | ok |  |  | ADG | Data Enrichment | [10 empty] | Prority Items | 1st feb | CYTOMED | 34449 | 514826 | 01-03-0095 | Trinity Biotech - Hemoglobins - Diabetes HbA1c - Consumables | (Premier Hb 9210 ) Buffer A Reagent, 940 ml. | (Premier Hb 9210 ) Buffer A Reagent, 940 ml. | Trinity Biotech | - | The Manufacturer/ Foreign | - | - | Piece | - | - | Reagent | Service Type | - | - | - | - | - | - | - | - | - | - | - | - | - | - | - | - | - | - | - | - | - | - | - | - | - | - | - | - | - | - | - | - | - | - | - | - | - | - | - | - | - | - | THE MANUFACTURER/ FOREIGN | THE MANUFACTURER/ FOREIGN |  | TRINITY BIOTECH PLC | TRINITY BIOTECH PLC | 01-03-0095 | TRINITY | 01-03-0095 | 01030095 | PC | 1 | [12 empty] | 41116023 Automated high performance chromatography HPLC analyzer system reagent or kit |  |  |  |  | REAGENT | HPLC | PREMIER HB9210 | BUFFER A | [5 empty] | 940ML | [8 empty] | https://www.trinitybiotech.com/area/diabetes_products/ |  | Pkging From Input | [5 empty] | Production Completed | Production Completed
ESI | 006 |  | ADG | ok |  |  | ADG | Data Enrichment | [10 empty] | Prority Items | 1st feb | CYTOMED | 34450 | 514827 | 01-03-0096 | Trinity Biotech - Hemoglobins - Diabetes HbA1c - Consumables | (Premier Hb 9210) Buffer B Reagent , 940 ml | (Premier Hb 9210) Buffer B Reagent , 940 ml | Trinity Biotech | - | The Manufacturer/ Foreign | - | - | Piece | - | - | Reagent | Service Type | - | - | - | - | - | - | - | - | - | - | - | - | - | - | - | - | - | - | - | - | - | - | - | - | - | - | - | - | - | - | - | - | - | - | - | - | - | - | - | - | - | - | THE MANUFACTURER/ FOREIGN | THE MANUFACTURER/ FOREIGN |  | TRINITY BIOTECH PLC | TRINITY BIOTECH PLC | 01-03-0096 | TRINITY | 01-03-0096 | 01030096 | PC | 1 | [12 empty] | 41116023 Automated high performance chromatography HPLC analyzer system reagent or kit |  |  |  |  | REAGENT | HPLC | PREMIER HB9210 | BUFFER B | [5 empty] | 940ML | [8 empty] | https://www.trinitybiotech.com/area/diabetes_products/ |  | Pkging From Input | [5 empty] | Production Completed | Production Completed
ESI | 006 |  | ADG | OK |  |  | ADG | Data Enrichment | [10 empty] | Prority Items | 1st feb | CYTOMED | 34418 | 514795 | 01-03-0097 | Trinity Biotech - Hemoglobins - Variants/ Haemoglobinopathies - Consumables | (Premier Hb 9210 ) Diluent Reagent, 3.8 L (Premier affinity) | (Premier Hb 9210 ) Diluent Reagent, 3.8 L (Premier affinity) | Trinity Biotech | - | The Manufacturer/ Foreign | - | - | Piece | - | - | Reagent | Service Type | - | - | - | - | - | - | - | - | - | - | - | - | - | - | - | - | - | - | - | - | - | - | - | - | - | - | - | - | - | - | - | - | - | - | - | - | - | - | - | - | - | - | THE MANUFACTURER/ FOREIGN | THE MANUFACTURER/ FOREIGN |  | TRINITY BIOTECH PLC | TRINITY BIOTECH PLC | 01-03-0097 | TRINITY | 01-03-0097 | 01030097 | PC | 1 | [12 empty] | 41116023 Automated high performance chromatography HPLC analyzer system reagent or kit |  |  |  |  | REAGENT | HPLC | PREMIER HB9210 | HBA1C | [5 empty] | 3.8LT |  |  | DILUENT, BLOOD SAMPLE, AFFINITY | [5 empty] | https://mms.mckesson.com/product/978258/Trinity-Biotech-USA-01-03-0097 |  | Pkging From Input | [5 empty] | Production Completed | Production Completed
ESI | 006 |  | ADG | ok |  |  | ADG | Data Enrichment | [10 empty] | Prority Items | 1st feb | CYTOMED | 34448 | 514825 | 01-03-0098 | Trinity Biotech - Hemoglobins - Diabetes HbA1c - Consumables | (Premier Hb 9210) Cleaning reagent , (Wash 940 ml) | (Premier Hb 9210) Cleaning reagent , (Wash 940 ml) | Trinity Biotech | - | The Manufacturer/ Foreign | - | - | Piece | - | - | Reagent | Service Type | - | - | - | - | - | - | - | - | - | - | - | - | - | - | - | - | - | - | - | - | - | - | - | - | - | - | - | - | - | - | - | - | - | - | - | - | - | - | - | - | - | - | THE MANUFACTURER/ FOREIGN | THE MANUFACTURER/ FOREIGN |  | TRINITY BIOTECH PLC | TRINITY BIOTECH PLC | 01-03-0098 | TRINITY | 01-03-0098 | 01030098 | PC | 1 | [12 empty] | 41116023 Automated high performance chromatography HPLC analyzer system reagent or kit |  |  |  |  | REAGENT | HPLC | PREMIER HB9210 | [6 empty] | 940ML |  |  | CLEANING, WASH | [5 empty] | https://imgcdn.mckesson.com/CumulusWeb/Click_and_learn/SDS_TRNITY_REAGENT_WASH_PREMIER_FHB9210_SYS_940ML.pdf |  | Pkging From Input | [5 empty] | Production Completed | Production Completed
ESI | 006 |  | ADG | OK |  |  | ADG | Data Enrichment | [10 empty] | Prority Items | 1st feb | CYTOMED | 34416 | 514793 | 01-04-0015 | Trinity Biotech - Hemoglobins - Variants/ Haemoglobinopathies - Consumables | HbA1c Control | HbA1c Control | Trinity Biotech | - | The Manufacturer/ Foreign | - | - | Nos | - | - | Consumables | Service Type | - | - | - | - | - | - | - | - | - | - | - | - | - | - | - | - | - | - | - | - | - | - | - | - | - | - | - | - | - | - | - | - | - | - | - | - | - | - | - | - | - | - | THE MANUFACTURER/ FOREIGN | THE MANUFACTURER/ FOREIGN |  | TRINITY BIOTECH PLC | TRINITY BIOTECH PLC | 01-04-0015 | TRINITY | 01-04-0015 | 01040015 | [14 empty] | 41116107 Chemistry quality controls or calibrators or standards |  |  |  |  | CONTROL | CHEMISTRY |  | HBA1C | [5 empty] | 400MU L |  |  | LEVEL 1, 2 | [5 empty] | https://mms.mckesson.com/product/978260/Trinity-Biotech-USA-01-04-0015 |  | Pkg Not Validated | [5 empty] | Production Completed | Production Completed
ESI | 006 |  | ADG | OK |  |  | ADG | Data Enrichment | [10 empty] | Prority Items | 1st feb | CYTOMED | 34441 | 514818 | 01-04-0018 | Trinity Biotech - Hemoglobins - Diabetes HbA1c - Consumables | Hemoglobin A1c Calibrator Kit | Hemoglobin A1c Calibrator Kit , (HbA1c calibrator ) , Level 1 Calibrator :1 x 400 µL & Level 2 Calibrator : 1 x 400 µL | Trinity Biotech | - | The Manufacturer/ Foreign | - | - | Kit | - | - | Reagent | Service Type | - | - | - | - | - | - | - | - | - | - | - | - | - | - | - | - | - | - | - | - | - | - | - | - | - | - | - | - | - | - | - | - | - | - | - | - | - | - | - | - | - | - | THE MANUFACTURER/ FOREIGN | THE MANUFACTURER/ FOREIGN |  | TRINITY BIOTECH PLC | TRINITY BIOTECH PLC | 01-04-0018 | TRINITY | 01-04-0018 | 01040018 | KT | 1 | [12 empty] | 41116107 Chemistry quality controls or calibrators or standards |  |  |  |  | CALIBRATOR | CHEMISTRY | HBA1C | [6 empty] | 400MU L |  |  | LEVEL 1, 2 | [5 empty] | https://www.ciamedical.com/trinity-biotech-01-04-0018-each-hba1c-cal-vial-kit-2x2-f-ultra2-pdq-pdq-plus-glycated-ea |  | Pkging From Input | [5 empty] | Production Completed | Production Completed
ESI | 006 |  | ADG | ok |  |  | ADG | Data Enrichment | [10 empty] | Prority Items | 1st feb | CYTOMED | 34454 | 514830 | 01-04-0020 | Trinity Biotech - Hemoglobins - Diabetes HbA1c - Consumables | Glycated Hemoglobin Controls (500 ul) Level I & Level II (Kit HbA1c Control, XL) | Glycated Hemoglobin Controls (500 ul) Level I & Level II (Kit HbA1c Control, XL) | Trinity Biotech | - | The Manufacturer/ Foreign | - | - | Kit | - | - | Reagent | Lab Reagent | - | - | - | - | - | - | - | - | - | - | - | - | - | - | - | - | - | - | - | - | - | - | - | - | - | - | - | - | - | - | - | - | - | - | - | - | - | - | - | - | - | - | THE MANUFACTURER/ FOREIGN | THE MANUFACTURER/ FOREIGN |  | TRINITY BIOTECH PLC | TRINITY BIOTECH PLC | 01-04-0020 | TRINITY | 01-04-0020 | 01040020 | KT | 1 | [12 empty] | 41116107 Chemistry quality controls or calibrators or standards |  |  |  |  | CONTROL | CHEMISTRY |  | GLYCATED HEMOGLOBIN HBA1C | [5 empty] | 500MU L |  |  | KIT, LEVEL 1, 2, FOR XL SYSTEM | [5 empty] | https://www.trinitybiotech.com/area/haemoglobinopathies-2/ |  | Pkging From Input | [5 empty] | Production Completed | Production Completed
ESI | 006 |  | ADG | OK |  |  | ADG | Data Enrichment | [10 empty] | Prority Items | 1st feb | CYTOMED | 34444 | 514821 | 01-04-0022 | Trinity Biotech - Hemoglobins - Diabetes HbA1c - Consumables | Glycated Hemoglobin Calibrators (500 ul) Level I & Level II (Kit HbA1c Calibrator XL) | Glycated Hemoglobin Calibrators (500 ul) Level I & Level II (Kit HbA1c Calibrator XL) | Trinity Biotech | - | The Manufacturer/ Foreign | - | - | Kit | - | - | Consumables | Service Type | - | - | - | - | - | - | - | - | - | - | - | - | - | - | - | - | - | - | - | - | - | - | - | - | - | - | - | - | - | - | - | - | - | - | - | - | - | - | - | - | - | - | THE MANUFACTURER/ FOREIGN | THE MANUFACTURER/ FOREIGN |  | TRINITY BIOTECH PLC | TRINITY BIOTECH PLC | 01-04-0022 | TRINITY | 01-04-0022 | 01040022 | KT | 1 | [12 empty] | 41116107 Chemistry quality controls or calibrators or standards |  |  |  |  | CALIBRATOR | CHEMISTRY |  | GLYCATED HEMOGLOBIN HBA1C | [5 empty] | 500MU L |  |  | LEVEL 1, 2, KIT, FOR XL SYSTEM | [5 empty] | https://www.trinitybiotech.com/area/diabetes_products/ |  | Pkging From Input | [5 empty] | Production Completed | Production Completed
ESI | 006 |  | ADG | OK |  |  | ADG | Data Enrichment | [10 empty] | Prority Items | 1st feb | CYTOMED | 34433 | 514810 | 01-04-0042 | Trinity Biotech - Hemoglobins - Variants/ Haemoglobinopathies - Consumables | FASC Reference Material kit | FASC Reference Material kit | Trinity Biotech | - | The Manufacturer/ Foreign | - | - | Nos | - | - | Reagent | Lab Equipment | - | - | - | - | - | - | - | - | - | - | - | - | - | - | - | - | - | - | - | - | - | - | - | - | - | - | - | - | - | - | - | - | - | - | - | - | - | - | - | - | - | - | THE MANUFACTURER/ FOREIGN | THE MANUFACTURER/ FOREIGN |  | TRINITY BIOTECH PLC | TRINITY BIOTECH PLC | 01-04-0042 | TRINITY | 01-04-0042 | 01040042 | [14 empty] | 41116023 Automated high performance chromatography HPLC analyzer system reagent or kit |  |  |  |  | KIT | HPLC | [10 empty] | FASC REFERENCE MATERIAL | [5 empty] | https://www.volza.com/imports-global/global-import-data-of-biotech-from-united-states |  | Pkg Not Validated | [5 empty] | Production Completed | Production Completed
ESI | 006 |  | ADG | OK |  |  | ADG | Data Enrichment | [10 empty] | Prority Items | 1st feb | CYTOMED | 34434 | 514811 | 01-04-0043 | Trinity Biotech - Hemoglobins - Variants/ Haemoglobinopathies - Consumables | Hemoglobin A2F controls.(Ultra 2 kit) Level 1 & Level 2 | Hemoglobin A2F controls.(Ultra 2 kit) Level 1 & Level 2 | Trinity Biotech | - | The Manufacturer/ Foreign | - | - | Kit | - | - | Reagent | Lab Equipment | - | - | - | - | - | - | - | - | - | - | - | - | - | - | - | - | - | - | - | - | - | - | - | - | - | - | - | - | - | - | - | - | - | - | - | - | - | - | - | - | - | - | THE MANUFACTURER/ FOREIGN | THE MANUFACTURER/ FOREIGN |  | TRINITY BIOTECH PLC | TRINITY BIOTECH PLC | 01-04-0043 | TRINITY | 01-04-0043 | 01040043 | KT | 1 | [12 empty] | 41116107 Chemistry quality controls or calibrators or standards |  |  |  |  | CONTROL | CHEMISTRY |  | HEMOGLOBIN A2/F | [8 empty] | LEVEL 1, 2, FOR ULTRA 2 KIT | [5 empty] | https://www.volza.com/p/biotech/export/cod-vietnam/ |  | Pkging From Input | [5 empty] | Production Completed | Production Completed
ESI | 006 |  | ADG | OK |  |  | ADG | Data Enrichment | [10 empty] | Prority Items | 1st feb | CYTOMED | 34424 | 514801 | 01-04-0044 | Trinity Biotech - Hemoglobins - Variants/ Haemoglobinopathies - Consumables | (Premier Hb 9210 ) A2+ F Calibrator kit | (Premier Hb 9210 ) A2+ F Calibrator kit | Trinity Biotech | - | The Manufacturer/ Foreign | - | - | Kit | - | - | Reagent | Service Type | - | - | - | - | - | - | - | - | - | - | - | - | - | - | - | - | - | - | - | - | - | - | - | - | - | - | - | - | - | - | - | - | - | - | - | - | - | - | - | - | - | - | THE MANUFACTURER/ FOREIGN | THE MANUFACTURER/ FOREIGN |  | TRINITY BIOTECH PLC | TRINITY BIOTECH PLC | 01-04-0044 | TRINITY | 01-04-0044 | 01040044 | KT | 1 | [12 empty] | 41116107 Chemistry quality controls or calibrators or standards |  |  |  |  | CALIBRATOR | CHEMISTRY | PREMIER HB9210 | A2/F | [8 empty] | KIT | [5 empty] | URL NOT FOUND |  | Pkging From Input | [5 empty] | Production Completed | Production Completed
ESI | 006 |  | ADG | OK |  |  | ADG | Data Enrichment | [10 empty] | Prority Items | 1st feb | CYTOMED | 34425 | 514802 | 01-04-0045 | Trinity Biotech - Hemoglobins - Variants/ Haemoglobinopathies - Consumables | (Premier Hb 9210 ) A2 + F Control Kit | (Premier Hb 9210 ) A2 + F Control Kit | Trinity Biotech | - | The Manufacturer/ Foreign | - | - | Kit | - | - | Reagent | Service Type | - | - | - | - | - | - | - | - | - | - | - | - | - | - | - | - | - | - | - | - | - | - | - | - | - | - | - | - | - | - | - | - | - | - | - | - | - | - | - | - | - | - | THE MANUFACTURER/ FOREIGN | THE MANUFACTURER/ FOREIGN |  | TRINITY BIOTECH PLC | TRINITY BIOTECH PLC | 01-04-0045 | TRINITY | 01-04-0045 | 01040045 | KT | 1 | [12 empty] | 41116107 Chemistry quality controls or calibrators or standards |  |  |  |  | CONTROL | CHEMISTRY | PREMIER HB9210 | A2/F | [8 empty] | KIT | [5 empty] | URL NOT FOUND |  | Pkging From Input | [5 empty] | Production Completed | Production Completed
ESI | 006 |  | ADG | OK |  |  | ADG | Data Enrichment | [10 empty] | Prority Items | 1st feb | CYTOMED | 34421 | 514798 | 01-04-0046 | Trinity Biotech - Hemoglobins - Variants/ Haemoglobinopathies - Consumables | (Premier Hb 9210 ) FASC Position Marker Kit | (Premier Hb 9210 ) FASC Position Marker Kit | Trinity Biotech | - | The Manufacturer/ Foreign | - | - | Kit | - | - | Reagent | Service Type | - | - | - | - | - | - | - | - | - | - | - | - | - | - | - | - | - | - | - | - | - | - | - | - | - | - | - | - | - | - | - | - | - | - | - | - | - | - | - | - | - | - | THE MANUFACTURER/ FOREIGN | THE MANUFACTURER/ FOREIGN |  | TRINITY BIOTECH PLC | TRINITY BIOTECH PLC | 01-04-0046 | TRINITY | 01-04-0046 | 01040046 | KT | 1 | [12 empty] | 41116023 Automated high performance chromatography HPLC analyzer system reagent or kit |  |  |  |  | KIT | HPLC | PREMIER HB9210, RESOLUTION | [9 empty] | FASC POSITION MARKER | [5 empty] | URL NOT FOUND |  | Pkging From Input | [5 empty] | Production Completed | Production Completed
ESI | 006 |  | ADG | OK |  |  | ADG | Data Enrichment | [10 empty] | Prority Items | 1st feb | CYTOMED | 34438 | 514815 | 01-05-0011 | Trinity Biotech - Hemoglobins - Variants/ Haemoglobinopathies - Consumables | Resolution Analytical Column 01-05-0011 Ultra 2 | Resolution Analytical Column 01-05-0011 Ultra 2 (Please use code 01-05-0015 instead, code 01-05-0011 has been discontinued) | Trinity Biotech | - | The Manufacturer/ Foreign | - | - | Nos | - | - | Consumables | Consumables | - | - | - | - | - | - | - | - | - | - | - | - | - | - | - | - | - | - | - | - | - | - | - | - | - | - | - | - | - | - | - | - | - | - | - | - | - | - | - | - | - | - | THE MANUFACTURER/ FOREIGN | THE MANUFACTURER/ FOREIGN |  | TRINITY BIOTECH PLC | TRINITY BIOTECH PLC | 01-05-0011 | TRINITY | 01-05-0011 | 01050011 | [14 empty] | 41115709 High pressure liquid chromatography HPLC columns |  | code 01-05-0011 has been discontinued |  |  | COLUMN | HPLC | ULTRA 2 RESOLUTION | [9 empty] | ANALYTICAL | [5 empty] | URL NOT FOUND |  | Pkg Not Validated | [5 empty] | Production Completed | Production Completed
ESI | 006 |  | ADG | OK |  |  | ADG | Data Enrichment | [10 empty] | Prority Items | 1st feb | CYTOMED | 34435 | 514812 | 01-05-0015 | Trinity Biotech - Hemoglobins - Variants/ Haemoglobinopathies - Consumables | Resolution Analytical Column. Resolution Variant Column (3 Micron) | Resolution Analytical Column. Resolution Variant Column (3 Micron) (Code 01-05-0011 was instead starting from Apr 2019, but now back to code 01-05-0015) | Trinity Biotech | - | The Manufacturer/ Foreign | - | - | Nos | - | - | Reagent | Lab Equipment | - | - | - | - | - | - | - | - | - | - | - | - | - | - | - | - | - | - | - | - | - | - | - | - | - | - | - | - | - | - | - | - | - | - | - | - | - | - | - | - | - | - | THE MANUFACTURER/ FOREIGN | THE MANUFACTURER/ FOREIGN |  | TRINITY BIOTECH PLC | TRINITY BIOTECH PLC | 01-05-0015 | TRINITY | 01-05-0015 | 01050015 | [14 empty] | 41115709 High pressure liquid chromatography HPLC columns |  | (Code 01-05-0011 was instead starting from Apr 2019) |  |  | COLUMN | HPLC | ULTRA 2 RESOLUTION |  |  |  | 3MH | [5 empty] | ANALYTICAL AND VARIANT | [5 empty] | https://www.volza.com/p/chemical-plant/export/hsn-code-3822/ |  | Pkg Not Validated | [5 empty] | Production Completed | Production Completed
ESI | 006 |  | ADG | OK |  |  | ADG | Data Enrichment | [10 empty] | Prority Items | 1st feb | CYTOMED | 34415 | 514792 | 01-05-0017 | Trinity Biotech - Hemoglobins - Variants/ Haemoglobinopathies - Consumables | Genesys Variant Column | Genesys Variant Column | Trinity Biotech | - | The Manufacturer/ Foreign | - | - | Nos | - | - | Reagent | Service Type | - | - | - | - | - | - | - | - | - | - | - | - | - | - | - | - | - | - | - | - | - | - | - | - | - | - | - | - | - | - | - | - | - | - | - | - | - | - | - | - | - | - | THE MANUFACTURER/ FOREIGN | THE MANUFACTURER/ FOREIGN |  | TRINITY BIOTECH PLC | TRINITY BIOTECH PLC | 01-05-0017 | TRINITY | 01-05-0017 | 01050017 | [14 empty] | 41115709 High pressure liquid chromatography HPLC columns |  |  |  |  | COLUMN | HPLC | GENESYS | [9 empty] | ANALYTICAL, VARIENT | [5 empty] | https://www.accessdata.fda.gov/scripts/cdrh/cfdocs/cfRES/res.cfm?id=168905 |  | Pkg Not Validated | [5 empty] | Production Completed | Production Completed
ESI | 006 |  | ADG | OK |  |  | ADG | Data Enrichment | [10 empty] | Prority Items | 1st feb | CYTOMED | 34396 | 514775 | 1206502 | Trinity Biotech - Point of Care - Consumables | Uni-Gold HIV | Uni-Gold HIV | Trinity Biotech | - | The Manufacturer/ Foreign | - | - | Nos | - | - | Consumables | Service Type | - | - | - | - | - | - | - | - | - | - | - | - | - | - | - | - | - | - | - | - | - | - | - | - | - | - | - | - | - | - | - | - | - | - | - | - | - | - | - | - | - | - | THE MANUFACTURER/ FOREIGN | THE MANUFACTURER/ FOREIGN |  | TRINITY BIOTECH PLC | TRINITY BIOTECH PLC | 1206502 | TRINITY | 1206502 | 1206502 | EA | 1 | PK | 20 | [10 empty] | 41116020 Virology analyzer reagent |  |  |  |  | REAGENT | VIROLOGY | UNI-GOLD | HIV | [8 empty] | 20 TEST | [5 empty] | https://www.trinitybiotech.com/products/uni-gold-hiv-3/ |  | Pkg Validated from Website | [5 empty] | Production Completed | Production Completed
ESI | 006 |  | ADG | OK |  |  | ADG | Data Enrichment | [10 empty] | Prority Items | 1st feb | CYTOMED | 34399 | 514778 | 1206650 | Trinity Biotech - Point of Care - Consumables | Uni-Gold™ H. pylori Antigen (20 tests) | Uni-Gold™ H. pylori Antigen (20 tests) | Trinity Biotech | - | The Manufacturer/ Foreign | - | - | Kit | - | - | Reagents Kit | Service Type | - | - | - | - | - | - | - | - | - | - | - | - | - | - | - | - | - | - | - | - | - | - | - | - | - | - | - | - | - | - | - | - | - | - | - | - | - | - | - | - | - | - | THE MANUFACTURER/ FOREIGN | THE MANUFACTURER/ FOREIGN |  | TRINITY BIOTECH PLC | TRINITY BIOTECH PLC | 1206650 | TRINITY | 1206650 | 1206650 | KT | 1 | [12 empty] | 41116020 Virology analyzer reagent |  |  |  |  | REAGENT | VIROLOGY | UNI-GOLD | H.PYLORI ANTIGEN | [14 empty] | https://www.hpra.ie/docs/default-source/field-safety-notices/march-2017/v31023_fsn.pdf?sfvrsn=2 |  | Pkging From Input | [5 empty] | Production Completed | Production Completed
ESI | 006 |  | ADG | OK |  |  | ADG | Data Enrichment | [10 empty] | Prority Items | 1st feb | CYTOMED | 34397 | 514776 | 1206710 | Trinity Biotech - Point of Care - Consumables | Uni- Gold Syphilis Treponemal Test , 20 test | Uni- Gold Syphilis Treponemal Test , 20 test | Trinity Biotech | - | The Manufacturer/ Foreign | - | - | Nos | - | - | Reagents Kit | Service Type | - | - | - | - | - | - | - | - | - | - | - | - | - | - | - | - | - | - | - | - | - | - | - | - | - | - | - | - | - | - | - | - | - | - | - | - | - | - | - | - | - | - | THE MANUFACTURER/ FOREIGN | THE MANUFACTURER/ FOREIGN |  | TRINITY BIOTECH PLC | TRINITY BIOTECH PLC | 1206710 | TRINITY | 1206710 | 1206710 | EA | 1 | PK | 20 | [10 empty] | 41116020 Virology analyzer reagent |  |  |  |  | REAGENT | VIROLOGY | UNI-GOLD | SYPHILIS TREPONEMAL | [8 empty] | 20 TEST | [5 empty] | http://launchdiagnostics.ie/products-ranges/trinity-biotech-unigold.html |  | Pkg Validated from Website | [5 empty] | Production Completed | Production Completed
ESI | 006 |  | ADG | OK |  |  | ADG | Data Enrichment | [10 empty] | Prority Items | 1st feb | CYTOMED | 34398 | 514777 | 1206711 | Trinity Biotech - Point of Care - Consumables | Uni- Gold Control Syphilis Treponemal (kit) | Uni- Gold Control Syphilis Treponemal (kit) | Trinity Biotech | - | The Manufacturer/ Foreign | - | - | Kit | - | - | Reagents Kit | Service Type | - | - | - | - | - | - | - | - | - | - | - | - | - | - | - | - | - | - | - | - | - | - | - | - | - | - | - | - | - | - | - | - | - | - | - | - | - | - | - | - | - | - | THE MANUFACTURER/ FOREIGN | THE MANUFACTURER/ FOREIGN |  | TRINITY BIOTECH PLC | TRINITY BIOTECH PLC | 1206711 | TRINITY | 1206711 | 1206711 | KT | 1 | [12 empty] | 41116145 Virology quality controls or calibrators or standards |  |  |  |  | CONTROL | VIROLOGY | UNI-GOLD | SYPHILIS TREPONEMAL | [8 empty] | KIT | [5 empty] | http://launchdiagnostics.ie/products-ranges/trinity-biotech-unigold.html |  | Pkging From Input | [5 empty] | Production Completed | Production Completed
ESI | 006 |  | ADG | OK |  |  | ADG | Data Enrichment | [10 empty] | Prority Items | 1st feb | CYTOMED | 34404 | 514782 | 2322170 | Trinity Biotech - Infectious Disease - Consumables | Captia Syphilis TA EIA kit(96 tests) | Captia Syphilis TA EIA kit (96 tests) | Trinity Biotech | - | The Manufacturer/ Foreign | - | - | Kit | - | - | Reagents Kit | Service Type | - | - | - | - | - | - | - | - | - | - | - | - | - | - | - | - | - | - | - | - | - | - | - | - | - | - | - | - | - | - | - | - | - | - | - | - | - | - | - | - | - | - | THE MANUFACTURER/ FOREIGN | THE MANUFACTURER/ FOREIGN |  | TRINITY BIOTECH PLC | TRINITY BIOTECH PLC | 2322170 | TRINITY | 2322170 | 2322170 | KT | 1 | [12 empty] | 41116158 Enzyme linked immunosorbent assay ELISA kit |  |  |  |  | KIT | ELISA | CAPTIA | SYPHILIS | [8 empty] | TOTAL ANTIBODY, 96 TEST | [5 empty] | https://www.trinitybiotech.com/products/syphilis-ta-eia/ |  | Pkging From Input | [5 empty] | Production Completed | Production Completed
ESI | 006 |  | ADG | OK |  |  | ADG | Data Enrichment | [10 empty] | Prority Items | 1st feb | CYTOMED | 34410 | 514787 | 2325160 | Trinity Biotech - Infectious Disease - Consumables | Toxoplasma gondii IgM (96 Tests/Kit) | Toxoplasma IgM Test,Elisa, 96 Tests/Kit | Trinity Biotech | - | The Manufacturer/ Foreign | - | - | Nos | - | - | Reagent | Lab Reagent | - | - | - | - | - | - | - | - | - | - | - | - | - | - | - | - | - | - | - | - | - | - | - | - | - | - | - | - | - | - | - | - | - | - | - | - | - | - | - | - | - | - | THE MANUFACTURER/ FOREIGN | THE MANUFACTURER/ FOREIGN |  | TRINITY BIOTECH PLC | TRINITY BIOTECH PLC | 2325160 | TRINITY | 2325160 | 2325160 | KT | 1 | [12 empty] | 41116158 Enzyme linked immunosorbent assay ELISA kit |  |  |  |  | KIT | ELISA | CAPTIA | TOXOPLASMA GONDII | [8 empty] | IGM, 96 TEST | [5 empty] | https://www.trinitybiotech.com/products/toxoplasma-gondii-igm/ |  | Pkg Validated from Website | [5 empty] | Production Completed | Production Completed
ESI | 006 |  | ADG | OK |  |  | ADG | Data Enrichment | [10 empty] | Prority Items | 1st feb | CYTOMED | 34409 | 514786 | 2325300 | Trinity Biotech - Infectious Disease - Consumables | Captia™ Rubella IgG EIA, Elisa (96 tests/Kit) | Captia™ Rubella IgG EIA, Elisa (96 tests/Kit) | Trinity Biotech | - | The Manufacturer/ Foreign | - | - | Kit | - | - | Reagent | Lab Reagent | - | - | - | - | - | - | - | - | - | - | - | - | - | - | - | - | - | - | - | - | - | - | - | - | - | - | - | - | - | - | - | - | - | - | - | - | - | - | - | - | - | - | THE MANUFACTURER/ FOREIGN | THE MANUFACTURER/ FOREIGN |  | TRINITY BIOTECH PLC | TRINITY BIOTECH PLC | 2325300 | TRINITY | 2325300 | 2325300 | KT | 1 | [12 empty] | 41116158 Enzyme linked immunosorbent assay ELISA kit |  |  |  |  | KIT | ELISA | CAPTIA | RUBELLA | [8 empty] | IGG, 96 TEST | [5 empty] | https://www.trinitybiotech.com/products/rubella-igg/ |  | Pkg Validated from Website | [5 empty] | Production Completed | Production Completed
ESI | 006 |  | ADG | OK |  |  | ADG | Data Enrichment | [10 empty] | Prority Items | 1st feb | CYTOMED | 34411 | 514788 | 2325360 | Trinity Biotech - Infectious Disease - Consumables | Rubella IgM (96 Tests/Kit) | Rubella IgM, Elisa (96 Tests/Kit) Crubigmer | Trinity Biotech | - | The Manufacturer/ Foreign | - | - | Kit | - | - | Reagent | Lab Reagent | - | - | - | - | - | - | - | - | - | - | - | - | - | - | - | - | - | - | - | - | - | - | - | - | - | - | - | - | - | - | - | - | - | - | - | - | - | - | - | - | - | - | THE MANUFACTURER/ FOREIGN | THE MANUFACTURER/ FOREIGN |  | TRINITY BIOTECH PLC | TRINITY BIOTECH PLC | 2325360 | TRINITY | 2325360 | 2325360 | KT | 1 | [12 empty] | 41116158 Enzyme linked immunosorbent assay ELISA kit |  |  |  |  | KIT | ELISA | CAPTIA | RUBELLA | [8 empty] | IGM, 96 TEST | [5 empty] | https://www.trinitybiotech.com/products/rubella-igm/ |  | Pkg Validated from Website | [5 empty] | Production Completed | Production Completed
ESI | 006 |  | ADG | OK |  |  | ADG | Data Enrichment | [10 empty] | Prority Items | 1st feb | CYTOMED | 34408 | 514785 | 2325460 | Trinity Biotech - Infectious Disease - Consumables | Captia™ HSV 1 IgM (96 Tests/Kit) | Captia™ Herpes Simplex Virus type 1 (HSV 1) IgM, Elisa 96 Tests/Kit | Trinity Biotech | - | The Manufacturer/ Foreign | - | - | Nos | - | - | Reagents Kit | Lab Reagent | - | - | - | - | - | - | - | - | - | - | - | - | - | - | - | - | - | - | - | - | - | - | - | - | - | - | - | - | - | - | - | - | - | - | - | - | - | - | - | - | - | - | THE MANUFACTURER/ FOREIGN | THE MANUFACTURER/ FOREIGN |  | TRINITY BIOTECH PLC | TRINITY BIOTECH PLC | 2325460 | TRINITY | 2325460 | 2325460 | KT | 1 | [12 empty] | 41116158 Enzyme linked immunosorbent assay ELISA kit |  |  |  |  | KIT | ELISA | CAPTIA | HERPES SIMPLEX VIRUS TYPE 1 | [8 empty] | IGM, 96 TEST | [5 empty] | https://www.trinitybiotech.com/products/hsv-1-igm-eia-96t/ |  | Pkg Validated from Website | [5 empty] | Production Completed | Production Completed
ESI | 006 |  | ADG | OK |  |  | ADG | Data Enrichment | [10 empty] | Prority Items | 1st feb | CYTOMED | 34401 | 514779 | 2325560 | Trinity Biotech - Infectious Disease - Consumables | Captia™ Herpes Simplex Virus type 2 (HSV 2) IgM EIA | Captia™ Herpes Simplex Virus type 2 (HSV 2) IgM EIA | Trinity Biotech | - | The Manufacturer/ Foreign | - | - | Nos | - | - | Reagent | Service Type | - | - | - | - | - | - | - | - | - | - | - | - | - | - | - | - | - | - | - | - | - | - | - | - | - | - | - | - | - | - | - | - | - | - | - | - | - | - | - | - | - | - | THE MANUFACTURER/ FOREIGN | THE MANUFACTURER/ FOREIGN |  | TRINITY BIOTECH PLC | TRINITY BIOTECH PLC | 2325560 | TRINITY | 2325560 | 2325560 | [14 empty] | 41116158 Enzyme linked immunosorbent assay ELISA kit |  |  |  |  | KIT | ELISA | CAPTIA | HERPES SIMPLEX VIRUS TYPE 2 | [8 empty] | IGM, | [5 empty] | https://www.trinitybiotech.com/products/hsv-2-igm-eia-96t/ |  | Pkg Not Validated | [5 empty] | Production Completed | Production Completed
ESI | 006 |  | ADG | OK |  |  | ADG | Data Enrichment | [10 empty] | Prority Items | 1st feb | CYTOMED | 34402 | 514780 | 2325760 | Trinity Biotech - Infectious Disease - Consumables | EBV (VCA) IgM | EBV (VCA) IgM= Captia™ Epstein-Barr Virus Viral Capsid Antigen (VCA) IgM EIA kit is an Enzyme-Linked Immunosorbent Assays (ELISA) intended for the qualitative determination of IgM antibodies in human serum to VCA antigen. The Trinity Biotech anti-VCA IgM assay may be used in conjunction with other Epstein-Barr serologies (VCA IgG, EBNA-1 IgG, EA-D IgG, EBNA-1 IgM and heterophile) as an aid in the diagnosis of infectious mononucleosis in adult popula | Trinity Biotech | - | The Manufacturer/ Foreign | - | - | Nos | - | - | Consumables | Service Type | - | - | - | - | - | - | - | - | - | - | - | - | - | - | - | - | - | - | - | - | - | - | - | - | - | - | - | - | - | - | - | - | - | - | - | - | - | - | - | - | - | - | THE MANUFACTURER/ FOREIGN | THE MANUFACTURER/ FOREIGN |  | TRINITY BIOTECH PLC | TRINITY BIOTECH PLC | 2325760 | TRINITY | 2325760 | 2325760 | [14 empty] | 41116158 Enzyme linked immunosorbent assay ELISA kit |  | Enzyme-Linked Immunosorbent Assays (ELISA) intended for the qualitative determination of IgM antibodies in human serum to VCA antigen. The Trinity Biotech anti-VCA IgM assay may be used in conjunction with other Epstein-Barr serologies (VCA IgG, EBNA-1 IgG, EA-D IgG, EBNA-1 IgM and heterophile) as an aid in the diagnosis of infectious mononucleosis in adult popula |  |  | KIT | ELISA | CAPTIA | EPSTEIN-BARR VIRUS VIRAL CAPSID ANTIGEN | [8 empty] | IGM , 96 TEST | [5 empty] | https://www.trinitybiotech.com/diseases/ebv/ |  | Pkg Not Validated | [5 empty] | Production Completed | Production Completed
ESI | 006 |  | ADG | OK |  |  | ADG | Data Enrichment | [10 empty] | Prority Items | 1st feb | CYTOMED | 34403 | 514781 | 2346400 | Trinity Biotech - Infectious Disease - Consumables | Captia™ H. pylori IgG EIA – 96 Tests | Captia™ H. pylori IgG EIA – 96 Tests | Trinity Biotech | - | The Manufacturer/ Foreign | - | - | Nos | - | - | Reagent | Service Type | - | - | - | - | - | - | - | - | - | - | - | - | - | - | - | - | - | - | - | - | - | - | - | - | - | - | - | - | - | - | - | - | - | - | - | - | - | - | - | - | - | - | THE MANUFACTURER/ FOREIGN | THE MANUFACTURER/ FOREIGN |  | TRINITY BIOTECH PLC | TRINITY BIOTECH PLC | 2346400 | TRINITY | 2346400 | 2346400 | [14 empty] | 41116158 Enzyme linked immunosorbent assay ELISA kit |  |  |  |  | KIT | ELISA | CAPTIA | H.PYLORI | [8 empty] | IGG, 96 TEST | [5 empty] | https://www.trinitybiotech.com/products/h-pylori-eia-igg/ |  | Pkg Not Validated | [5 empty] | Production Completed | Production Completed
ESI | 006 |  | ADG | OK |  |  | ADG | Data Enrichment | [10 empty] | Prority Items | 1st feb | CYTOMED | 34469 | 514844 | 03-01-0045 | Trinity Biotech - Equipments | Genesys Variants Ultra 2 Analyzer | Genesys Variants Ultra 2 Analyzer | Trinity Biotech | - | The Manufacturer/ Foreign | - | - | Each | - | - | Medical Equipment | Service Type | - | - | - | - | - | - | - | - | - | - | - | - | - | - | - | - | - | - | - | - | - | - | - | - | - | - | - | - | - | - | - | - | - | - | - | - | - | - | - | - | - | - | THE MANUFACTURER/ FOREIGN | THE MANUFACTURER/ FOREIGN |  | TRINITY BIOTECH PLC | TRINITY BIOTECH PLC | 03-01-0045 | TRINITY | 03-01-0045 | 03010045 | EA | 1 | [12 empty] | 41115853 Automated high performance chromatography HPLC analyzer system |  |  |  |  | ANALYZER | HPLC | ULTRA 2, GENESYS |  |  |  | 220V | [5 empty] | VARIANT TESTING | [5 empty] | https://www.accessdata.fda.gov/scripts/cdrh/cfdocs/cfRES/res.cfm?start_search=1&event_id=81488 |  | Pkging From Input |  |  |  | Description Duplicate |  | Production Completed | Production Completed
ESI | 006 |  | ADG | OK |  |  | ADG | Data Enrichment | [10 empty] | Prority Items | 1st feb | CYTOMED | 34472 | 514846 | 03-01-0047 | Trinity Biotech - Equipments | Ultra2 HPLC Variant Analyzer | Ultra2 Resolution Variants Analyzer Ultra2 HPLC Variant Analyzer | Trinity Biotech | - | The Manufacturer/ Foreign | - | - | Each | - | - | Medical Equipment | Lab Equipment | - | - | - | - | - | - | - | - | - | - | - | - | - | - | - | - | - | - | - | - | - | - | - | - | - | - | - | - | - | - | - | - | - | - | - | - | - | - | - | - | - | - | THE MANUFACTURER/ FOREIGN | THE MANUFACTURER/ FOREIGN |  | TRINITY BIOTECH PLC | TRINITY BIOTECH PLC | 03-01-0047 | TRINITY | 03-01-0047 | 03010047 | EA | 1 | [12 empty] | 41115853 Automated high performance chromatography HPLC analyzer system |  |  |  |  | ANALYZER | HPLC | ULTRA 2 RESOLUTION | [9 empty] | VARIANT TESTING | [5 empty] | https://www.accessdata.fda.gov/scripts/cdrh/cfdocs/cfRES/res.cfm?id=184141 |  | Pkging From Input |  |  | Potential Duplicate | Description Duplicate |  | Production Completed | Production Completed
ESI | 006 |  | ADG | OK |  |  | ADG | Data Enrichment | [10 empty] | Prority Items | 1st feb | CYTOMED | 34473 | 514847 | 03-01-0047 (Do not Use) | Trinity Biotech - Equipments | Ultra2 HPLC Variant Analyzer testing Only | Ultra2 HPLC Variant Analyzer Testing Only | Trinity Biotech | - | The Manufacturer/ Foreign | - | - | Box | - | - | Medical Equipment | Lab Equipment | - | - | - | - | - | - | - | - | - | - | - | - | - | - | - | - | - | - | - | - | - | - | - | - | - | - | - | - | - | - | - | - | - | - | - | - | - | - | - | - | - | - | THE MANUFACTURER/ FOREIGN | THE MANUFACTURER/ FOREIGN |  | TRINITY BIOTECH PLC | TRINITY BIOTECH PLC | 03-01-0047 | TRINITY | 03-01-0047 | 03010047 | BX | 1 | [12 empty] | 41115853 Automated high performance chromatography HPLC analyzer system |  |  |  |  | ANALYZER | HPLC | ULTRA 2 RESOLUTION | [9 empty] | VARIANT TESTING | [5 empty] | https://www.accessdata.fda.gov/scripts/cdrh/cfdocs/cfRES/res.cfm?id=184141 |  | Pkging From Input |  |  | Potential Duplicate | Description Duplicate |  | Production Completed | Production Completed
ESI | 006 |  | ADG | OK |  |  | ADG | Data Enrichment | [10 empty] | Prority Items | 1st feb | CYTOMED | 34461 | 514837 | 03-01-0054 | Trinity Biotech - Equipments | Ultra2/GeneSys | Ultra2/GeneSys Old | Trinity Biotech | - | The Manufacturer/ Foreign | - | - | Nos | - | - | Medical Equipment | Service Type | - | - | - | - | - | - | - | - | - | - | - | - | - | - | - | - | - | - | - | - | - | - | - | - | - | - | - | - | - | - | - | - | - | - | - | - | - | - | - | - | - | - | THE MANUFACTURER/ FOREIGN | THE MANUFACTURER/ FOREIGN |  | TRINITY BIOTECH PLC | TRINITY BIOTECH PLC | 03-01-0054 | TRINITY | 03-01-0054 | 03010054 | [14 empty] | 41115853 Automated high performance chromatography HPLC analyzer system |  | OLD |  |  | ANALYZER | HPLC | ULTRA 2, GENESYS | [15 empty] | URL NOT FOUND |  | Pkg Not Validated |  |  |  | Description Duplicate |  | Production Completed | Production Completed
ESI | 006 |  | ADG | OK |  |  | ADG | Data Enrichment | [10 empty] | Prority Items | 1st feb | CYTOMED | 34293 | 514703 | 03-01-0073 | Trinity Bioteck- HPLC - Device Accessories | Barcode Reader MS-3, Microsca | Barcode Reader MS-3, Microsca | Trinity Biotech | - | The Manufacturer/ Foreign | - | - | Nos | - | - | Device accessory | Service Type | - | - | - | - | - | - | - | - | - | - | - | - | - | - | - | - | - | - | - | - | - | - | - | - | - | - | - | - | - | - | - | - | - | - | - | - | - | - | - | - | - | - | THE MANUFACTURER/ FOREIGN | THE MANUFACTURER/ FOREIGN |  | TRINITY BIOTECH PLC | TRINITY BIOTECH PLC | 03-01-0073 | TRINITY | 03-01-0073 | 03010073 | [14 empty] | 41115854 Automated high performance chromatography HPLC analyzer system accessories |  |  |  |  | READER | BARCODE | MICROSCAN | [9 empty] | FOR MS-3 | [5 empty] | URL NOT FOUND |  | Pkg Not Validated | [5 empty] | Production Completed | Production Completed
ESI | 006 |  | ADG | OK |  |  | ADG | Data Enrichment | [10 empty] | Prority Items | 1st feb | CYTOMED | 34294 | 514704 | 03-01-0084 | Trinity Bioteck- HPLC - Device Accessories | USB Conversion Kit for MS-3 | USB Conversion Kit for MS-3 | Trinity Biotech | - | The Manufacturer/ Foreign | - | - | Nos | - | - | Device accessory | Service Type | - | - | - | - | - | - | - | - | - | - | - | - | - | - | - | - | - | - | - | - | - | - | - | - | - | - | - | - | - | - | - | - | - | - | - | - | - | - | - | - | - | - | THE MANUFACTURER/ FOREIGN | THE MANUFACTURER/ FOREIGN |  | TRINITY BIOTECH PLC | TRINITY BIOTECH PLC | 03-01-0084 | TRINITY | 03-01-0084 | 03010084 | [14 empty] | 41116023 Automated high performance chromatography HPLC analyzer system reagent or kit |  |  |  |  | KIT | HPLC | [10 empty] | USB CONVERSION, FOR MS-3 | [5 empty] | URL NOT FOUND |  | Pkg Not Validated | [5 empty] | Production Completed | Production Completed
ESI | 006 |  | ADG | OK |  |  | ADG | Data Enrichment | [10 empty] | Prority Items | 1st feb | CYTOMED | 34261 | 514676 | 03-01-0122 | Trinity Ultra 2 primus - Spare parts | Flowcell Assembly,Complete Tested for CLC385 Ultra | Flowcell Assembly,Complete Tested for CLC385 Ultra | Trinity Biotech | - | The Manufacturer/ Foreign | - | - | Nos | - | - | Spare Part | Lab Equipment | - | - | - | - | - | - | - | - | - | - | - | - | - | - | - | - | - | - | - | - | - | - | - | - | - | - | - | - | - | - | - | - | - | - | - | - | - | - | - | - | - | - | THE MANUFACTURER/ FOREIGN | THE MANUFACTURER/ FOREIGN |  | TRINITY BIOTECH PLC | TRINITY BIOTECH PLC | 03-01-0122 | TRINITY | 03-01-0122 | 03010122 | [14 empty] | 41115854 Automated high performance chromatography HPLC analyzer system accessories |  |  |  |  | ASSEMBLY | FLOWCELL | ULTRA 2 PRIMUS | [9 empty] | COMPLETE TESTED FOR CLC385 ULTRA | [5 empty] | https://www.volza.com/p/solenoid/export/export-from-taiwan/hsn-code-84812090/ |  | Pkg Not Validated | [5 empty] | Production Completed | Production Completed
ESI | 006 |  | ADG | OK |  |  | ADG | Data Enrichment | [10 empty] | Prority Items | 1st feb | CYTOMED | 34326 | 514958 | 03-01-0131 | Trinity Biotech - Spare Parts | Pressure Tranducer | Pressure Tranducer | Trinity Biotech | - | Thermo Fisher/ Foreign | - | - | Nos | - | - | Spare Part | Service Type | - | - | - | - | - | - | - | - | - | - | - | - | - | - | - | - | - | - | - | - | - | - | - | - | - | - | - | - | - | - | - | - | - | - | - | - | - | - | - | - | - | - | THERMO FISHER SCIENTIFIC INC | THERMO FISHER SCIENTIFIC INC |  | TRINITY BIOTECH PLC | TRINITY BIOTECH PLC | 03-01-0131 | TRINITY | 03-01-0131 | 03010131 | [14 empty] | 41115854 Automated high performance chromatography HPLC analyzer system accessories |  |  |  |  | TRANSDUCER | PRESSURE | [16 empty] | URL NOT FOUND |  | Pkg Not Validated | [5 empty] | Production Completed | Production Completed
ESI | 006 |  | ADG | OK |  |  | ADG | Data Enrichment | [10 empty] | Prority Items | 1st feb | CYTOMED | 34392 | 514771 | 03-01-0140 | Trinity Biotech - Spare Parts | Sample Loop, PEEK, 5uL ultra 2 | Sample Loop, PEEK, 5μL ultra 2 | Trinity Biotech | - | The Manufacturer/ Foreign | - | - | Each | - | - | Spare Part | Spare Parts | - | - | - | - | - | - | - | - | - | - | - | - | - | - | - | - | - | - | - | - | - | - | - | - | - | - | - | - | - | - | - | - | - | - | - | - | - | - | - | - | - | - | THE MANUFACTURER/ FOREIGN | THE MANUFACTURER/ FOREIGN |  | TRINITY BIOTECH PLC | TRINITY BIOTECH PLC | 03-01-0140 | TRINITY | 03-01-0140 | 03010140 | EA | 1 | [12 empty] | 41115854 Automated high performance chromatography HPLC analyzer system accessories |  |  |  |  | LOOP | SAMPLE | ULTRA 2 | PEEK | [5 empty] | 5MU L | [8 empty] | URL NOT FOUND |  | Pkging From Input | [5 empty] | Production Completed | Production Completed
ESI | 006 |  | ADG | OK |  |  | ADG | Data Enrichment | [10 empty] | Prority Items | 1st feb | CYTOMED | 34393 | 514772 | 03-01-0150 | Trinity Biotech - Spare Parts | GX-819 Injection Module | GX-819 Injection Module Ultra 2 spare part | Trinity Biotech | - | The Manufacturer/ Foreign | - | - | Nos | - | - | Spare Part | Spare Parts | - | - | - | - | - | - | - | - | - | - | - | - | - | - | - | - | - | - | - | - | - | - | - | - | - | - | - | - | - | - | - | - | - | - | - | - | - | - | - | - | - | - | THE MANUFACTURER/ FOREIGN | THE MANUFACTURER/ FOREIGN |  | TRINITY BIOTECH PLC | TRINITY BIOTECH PLC | 03-01-0150 | TRINITY | 03-01-0150 | 03010150 | [14 empty] | 41115854 Automated high performance chromatography HPLC analyzer system accessories |  | SPARE PART |  |  | MODULE | INJECTION | ULTRA 2 | [9 empty] | GX-819 | [5 empty] | URL NOT FOUND |  | Pkg Not Validated | [5 empty] | Production Completed | Production Completed
ESI | 006 |  | ADG | OK |  |  | ADG | Data Enrichment | [10 empty] | Prority Items | 1st feb | CYTOMED | 34378 | 514758 | 03-01-0152 | Trinity Biotech - Spare Parts | GX Stator face | GX Stator face | Trinity Biotech | - | The Manufacturer/ Foreign | - | - | Nos | - | - | Spare Part | Service Type | - | - | - | - | - | - | - | - | - | - | - | - | - | - | - | - | - | - | - | - | - | - | - | - | - | - | - | - | - | - | - | - | - | - | - | - | - | - | - | - | - | - | THE MANUFACTURER/ FOREIGN | THE MANUFACTURER/ FOREIGN |  | TRINITY BIOTECH PLC | TRINITY BIOTECH PLC | 03-01-0152 | TRINITY | 03-01-0152 | 03010152 | [14 empty] | 41115854 Automated high performance chromatography HPLC analyzer system accessories |  |  |  |  | ASSEMBLY | HPLC | [10 empty] | GX, STATOR FACE | [5 empty] | URL NOT FOUND |  | Pkg Not Validated | [5 empty] | Production Completed | Production Completed
ESI | 006 |  | ADG | OK |  |  | ADG | Data Enrichment | [10 empty] | Prority Items | 1st feb | CYTOMED | 34375 | 514755 | 03-01-0153 | Trinity Biotech - Spare Parts | Rotor seal | Rotor seal Spare part for Ultra 2 | Trinity Biotech | - | The Manufacturer/ Foreign | - | - | Nos | - | - | Spare Part | Service Type | - | - | - | - | - | - | - | - | - | - | - | - | - | - | - | - | - | - | - | - | - | - | - | - | - | - | - | - | - | - | - | - | - | - | - | - | - | - | - | - | - | - | THE MANUFACTURER/ FOREIGN | THE MANUFACTURER/ FOREIGN |  | TRINITY BIOTECH PLC | TRINITY BIOTECH PLC | 03-01-0153 | TRINITY | 03-01-0153 | 03010153 | [14 empty] | 41115854 Automated high performance chromatography HPLC analyzer system accessories |  |  |  |  | SEAL | ROTOR | [16 empty] | URL NOT FOUND |  | Pkg Not Validated | [5 empty] | Production Completed | Production Completed
ESI | 006 |  | ADG | OK |  |  | ADG | Data Enrichment | [10 empty] | Prority Items | 1st feb | CYTOMED | 34255 | 514670 | 03-02-0030 | Trinity Ultra 2 primus - Spare parts | Seal Rotor Vespel | Seal Rotor Vespel | Trinity Biotech | - | The Manufacturer/ Foreign | - | - | Nos | - | - | Spare Part | Service Type | - | - | - | - | - | - | - | - | - | - | - | - | - | - | - | - | - | - | - | - | - | - | - | - | - | - | - | - | - | - | - | - | - | - | - | - | - | - | - | - | - | - | THE MANUFACTURER/ FOREIGN | THE MANUFACTURER/ FOREIGN |  | TRINITY BIOTECH PLC | TRINITY BIOTECH PLC | 03-02-0030 | TRINITY | 03-02-0030 | 03020030 | [14 empty] | 41115854 Automated high performance chromatography HPLC analyzer system accessories |  |  |  |  | SEAL | ROTOR | ULTRA 2 PRIMUS, VESPEL | [15 empty] | https://www.volza.com/p/biotech/export/cod-vietnam/ |  | Pkg Not Validated | [5 empty] | Production Completed | Production Completed
ESI | 006 |  | ADG | OK |  |  | ADG | Data Enrichment | [10 empty] | Prority Items | 1st feb | CYTOMED | 34391 | 514770 | 03-02-0032 | Trinity Biotech - Spare Parts | Isolation seal 819 | Isolation seal 819 | Trinity Biotech | - | The Manufacturer/ Foreign | - | - | Nos | - | - | Spare Part | Spare Parts | - | - | - | - | - | - | - | - | - | - | - | - | - | - | - | - | - | - | - | - | - | - | - | - | - | - | - | - | - | - | - | - | - | - | - | - | - | - | - | - | - | - | THE MANUFACTURER/ FOREIGN | THE MANUFACTURER/ FOREIGN |  | TRINITY BIOTECH PLC | TRINITY BIOTECH PLC | 03-02-0032 | TRINITY | 03-02-0032 | 03020032 | [14 empty] | 41115854 Automated high performance chromatography HPLC analyzer system accessories |  |  |  |  | SEAL | ISOLATION | [10 empty] | 819 | [5 empty] | URL NOT FOUND |  | Pkg Not Validated | [5 empty] | Production Completed | Production Completed
ESI | 006 |  | ADG | OK |  |  | ADG | Data Enrichment | [10 empty] | Prority Items | 1st feb | CYTOMED | 34262 | 514677 | 03-02-0074 | Trinity Ultra 2 primus - Spare parts | Frit , 1 micron 10/PK , (Ultra 2) | Frit , 1 micron 10/PK , (CPRU Filt Primus Ultra 2) Device accessory for Ultra 2 | Trinity Biotech | - | The Manufacturer/ Foreign | - | - | Box | - | - | Spare Part | Lab Equipment | - | - | - | - | - | - | - | - | - | - | - | - | - | - | - | - | - | - | - | - | - | - | - | - | - | - | - | - | - | - | - | - | - | - | - | - | - | - | - | - | - | - | THE MANUFACTURER/ FOREIGN | THE MANUFACTURER/ FOREIGN |  | TRINITY BIOTECH PLC | TRINITY BIOTECH PLC | 03-02-0074 | TRINITY | 03-02-0074 | 03020074 | EA | 1 | PK | 10 | [10 empty] | 41115854 Automated high performance chromatography HPLC analyzer system accessories |  | Device accessory |  |  | FRIT | CHROMATOGRAPHY | ULTRA 2 PRIMUS |  |  |  | 1MH | [5 empty] | CPRU FILT | [5 empty] | https://www.volza.com/exports-ireland/ireland-export-data-of-micron+filter |  | Pkg Validated from Website | [5 empty] | Production Completed | Production Completed
ESI | 006 |  | ADG | OK |  |  | ADG | Data Enrichment | [10 empty] | Prority Items | 1st feb | CYTOMED | 34348 | 514729 | 03-02-0087 | Trinity Biotech - Spare Parts | 1/16" Blue Ferrule, 10/Pkt ( for Injection Port to Injection Valve Tubing ) | 1/16" Blue Ferrule, 10/Pkt ( for Injection Port to Injection Valve Tubing ) | Trinity Biotech | - | The Manufacturer/ Foreign | - | - | Nos | - | - | Spare Part | Service Type | - | - | - | - | - | - | - | - | - | - | - | - | - | - | - | - | - | - | - | - | - | - | - | - | - | - | - | - | - | - | - | - | - | - | - | - | - | - | - | - | - | - | THE MANUFACTURER/ FOREIGN | THE MANUFACTURER/ FOREIGN |  | TRINITY BIOTECH PLC | TRINITY BIOTECH PLC | 03-02-0087 | TRINITY | 03-02-0087 | 03020087 | EA | 1 | PK | 10 | [10 empty] | 41115854 Automated high performance chromatography HPLC analyzer system accessories |  |  |  |  | FERRULE | HPLC |  |  |  |  | 1/16IN | [5 empty] | FOR INJECTION PORT TO INJECTION VALVE TUBING |  |  |  | BLUE |  | URL NOT FOUND |  | Pkg Validated from Input Desc | [5 empty] | Production Completed | Production Completed
ESI | 006 |  | ADG | OK |  |  | ADG | Data Enrichment | [10 empty] | Prority Items | 1st feb | CYTOMED | 34436 | 514813 | 03-02-0112 | Trinity Biotech - Hemoglobins - Variants/ Haemoglobinopathies - Consumables | CLR Shell Vial 12x38 mm , ( Primus Ultra 2) | CLR Shell Vial 12x38 mm , ( Primus Ultra 2) 250 per pack | Trinity Biotech | - | The Manufacturer/ Foreign | - | - | Box | - | - | Device accessory | Lab Equipment | - | - | - | - | - | - | - | - | - | - | - | - | - | - | - | - | - | - | - | - | - | - | - | - | - | - | - | - | - | - | - | - | - | - | - | - | - | - | - | - | - | - | THE MANUFACTURER/ FOREIGN | THE MANUFACTURER/ FOREIGN |  | TRINITY BIOTECH PLC | TRINITY BIOTECH PLC | 03-02-0112 | TRINITY | 03-02-0112 | 03020112 | BX | 1 | [12 empty] | 41115724 Chromatography vial or insert or cap |  |  |  |  | VIAL | CHROMATOGRAPHY | PRIMUS ULTRA 2 |  |  |  |  | 12X38MM |  |  |  |  | SHELL |  |  |  | CLEAR |  | URL NOT FOUND |  | Pkging From Input | [5 empty] | Production Completed | Production Completed
ESI | 006 |  | ADG | OK |  |  | ADG | Data Enrichment | [10 empty] | Prority Items | 1st feb | CYTOMED | 34458 | 514834 | 03-02-0113 | Trinity Biotech - Haemoglobins - Consumables | Microvial-12x32mm-1000/pack | Microvial-12x32mm-1000/pack | Trinity Biotech | - | The Manufacturer/ Foreign | - | - | Nos | - | - | Consumables | Lab Equipment | - | - | - | - | - | - | - | - | - | - | - | - | - | - | - | - | - | - | - | - | - | - | - | - | - | - | - | - | - | - | - | - | - | - | - | - | - | - | - | - | - | - | THE MANUFACTURER/ FOREIGN | THE MANUFACTURER/ FOREIGN |  | TRINITY BIOTECH PLC | TRINITY BIOTECH PLC | 03-02-0113 | TRINITY | 03-02-0113 | 03020113 | EA | 1 | PK | 1000 | [10 empty] | 41121806 Laboratory vials |  |  |  |  | VIAL | LABORATORY |  |  |  |  | MICRO | 12X32MM | [10 empty] | URL NOT FOUND |  | Pkg Validated from Input Desc | [5 empty] | Production Completed | Production Completed
ESI | 006 |  | ADG | OK |  |  | ADG | Data Enrichment | [10 empty] | Prority Items | 1st feb | CYTOMED | 34313 | 514712 | 03-02-0143 | Trinity Biotech - Spare Parts | Fitting, Fingertight, Brown, Short 10/pk | Fitting, Fingertight, Brown, Short 10/pk | Trinity Biotech | - | The Manufacturer/ Foreign | - | - | Nos | - | - | Spare Part | Service Type | - | - | - | - | - | - | - | - | - | - | - | - | - | - | - | - | - | - | - | - | - | - | - | - | - | - | - | - | - | - | - | - | - | - | - | - | - | - | - | - | - | - | THE MANUFACTURER/ FOREIGN | THE MANUFACTURER/ FOREIGN |  | TRINITY BIOTECH PLC | TRINITY BIOTECH PLC | 03-02-0143 | TRINITY | 03-02-0143 | 03020143 | EA | 1 | PK | 10 | [10 empty] | 41115854 Automated high performance chromatography HPLC analyzer system accessories |  |  |  |  | FITTING | TUBE |  |  |  |  | SHORT | [5 empty] | FINGERTIGHT |  |  |  | BROWN |  | URL NOT FOUND |  | Pkg Validated from Input Desc | [5 empty] | Production Completed | Production Completed
ESI | 006 |  | ADG | OK |  |  | ADG | Data Enrichment | [10 empty] | Prority Items | 1st feb | CYTOMED | 34329 | 516894 | 03-02-0241 | Trinity Biotech - Spare Parts | Cal/Control Overlay for 209 | Cal/Control Overlay for 209 | Trinity Biotech | - |  | - | - | Nos | - | - | Spare Part | Service Type | - | - | - | - | - | - | - | - | - | - | - | - | - | - | - | - | - | - | - | - | - | - | - | - | - | - | - | - | - | - | - | - | - | - | - | - | - | - | - | - | - | - |  |  |  | TRINITY BIOTECH PLC | TRINITY BIOTECH PLC | 03-02-0241 | TRINITY | 03-02-0241 | 03020241 | [14 empty] | 41115854 Automated high performance chromatography HPLC analyzer system accessories |  |  |  |  | OVERLAY | CONTROL | [10 empty] | FOR 209 | [5 empty] | URL NOT FOUND |  | Pkg Not Validated | [5 empty] | Production Completed | Production Completed