## Sheet1
Project Code | Activities | Production User | Production Comments | Start Date | End Date | Remarks | Material | Material Description | PO TEXT | Manufacturer Code | Manufacturer Name | Manufacturer Part No. | Materail Group Code | Material Group | Q.Grade | Quality Grade Description | X-Status | Category | Reference URL | PDF url | PDF PAGE NO. | MFR Name | MFR Part Number | Manufacturer Name1 | Manufacturer Part Number1 | VENDOR NAME | VENDOR PART Number | VENDOR NAME1 | VENDOR PART Number1 | Contract No | Drawing No | Specification No | Technical Manual No | DESIGN SPEC. NO | INSTRUCTION MANUAL | BNPP CONTRACT NO | MATERIAL MASTER NO(KEPCO) | PARENT EQUIPMENT INFO | APPLICATION | ADDITIONAL FEATURES FROM INPUT | ADDITIONAL FEATURES FROM OUTPUT | UNSPSC Ver.26.0801 | INC NAME | SHORT_NAME | Attribute Name 1 | AttributeValue 1 | Attribute Name 2 | AttributeValue 2 | Attribute Name 3 | AttributeValue 3 | Attribute Name 4 | AttributeValue 4 | Attribute Name 5 | AttributeValue 5 | Attribute Name 6 | AttributeValue 6 | Attribute Name 7 | AttributeValue 7 | Attribute Name 8 | AttributeValue 8 | Attribute Name 9 | AttributeValue 9 | Attribute Name 10 | AttributeValue 10 | Attribute Name 11 | AttributeValue 11 | Attribute Name 12 | AttributeValue 12 | Attribute Name 13 | AttributeValue 13 | Attribute Name 14 | AttributeValue 14 | Attribute Name 15 | AttributeValue 15 | Attribute Name 16 | AttributeValue 16 | Attribute Name 17 | AttributeValue 17 | Attribute Name 18 | AttributeValue 18 | Attribute Name 19 | AttributeValue 19 | Attribute Name 20 | AttributeValue 20 | Attribute Name 21 | AttributeValue 21 | Attribute Name 22 | AttributeValue 22 | Attribute Name 23 | AttributeValue 23 | Attribute Name 24 | AttributeValue 24 | Attribute Name 25 | AttributeValue 25 | Attribute Name 26 | AttributeValue 26 | Attribute Name 27 | AttributeValue 27 | Attribute Name 28 | AttributeValue 28 | Attribute Name 29 | AttributeValue 29 | Attribute Name 30 | AttributeValue 30 | Attribute Name 31 | AttributeValue 31 | Attribute Name 32 | AttributeValue 32 | Attribute Name 33 | AttributeValue 33 | Attribute Name 34 | AttributeValue 34 | Attribute Name 35 | AttributeValue 35 | Status
JRN - PL001 | Data Enrichment | SFQ | OK | 2024-02-10 | 2024-02-10 |  | 410201397 | ADAPTER:CONNECTOR,COAXIAL,BNC JACK,50OHM | ADAPTER COAXIAL CONNECTOR BNC JACK, FEMALE SOCKET TO BNC JACK, FEMALE ¦ SOCKET 50OHM ¦ MANUFACTURER: POMONA ELECTRONICS ¦ PART NUMBER: 3283 | 600673 | Pomona Electronics | 3283 | M10 | INSTRUMENTATION | S | Industrial Standard | 1 | Operating Supplies 2 | https://mx-en.rs-online.com/product/pomona-electronics/3283/70197598/ |  |  | POMONA ELECTRONICS | 3283 | [16 empty] | IMPEDANCE:50OHM |  | 39121414 Coaxial connectors | ADAPTER,CONNECTOR | ADAPTER,CONN | TYPE | COAXIAL,FEMALE SOCKET TO BNC JACK | SIZE | 1.32"L | CONTACT MAX VOLT | 500V | CONTACT MAX CURRENT |  | NUMBER OF CONTACTS |  | SHELL COLOR |  | SHELL MATERIAL | BRASS NICKEL FINISH | [56 empty] | Production Completed
JRN - PL001 | Data Enrichment | SFQ | OK | 2024-02-10 | 2024-02-10 |  | 410201396 | ADAPTER:CONNECTOR,COAXIAL,BNC PLUG,50OHM | ADAPTER COAXIAL CONNECTOR BNC PLUG, MALE PIN TO BNC JACK, FEMALE SOCKET ¦ (2) 50OHM ¦ MANUFACTURER: POMONA ELECTRONICS ¦ PART NUMBER: 4896 | 600673 | Pomona Electronics | 4896 | M10 | INSTRUMENTATION | S | Industrial Standard | 1 | Operating Supplies 2 | https://mx-en.rs-online.com/product/pomona-electronics/4896/70198203/?keyword=4896 |  |  | POMONA ELECTRONICS | 4896 | [16 empty] | IMPEDANCE:50OHM |  | 39121414 Coaxial connectors | ADAPTER,CONNECTOR | ADAPTER,CONN | TYPE | COAXIAL,MALE PIN TO BNC JACK FEMALE | SIZE | 1.5"L | CONTACT MAX VOLT | 500V | CONTACT MAX CURRENT |  | NUMBER OF CONTACTS |  | SHELL COLOR |  | SHELL MATERIAL | BRASS NICKEL FINISH | [56 empty] | Production Completed
JRN - PL001 | Data Enrichment | SFQ | OK | 2024-02-10 | 2024-02-10 |  | 230203397 | ADAPTER,TUBE:BRASS,1/2"ODX1/4" MALE NPT | ADAPTER, MALE, TUBE: MATERIAL BRASS ¦ SIZE: 1/2 IN TUBE OD x 1/4 IN MALE NPT ¦ FOR GENERAL PLANT USE, NNS, QUALITY CLASS S ¦ MANUFACTURER: SWAGELOK ¦ PART NUMBER: B-8-TA-1-4 ¦ INCLUDE 'Z_NPE_GENERAL PACKAGING' OBJECT TEXT ID ST | 600858 | Swagelok Corporation | B-8-TA-1-4 | M09 | FITTINGS | S | Industrial Standard | 1 | Operating Supplies 2 | https://products.swagelok.com/en/c/straights/p/SS-8-TA-1-4 |  |  | SWAGELOK | B-8-TA-1-4 | [16 empty] | FOR GENERAL PLANT USE,NNS,QUALITY CLASS S INCLUDE 'Z_NPE_GENERAL PACKAGING' OBJECT TEXT ID ST |  | 40141700 Hardware and fittings | ADAPTER,STRAIGHT,PIPE TO TUBE | ADAPTER,PIPE TO TUBE | ADAPTER FITTING TYPE | STRAIGHT | ADAPTER FITTING SPECIFIC USE |  | ADAPTER FITTING SHAPE STYLE |  | BODY SIZE |  | ADAPTER FITTING MATERIAL | BRASS | NOMINAL PIPE SIZE | 1/4" | TUBE SIZE | 1/2" | THREAD SERIES |  | ADAPTER FITTING CONNECTION STYLE | MNPT | WALL THICKNESS |  | PIPE SCHEDULE |  | MAX OPERATING PRESSURE |  | MAX OPERATING TEMPERATURE |  | OPERATING MEDIUM |  | SURFACE TREATMENT |  | TUBE CONNECTION DATA | COMPRESSION | [38 empty] | Production Completed
JRN - PL001 | Data Enrichment | SFQ | OK | 2024-02-10 | 2024-02-10 |  | 230203168 | ADAPTER:TUBE,316SS,1/4",3/8"FEMALE NPT | ADAPTER, FEMALE, TUBE FITTING, STAINLESS STEEL<(>,<)> ¦ 1/4" TUBE OD X 3/8" FEMALE NPT ¦ MANUFACTRURER : SWAGELOK CORPORATION ¦ PART NUMBER : SS-4-TA-7-6 ¦ QUALITY REQUIREMENTS ¦ INCLUDE 'Z_NPE_QA SR MATERIAL' OBJECT TEXT ID ST ¦ INCLUDE 'Z_NPE_LEVEL C PACKAGING' OBJECT TEXT ID ST ¦ INCLUDE 'Z_NPE_CERT OF CONFORMANCE' OBJECT TEXT ID ST ¦ CMTR or MATERIAL CERT IS ACCEPTABLE ¦ INCLUDE Z_NPE_CMTR OBJECT TEXT ID ST ¦ INCLUDE 'Z_NPE_MATERIAL CERT' OBJECT TEXT ID ST ¦ INCLUDE Z_NPE_CONTAMINANTS OBJECT TEXT ID ST | 600858 | Swagelok Corporation | SS-4-TA-7-6 | M09 | FITTINGS | Q | Safety Related | 1 | Operating Supplies 2 | https://products.swagelok.com/en/c/straights/p/SS-4-TA-7-6 |  |  | SWAGELOK | SS-4-TA-7-6 | [16 empty] | QUALITY REQUIREMENTS:INCLUDE 'Z_NPE_QA SR MATERIAL' OBJECT TEXT ID ST,INCLUDE 'Z_NPE_LEVEL C PACKAGING' OBJECT TEXT ID ST ,INCLUDE 'Z_NPE_CERT OF CONFORMANCE' OBJECT TEXT ID ST,CMTR or MATERIAL CERT IS ACCEPTABLE,INCLUDE Z_NPE_CMTR OBJECT TEXT ID ST,INCLUDE 'Z_NPE_MATERIAL CERT' OBJECT TEXT ID ST,INCLUDE Z_NPE_CONTAMINANTS OBJECT TEXT ID ST |  | 40141700 Hardware and fittings | ADAPTER,STRAIGHT,PIPE TO TUBE | ADAPTER,PIPE TO TUBE | ADAPTER FITTING TYPE | STRAIGHT | ADAPTER FITTING SPECIFIC USE |  | ADAPTER FITTING SHAPE STYLE |  | BODY SIZE |  | ADAPTER FITTING MATERIAL | STAINLESS STEEL 316 | NOMINAL PIPE SIZE | 3/8" | TUBE SIZE | 1/4" | THREAD SERIES |  | ADAPTER FITTING CONNECTION STYLE | FNPT | WALL THICKNESS |  | PIPE SCHEDULE |  | MAX OPERATING PRESSURE |  | MAX OPERATING TEMPERATURE |  | OPERATING MEDIUM |  | SURFACE TREATMENT |  | TUBE CONNECTION DATA | COMPRESSION | [38 empty] | Production Completed
JRN - PL001 | Data Enrichment | SFQ | OK | 2024-02-10 | 2024-02-10 |  | 210220761 | ANODE:74 X 74 X 500L-B,F/CWP,ITEM 90-2 | ANODE, 74x74x500L - B, AL<(>,<)> ELBOW VANE IN/OUTSIDE, DBLZ130045TP2<(> ¦ ,<)> ITEM 90-2 OF M220-DG-A02-01 SH 1 OF 1 (HGS-DG-A02-01) REV 01 ¦ FOR USE WITH: ¦ CIRCULATING CHARGING PUMP, PUMP MODEL VMF2400-2120, 270,000 GPM, 40.0 FT ¦ NPSH, 247 RPM, 2155 HP, 50 HZ, 24 POLES, 13200 V ¦ PART NO.: ITEM 90-2 OF M220-DG-A02-01 ¦ MANUFACTURER: HYOSUNG GOODSPRINGS ¦ HOST EQUIPMENT SUPPLIER: HYOSUNG GOODSPRINGS ¦ REFERENCE DOCUMENTS: ¦ SPECIFICATION NO.: 9-551-M220 REV 01 ¦ DRAWING NO.: M220-DG-A02-01 (HGS-M220-DG-A02-01) REV 01 ¦ INSTRUCTION MANUAL: M220-IM-A01-01 (HGS-IM-A01-01) REV 00 ¦ QUALITY REQUIREMENTS: ¦ INCLUDE 'Z_NPE_COMMERCIAL QA' OBJECT TEXT ID ST ¦ INCLUDE 'Z_NPE_PC3 MATERIAL' OBJECT TEXT ID ST ¦ INCLUDE 'Z_NPE_GENERAL PACKAGING' OBJECT TEXT ID ST ¦ INCLUDE 'Z_NPE_CERT OF COMPLIANCE' OBJECT TEXT ID ST ¦ INCLUDE Z_NPE_CMTR OBJECT TEXT ID ST | 20000306 | Hyosung Goodsprings, Inc | ITEM 90-2 OF M220-DG-A02-01 | M16 | PUMPS AND APPURTENANCE | R | Reliability Critical | 1 | 0 | URL Not Found |  |  | HYOSUNG GOODSPRINGS | ITEM 90-2 OF M220-DG-A02-01 SH 1 OF 1 (HGS-DG-A02-01) REV 01 |  |  | HYOSUNG GOODSPRINGS |  |  |  |  | M220-DG-A02-01 (HGS-M220-DG-A02-01) REV 01 | 9-551-M220 REV 01 |  |  | M220-IM-A01-01 (HGS-IM-A01-01) REV 00 |  |  |  | CIRCULATING CHARGING PUMP MODEL:VMF2400-2120 | B,AL & ELBOW VANE IN/OUTSIDE,DBLZ130045TP2 ,PUMP FLOW CAPACITY:270000GPM,NPSH:40',SPEED:247RPM,POWER RATING:2155HP,FREQUENCY RATING:50Hz,NUMBER OF POLES:24,VOLTAGE:13200V,QUALITY REQUIREMENTS:INCLUDE 'Z_NPE_COMMERCIAL QA' OBJECT TEXT ID ST,INCLUDE 'Z_NPE_PC3 MATERIAL' OBJECT TEXT ID ST,INCLUDE 'Z_NPE_GENERAL PACKAGING' OBJECT TEXT ID ST,INCLUDE 'Z_NPE_CERT OF COMPLIANCE' OBJECT TEXT ID ST,INCLUDE Z_NPE_CMTR OBJECT TEXT ID ST |  | 31162818 Anti corrosion anode | ANODE,CORROSION PREVENTIVE | ANODE | TYPE |  | SIZE | 74 X 74 X 500mm L | MATERIAL |  | SHAPE |  | FINISH |  | MOUNTING DATA | [59 empty] | Production Completed
JRN - PL001 | Data Enrichment | SFQ | OK | 2024-02-10 | 2024-02-10 |  | 220205738 | ARRESTER:SURGE,30KV,10KA | SURGE ARRESTER, FOR MEDIUM VOLTAGE SYSTEMS ¦ IEEE C62.11 ¦ MAX DUTY CYCLE VOLTAGE: 30kV ¦ MAX CONTINUOUS OPERATING VOLTAGE: 24.4kV ¦ LIGHTNING IMPULSE CLASSIFYING CURRENT (10kA, 80/20): 87.8kV ¦ LOW CURRENT - LONG DURATION IMPULSE CAPABILITY: 250A 2ms ¦ ENERGY ABSORPTION CAPABILITY:4.6kJ/kV MCOV ¦ HIGH CURRENT - PRESSURE RELIEF (0.2s): 20kA ¦ LOW CURRENT - PRESSURE RELIEF (1.0s):600A ¦ REFERENCE DOCUMENTS: ¦ 1.,,9-811-E210, REV. 01 - PURCHASE SPECIFICATION FOR ISOLATED PHASE BUS ¦ 2.,,E210-DE-C01-01, SHEET 01, REV. 05 - (item SAA, SAB, SAC) WIRING AND ¦ CONNECTION DIAGRAM FOR VT & SA CUBICLE (M.TR SIDE) (LSIS DOC# ¦ BNPP12-EW-001) ¦ 3.,,E210-DE-C01-02, SHEET 01, REV. 04 - (item SAA, SAB, SAC) WIRING AND ¦ CONNECTION DIAGRAM FOR VT & SA CUBICLE (GENERATOR SIDE)(LSIS DOC# ¦ BNPP12-EW-002) ¦ PART NUMBER: 3EK7300-3AH4 ¦ MANUFACTURER: SEIMENS ¦ HOST EQUIPMENT SUPPLIER: LS ELECTRIC (Formerly, LS IS) ¦ QUALITY REQUIRMENTS: ¦ INCLUDE 'Z_NPE_COMMERCIAL QA' OBJECT TEXT ID ST ¦ INCLUDE 'Z_NPE_PC3 MATERIAL' OBJECT TEXT ID ST ¦ INCLUDE 'Z_NPE_CERT OF COMPLIANCE' OBJECT TEXT ID ST ¦ INCLUDE 'Z_NPE_GENERAL PACKAGING' OBJECT TEXT ID ST | 20001267 | Siemens Ag, Si Dg Gc | 3EK7300-3AH4 | M07 | ELECTRICAL HARDWARE | R | Reliability Critical | 1 | 0 | https://support.industry.siemens.com/cs/pd/808393?pdti=pi&dl=en&lc=en-IT |  |  | SIEMENS AG | 3EK7300-3AH4 | SI DG GC |  | LS ELECTRIC | [13 empty] | STANDARD:IEEE C62.11,MAX DUTY CYCLE VOLTAGE:30kV,MAX CONTINUOUS OPERATING VOLTAGE:24.4kV,LIGHTNING IMPULSE CLASSIFYING CURRENT (10kA,80/20):87.8kV,LOW CURRENT-LONG DURATION IMPULSE CAPABILITY:250A 2ms,ENERGY ABSORPTION CAPABILITY:4.6kJ/kV MCOV,HIGH CURRENT-PRESSURE RELIEF (0.2s): 20kA,LOW CURRENT-PRESSURE RELIEF (1.0s):600A,REFERENCE DOCUMENTS:1.,9-811-E210,REV. 01 - PURCHASE SPECIFICATION FOR ISOLATED PHASE BUS,2.,E210-DE-C01-01,SHEET 01,REV. 05 -(ITEM SAA,SAB,SAC) WIRING & CONNECTION DIAGRAM FOR VT & SA CUBICLE (M.TR SIDE) (LSIS DOC# BNPP12-EW-001),3.,E210-DE-C01-02,SHEET 01,REV. 04 - (ITEM SAA,SAB,SAC) WIRING & CONNECTION DIAGRAM FOR VT & SA CUBICLE (GENERATOR SIDE)(LSIS DOC#BNPP12-EW-002),FORMERLY,LS IS,QUALITY REQUIRMENTS:INCLUDE 'Z_NPE_COMMERCIAL QA' OBJECT TEXT ID ST,INCLUDE 'Z_NPE_PC3 MATERIAL' OBJECT TEXT ID ST,INCLUDE 'Z_NPE_CERT OF COMPLIANCE' OBJECT TEXT ID ST,INCLUDE 'Z_NPE_GENERAL PACKAGING' OBJECT TEXT ID ST | DISTANCE:48.4",STANDARD:IEEE C62.11 | 39121634 Surge arrestor | ARRESTER,ELECTRICAL SURGE | ARRESTER,ELEC | SURGE ARRESTER SPECIFIC USE | MEDIUM VOLTAGE SYSTEMS,OUTDOOR | SURGE ARRESTER TYPE |  | BODY WIDTH |  | BODY HEIGHT |  | BODY LENGTH |  | BODY DIA |  | SURGE ARRESTER MATERIAL |  | VOLTAGE RATING | 24.4kV | CURRENT RATING | 10kA | FREQUENCY |  | TOTAL ENERGY RATING | 4.5kJ/Kv | CLAMPING VOLTAGE |  | CAPACITANCE |  | RESISTANCE |  | RESPONSE TIME |  | MAX OPERATING TEMPERATURE |  | MINI OPERATING TEMPERATURE |  | TERMINAL TYPE |  | MOUNTING METHOD |  | SIZE | 15.7" H | ELECTRICAL CONNECTION DATA | [29 empty] | Production Completed
JRN - PL001 | Data Enrichment | SFQ | OK | 2024-02-10 | 2024-02-10 |  | 210219921 | BAR,STOCK:ROUND,ALUMINIUM,75MM | ROUND BAR STOCK, 75MM ALUMINIUM, ¦ ASTM B209 GRADE 6061 - T6 ¦ MANUFACTURER: (VARIOUS) ¦ PART NUMBER: BY DESCRIPTION |  |  |  | M12 | MECHANICAL HARDWARE | R | Reliability Critical | 1 | Operating Supplies 2 | URL Not Found | [22 empty] | 31000000 Manufacturing Components and Supplies | BAR,METAL | BAR,METAL | BAR SPECIFIC USE |  | BAR TYPE | STOCK | THICKNESS |  | INSIDE DIAMETER |  | OUTSIDE DIAMETER | 75mm | BAR MATERIAL | ALUMINUM ASTM B209 GRADE 6061-T6 | BAR CROSS SECT SHAPE | ROUND | BAR TIP STYLE |  | FABRICATION METHOD |  | SURFACE TREATMENT |  | SURFACE CONDITION |  | HEAT TREATMENT |  | SIZE | [45 empty] | Production Completed
JRN - PL001 | Data Enrichment | SFQ | OK | 2024-02-10 | 2024-02-10 |  | 410202762 | BAR:COPPER,ROUND,25 DIA X 1000MM | COPPER ROUND BAR, ¦ SIZE: 25 DIA X 1000MM ¦ MANUFACTURER: WOLLSCHLAEGER or equivalent |  |  |  | M19 | TOOLS | S | Industrial Standard | 1 | Operating Supplies 2 | URL Not Found | [20 empty] | EQUIVALENT MANUFACTURER |  | 30262200 Copper bars | BAR,METAL | BAR,METAL | BAR SPECIFIC USE |  | BAR TYPE |  | THICKNESS |  | INSIDE DIAMETER |  | OUTSIDE DIAMETER | 25mm | BAR MATERIAL | COPPER | BAR CROSS SECT SHAPE | ROUND | BAR TIP STYLE |  | FABRICATION METHOD |  | SURFACE TREATMENT |  | SURFACE CONDITION |  | HEAT TREATMENT |  | SIZE | 1000mm L | [44 empty] | Production Completed
JRN - PL001 | Data Enrichment | SFQ | OK | 2024-02-10 | 2024-02-10 |  | 210201595 | BEARING,JOURNAL:ASSY. 2,MAIN TURBINE | Bearing, Journal, Elliptical, Main turbine, assy. #2, size 24” x 20”, ¦ DRW 9-051-L-T-172-045 Rev. A. Manufacturer DOOSAN HEAVY INDUSTRIES & ¦ CONSTRUCTION. ¦ Includes items: ¦ 2-2 Bearing Ring Upper & 2-3 Bearing Ring Lower ¦ 3-2 Bearing Casing Upper & 3-3 Bearing Casing Lower ¦ 2-25 Hexagon Bolt 2.75-8UN ¦ 2-26 Locking Plate ¦ 2-5 Shim 0.05 ¦ 2-6 Shim 0.08 ¦ 2-7 Shim 0.1 ¦ 2-8 Shim 0.2 ¦ 2-9 Shim 0.3 ¦ 2-10 Shim 0.4 ¦ 2-12 Shim 0.05 ¦ 2-13 Shim 0.08 ¦ 2-14 Shim 0.1 ¦ 2-15 Shim 0.2 ¦ 2-16 Shim 0.3 ¦ 2-17 Shim 0.4 ¦ 3-5 2 Tongued Washer ¦ QUALITY REQUIREMENTS ¦ THE ITEM IS CLASSIFIED AS AUGMENTED QUALITY, PURCHASE CLASS PC-3. ¦ INCLUDE 'Z_NPE_COMMERCIAL QA' OBJECT TEXT ID ST ¦ INCLUDE 'Z_NPE_PC3 MATERIAL' OBJECT TEXT ID ST ¦ INCLUDE 'Z_NPE_GENERAL PACKAGING' OBJECT TEXT ID ST ¦ INCLUDE 'Z_NPE_CERT OF COMPLIANCE' OBJECT TEXT ID ST | 20000215 | DOOSAN Enerbility Co Ltd | BY DESCRIPTION | M01 | BEARINGS | R | Reliability Critical | 1 | Spare Parts | URL Not Found |  |  | DOOSAN ENERBILITY |  |  |  | DOOSAN HEAVY INDUSTRIES & CONSTRUCTION |  |  |  |  | 9-051-L-T-172-045 REV. A. | [7 empty] | MAIN TURBINE | MAIN TURBINE ASSEMBLY #2,SIZE 24 X 20”,INCLUDES ITEMS:2-2 BEARING RING UPPER & 2-3 BEARING RING LOWER,3-2 BEARING CASING UPPER & 3-3 BEARING CASING LOWER,2-25 HEXAGON BOLT 2.75-8UN,2-26 LOCKING PLATE,2-5 SHIM 0.05,2-6 SHIM 0.08,2-7 SHIM 0.1,2-8 SHIM 0.2,2-9 SHIM 0.3,2-10 SHIM 0.4,2-12 SHIM 0.05,2-13 SHIM 0.08,2-14 SHIM 0.1,2-15 SHIM 0.2,2-16 SHIM 0.3,2-17 SHIM 0.4,3-5 2 TONGUED WASHER,QUALITY REQUIREMENTS:THE ITEM IS CLASSIFIED AS AUGMENTED QUALITY,PURCHASE CLASS PC-3,INCLUDE 'Z_NPE_COMMERCIAL QA' OBJECT TEXT ID ST,INCLUDE 'Z_NPE_PC3 MATERIAL' OBJECT TEXT ID ST,INCLUDE 'Z_NPE_GENERAL PACKAGING' OBJECT TEXT ID ST,INCLUDE 'Z_NPE_CERT OF COMPLIANCE' OBJECT TEXT ID ST |  | 31171509 Sleeve bearings | BEARING,SLEEVE | BEARING,SLV | SLEEVE BEARING TYPE | JOURNAL,ELLIPTICAL | SLEEVE BEARING SHAPE STYLE |  | BEARING DESIGNATION NUMBER |  | OUTSIDE DIAMETER |  | BORE DIAMETER |  | LENGTH |  | BEARING MATERIAL |  | LUBRICATION MATERIAL |  | LUBRICATION METHOD |  | BEARING BORE STYLE |  | BRG CROSS SECT SHAPE |  | SURFACE TREATMENT |  | DIMENSION | [45 empty] | Production Completed
JRN - PL001 | Data Enrichment | SFQ | OK | 2024-02-10 | 2024-02-10 |  | 210223570 | BELLOWS:HT/LT WATER PP SUCT,F/U34 AAC DG |  |  |  |  | M16 | PUMPS AND APPURTENANCE | T | Safety Impact | 7 | 0 | URL Not Found | [19 empty] | F/U34 AAC DG | HT/LT WATER PP SUCTION |  | 40151740 Pump spare parts and accessories | BELLOWS,PRESSURE | BELLOWS,PRES | TYPE |  | SIZE |  | INSIDE DIAMETER |  | OUTSIDE DIAMETER |  | MATERIAL |  | PRESSURE RANGE |  | INPUT DATA |  | OUTPUT DATA |  | VALVE TYPE |  | VALVE SIZE |  | CONNECTION DATA |  | FUNCTION |  | MOUNTING DATA | [45 empty] | Production Completed
JRN - PL001 | Data Enrichment | SFQ | OK | 2024-02-10 | 2024-02-10 |  | 210222427 | BLADE:TRAIL2,F/HP TE 4TH STG BUCKET | HIGH PRESSURE TURBINE END 4TH STAGE BUCKET BLADE TRAIL2 ¦ ROTATING BLADE<(>,<)> DRW#: OKS130401, 9-001-L-T-172-006 ¦ SUPPLIER: DOOSAN HEAVY INDUSTRIES ¦ MANUFACTURER: TOSHIBA ¦ PART NUMBER: OKS130401P0005 ¦ APPLICABLE TECHNICAL AND QUALITY REQUIREMENTS: ¦ INCLUDE 'Z_NPE_COMMERCIAL QA' OBJECT TEXT ID ST ¦ INCLUDE 'Z_NPE_GENERAL PACKAGING' OBJECT TEXT ID ST ¦ INCLUDE 'Z_NPE_CERT OF COMPLIANCE' OBJECT TEXT ID ST ¦ INCLUDE 'Z_NPE_PC3 MATERIAL' OBJECT TEXT ID ST ¦ RAW MATERIAL: ¦ INCLUDE Z_NPE_CMTR OBJECT TEXT ID ST ¦ FINISHED MATERIAL PER APPLICABLE TOSHIBA MATERIAL SPECIFICATION: ¦ INCLUDE 'Z_NPE_MATERIAL CERT' OBJECT TEXT ID ST ¦ REQUIRED NDE: ¦ INCLUDE Z_NPE_UT OBJECT TEXT ID ST ¦ INCLUDE Z_NPE_MT OBJECT TEXT ID ST ¦ INCLUDE 'Z_NPE_DIMENSION REPORT' OBJECT TEXT ID ST ¦ SIGLE BUCKET VIBRATION REPORT ¦ HARDNESS CHECK CONTROL REPORT (AFTER FLAME HARDENING) | 600221 | Toshiba Energy | OKS130401P0005 | M47 | TURBINE PARTS | R | Reliability Critical | 1 | Spare Parts | URL Not Found |  |  | TOSHIBA ENERGY | OKS130401P0005 |  |  | DOOSAN HEAVY INDUSTRIES & CONSTRUCTION |  |  |  |  | OKS130401,9-001-L-T-172-006 | [9 empty] | HIGH PRESSURE TURBINE END 4TH STAGE BUCKET BLADE TRAIL2,ROTATING BLADE,APPLICABLE TECHNICAL AND QUALITY REQUIREMENTS:INCLUDE 'Z_NPE_COMMERCIAL QA' OBJECT TEXT ID ST,INCLUDE 'Z_NPE_GENERAL PACKAGING' OBJECT TEXT ID ST,INCLUDE 'Z_NPE_CERT OF COMPLIANCE' OBJECT TEXT ID ST,INCLUDE 'Z_NPE_PC3 MATERIAL' OBJECT TEXT ID ST,RAW MATERIAL: INCLUDE Z_NPE_CMTR OBJECT TEXT ID ST,FINISHED MATERIAL PER APPLICABLE TOSHIBA MATERIAL SPECIFICATION: INCLUDE 'Z_NPE_MATERIAL CERT' OBJECT TEXT ID ST,REQUIRED NDE:INCLUDE Z_NPE_UT OBJECT TEXT ID ST INCLUDE Z_NPE_MT OBJECT TEXT ID ST,INCLUDE 'Z_NPE_DIMENSION REPORT' OBJECT TEXT ID ST,SINGLE BUCKET VIBRATION REPORT,HARDNESS CHECK CONTROL REPORT (AFTER FLAME HARDENING) | 26101794 Steam turbine spare parts and accessories | BLADE,STEAM TURBINE | BLADE,STM TURB | TYPE | BUCKET | DIMENSION |  | SIZE |  | ANGLE DATA |  | THICKNESS |  | MATERIAL |  | FINISH |  | MOUNTING DATA | [55 empty] | Production Completed
JRN - PL001 | Data Enrichment | SFQ | OK | 2024-02-10 | 2024-02-10 |  | 210222442 | BLADE:F/LP GE 7TH STG BUCKET,NORMAL | LOW PRESSURE SECTION, GENERATOR END 7th STAGE BUCKET BLADE NORMAL<(>,<)> ¦ ROTATING BLADE<(>,<)> DRAWING NUMBER: 0KS132918 ¦ SUPPLIER: DOOSAN HEAVY INDUSTRIES ¦ MANUFACTURER: TOSHIBA ¦ PART NUMBER: 0KS132918P0001 ¦ APPLICABLE TECHNICAL AND QUALITY REQUIREMENTS: ¦ INCLUDE 'Z_NPE_COMMERCIAL QA' OBJECT TEXT ID ST ¦ INCLUDE 'Z_NPE_GENERAL PACKAGING' OBJECT TEXT ID ST ¦ INCLUDE 'Z_NPE_CERT OF COMPLIANCE' OBJECT TEXT ID ST ¦ INCLUDE 'Z_NPE_PC3 MATERIAL' OBJECT TEXT ID ST ¦ RAW MATERIAL: ¦ INCLUDE Z_NPE_CMTR OBJECT TEXT ID ST ¦ FINISHED MATERIAL PER APPLICABLE TOSHIBA MATERIAL SPECIFICATION: ¦ INCLUDE 'Z_NPE_MATERIAL CERT' OBJECT TEXT ID ST ¦ REQUIRED NDE: ¦ INCLUDE Z_NPE_UT OBJECT TEXT ID ST ¦ INCLUDE Z_NPE_MT OBJECT TEXT ID ST ¦ INCLUDE 'Z_NPE_DIMENSION REPORT' OBJECT TEXT ID ST ¦ SIGLE BUCKET VIBRATION REPORT ¦ HARDNESS CHECK CONTROL REPORT (AFTER FLAME HARDENING) |  |  | 0KS132918P0001 | M47 | TURBINE PARTS | R | Reliability Critical | 1 | Spare Parts | URL Not Found |  |  | TOSHIBA | 0KS132918P0001 |  |  | DOOSAN HEAVY INDUSTRIES & CONSTRUCTION |  |  |  |  | 0KS132918 | [9 empty] | LOW PRESSURE SECTION, GENERATOR END 7TH STAGE BUCKET BLADE NORMAL,ROTATING BLADE,APPLICABLE TECHNICAL AND QUALITY REQUIREMENTS:INCLUDE 'Z_NPE_COMMERCIAL QA' OBJECT TEXT ID ST,INCLUDE 'Z_NPE_GENERAL PACKAGING' OBJECT TEXT ID ST,INCLUDE 'Z_NPE_CERT OF COMPLIANCE' OBJECT TEXT ID ST,INCLUDE 'Z_NPE_PC3 MATERIAL' OBJECT TEXT ID ST,RAW MATERIAL:INCLUDE Z_NPE_CMTR OBJECT TEXT ID ST,FINISHED MATERIAL PER APPLICABLE TOSHIBA MATERIAL SPECIFICATION:INCLUDE 'Z_NPE_MATERIAL CERT' OBJECT TEXT ID ST,REQUIRED NDE:INCLUDE Z_NPE_UT OBJECT TEXT ID ST,INCLUDE Z_NPE_MT OBJECT TEXT ID ST,INCLUDE 'Z_NPE_DIMENSION REPORT' OBJECT TEXT ID ST,SIGLE BUCKET VIBRATION REPORT,HARDNESS CHECK CONTROL REPORT (AFTER FLAME HARDENING) | 26101794 Steam turbine spare parts and accessories | BLADE,STEAM TURBINE | BLADE,STM TURB | TYPE | BUCKET | DIMENSION |  | SIZE |  | ANGLE DATA |  | THICKNESS |  | MATERIAL |  | FINISH |  | MOUNTING DATA | [55 empty] | Production Completed
JRN - PL001 | Data Enrichment | SFQ | OK | 2024-02-10 | 2024-02-10 |  | 220200063 | 6A DC Circuit Breaker (LCC) | Vendor : Westinghouse ¦ Part No : 10074D64G10 Y ¦ Description : 6A DC Circuit Breaker (LCC) ¦ Contract No : A257 ¦ Drawing No : 10058E08-10058E44 (LCC) ¦ Specification No : WNA-DS-02669-BRAKA1 ¦ WNA-DS-02668-BRAKA1 ¦ WNA-DS-02654-BRAKA1 ¦ WNA-DS-02671-BRAKA1 ¦ WNA-DS-02672-BRAKA1 ¦ WNA-DS-02694-BRAKA1 ¦ WNA-DS-02695-BRAKA1 ¦ WNA-DS-02705-BRAKA1 ¦ Technical Manual No : WNA-IM-00135-BRAKA1 ¦ WNA-IM-00133-BRAKA1 ¦ WNA-IM-00134-BRAKA1 ¦ WNA-IM-00136-BRAKA1 ¦ WNA-IM-00137-BRAKA1 ¦ WNA-IM-00138-BRAKA1 |  |  |  | M07 | ELECTRICAL HARDWARE | Q | Safety Related | 3 | Spare Parts | URL Not Found |  |  | WESTINGHOUSE | 10074D64G10 Y | [6 empty] | A257 | 10058E08-10058E44 (LCC) | WNA-DS-02669-BRAKA1,WNA-DS-02668-BRAKA1,WNA-DS-02654-BRAKA1,WNA-DS-02671-BRAKA1,WNA-DS-02672-BRAKA1,WNA-DS-02694-BRAKA1,WNA-DS-02695-BRAKA1,WNA-DS-02705-BRAKA1 | WNA-IM-00135-BRAKA1,WNA-IM-00133-BRAKA1,WNA-IM-00134-BRAKA1,WNA-IM-00136-BRAKA1,WNA-IM-00137-BRAKA1,WNA-IM-00138-BRAKA1 | [6 empty] | DIRECT CURRENT |  | 39121601 Circuit breakers | CIRCUIT BREAKER | BREAKER,CIRCUIT | CIRCUIT BREAKER TYPE |  | CIRCUIT BREAKER SHAPE STYLE |  | SIZE |  | DISTANCE BETWEEN MAIN CONTACT |  | VOLTAGE RATING |  | CURRENT RATING | 6A | SHORT CIRCUIT CAPACITY |  | SHORT CIRCUIT CURRENT RATING |  | AMPERE FRAME RATING |  | NUMBER OF POLES |  | CONTROL VOLTAGE RATING |  | MAX TRIP SET CURRENT RANGE |  | MIN TRIP SET CURRENT RANGE |  | POWER |  | FREQUENCY |  | MAX AMBIENT TEMP |  | MIN AMBIENT TEMPERATURE |  | TRIP RELEASE METHOD |  | TRIP RELEASE STYLE |  | STANDARD DUTY CYCLE |  | INTERRUPTING TIME RATING |  | MAIN CONTACT TRIP MECH TYPE |  | CASE MATERIAL |  | CIRCUIT PROT TYPE |  | TERMINAL TYPE |  | SWITCH TERMINAL TYPE |  | ARC QUENCHING METHOD |  | RESET METHOD |  | CIRCUIT BREAKER ACTUATOR TYPE |  | MANUAL ACTUATOR FUNCN |  | SWITCH CONTACT ARRANGE STYLE |  | MOUNTING METHOD |  | ENCLOSURE PROT TYPE | [5 empty] | Production Completed
JRN - PL001 | Data Enrichment | SFQ | OK | 2024-02-10 | 2024-02-10 |  | 210211736 | BASKET:PTFE,2T,1780X1780MM,+/-0.15MM | GASKET, SHEET<(>,<)> GYLON STYLE 3510 ¦ MATERIAL:PTFE ¦ SIZE : 2MM(T),1780X1780MM,+/-0.15MM ¦ MANUFACTURER : GARLOCK ¦ P/N: BY DESCRIPTION ¦ NAWAH INTERNAL NOTE: THE GASKET HEREIN MAY NOT BE USED WITHOUT ¦ ENGINEERING/ MAINTENANCE APPROVAL FOR THE INTENDED USE AS AN EQUIVALENT ¦ REPLACEMENT ¦ INCLUDE 'Z_NPE_GENERAL PACKAGING' OBJECT TEXT ID ST | 600344 | Garlock Gmbh | BY DESCRIPTION | M17 | SEALS, GASKETS, PACKING AND O-RING | Q | Safety Related | 1 | Consumable Items | https://www.garlock.com/product/35103-3302 |  |  | GARLOCK GMBH | 3510 | [16 empty] | TOLERANCE:+/-0.15mm |  | 31402002 General gasket | GASKET | GASKET | GASKET TYPE | SHEET | GASKET SHAPE STYLE | GYLON 3510 | GASKET CROSS SECT SHAPE |  | NOMINAL PIPE SIZE |  | SIZE | 1780mm W X 1780mm L | THICKNESS | 2mm | INSIDE DIAMETER |  | OUTSIDE DIAMETER |  | PITCH CIRCLE DIA |  | GASKET MATERIAL | PTFE WITH BARIUM SULFATE | RING MATERIAL |  | FILLER MATERIAL |  | HOOP MATERIAL |  | MAX OPERATING TEMPERATURE | 260 DEG C (500 DEG F) | MINI OPERATING TEMPERATURE | -268 DEG C ('450 DEG F) | MAX OPERATING PRESSURE | 1200PSIG (55BAR) | MIN OPERATING PRESSURE |  | STRESS RATING |  | COMPRESSIBILITY |  | PT VALUE |  | CREEP RESISTANCE |  | NUMBER OF BOLT HOLES |  | BOLT HOLE DIA |  | CUT SHAPE |  | HARDNESS RATING |  | OPERATING MEDIUM |  | COLOR | OFF-WHITE | SURFACE TREATMENT |  | DIMENSION | [13 empty] | Production Completed
JRN - PL001 | Data Enrichment | SFQ | OK | 2024-02-10 | 2024-02-10 |  | 210203893 | GASKET | Vendor : PK VALVE CO., LTD. ¦ Part No : E12-P206B-6.03.B ¦ Description : OSP-Gasket for Item No. 1/2.03 ¦ Contract No : P206B ¦ Drawing No : P206B-DG-A01~A35-01 ¦ Specification No : E11-P206-B00 ¦ Technical Manual No : P206B-IM-A01-01 |  |  | E12-P206B-6.03.B | M17 | SEALS, GASKETS, PACKING AND O-RING | R | Reliability Critical | 3 | Spare Parts | URL Not Found | [6 empty] | PK VALVE | E12-P206B-6.03.B |  |  | P206B | P206B-DG-A01~A35-01 | E11-P206-B00 | P206B-IM-A01-01 | [6 empty] | FOR ITEM NO:1/2.03 |  | 31402002 General gasket | GASKET | GASKET | GASKET TYPE | OSP | GASKET SHAPE STYLE |  | GASKET CROSS SECT SHAPE |  | NOMINAL PIPE SIZE |  | SIZE |  | THICKNESS |  | INSIDE DIAMETER |  | OUTSIDE DIAMETER |  | PITCH CIRCLE DIA |  | GASKET MATERIAL |  | RING MATERIAL |  | FILLER MATERIAL |  | HOOP MATERIAL |  | MAX OPERATING TEMPERATURE |  | MINI OPERATING TEMPERATURE |  | MAX OPERATING PRESSURE |  | MIN OPERATING PRESSURE |  | STRESS RATING |  | COMPRESSIBILITY |  | PT VALUE |  | CREEP RESISTANCE |  | NUMBER OF BOLT HOLES |  | BOLT HOLE DIA |  | CUT SHAPE |  | HARDNESS RATING |  | OPERATING MEDIUM |  | COLOR |  | SURFACE TREATMENT |  | DIMENSION | [13 empty] | Production Completed
JRN - PL001 | Data Enrichment | SFQ | OK | 2024-02-10 | 2024-02-10 |  | 210203947 | GASKET | GASKET, ASTM A576 GR 1010, SIZE: 521*570*59 MM ¦ ITEM 7 OF DRAWING P206B-DG-A30-01, REV 3 (SH 1/1), (SUPPLIER DOC # ¦ BN12-P206B-A30-01). ¦ FOR USE WITH ¦ CARBON STEEL GLOBE VALVE, 22", 600#, MOV, PRESSURE SEAL BONNET, BUTT ¦ WELD, MARK NO.: 605-D-GBB-E, CWP: 1480 PSIG AT 100 DEG. F, MAX PRESSURE: ¦ 620 PSID. ¦ PER DRAWING P206B-DG-A30-01, REV 3 (SH 1/1), (SUPPLIER DOC # ¦ BN12-P206B-A30-01) INSTRUCTION MANUAL NO. P206B-IM-A01-01 ¦ (BN12-P206B-ITM-01), REV 3 (PAGE 77 & 90) ¦ PURCHASE SPEC NO. 9-145-P206B, REV 1 (PAGE 35 & 337) ¦ CONSTRUCTED IN ACCORDANCE WITH KEPIC MGE 2000 EDITION ¦ QVD: P206B-VR-A21-01, REV 0 (PAGE 18 & 24) ¦ MANUFACTURER IS KOREA PILLAR PACKING CO., LTD ¦ VENDOR: PK VALVE CO. LTD. ¦ PART NUMBER: 3GKPAN53 ¦ QUALITY REQUIREMENTS: ¦ INCLUDE 'Z_NPE_GENERAL PACKAGING' OBJECT TEXT ID ST ¦ INCLUDE 'Z_NPE_CONTAMINANTS CERT' OBJECT TEXT ID ST | 600144 | Pk Valve Co. | 3GKPAN53 | M17 | SEALS, GASKETS, PACKING AND O-RING | R | Reliability Critical | 1 | Spare Parts | URL Not Found |  |  | KOREA PILLAR PACKING |  |  |  | PK VALVE | 3GKPAN53 |  |  |  | P206B-DG-A30-01, REV 3 (SH 1/1),ITEM:7 | 9-145-P206B,REV 1 (PAGES 35 & 337) |  |  | P206B-IM-A01-01,(BN12-P206B-ITM-01),REV 3 (PAGE 77 & 90) |  |  |  | MOTOR OPERATED GLOBE VALVE,MATERIAL:CARBON STEEL,SIZE:22",PRESSURE CLASS:600#,STYLE:PRESSURE SEAL BONNET,VALVE CONNECTION TYPE:BW | SUPPLIER DOC:BN12-P206B-A30-01,MARK NO:605-D-GBB-E,CONSTRUCTED IN ACCORDANCE WITH KEPIC MGE 2000 EDITION,QVD: P206B-VR-A21-01, REV 0 (PAGE 18 & 24),INCLUDE Z_NPE_GENERAL PACKAGING' OBJECT TEXT ID ST INCLUDE Z_NPE_CONTAMINANTS CERT' OBJECT TEXT ID ST |  | 31402002 General gasket | GASKET | GASKET | GASKET TYPE |  | GASKET SHAPE STYLE |  | GASKET CROSS SECT SHAPE |  | NOMINAL PIPE SIZE |  | SIZE | 59mm | THICKNESS |  | INSIDE DIAMETER | 521mm | OUTSIDE DIAMETER | 570mm | PITCH CIRCLE DIA |  | GASKET MATERIAL | CARBON STEEL ASTM A576 GRADE 1010 | RING MATERIAL |  | FILLER MATERIAL |  | HOOP MATERIAL |  | MAX OPERATING TEMPERATURE |  | MINI OPERATING TEMPERATURE |  | MAX OPERATING PRESSURE | 620PSID | MIN OPERATING PRESSURE |  | STRESS RATING |  | COMPRESSIBILITY |  | PT VALUE |  | CREEP RESISTANCE |  | NUMBER OF BOLT HOLES |  | BOLT HOLE DIA |  | CUT SHAPE |  | HARDNESS RATING |  | OPERATING MEDIUM |  | COLOR |  | SURFACE TREATMENT |  | DIMENSION | [13 empty] | Production Completed
JRN - PL001 | Data Enrichment | SFQ | OK | 2024-02-10 | 2024-02-10 |  | 210204509 | GASKET | Vendor : SAMSHIN CO., LTD. ¦ Part No : E12-P207-P.0537 ¦ Description : OSP-Gasket for B.0386 ¦ Contract No : P207 ¦ Drawing No : P207-DG-A32-33 ¦ Specification No : 9-145-P207 ¦ Technical Manual No : P207-IM-A01-01 |  |  | E12-P207-P.0537 | M17 | SEALS, GASKETS, PACKING AND O-RING | Q | Safety Related | 3 | Spare Parts | URL Not Found | [6 empty] | SAMSHIN | E12-P207-P.0537 |  |  | P207 | P207-DG-A32-33 | 9-145-P207 | P207-IM-A01-01 | [6 empty] | FOR ITEM NO:B.0386 |  | 31402002 General gasket | GASKET | GASKET | GASKET TYPE | OSP | GASKET SHAPE STYLE |  | GASKET CROSS SECT SHAPE |  | NOMINAL PIPE SIZE |  | SIZE |  | THICKNESS |  | INSIDE DIAMETER |  | OUTSIDE DIAMETER |  | PITCH CIRCLE DIA |  | GASKET MATERIAL |  | RING MATERIAL |  | FILLER MATERIAL |  | HOOP MATERIAL |  | MAX OPERATING TEMPERATURE |  | MINI OPERATING TEMPERATURE |  | MAX OPERATING PRESSURE |  | MIN OPERATING PRESSURE |  | STRESS RATING |  | COMPRESSIBILITY |  | PT VALUE |  | CREEP RESISTANCE |  | NUMBER OF BOLT HOLES |  | BOLT HOLE DIA |  | CUT SHAPE |  | HARDNESS RATING |  | OPERATING MEDIUM |  | COLOR |  | SURFACE TREATMENT |  | DIMENSION | [13 empty] | Production Completed
JRN - PL001 | Data Enrichment | SFQ | OK | 2024-02-10 | 2024-02-10 |  | 210204511 | GASKET | Vendor : SAMSHIN CO., LTD. ¦ Part No : E12-P207-P.0539 ¦ Description : OSP-Gasket for B.0387 ¦ Contract No : P207 ¦ Drawing No : P207-DG-A32-33 ¦ Specification No : 9-145-P207 ¦ Technical Manual No : P207-IM-A01-01 |  |  | E12-P207-P.0539 | M17 | SEALS, GASKETS, PACKING AND O-RING | Q | Safety Related | 3 | Spare Parts | URL Not Found | [6 empty] | SAMSHIN | E12-P207-P.0539 |  |  | P207 | P207-DG-A32-33 | 9-145-P207 | P207-IM-A01-01 | [6 empty] | FOR ITEM NO:B.0387 |  | 31402002 General gasket | GASKET | GASKET | GASKET TYPE | OSP | GASKET SHAPE STYLE |  | GASKET CROSS SECT SHAPE |  | NOMINAL PIPE SIZE |  | SIZE |  | THICKNESS |  | INSIDE DIAMETER |  | OUTSIDE DIAMETER |  | PITCH CIRCLE DIA |  | GASKET MATERIAL |  | RING MATERIAL |  | FILLER MATERIAL |  | HOOP MATERIAL |  | MAX OPERATING TEMPERATURE |  | MINI OPERATING TEMPERATURE |  | MAX OPERATING PRESSURE |  | MIN OPERATING PRESSURE |  | STRESS RATING |  | COMPRESSIBILITY |  | PT VALUE |  | CREEP RESISTANCE |  | NUMBER OF BOLT HOLES |  | BOLT HOLE DIA |  | CUT SHAPE |  | HARDNESS RATING |  | OPERATING MEDIUM |  | COLOR |  | SURFACE TREATMENT |  | DIMENSION | [13 empty] | Production Completed
JRN - PL001 | Data Enrichment | SFQ | OK | 2024-02-10 | 2024-02-10 |  | 210204513 | GASKET | Vendor : SAMSHIN CO., LTD. ¦ Part No : E12-P207-P.0541 ¦ Description : OSP-Gasket for B.0388 ¦ Contract No : P207 ¦ Drawing No : P207-DG-A32-33 ¦ Specification No : 9-145-P207 ¦ Technical Manual No : P207-IM-A01-01 |  |  | E12-P207-P.0541 | M17 | SEALS, GASKETS, PACKING AND O-RING | Q | Safety Related | 3 | Spare Parts | URL Not Found | [6 empty] | SAMSHIN | E12-P207-P.0541 |  |  | P207 | P207-DG-A32-33 | 9-145-P207 | P207-IM-A01-01 | [6 empty] | FOR ITEM NO:B.0388 |  | 31402002 General gasket | GASKET | GASKET | GASKET TYPE | OSP | GASKET SHAPE STYLE |  | GASKET CROSS SECT SHAPE |  | NOMINAL PIPE SIZE |  | SIZE |  | THICKNESS |  | INSIDE DIAMETER |  | OUTSIDE DIAMETER |  | PITCH CIRCLE DIA |  | GASKET MATERIAL |  | RING MATERIAL |  | FILLER MATERIAL |  | HOOP MATERIAL |  | MAX OPERATING TEMPERATURE |  | MINI OPERATING TEMPERATURE |  | MAX OPERATING PRESSURE |  | MIN OPERATING PRESSURE |  | STRESS RATING |  | COMPRESSIBILITY |  | PT VALUE |  | CREEP RESISTANCE |  | NUMBER OF BOLT HOLES |  | BOLT HOLE DIA |  | CUT SHAPE |  | HARDNESS RATING |  | OPERATING MEDIUM |  | COLOR |  | SURFACE TREATMENT |  | DIMENSION | [13 empty] | Production Completed
JRN - PL001 | Data Enrichment | SFQ | OK | 2024-02-10 | 2024-02-10 |  | 210204515 | GASKET | Vendor : SAMSHIN CO., LTD. ¦ Part No : E12-P207-P.0543 ¦ Description : OSP-Gasket for B.0389 ¦ Contract No : P207 ¦ Drawing No : P207-DG-A32-33 ¦ Specification No : 9-145-P207 ¦ Technical Manual No : P207-IM-A01-01 |  |  | E12-P207-P.0543 | M17 | SEALS, GASKETS, PACKING AND O-RING | Q | Safety Related | 3 | Spare Parts | URL Not Found | [6 empty] | SAMSHIN | E12-P207-P.0543 |  |  | P207 | P207-DG-A32-33 | 9-145-P207 | P207-IM-A01-01 | [6 empty] | FOR ITEM NO:B.0389 |  | 31402002 General gasket | GASKET | GASKET | GASKET TYPE | OSP | GASKET SHAPE STYLE |  | GASKET CROSS SECT SHAPE |  | NOMINAL PIPE SIZE |  | SIZE |  | THICKNESS |  | INSIDE DIAMETER |  | OUTSIDE DIAMETER |  | PITCH CIRCLE DIA |  | GASKET MATERIAL |  | RING MATERIAL |  | FILLER MATERIAL |  | HOOP MATERIAL |  | MAX OPERATING TEMPERATURE |  | MINI OPERATING TEMPERATURE |  | MAX OPERATING PRESSURE |  | MIN OPERATING PRESSURE |  | STRESS RATING |  | COMPRESSIBILITY |  | PT VALUE |  | CREEP RESISTANCE |  | NUMBER OF BOLT HOLES |  | BOLT HOLE DIA |  | CUT SHAPE |  | HARDNESS RATING |  | OPERATING MEDIUM |  | COLOR |  | SURFACE TREATMENT |  | DIMENSION | [13 empty] | Production Completed
JRN - PL001 | Data Enrichment | SFQ | OK | 2024-02-10 | 2024-02-10 |  | 210204517 | GASKET | Vendor : SAMSHIN CO., LTD. ¦ Part No : E12-P207-P.0545 ¦ Description : OSP-Gasket for B.0390 ¦ Contract No : P207 ¦ Drawing No : P207-DG-A32-33 ¦ Specification No : 9-145-P207 ¦ Technical Manual No : P207-IM-A01-01 |  |  | E12-P207-P.0545 | M17 | SEALS, GASKETS, PACKING AND O-RING | Q | Safety Related | 3 | Spare Parts | URL Not Found | [6 empty] | SAMSHIN | E12-P207-P.0545 |  |  | P207 | P207-DG-A32-33 | 9-145-P207 | P207-IM-A01-01 | [6 empty] | FOR ITEM NO:B.0390 |  | 31402002 General gasket | GASKET | GASKET | GASKET TYPE | OSP | GASKET SHAPE STYLE |  | GASKET CROSS SECT SHAPE |  | NOMINAL PIPE SIZE |  | SIZE |  | THICKNESS |  | INSIDE DIAMETER |  | OUTSIDE DIAMETER |  | PITCH CIRCLE DIA |  | GASKET MATERIAL |  | RING MATERIAL |  | FILLER MATERIAL |  | HOOP MATERIAL |  | MAX OPERATING TEMPERATURE |  | MINI OPERATING TEMPERATURE |  | MAX OPERATING PRESSURE |  | MIN OPERATING PRESSURE |  | STRESS RATING |  | COMPRESSIBILITY |  | PT VALUE |  | CREEP RESISTANCE |  | NUMBER OF BOLT HOLES |  | BOLT HOLE DIA |  | CUT SHAPE |  | HARDNESS RATING |  | OPERATING MEDIUM |  | COLOR |  | SURFACE TREATMENT |  | DIMENSION | [13 empty] | Production Completed
JRN - PL001 | Data Enrichment | SFQ | OK | 2024-02-10 | 2024-02-10 |  | 210204873 | GASKET | Vendor : PK VALVE CO., LTD. ¦ Part No : E12-P209-P.0228 ¦ Description : OSP-Gasket for Item No. B.0120 ¦ Contract No : P209 ¦ Drawing No : BN12-P209-A04-03 ¦ Specification No : E11-P209-000 ¦ Technical Manual No : P209-IM-A01-01 |  |  | E12-P209-P.0228 | M17 | SEALS, GASKETS, PACKING AND O-RING | T | Safety Impact | 3 | Spare Parts | URL Not Found | [6 empty] | PK VALVE | E12-P209-P.0228 |  |  | P209 | BN12-P209-A04-03 | E11-P209-000 | P209-IM-A01-01 | [6 empty] | FOR ITEM NO:B.0120 |  | 31402002 General gasket | GASKET | GASKET | GASKET TYPE | OSP | GASKET SHAPE STYLE |  | GASKET CROSS SECT SHAPE |  | NOMINAL PIPE SIZE |  | SIZE |  | THICKNESS |  | INSIDE DIAMETER |  | OUTSIDE DIAMETER |  | PITCH CIRCLE DIA |  | GASKET MATERIAL |  | RING MATERIAL |  | FILLER MATERIAL |  | HOOP MATERIAL |  | MAX OPERATING TEMPERATURE |  | MINI OPERATING TEMPERATURE |  | MAX OPERATING PRESSURE |  | MIN OPERATING PRESSURE |  | STRESS RATING |  | COMPRESSIBILITY |  | PT VALUE |  | CREEP RESISTANCE |  | NUMBER OF BOLT HOLES |  | BOLT HOLE DIA |  | CUT SHAPE |  | HARDNESS RATING |  | OPERATING MEDIUM |  | COLOR |  | SURFACE TREATMENT |  | DIMENSION | [13 empty] | Production Completed
JRN - PL001 | Data Enrichment | SFQ | OK | 2024-02-10 | 2024-02-10 |  | 210204999 | GASKET | Vendor : PK VALVE CO., LTD. ¦ Part No : E12-P209-P.0388 ¦ Description : OSP-Gasket for Item No. B.0203 ¦ Contract No : P209 ¦ Drawing No : BN12-P209-A04-03 ¦ Specification No : E11-P209-000 ¦ Technical Manual No : P209-IM-A01-01 |  |  | E12-P209-P.0388 | M17 | SEALS, GASKETS, PACKING AND O-RING | T | Safety Impact | 3 | Spare Parts | URL Not Found | [6 empty] | PK VALVE | E12-P209-P.0388 |  |  | P209 | BN12-P209-A04-03 | E11-P209-000 | P209-IM-A01-01 | [6 empty] | FOR ITEM NO:B.0203 |  | 31402002 General gasket | GASKET | GASKET | GASKET TYPE | OSP | GASKET SHAPE STYLE |  | GASKET CROSS SECT SHAPE |  | NOMINAL PIPE SIZE |  | SIZE |  | THICKNESS |  | INSIDE DIAMETER |  | OUTSIDE DIAMETER |  | PITCH CIRCLE DIA |  | GASKET MATERIAL |  | RING MATERIAL |  | FILLER MATERIAL |  | HOOP MATERIAL |  | MAX OPERATING TEMPERATURE |  | MINI OPERATING TEMPERATURE |  | MAX OPERATING PRESSURE |  | MIN OPERATING PRESSURE |  | STRESS RATING |  | COMPRESSIBILITY |  | PT VALUE |  | CREEP RESISTANCE |  | NUMBER OF BOLT HOLES |  | BOLT HOLE DIA |  | CUT SHAPE |  | HARDNESS RATING |  | OPERATING MEDIUM |  | COLOR |  | SURFACE TREATMENT |  | DIMENSION | [13 empty] | Production Completed
JRN - PL001 | Data Enrichment | SFQ | OK | 2024-02-10 | 2024-02-10 |  | 210205322 | GASKET | Vendor : Jeongwoo Industrial Machine Co., Ltd. ¦ Part No : E12-P216-6.01.AA ¦ Description : OSP-Gasket 1.01.C, 2.01.C ¦ Contract No : P216 ¦ Drawing No : - ¦ Specification No : - ¦ Technical Manual No : - |  |  | E12-P216-6.01.AA | M17 | SEALS, GASKETS, PACKING AND O-RING | T | Safety Impact | 3 | Spare Parts | URL Not Found | [6 empty] | JEONGWOO INDUSTRIAL MACHINE | E12-P216-6.01.AA |  |  | P216 | [9 empty] | FOR 1.01.C, 2.01.C |  | 31402002 General gasket | GASKET | GASKET | GASKET TYPE | OSP | GASKET SHAPE STYLE |  | GASKET CROSS SECT SHAPE |  | NOMINAL PIPE SIZE |  | SIZE |  | THICKNESS |  | INSIDE DIAMETER |  | OUTSIDE DIAMETER |  | PITCH CIRCLE DIA |  | GASKET MATERIAL |  | RING MATERIAL |  | FILLER MATERIAL |  | HOOP MATERIAL |  | MAX OPERATING TEMPERATURE |  | MINI OPERATING TEMPERATURE |  | MAX OPERATING PRESSURE |  | MIN OPERATING PRESSURE |  | STRESS RATING |  | COMPRESSIBILITY |  | PT VALUE |  | CREEP RESISTANCE |  | NUMBER OF BOLT HOLES |  | BOLT HOLE DIA |  | CUT SHAPE |  | HARDNESS RATING |  | OPERATING MEDIUM |  | COLOR |  | SURFACE TREATMENT |  | DIMENSION | [13 empty] | Production Completed
JRN - PL001 | Data Enrichment | SFQ | OK | 2024-02-10 | 2024-02-10 |  | 210205325 | GASKET | Vendor : SVC, INC. ¦ Part No : E12-P217-6.02 ¦ Description : OSP-1" Seat Gasket-1 of Disc Trap ¦ Contract No : P217 ¦ Drawing No : P217-DG-A01-02/07~09 ¦ Specification No : E11-P217-001 ¦ Technical Manual No : P217-IM-A01-01 |  |  | E12-P217-6.02 | M17 | SEALS, GASKETS, PACKING AND O-RING | T | Safety Impact | 3 | Spare Parts | URL Not Found | [6 empty] | SVC | E12-P217-6.02 |  |  | P217 | P217-DG-A01-02/07~09 | E11-P217-001 | P217-IM-A01-01 | [6 empty] | 1 OF DISC TRAP |  | 31402002 General gasket | GASKET | GASKET | GASKET TYPE | SEAT,OSP | GASKET SHAPE STYLE |  | GASKET CROSS SECT SHAPE |  | NOMINAL PIPE SIZE | 1" | SIZE |  | THICKNESS |  | INSIDE DIAMETER |  | OUTSIDE DIAMETER |  | PITCH CIRCLE DIA |  | GASKET MATERIAL |  | RING MATERIAL |  | FILLER MATERIAL |  | HOOP MATERIAL |  | MAX OPERATING TEMPERATURE |  | MINI OPERATING TEMPERATURE |  | MAX OPERATING PRESSURE |  | MIN OPERATING PRESSURE |  | STRESS RATING |  | COMPRESSIBILITY |  | PT VALUE |  | CREEP RESISTANCE |  | NUMBER OF BOLT HOLES |  | BOLT HOLE DIA |  | CUT SHAPE |  | HARDNESS RATING |  | OPERATING MEDIUM |  | COLOR |  | SURFACE TREATMENT |  | DIMENSION | [13 empty] | Production Completed
JRN - PL001 | Data Enrichment | SFQ | OK | 2024-02-10 | 2024-02-10 |  | 210205326 | GASKET | Vendor : SVC, INC. ¦ Part No : E12-P217-6.03 ¦ Description : OSP-1" Seat Gasket-2 of Disc Trap ¦ Contract No : P217 ¦ Drawing No : P217-DG-A01-02/07~09 ¦ Specification No : E11-P217-002 ¦ Technical Manual No : P217-IM-A01-01 |  |  | E12-P217-6.03 | M17 | SEALS, GASKETS, PACKING AND O-RING | T | Safety Impact | 3 | Spare Parts | URL Not Found | [6 empty] | SVC | E12-P217-6.03 |  |  | P217 | P217-DG-A01-02/07~09 | E11-P217-002 | P217-IM-A01-01 | [6 empty] | 2 OF DISC TRAP |  | 31402002 General gasket | GASKET | GASKET | GASKET TYPE | OSP SEAT | GASKET SHAPE STYLE |  | GASKET CROSS SECT SHAPE |  | NOMINAL PIPE SIZE | 1" | SIZE |  | THICKNESS |  | INSIDE DIAMETER |  | OUTSIDE DIAMETER |  | PITCH CIRCLE DIA |  | GASKET MATERIAL |  | RING MATERIAL |  | FILLER MATERIAL |  | HOOP MATERIAL |  | MAX OPERATING TEMPERATURE |  | MINI OPERATING TEMPERATURE |  | MAX OPERATING PRESSURE |  | MIN OPERATING PRESSURE |  | STRESS RATING |  | COMPRESSIBILITY |  | PT VALUE |  | CREEP RESISTANCE |  | NUMBER OF BOLT HOLES |  | BOLT HOLE DIA |  | CUT SHAPE |  | HARDNESS RATING |  | OPERATING MEDIUM |  | COLOR |  | SURFACE TREATMENT |  | DIMENSION | [13 empty] | Production Completed
JRN - PL001 | Data Enrichment | SFQ | OK | 2024-02-10 | 2024-02-10 |  | 210201998 | GASKET, HV BUSHING MOUNTING PART | GASKET, ¦ MATERIAL F7660-CONNO ¦ ITEM 6 DWG 1C117952 ¦ FOR HIGH VOLTAGE BUSHING MOUNTING PART ¦ PART NUMBER: 4KC100539#4 ¦ MANUFACTURER: TOSHIBA |  |  | 4KC100539#4 | M17 | SEALS, GASKETS, PACKING AND O-RING | R | Reliability Critical | 1 | Spare Parts | URL Not Found |  |  | TOSHIBA | 4KC100539#4 | [7 empty] | 1C117952 ITEM 6 | [8 empty] | MATERIAL F7660-CONNO |  | 31402002 General gasket | GASKET | GASKET | GASKET TYPE | HIGH VOLTAGE BUSHING MOUNTING | GASKET SHAPE STYLE |  | GASKET CROSS SECT SHAPE |  | NOMINAL PIPE SIZE |  | SIZE |  | THICKNESS |  | INSIDE DIAMETER |  | OUTSIDE DIAMETER |  | PITCH CIRCLE DIA |  | GASKET MATERIAL |  | RING MATERIAL |  | FILLER MATERIAL |  | HOOP MATERIAL |  | MAX OPERATING TEMPERATURE |  | MINI OPERATING TEMPERATURE |  | MAX OPERATING PRESSURE |  | MIN OPERATING PRESSURE |  | STRESS RATING |  | COMPRESSIBILITY |  | PT VALUE |  | CREEP RESISTANCE |  | NUMBER OF BOLT HOLES |  | BOLT HOLE DIA |  | CUT SHAPE |  | HARDNESS RATING |  | OPERATING MEDIUM |  | COLOR |  | SURFACE TREATMENT |  | DIMENSION | [13 empty] | Production Completed
JRN - PL001 | Data Enrichment | SFQ | OK | 2024-02-10 | 2024-02-10 |  | 210201513 | GASKET, SS, SLPV, PART 50.6 | GASKET, STAINLESS STEEL, PART 50.6<(>,<)> ¦ MATL AUSTENITIC SS X6CrNiTi18-10<(>,<)> ¦ SPRING LOADED PILOT VALVE (SLPV)<(>,<)> ¦ SLPV-VS66 DWG 9-810-Z-N-171-002 (SEMPELL#80222619) ¦ FOR USE WITH ¦ SPRING LOADED PILOT VALVE (SLPV)-VS66 ¦ ID/TAG NUMBER *-V-431-0300 THRU 0307 ¦ INCLUDES ¦ 1-MOTOR OPERATED ISOL VALVE (MOV) - AT INLET ¦ ID/TAG NUMBER *-V-431-0120 THRU 0127 ¦ 1-MANUAL ISOLATION VALVE – AT OUTLET ¦ ID/TAG NUMBER *-V-431-0310 THRU 0317 ¦ FOR USE WITH MAIN ¦ PILOT OPERATED SAFETY RELIEF VALVE (POSRV)-VS99 ¦ ID/TAG NUMBER *-431-V-0200, 201, 202, 203 ¦ ITEM/HOST APPLICABLE DOCUMENTS ¦ SPECIFICATION 9-450-Z-S-404-11 (3A9M8-FS-DS701) ¦ SLPV-VS66 DWG 9-810-Z-N-171-002 (SEMPELL#80222619) ¦ SAFETY RELIEF VLV MNL 9-810-Z-N-431-00 (S-E#80-2382-71) ¦ S-E: SEMPELL-EMERSON ¦ OEM SUPPLIER: DOOSAN HEAVY INDUSTRIES ¦ MANUFACTURER: SEMPELL ¦ PART NUMBER: 50.6 DWG 9-810-Z-N-171-002 ¦ Packaging Slip/Invoice/Certificate or Other Vendor Document is required. ¦ It must demonstrate that the Item description and part number are in ¦ accordance with the requirements of the PO. ¦ INCLUDE 'Z_NPE_GENERAL PACKAGING' OBJECT TEXT ID ST | 20000535 | Sempell GmbH | 50.6 DWG 9-810-Z-N-171-002 | M17 | SEALS, GASKETS, PACKING AND O-RING | Q | Safety Related | 1 | Spare Parts | URL Not Found |  |  | SEMPELL GMBH | 50.6 DWG 9-810-Z-N-171-002 | SEMPELL | 80222619 | DOOSAN HEAVY INDUSTRIES & CONSTRUCTION |  |  |  |  | 9-810-Z-N-171-002,9-810-Z-N-431-00 | 9-450-Z-S-404-11 (3A9M8-FS-DS701) | [6 empty] | SPRING LOADED PILOT VALVE (SLPV),SLPV-VS66,ID/TAG NUMBER:V-431-0300 THRU 0307,INCLUDES 1-MOTOR OPERATED ISOLATION VALVE (MOV) AT INLET ID/TAG NUMBER:*-V-431-0120 THRU 0127,1-MANUAL ISOLATION VALVE AT OUTLET,ID/TAG NUMBER:*-V-431-0310 THRU 0317,USE WITH MAIN PILOT OPERATED SAFETY RELIEF VALVE (POSRV)-VS99,ID/TAG NUMBER:*-431-V-0200, 201, 202, 203,SAFETY RELIEF VALVE MODEL:9-810-Z-N-431-00 (SEMPELL-EMERSON REF:80-2382-71) | ITEM/HOST APPLICABLE DOCUMENTS,PACKAGING SLIP/INVOICE/CERTIFICATE OR OTHER VENDOR DOCUMENT IS REQUIRED,IT MUST DEMONSTRATE THAT THE ITEM DESCRIPTION AND PART NUMBER ARE IN ACCORDANCE WITH THE REQUIREMENTS OF THE PO. INCLUDE 'Z_NPE_GENERAL PACKAGING' OBJECT TEXT ID ST |  | 31402002 General gasket | GASKET | GASKET | GASKET TYPE |  | GASKET SHAPE STYLE |  | GASKET CROSS SECT SHAPE |  | NOMINAL PIPE SIZE |  | SIZE |  | THICKNESS |  | INSIDE DIAMETER |  | OUTSIDE DIAMETER |  | PITCH CIRCLE DIA |  | GASKET MATERIAL | AUSTENITIC STAINLESS STEEL GRADE X6CRNITI18-10 | RING MATERIAL |  | FILLER MATERIAL |  | HOOP MATERIAL |  | MAX OPERATING TEMPERATURE |  | MINI OPERATING TEMPERATURE |  | MAX OPERATING PRESSURE |  | MIN OPERATING PRESSURE |  | STRESS RATING |  | COMPRESSIBILITY |  | PT VALUE |  | CREEP RESISTANCE |  | NUMBER OF BOLT HOLES |  | BOLT HOLE DIA |  | CUT SHAPE |  | HARDNESS RATING |  | OPERATING MEDIUM |  | COLOR |  | SURFACE TREATMENT |  | DIMENSION | [13 empty] | Production Completed
JRN - PL001 | Data Enrichment | SFQ | OK | 2024-02-10 | 2024-02-10 |  | 210221160 | GASKET,BONNET:316SS/GRAPHITE,F/BV500 VLV | BONNET GASKET, FOR BV500 VALVE ¦ MATERIAL: 316 SS / GRAPHITE ¦ ITEM 20 OF DWG WI-BV500-150A-06 ¦ FOR USE WITH: ¦ VALVE, GLOBE, AIR OPERATED, 6 INCH, CLASS 600, MODEL BV500 ¦ SUPPLIER: WEIR (TRILLIUM) ¦ PART NUMBER: ITEM 20 OF DWG WI-BV500-150A-06 ¦ QUALITY REQUIREMENT: ¦ INCLUDE 'Z_NPE_GENERAL PACKAGING' OBJECT TEXT ID ST | 600624 | Weir Valves & Controls | ITEM 20 OF DWG WI-BV500-150A-06 | M20 | VALVES, ACTUATORS, REGULATORS AND COMPONENTS | S | Industrial Standard | 1 | 0 | URL Not Found |  |  | WEIR VALVES & CONTROLS |  |  |  | WEIR (TRILLIUM) |  |  |  |  | WI-BV500-150A-06 ITEM 20 | [7 empty] | AIR OPERATED GLOBE VALVE,MODEL:BV500,SIZE:6",PRESSURE CLASS:600 | QUALITY REQUIREMENT:INCLUDE Z_NPE_GENERAL PACKAGING OBJECT TEXT ID ST |  | 31402002 General gasket | GASKET | GASKET | GASKET TYPE | BONNET | GASKET SHAPE STYLE |  | GASKET CROSS SECT SHAPE |  | NOMINAL PIPE SIZE |  | SIZE |  | THICKNESS |  | INSIDE DIAMETER |  | OUTSIDE DIAMETER |  | PITCH CIRCLE DIA |  | GASKET MATERIAL | STAINLESS STEEL 316 | RING MATERIAL |  | FILLER MATERIAL | GRAPHITE | HOOP MATERIAL |  | MAX OPERATING TEMPERATURE |  | MINI OPERATING TEMPERATURE |  | MAX OPERATING PRESSURE |  | MIN OPERATING PRESSURE |  | STRESS RATING |  | COMPRESSIBILITY |  | PT VALUE |  | CREEP RESISTANCE |  | NUMBER OF BOLT HOLES |  | BOLT HOLE DIA |  | CUT SHAPE |  | HARDNESS RATING |  | OPERATING MEDIUM |  | COLOR |  | SURFACE TREATMENT |  | DIMENSION | [13 empty] | Production Completed
JRN - PL001 | Data Enrichment | SFQ | OK | 2024-02-10 | 2024-02-10 |  | 210211823 | GASKET,RING CUT:24",24"X28.25"X0.125"T | FLAT RING CUT GASKET, GARLOCK#3000<(>,<)> ¦ MATL ARAMIC FIBER WITH NBR BINDER<(>,<)> ¦ SIZE : 24" ID X28.25" OD X0.125"T PER ASME B16.21<(>,<)> ¦ FOR USE WITH PIPE FLANGE SIZE 24", CLASS 150#, PER ANSI B16.5 ¦ MANUFACTURER : GARLOCK ¦ PART NUMBER: 1000123485 ¦ INCLUDE 'Z_NPE_GENERAL PACKAGING' OBJECT TEXT ID ST ¦ INCLUDE 'Z_NPE_CONTAMINANTS CERT' OBJECT TEXT ID ST | 600344 | Garlock Gmbh | 1000123485 | M17 | SEALS, GASKETS, PACKING AND O-RING | Q | Safety Related | 1 | Operating Supplies 2 | URL Not Found |  |  | GARLOCK GMBH | 1000123485 | [15 empty] | PIPE FLANGE,PIPE SIZE:24,PRESSURE CLASS:150,STANDARD:ANSI B16.5 | INCLUDE Z_NPE_GENERAL PACKAGING OBJECT TEXT ID ST,INCLUDE Z_NPE_CONTAMINANTS CERT OBJECT TEXT ID ST |  | 31402002 General gasket | GASKET | GASKET | GASKET TYPE | FLANGE | GASKET SHAPE STYLE | FLAT RING CUT | GASKET CROSS SECT SHAPE |  | NOMINAL PIPE SIZE |  | SIZE |  | THICKNESS | 0.125" | INSIDE DIAMETER | 24" | OUTSIDE DIAMETER | 28.25" | PITCH CIRCLE DIA |  | GASKET MATERIAL | ARAMIC FIBER WITH NBR BINDER | RING MATERIAL |  | FILLER MATERIAL |  | HOOP MATERIAL |  | MAX OPERATING TEMPERATURE |  | MINI OPERATING TEMPERATURE |  | MAX OPERATING PRESSURE |  | MIN OPERATING PRESSURE |  | STRESS RATING |  | COMPRESSIBILITY |  | PT VALUE |  | CREEP RESISTANCE |  | NUMBER OF BOLT HOLES |  | BOLT HOLE DIA |  | CUT SHAPE | FLAT RING | HARDNESS RATING |  | OPERATING MEDIUM |  | COLOR |  | SURFACE TREATMENT |  | DIMENSION | [13 empty] | Production Completed
JRN - PL001 | Data Enrichment | SFQ | OK | 2024-02-10 | 2024-02-10 |  | 210215911 | GASKET:1.5T,F/TURNING GEAR HOUSING | GASKET, JOINT STUD COVER<(>,<)> ¦ PART DRAWING 0KS129057P0012<(>,<)> ¦ SIZE 1.5T X 330.2W X 330.2L<(>,<)> ¦ FOR COUPLING "D" (TURNING GEAR) HOUSING<(>,<)> ¦ HOLE NO. 1CB - 12CB OF ¦ JOINT STUD ARRANGEMENT FOR TURNING GEAR HOUSING ¦ DRAWING NO. 9-051-L-T-172-065 SHT 1/1 by DOOSAN ¦ MANUFACTURER: DOOSAN ¦ PART NUMBER: 0KS129057P0012 ¦ Packaging Slip/Invoice/Certificate or Other Vendor Document is required. ¦ It must demonstrate that the Item description and part number are in ¦ accordance with the requirements of the PO. ¦ INCLUDE 'Z_NPE_GENERAL PACKAGING' OBJECT TEXT ID ST | 20000215 | DOOSAN Enerbility Co Ltd | 0KS129057P0012 | M17 | SEALS, GASKETS, PACKING AND O-RING | R | Reliability Critical | 1 | Spare Parts | URL Not Found |  |  | DOOSAN ENERBILITY | 0KS129057P0012 | [7 empty] | 9-051-L-T-172-065 SHT 1/1 | [7 empty] | COUPLING "D" (TURNING GEAR) HOUSING | HOLE NO:1CB - 12CB OF JOINT STUD ARRANGEMENT,QUALITY REQUIREMENTS:INCLUDE Z_NPE_GENERAL PACKAGING OBJECT TEXT ID ST |  | 31402002 General gasket | GASKET | GASKET | GASKET TYPE | JOINT STUD COVER | GASKET SHAPE STYLE |  | GASKET CROSS SECT SHAPE |  | NOMINAL PIPE SIZE |  | SIZE | 330.2mm W X 330.2mm L | THICKNESS | 1.5mm | INSIDE DIAMETER |  | OUTSIDE DIAMETER |  | PITCH CIRCLE DIA |  | GASKET MATERIAL |  | RING MATERIAL |  | FILLER MATERIAL |  | HOOP MATERIAL |  | MAX OPERATING TEMPERATURE |  | MINI OPERATING TEMPERATURE |  | MAX OPERATING PRESSURE |  | MIN OPERATING PRESSURE |  | STRESS RATING |  | COMPRESSIBILITY |  | PT VALUE |  | CREEP RESISTANCE |  | NUMBER OF BOLT HOLES |  | BOLT HOLE DIA |  | CUT SHAPE |  | HARDNESS RATING |  | OPERATING MEDIUM |  | COLOR |  | SURFACE TREATMENT |  | DIMENSION | [13 empty] | Production Completed
JRN - PL001 | Data Enrichment | SFQ | OK | 2024-02-10 | 2024-02-10 |  | 210213942 | GASKET:2",CLASS 150,ACID RESISTANT | GASKET, 2", CLASS 150, ACID RESISTANT, PTFE OR EQUAL<(>,<)> ¦ FOR KEMP DRI-BREATHER DB-20 ¦ PART NUMBER: BY DESCRIPTION ¦ MANUFACTURER: MOO JIN KEE YEON CO., LTD. / KEMP ¦ QUALITY REQUIREMENTS ¦ INCLUDE 'Z_NPE_GENERAL PACKAGING' OBJECT TEXT ID ST | 20000308 | Moojin Keeyeon Co.,Ltd. | BY DESCRIPTION | M17 | SEALS, GASKETS, PACKING AND O-RING | S | Industrial Standard | 1 | Spare Parts | URL Not Found |  |  | MOO JIN KEE YEON | [16 empty] | KEMP DRI-BREATHER MODEL:DB-20 | PRESSURE CLASS:150#,INCLUDE Z_NPE_GENERAL PACKAGING OBJECT TEXT ID ST |  | 31402002 General gasket | GASKET | GASKET | GASKET TYPE | ACID RESISTANT | GASKET SHAPE STYLE |  | GASKET CROSS SECT SHAPE |  | NOMINAL PIPE SIZE | 2" | SIZE |  | THICKNESS |  | INSIDE DIAMETER |  | OUTSIDE DIAMETER |  | PITCH CIRCLE DIA |  | GASKET MATERIAL | PTFE | RING MATERIAL |  | FILLER MATERIAL |  | HOOP MATERIAL |  | MAX OPERATING TEMPERATURE |  | MINI OPERATING TEMPERATURE |  | MAX OPERATING PRESSURE |  | MIN OPERATING PRESSURE |  | STRESS RATING |  | COMPRESSIBILITY |  | PT VALUE |  | CREEP RESISTANCE |  | NUMBER OF BOLT HOLES |  | BOLT HOLE DIA |  | CUT SHAPE |  | HARDNESS RATING |  | OPERATING MEDIUM |  | COLOR |  | SURFACE TREATMENT |  | DIMENSION | [13 empty] | Production Completed
JRN - PL001 | Data Enrichment | SFQ | OK | 2024-02-10 | 2024-02-10 |  | 210203903 | GASKET | GASKET ¦ ITEM 17 ON DRAWING P206B-DG-A33-02 (NA-BNPPP206-033) (SH 1/1) REV 1, ¦ PART LIST P206B-IL-A01-01 (BN12-P206B-PL-01) REV 0 (PAGE 68), MATERIAL: ¦ SS304 + GRAPHITE, SPIRAL WOUND, DIMENSIONS: 565 X 525 X 4.5 mm ¦ FOR USE WITH: ¦ 3” 1500# ALLOY STEEL GLOBE VALVE, MOV, PRESSURE SEAL BONNET, BUTT ¦ WELDED, MARK NO.: R1525-D-GBB-E, BODY: SA217-WC9, SEATRING: HF, PLUG: ¦ HF, STEM: 13CR, 3750 PSIG AT 100°F ¦ APPLICABLE CODE: ASME B31.3 1999 EDITION ¦ REFERENCES: ¦ DRAWING NO.: P206B-DG-A33-02 (NA-BNPPP206-033) REV 1 SH 1/1 ¦ MANUAL: P206B-IM-A01-02 (IM-BNPPP206B-001) REV 0 (PAGES 13 & 47) ¦ SPEC: 9-145-P206B REV 1 (PAGES 33 & 335) ¦ QVD: P206B-VR-A21-01 REV 0 (PAGES 5, 13, 17, 25, & 26) ¦ HOST EQUIPMENT SUPPLIER: PK VALVE CO., LTD. ¦ MANUFACTURER: KOREA PILLAR PACKING CO., LTD. ¦ PART NO.: 3GKWVW31-BP ¦ QUALITY REQUIREMENTS: ¦ INCLUDE 'Z_NPE_GENERAL PACKAGING' OBJECT TEXT ID ST ¦ INCLUDE 'Z_NPE_CONTAMINANTS CERT' OBJECT TEXT ID ST | 20000275 | Pk Valve Co.,Ltd | 3GKWVW31-BP | M17 | SEALS, GASKETS, PACKING AND O-RING | T | Safety Impact | 1 | Spare Parts | URL Not Found |  |  | KOREA PILLAR PACKING | 3GKWVW31-BP |  |  | PK VALVE |  |  |  |  | P206B-DG-A33-02 (NA-BNPPP206-033) (SH 1/1) REV 1,ITEM:17 | 9-145-P206B,REV 1 (PAGES 33 & 335) |  |  | P206B-IM-A01-02 (IM-BNPPP206B-001),REV 0 (PAGES 13 & 47) |  |  |  | MOTOR OPERATED GLOBE VALVE,MATERIAL:ALLOY STEEL,SIZE:3",PRESSURE CLASS:1500#,STYLE:PRESSURE SEAL BONNET,VALVE CONNECTION TYPE:BW,MARK NO:R1525-D-GBB-E,BODY MATERIAL:ASME SA217 GRADE WC9, SEATRING MATERIAL:HF PLUG,STEM MATERIAL:13CR,APPLICABLE CODE:ASME B31.3 1999 EDITION | PART LIST NO:P206B-IL-A01-01 (BN12-P206B-PL-01) REV 0 (PAGE 68),QVD:P206B-VR-A21-01 REV 0 (PAGES 5, 13, 17, 25, & 26),INCLUDE 'Z_NPE_GENERAL PACKAGING OBJECT TEXT ID ST,INCLUDE Z_NPE_CONTAMINANTS CERT OBJECT TEXT ID ST |  | 31402002 General gasket | GASKET,SPIRAL WOUND | GASKET,SW | TYPE |  | GASKET STYLE |  | DIMENSION |  | INSIDE DIAMETER | 525mm | OUTSIDE DIAMETER | 565mm | THICKNESS | 4.5mm | MATERIAL | STAINLESS STEEL 304 | PRESSURE | 3750PSIG | TEMPERATURE | 100 DEG F | RING MATERIAL |  | HOOP MATERIAL |  | FILLER MATERIAL | GRAPHITE | [46 empty] | Production Completed
JRN - PL001 | Data Enrichment | SFQ | OK | 2024-02-10 | 2024-02-10 |  | 210203933 | GASKET | GASKET ¦ ITEM 7 ON DRAWING P206B-DG-A31-01(BN12-P206B-A31-01) REV 3 (SH 1/1), ¦ PART LIST P206B-IL-A01-01 (BN12-P206B-PL-01) REV 0 (PAGE 62),PILLAR ¦ 2601-EEO, MATERIAL: SPIRAL WOUND, DIMENSIONS: 278.4 X 310 X 33 mm ¦ FOR USE WITH: ¦ 8” 300# CARBON STEEL GATE VALVE, MOV, BOLTED BONNET, BUTT WELDED, MARK ¦ NO.: 305-D-GTB-E, SCH: 40, BODY: WCB, SEAT: HF, WEDGE: HF, STEM: 13CR, ¦ 740 PSIG AT 100°F ¦ APPLICABLE CODE: KEPIC CODE MGE 2000 EDITION ¦ REFERENCES: ¦ DRAWING NO.: P206B-DG-A31-01 (BN12-P206B-A31-01) REV 3 SH 1/1 ¦ MANUAL: P206B-IM-A01-01 (BN12-P206B-ITM-01) REV 3 (PAGES 24 & 169) ¦ SPEC: 9-145-P206B REV 1 (PAGES 35 & 337) ¦ QVD: P206B-VR-A21-01 REV 0 (PAGES 5, 14, 18, & 29) ¦ HOST EQUIPMENT SUPPLIER: PK VALVE CO., LTD. ¦ MANUFACTURER: KOREA PILLAR PACKING CO., LTD. ¦ PART NO.: 3GKPAN29 ¦ QUALITY REQUIREMENTS: ¦ INCLUDE 'Z_NPE_GENERAL PACKAGING' OBJECT TEXT ID ST ¦ INCLUDE 'Z_NPE_CONTAMINANTS CERT' OBJECT TEXT ID ST | 20000275 | Pk Valve Co.,Ltd | 3GKPAN29 | M17 | SEALS, GASKETS, PACKING AND O-RING | T | Safety Impact | 1 | Spare Parts |  | https://www.pillar.com.sg/file/gp/GASKET_CATALOG.pdf | 3 | KOREA PILLAR PACKING | 2601-EEO | KOREA PILLAR PACKING | 3GKPAN29 | PK VALVE |  |  |  |  | P206B-DG-A31-01(BN12-P206B-A31-01) REV 3 (SH 1/1),ITEM:7 | 9-145-P206B,REV 1 (PAGES 35 & 337) |  |  | P206B-IM-A01-01 (BN12-P206B-ITM-01),REV 3 (PAGES 24 & 169) |  | KEPIC MGE 2000 EDITION |  | MOTOR OPERATED GATE VALVE,MATERIAL:CARBON STEEL,SIZE:8",PRESSURE CLASS:300#,STYLE:BOLTED BONNET,VALVE CONNECTION TYPE:BW,MARK NO:305-D-GTB-E, SCHEDULE:40,WEDGE MATERIAL:HF,STEM MATERIAL:13CR | PART LIST P206B-IL-A01-01 (BN12-P206B-PL-01) REV 0 (PAGE 62),QVD:P206B-VR-A21-01 REV 0 (PAGES 5, 14, 18, & 29),APPLICABLE CODE:KEPIC CODE MGE 2000 EDITION,INCLUDE Z_NPE_GENERAL PACKAGING' OBJECT TEXT ID ST,INCLUDE Z_NPE_CONTAMINANTS CERT OBJECT TEXT ID ST |  | 31402002 General gasket | GASKET,SPIRAL WOUND | GASKET,SW | TYPE |  | GASKET STYLE | PILLAR 2600 | DIMENSION |  | INSIDE DIAMETER | 278.4mm | OUTSIDE DIAMETER | 310mm | THICKNESS | 33mm | MATERIAL | STAINLESS STEEL 304 | PRESSURE | 740PSIG | TEMPERATURE | 100 DEG F | RING MATERIAL | 304 STAINLESS STEEL INNER | HOOP MATERIAL |  | FILLER MATERIAL | PILLARFOIL TAPE | [46 empty] | Production Completed
JRN - PL001 | Data Enrichment | SFQ | OK | 2024-02-10 | 2024-02-10 |  | 210201083 | GASKET, SPIRAL WOUND, ITEM 17 | GASKET, SPIRAL WOUND W/INNER RING<(>,<)> ¦ MATL SS316+GRAPHITE, ITEM 17 ¦ FOR USE WITH: ¦ VALVE TYPE: MOTOR OPERATED GATE VALVE ¦ SIZE: 12" (DN 300) ¦ PRESSURE CLASS: 1680 ¦ CODE CLASS: 1 ¦ BODY: MDF A351 - CF8M ¦ DESIGN CONDITION: 2485 PSIG AT 650°F (17.13 MPa AT 343.33°C) ¦ HYDROSTATIC TEST PRESSURE: ¦ - SHELL: 6050 PSIG (41.71 MPa) ¦ - SEAT & BACKSEAT: 690 PSIG (4.75 MPa) ¦ APPLICABLE CODE: KEPIC MNB, 2000 EDITION ¦ CV AT 100% OPEN: 9296 ¦ PURCHASE SPEC. NO.: 9-450-Z-S-404-14 ¦ KEPCO DWG NO.: 9-805-Z-N-171-003 REV.6 (SAMSHIN# NA-BNPP705-003) ¦ ORIGINAL EQUIPMENT SUPPLIER: DOOSAN HEAVY INDUSTRIES ¦ MANUFACTURER: SAMSHIN LIMITED ¦ PART NUMBER: ITEM 17 DWG 9-805-Z-N-171-003 ¦ ======================================================================== ¦ ==== ¦ PACKING SLIP IS REQUIRED. IT MUST SPECIFY THE ITEM DESCRIPTION AND PART ¦ NUMBER (IF AVAILABLE) IN ORDER TO CONFORM THAT THE ITEM MEETS THE ¦ REQUIREMENTS OF THE PO. ¦ ======================================================================== ¦ ===== ¦ QUALITY REQUIREMENTS: ¦ INCLUDE 'Z_NPE_GENERAL PACKAGING' OBJECT TEXT ID ST ¦ INCLUDE 'Z_NPE_CONTAMINANTS CERT' OBJECT TEXT ID ST ¦ CHLORIDE CONTENTS OF PACKING SHALL BE LESS THAN 200 PPM. | 600087 | Samshin Limited Co. | ITEM 17 DWG 9-805-Z-N-171-003 | M17 | SEALS, GASKETS, PACKING AND O-RING | Q | Safety Related | 1 | Spare Parts | URL Not Found |  |  | SAMSHIN | ITEM 17 DWG 9-805-Z-N-171-003 | SAMSHIN | NA-BNPP705-003 |  |  | DOOSAN HEAVY INDUSTRIES & CONSTRUCTION |  |  | 9-805-Z-N-171-003 REV.6,ITEM:17 | 9-450-Z-S-404-14 |  |  |  |  | KEPIC MNB 2000 EDITION |  | MOTOR OPERATED GATE VALVE,SIZE:12" (DN 300),PRESSURE CLASS:1680#,CODE CLASS:1,BODY:MDF A351 GR CF8M,HYDROSTATIC TEST PRESSURE: SHELL: 6050PSIG(41.71MPa),SEAT & BACKSEAT:690PSIG(4.75MPa) | C/W INNER RING,APPLICABLE CODE:KEPIC MNB,2000 EDITION,CV AT 100% OPEN:9296,QUALITY REQUIREMENTS:INCLUDE Z_NPE_GENERAL PACKAGING' OBJECT TEXT ID ST,INCLUDE Z_NPE_CONTAMINANTS CERT' OBJECT TEXT ID ST,CHLORIDE CONTENTS OF PACKING SHALL BE LESS THAN 200 PPM |  | 31402002 General gasket | GASKET,SPIRAL WOUND | GASKET,SW | TYPE |  | GASKET STYLE |  | DIMENSION |  | INSIDE DIAMETER |  | OUTSIDE DIAMETER |  | THICKNESS |  | MATERIAL | STAINLESS STEEL 316 | PRESSURE | 2485PSIG | TEMPERATURE | 650 DEG F | RING MATERIAL |  | HOOP MATERIAL |  | FILLER MATERIAL | GRAPHITE | [46 empty] | Production Completed
JRN - PL001 | Data Enrichment | SFQ | OK | 2024-02-10 | 2024-02-10 |  | 210201536 | GASKET, SPIRAL WOUND, POSRV, PART 6 | GASKET, SPIRAL WOUND, POSRV, PART 6<(>,<)> ¦ MATL GRAPHITE/STAINLESS STEEL<(>,<)> ¦ MAX CHLORIDE CONTENT OF 200 PPM (DWG NOTE 4) ¦ FOR USE WITH POSRV, PART 6<(>,<)> ¦ VALVE DWG# 9-810-Z-N-171-001 (SEMPELL 80222609-E) ¦ MANUAL# 9-810-Z-N-431-001 (EMERSON 80-2382-71-D (EN)) ¦ SPEC# 9-450-Z-S-404-11 ¦ OEM PURCHASER: DOOSAN HEAVY INDUSTRIES & CONSTRUCTION ¦ OEM SUPPLIER: SEMPELL GMBH ¦ MANUFACTURER: VARIOUS ¦ P/N: BY DESCRIPTION ¦ INCLUDE 'Z_NPE_GENERAL PACKAGING' OBJECT TEXT ID ST | 20000535 | Sempell GmbH | BY DESCRIPTION | M17 | SEALS, GASKETS, PACKING AND O-RING | Q | Safety Related | 1 | Spare Parts | URL Not Found |  |  | SEMPELL GMBH | 80222609-E |  |  | DOOSAN HEAVY INDUSTRIES & CONSTRUCTION |  |  |  |  | 9-810-Z-N-171-001 | 9-450-Z-S-404-11 |  |  | 9-810-Z-N-431-001 (EMERSON 80-2382-71-D (EN)) |  |  |  | PILOT OPERATED SAFETY RELIEF VALVE (POSRV) | MAX CHLORIDE CONTENT OF 200PPM (DWG NOTE 4),INCLUDE 'Z_NPE_GENERAL PACKAGING' OBJECT TEXT ID ST |  | 31402002 General gasket | GASKET,SPIRAL WOUND | GASKET,SW | TYPE |  | GASKET STYLE |  | DIMENSION |  | INSIDE DIAMETER |  | OUTSIDE DIAMETER |  | THICKNESS |  | MATERIAL | STAINLESS STEEL | PRESSURE |  | TEMPERATURE |  | RING MATERIAL |  | HOOP MATERIAL |  | FILLER MATERIAL | GRAPHITE | [46 empty] | Production Completed
JRN - PL001 | Data Enrichment | SFQ | OK | 2024-02-10 | 2024-02-10 |  | 210205298 | GASKET, SPWD, 4.5t OD 111 X ID 97 | Gasket Type: Spiral Wound ¦ Dimension: 4.5t OD 111 X ID 97 ¦ Material: 304 SS + GRAPHITE ¦ Vendor : Jeongwoo Industrial Machine Co., Ltd. ¦ Part No : E12-P216-6.01.F ¦ Description : OSP-Gasket 3.03.G ¦ Contract No : P216 ¦ Drawing No : - ¦ Specification No : - ¦ Technical Manual No : - |  |  | E12-P216-6.01.F | M17 | SEALS, GASKETS, PACKING AND O-RING | S | Industrial Standard | 3 | Spare Parts | URL Not Found | [6 empty] | JEONGWOO INDUSTRIAL MACHINE | E12-P216-6.01.F |  |  | P216 | [9 empty] | FOR 3.03.G |  | 31402002 General gasket | GASKET,SPIRAL WOUND | GASKET,SW | TYPE | OSP | GASKET STYLE |  | DIMENSION |  | INSIDE DIAMETER | 97mm | OUTSIDE DIAMETER | 111mm | THICKNESS | 4.5mm | MATERIAL | STAINLESS STEEL 304 | PRESSURE |  | TEMPERATURE |  | RING MATERIAL |  | HOOP MATERIAL |  | FILLER MATERIAL | GRAPHITE | [46 empty] | Production Completed
JRN - PL001 | Data Enrichment | SFQ | OK | 2024-02-10 | 2024-02-10 | Data validated based on style | 210212000 | GASKET,SPL WD:12",300#,304SS,CGI,B16.20 | FLEXITALLIC STYLE CGI SPIRAL WOUND GASKET ¦ PIPE SIZE: 12" ¦ PRESSURE RATING: 300# ¦ THICKNESS: 0.175" ¦ WINDING MATERIAL: 304 SS ¦ FILLER MATERIAL: FLEXICARB FLEXIBLE GRAPHITE ¦ STYLE: CGI ¦ INNER RING MATERIAL: 304 SS ¦ OUTER RING MATERIAL: 304 SS ¦ STANDARD: ASME B16.20 ¦ FLANGE STANDARD: B16.5 ¦ FOR USE WITH SOCKET WELDING (SW), LAPPED, WELDING NECK, AND INTEGRAL ¦ STYLE FLANGES PER ASME B16.20- ONLY ¦ INCLUDE 'Z_NPE_GENERAL PACKAGING' OBJECT TEXT ID ST ¦ NAWAH INTERNAL NOTE for MAINTENANCE: ¦ *0*CAUTION: Ensure CGI Inner Ring is not in the flow path – this can ¦ easily be done by checking against Table 15 of ASME B16.20 (2012) or by ¦ verifying that CGI Inner Ring ID is greater than Pipe ID (wall thk ¦ dependent)** ¦ When replacing style CG gasket with CGI gasket after installation. ¦ Maintenance is to initiate an AR to update plant documents (e.g. Pipe ¦ Isometric) to reflect as-left condition. | 600170 | Flexitallic | BY DESCRIPTION | M17 | SEALS, GASKETS, PACKING AND O-RING | Q | Safety Related | 1 | Operating Supplies 2 |  | https://flexitallic.com/wp-content/uploads/2022/04/Spiral-Wound-Gasket-Brochure.pdf | 10 | FLEXITALLIC | [16 empty] | SOCKET WELD(SW),LAPPED,WELDING NECK & INTEGRAL STYLE FLANGES PER ASME B16.20 ONLY | PIPE SIZE:12",STANDARD:ASME B16.20,FLANGE STANDARD:B16.5,INCLUDE Z_NPE_GENERAL PACKAGING' OBJECT TEXT ID ST |  | 31402002 General gasket | GASKET,SPIRAL WOUND | GASKET,SW | TYPE |  | GASKET STYLE | CGI | DIMENSION |  | INSIDE DIAMETER | 339.9mm | OUTSIDE DIAMETER | 374.7mm | THICKNESS | 0.175" | MATERIAL | STAINLESS STEEL 304 | PRESSURE | 300# | TEMPERATURE | 260 DEG C | RING MATERIAL | 304 STAINLESS STEEL INNER/OUTER | HOOP MATERIAL |  | FILLER MATERIAL | FLEXICARB FLEXIBLE GRAPHITE | [46 empty] | Production Completed
JRN - PL001 | Data Enrichment | SFQ | OK | 2024-02-10 | 2024-02-10 | Data validated based on style | 210212001 | GASKET,SPL WD:12",600#,304SS,CGI,B16.20 | FLEXITALLIC STYLE CGI SPIRAL WOUND GASKET ¦ PIPE SIZE: 12" ¦ PRESSURE RATING: 600# ¦ THICKNESS: 0.175" ¦ WINDING MATERIAL: 304 SS ¦ FILLER MATERIAL: FLEXICARB FLEXIBLE GRAPHITE ¦ STYLE: CGI ¦ INNER RING MATERIAL: 304 SS ¦ OUTER RING MATERIAL: 304 SS ¦ STANDARD: ASME B16.20 ¦ FLANGE STANDARD: B16.5 ¦ FOR USE WITH SOCKET WELDING (SW), LAPPED, WELDING NECK, AND INTEGRAL ¦ STYLE FLANGES PER ASME B16.20- ONLY ¦ INCLUDE 'Z_NPE_GENERAL PACKAGING' OBJECT TEXT ID ST ¦ NAWAH INTERNAL NOTE for MAINTENANCE: ¦ **CAUTION: Ensure CGI Inner Ring is not in the flow path – this can ¦ easily be done by checking against Table 15 of ASME B16.20 (2012) or by ¦ verifying that CGI Inner Ring ID is greater than Pipe ID (wall thk ¦ dependent)** ¦ When replacing style CG gasket with CGI gasket after installation. ¦ Maintenance is to initiate an AR to update plant documents (e.g. Pipe ¦ Isometric) to reflect as-left condition. | 600170 | Flexitallic | BY DESCRIPTION | M17 | SEALS, GASKETS, PACKING AND O-RING | Q | Safety Related | 1 | Operating Supplies 2 |  | https://flexitallic.com/wp-content/uploads/2022/04/Spiral-Wound-Gasket-Brochure.pdf | 10 | FLEXITALLIC | [16 empty] | SOCKET WELD(SW),LAPPED,WELDING NECK & INTEGRAL STYLE FLANGES PER ASME B16.20 ONLY | PIPE SIZE:12",STANDARD:ASME B16.20,FLANGE STANDARD:B16.5,INCLUDE Z_NPE_GENERAL PACKAGING' OBJECT TEXT ID ST |  | 31402002 General gasket | GASKET,SPIRAL WOUND | GASKET,SW | TYPE |  | GASKET STYLE | CGI | DIMENSION |  | INSIDE DIAMETER | 327.2mm | OUTSIDE DIAMETER | 374.7mm | THICKNESS | 0.175" | MATERIAL | STAINLESS STEEL 304 | PRESSURE | 600# | TEMPERATURE | 260 DEG C | RING MATERIAL | 304 STAINLESS STEEL INNER/OUTER | HOOP MATERIAL |  | FILLER MATERIAL | FLEXICARB FLEXIBLE GRAPHITE | [46 empty] | Production Completed
JRN - PL001 | Data Enrichment | SFQ | OK | 2024-02-10 | 2024-02-10 | Data validated based on style | 210212002 | GASKET,SPL WD:12",900#,304SS,CGI,B16.20 | FLEXITALLIC STYLE CGI SPIRAL WOUND GASKET ¦ PIPE SIZE: 12" ¦ PRESSURE RATING: 900# ¦ THICKNESS: 0.175" ¦ WINDING MATERIAL: 304 SS ¦ FILLER MATERIAL: FLEXICARB FLEXIBLE GRAPHITE ¦ STYLE: CGI ¦ INNER RING MATERIAL: 304 SS ¦ OUTER RING MATERIAL: 304 SS ¦ STANDARD: ASME B16.20 ¦ FLANGE STANDARD: B16.5 ¦ FOR USE WITH SOCKET WELDING (SW), LAPPED, WELDING NECK, AND INTEGRAL ¦ STYLE FLANGES PER ASME B16.20- ONLY ¦ INCLUDE 'Z_NPE_GENERAL PACKAGING' OBJECT TEXT ID ST ¦ NAWAH INTERNAL NOTE for MAINTENANCE: ¦ **CAUTION: Ensure CGI Inner Ring is not in the flow path – this can ¦ easily be done by checking against Table 15 of ASME B16.20 (2012) or by ¦ verifying that CGI Inner Ring ID is greater than Pipe ID (wall thk ¦ dependent)** ¦ When replacing style CG gasket with CGI gasket after installation. ¦ Maintenance is to initiate an AR to update plant documents (e.g. Pipe ¦ Isometric) to reflect as-left condition. | 600170 | Flexitallic | BY DESCRIPTION | M17 | SEALS, GASKETS, PACKING AND O-RING | Q | Safety Related | 1 | Operating Supplies 2 |  | https://flexitallic.com/wp-content/uploads/2022/04/Spiral-Wound-Gasket-Brochure.pdf | 10 | FLEXITALLIC | [16 empty] | SOCKET WELD(SW),LAPPED,WELDING NECK & INTEGRAL STYLE FLANGES PER ASME B16.20 ONLY | PIPE SIZE:12",FLANGE STANDARD:B16.5,INCLUDE Z_NPE_GENERAL PACKAGING' OBJECT TEXT ID ST |  | 31402002 General gasket | GASKET,SPIRAL WOUND | GASKET,SW | TYPE |  | GASKET STYLE | CGI | DIMENSION |  | INSIDE DIAMETER | 323.9mm | OUTSIDE DIAMETER | 368.3mm | THICKNESS | 0.175" | MATERIAL | STAINLESS STEEL 304 | PRESSURE | 900# | TEMPERATURE | 260 DEG C | RING MATERIAL | 304 STAINLESS STEEL INNER/OUTER | HOOP MATERIAL |  | FILLER MATERIAL | FLEXICARB FLEXIBLE GRAPHITE | [46 empty] | Production Completed
JRN - PL001 | Data Enrichment | SFQ | OK | 2024-02-10 | 2024-02-10 | Data validated based on style | 210212003 | GASKET,SPL WD:14",150#,304SS,CGI,B16.20 | FLEXITALLIC STYLE CGI SPIRAL WOUND GASKET ¦ PIPE SIZE: 14" ¦ PRESSURE RATING: 150# ¦ THICKNESS: 0.175" ¦ WINDING MATERIAL: 304 SS ¦ FILLER MATERIAL: FLEXICARB FLEXIBLE GRAPHITE ¦ STYLE: CGI ¦ INNER RING MATERIAL: 304 SS ¦ OUTER RING MATERIAL: 304 SS ¦ STANDARD: ASME B16.20 ¦ FLANGE STANDARD: B16.5 ¦ FOR USE WITH SOCKET WELDING (SW), LAPPED, WELDING NECK, AND INTEGRAL ¦ STYLE FLANGES PER ASME B16.20- ONLY ¦ INCLUDE 'Z_NPE_GENERAL PACKAGING' OBJECT TEXT ID ST ¦ NAWAH INTERNAL NOTE for MAINTENANCE: ¦ **CAUTION: Ensure CGI Inner Ring is not in the flow path – this can ¦ easily be done by checking against Table 15 of ASME B16.20 (2012) or by ¦ verifying that CGI Inner Ring ID is greater than Pipe ID (wall thk ¦ dependent)** ¦ When replacing style CG gasket with CGI gasket after installation. ¦ Maintenance is to initiate an AR to update plant documents (e.g. Pipe ¦ Isometric) to reflect as-left condition. | 600170 | Flexitallic | BY DESCRIPTION | M17 | SEALS, GASKETS, PACKING AND O-RING | Q | Safety Related | 1 | Operating Supplies 2 |  | https://flexitallic.com/wp-content/uploads/2022/04/Spiral-Wound-Gasket-Brochure.pdf | 10 | FLEXITALLIC | [16 empty] | SOCKET WELD(SW),LAPPED,WELDING NECK & INTEGRAL STYLE FLANGES PER ASME B16.20 ONLY | PIPE SIZE:14",STANDARD:ASME B16.20,FLANGE STANDARD:B16.5,INCLUDE Z_NPE_GENERAL PACKAGING' OBJECT TEXT ID ST |  | 31402002 General gasket | GASKET,SPIRAL WOUND | GASKET,SW | TYPE |  | GASKET STYLE | CGI | DIMENSION |  | INSIDE DIAMETER | 422.4mm | OUTSIDE DIAMETER | 463.6mm | THICKNESS | 0.175" | MATERIAL | STAINLESS STEEL 304 | PRESSURE | 150# | TEMPERATURE | 260 DEG C | RING MATERIAL | 304 STAINLESS STEEL INNER/OUTER | HOOP MATERIAL |  | FILLER MATERIAL | FLEXICARB FLEXIBLE GRAPHITE | [46 empty] | Production Completed
JRN - PL001 | Data Enrichment | SFQ | OK | 2024-02-10 | 2024-02-10 | Data validated based on style | 210212004 | GASKET,SPL WD:14",300#,304SS,CGI,B16.20 | FLEXITALLIC STYLE CGI SPIRAL WOUND GASKET ¦ PIPE SIZE: 14" ¦ PRESSURE RATING: 300# ¦ THICKNESS: 0.175" ¦ WINDING MATERIAL: 304 SS ¦ FILLER MATERIAL: FLEXICARB FLEXIBLE GRAPHITE ¦ STYLE: CGI ¦ INNER RING MATERIAL: 304 SS ¦ OUTER RING MATERIAL: 304 SS ¦ STANDARD: ASME B16.20 ¦ FLANGE STANDARD: B16.5 ¦ FOR USE WITH SOCKET WELDING (SW), LAPPED, WELDING NECK, AND INTEGRAL ¦ STYLE FLANGES PER ASME B16.20- ONLY ¦ INCLUDE 'Z_NPE_GENERAL PACKAGING' OBJECT TEXT ID ST ¦ NAWAH INTERNAL NOTE for MAINTENANCE: ¦ **CAUTION: Ensure CGI Inner Ring is not in the flow path – this can ¦ easily be done by checking against Table 15 of ASME B16.20 (2012) or by ¦ verifying that CGI Inner Ring ID is greater than Pipe ID (wall thk ¦ dependent)** ¦ When replacing style CG gasket with CGI gasket after installation. ¦ Maintenance is to initiate an AR to update plant documents (e.g. Pipe ¦ Isometric) to reflect as-left condition. | 600170 | Flexitallic | BY DESCRIPTION | M17 | SEALS, GASKETS, PACKING AND O-RING | Q | Safety Related | 1 | Operating Supplies 2 |  | https://flexitallic.com/wp-content/uploads/2022/04/Spiral-Wound-Gasket-Brochure.pdf | 10 | FLEXITALLIC | [16 empty] | SOCKET WELD(SW),LAPPED,WELDING NECK & INTEGRAL STYLE FLANGES PER ASME B16.20 ONLY | PIPE SIZE:14",STANDARD:ASME B16.20,FLANGE STANDARD:B16.5,INCLUDE Z_NPE_GENERAL PACKAGING' OBJECT TEXT ID ST |  | 31402002 General gasket | GASKET,SPIRAL WOUND | GASKET,SW | TYPE |  | GASKET STYLE | CGI | DIMENSION |  | INSIDE DIAMETER | 422.4mm | OUTSIDE DIAMETER | 463.6mm | THICKNESS | 0.175" | MATERIAL | STAINLESS STEEL 304 | PRESSURE | 300# | TEMPERATURE | 260 DEG C | RING MATERIAL | 304 STAINLESS STEEL INNER/OUTER | HOOP MATERIAL |  | FILLER MATERIAL | FLEXICARB FLEXIBLE GRAPHITE | [46 empty] | Production Completed
JRN - PL001 | Data Enrichment | SFQ | OK | 2024-02-10 | 2024-02-10 | Data validated based on style | 210212005 | GASKET,SPL WD:14",600#,304SS,CGI,B16.20 | FLEXITALLIC STYLE CGI SPIRAL WOUND GASKET ¦ PIPE SIZE: 14" ¦ PRESSURE RATING: 600# ¦ THICKNESS: 0.175" ¦ WINDING MATERIAL: 304 SS ¦ FILLER MATERIAL: FLEXICARB FLEXIBLE GRAPHITE ¦ STYLE: CGI ¦ INNER RING MATERIAL: 304 SS ¦ OUTER RING MATERIAL: 304 SS ¦ STANDARD: ASME B16.20 ¦ FLANGE STANDARD: B16.5 ¦ FOR USE WITH SOCKET WELDING (SW), LAPPED, WELDING NECK, AND INTEGRAL ¦ STYLE FLANGES PER ASME B16.20- ONLY ¦ INCLUDE 'Z_NPE_GENERAL PACKAGING' OBJECT TEXT ID ST ¦ NAWAH INTERNAL NOTE for MAINTENANCE: ¦ **CAUTION: Ensure CGI Inner Ring is not in the flow path – this can ¦ easily be done by checking against Table 15 of ASME B16.20 (2012) or by ¦ verifying that CGI Inner Ring ID is greater than Pipe ID (wall thk ¦ dependent)** ¦ When replacing style CG gasket with CGI gasket after installation. ¦ Maintenance is to initiate an AR to update plant documents (e.g. Pipe ¦ Isometric) to reflect as-left condition. | 600170 | Flexitallic | BY DESCRIPTION | M17 | SEALS, GASKETS, PACKING AND O-RING | Q | Safety Related | 1 | Operating Supplies 2 |  | https://flexitallic.com/wp-content/uploads/2022/04/Spiral-Wound-Gasket-Brochure.pdf | 10 | FLEXITALLIC | [16 empty] | SOCKET WELD(SW),LAPPED,WELDING NECK & INTEGRAL STYLE FLANGES PER ASME B16.20 ONLY | PIPE SIZE:14",STANDARD:ASME B16.20,FLANGE STANDARD:B16.5,INCLUDE Z_NPE_GENERAL PACKAGING' OBJECT TEXT ID ST |  | 31402002 General gasket | GASKET,SPIRAL WOUND | GASKET,SW | TYPE |  | GASKET STYLE | CGI | DIMENSION |  | INSIDE DIAMETER | 412.8mm | OUTSIDE DIAMETER | 463.6mm | THICKNESS | 0.175" | MATERIAL | STAINLESS STEEL 304 | PRESSURE | 600# | TEMPERATURE | 260 DEG C | RING MATERIAL | 304 STAINLESS STEEL INNER/OUTER | HOOP MATERIAL |  | FILLER MATERIAL | FLEXICARB FLEXIBLE GRAPHITE | [46 empty] | Production Completed
JRN - PL001 | Data Enrichment | SFQ | OK | 2024-02-10 | 2024-02-10 | Data validated based on style | 210211994 | GASKET,SPL WD:8",900#,304SS,CGI,B16.20 | FLEXITALLIC STYLE CGI SPIRAL WOUND GASKET ¦ PIPE SIZE: 8" ¦ PRESSURE RATING: 900# ¦ THICKNESS: 0.175" ¦ WINDING MATERIAL: 304 SS ¦ FILLER MATERIAL: FLEXICARB FLEXIBLE GRAPHITE ¦ STYLE: CGI ¦ INNER RING MATERIAL: 304 SS ¦ OUTER RING MATERIAL: 304 SS ¦ STANDARD: ASME B16.20 ¦ FLANGE STANDARD: B16.5 ¦ FOR USE WITH SOCKET WELDING (SW), LAPPED, WELDING NECK, AND INTEGRAL ¦ STYLE FLANGES PER ASME B16.20- ONLY ¦ INCLUDE 'Z_NPE_GENERAL PACKAGING' OBJECT TEXT ID ST ¦ NAWAH INTERNAL NOTE for MAINTENANCE: ¦ **CAUTION: Ensure CGI Inner Ring is not in the flow path – this can ¦ easily be done by checking against Table 15 of ASME B16.20 (2012) or by ¦ verifying that CGI Inner Ring ID is greater than Pipe ID (wall thk ¦ dependent)** ¦ When replacing style CG gasket with CGI gasket after installation. ¦ Maintenance is to initiate an AR to update plant documents (e.g. Pipe ¦ Isometric) to reflect as-left condition. | 600170 | Flexitallic | BY DESCRIPTION | M17 | SEALS, GASKETS, PACKING AND O-RING | Q | Safety Related | 1 | Operating Supplies 2 |  | https://flexitallic.com/wp-content/uploads/2022/04/Spiral-Wound-Gasket-Brochure.pdf | 10 | FLEXITALLIC | [16 empty] | SOCKET WELD(SW),LAPPED,WELDING NECK & INTEGRAL STYLE FLANGES PER ASME B16.20 ONLY | PIPE SIZE:8",STANDARD:ASME B16.20,FLANGE STANDARD: B16.5,INCLUDE Z_NPE_GENERAL PACKAGING' OBJECT TEXT ID ST |  | 31402002 General gasket | GASKET,SPIRAL WOUND | GASKET,SW | TYPE |  | GASKET STYLE | CGI | DIMENSION |  | INSIDE DIAMETER | 276.4mm | OUTSIDE DIAMETER | 311.2mm | THICKNESS | 0.175" | MATERIAL | STAINLESS STEEL 304 | PRESSURE | 900# | TEMPERATURE | 260 DEG C | RING MATERIAL | 304 STAINLESS STEEL INNER/OUTER | HOOP MATERIAL |  | FILLER MATERIAL | FLEXICARB FLEXIBLE GRAPHITE | [46 empty] | Production Completed
JRN - PL001 | Data Enrichment | SFQ | OK | 2024-02-10 | 2024-02-10 |  | 210213019 | BEARING,BALL:PILLOW BLOCK,2”,PEU332 | BEARING, BALL, PILLOW BLOCK, SIZE 2”, HEAVY DUTY, EXPANSION UNIT, CAST ¦ IRON, 2-BOLT MOUNTING, SETSCREW LOCKING, CLEARANCE SEAL ¦ PURCH SPEC 9-152-M251 ¦ Century MANUAL M251-IM-A01-01, ATT#5-H: FAN BEARING & COUPLING ¦ Century OUTLINE DWGS: M251-DG-A30/A40-01, -02 ¦ SUPPLIER: CENTURY CORPORATION ¦ MANUFACTURER: REXNORD ¦ PART NUMBER: PEU332 ¦ DRAWING NUMBER: M251-DG-A30-01 & -02 ¦ THE ITEM IS CLASSIFIED SAFETY RELATED, PURCHASE CLASS PC1 ¦ SUPPLIER IS REQUIRED TO BE LISTED IN THE NAWAH'S APPROVED SUPPLIER LIST ¦ (NASL) HAVING AN AUDITED QUALITY CLASS Q CONTROL PROGRAM MEETING THE ¦ REQUIREMENTS OF NQA-1. ¦ INCLUDE 'Z_NPE_QA SR MATERIAL' OBJECT TEXT ID ST ¦ INCLUDE 'Z_NPE_LEVEL B,, PACKAGING' OBJECT TEXT ID ST ¦ INCLUDE 'Z_NPE_CERT OF CONFORMANCE' OBJECT TEXT ID ST | 600148 | Rexnord | PEU332 | M01 | BEARINGS | Q | Safety Related | 1 | Spare Parts | https://www.rexnord.com/products/peu332 |  |  | REXNORD | PEU332 |  |  | CENTURY |  |  |  |  | M251-DG-A30/A40-01,02 | 9-152-M251 | M251-IM-A01-01 | [6 empty] | SETSCREW LOCKING,CLEARANCE SEAL,ATT#5-H:FAN BEARING & COUPLING,THE ITEM IS CLASSIFIED SAFETY RELATED,PURCHASE CLASS PC1,SUPPLIER IS REQUIRED TO BE LISTED IN THE NAWAH'S APPROVED SUPPLIER LIST,(NASL) HAVING AN AUDITED QUALITY CLASS Q CONTROL PROGRAM MEETING THE REQUIREMENTS OF NQA-1,INCLUDE 'Z_NPE_QA SR MATERIAL' OBJECT TEXT ID ST,INCLUDE 'Z_NPE_LEVEL B,PACKAGING' OBJECT TEXT ID ST,INCLUDE 'Z_NPE_CERT OF CONFORMANCE' OBJECT TEXT ID ST |  | 31171511 Pillow block bearings | HOUSING,BEARING UNIT | HOUSING,BRG | TYPE | PILLOW BLOCK,HEAVY DUTY EXPANSION UNIT | SIZE | 6-13/16"H | OUTSIDE DIAMETER |  | MATERIAL | CAST IRON | BOLT SIZE | 3/4" | NUMBER OF BOLT HOLES | 2 | BOLT CIRCLE DIA |  | SHAFT DIA | 2" | SEAL DATA | LABYRINTH SEAL | END DATA |  | BEARING DATA | BALL | [48 empty] | Production Completed
JRN - PL001 | Data Enrichment | SFQ | QUERY | 2024-02-10 | 2024-02-10 | NM not found in taxonomy(PUNCH SET_NONE) | 410201132 | PUNCH SET:2-60MM,F/GASKET HOLE,WAD PUNCH | GASKET HOLE PUNCH ¦ WAD PUNCH SET COMPLETE IN A CASE ¦ DIAMETER: 2-60MM ¦ MANUFACTURER: HOFFMANN GROUP ¦ PART NUMBER: 832100_2-60 ¦ MODEL NUMBER: 605.42 | 600508 | Hoffmann Group | 832100_2-60 (605.42) | M19 | TOOLS | S | Industrial Standard | 1 | Tools and Instruments |  | https://cdn.hoffmann-group.com/dsh/en-GB/dsh_en-gb_66069.pdf | 1 | HOFFMANN GROUP | 832100_2-60 (605.42) | [91 empty] | Production Completed
JRN - PL001 | Data Enrichment | SFQ | QUERY | 2024-02-10 | 2024-02-10 | NM not found in taxonomy(ADAPTER_PIPE) | 410203759 | ADAPTER:1X3/4",F/TORQUE WRENCH | ADAPTER FOR TORQUE WRENCH ¦ 1" FEMALE X 3/4" MALE, IMPACT SOCKET ADAPTER ¦ MANUFACTURER: SUNEX OR VARIOUS ¦ PART NUMBER: 5303 OR EQUIVALENT |  |  | BY DESCRIPTION | M19 | TOOLS | S | Industrial Standard | 1 | Tools and Instruments | https://sunextools.com/products/1-drive-1-female-x-34-male-adapter/ | [95 empty] | Production Completed
JRN - PL001 | Data Enrichment | SFQ | QUERY | 2024-02-10 | 2024-02-10 | NM not found in taxonomy(ADAPTER_PIPE) | 210211267 | ADAPTER:2 1/2" FEMALE NH X MALE BSP | ADAPTER, 2 1/2" FEMALE NH TO 2 1/2" MALE BSP, ALUMINUM, RED HEAD ¦ F/ AMP, FIRE MONITOR TO SPRAF SFP ¦ FEMALE SIDE: 2 1/2" NH, WILL ONLY CONNECT TO A MALE 2 1/2" NH ¦ MALE SIDE: 2 1/2" BSP, WILL ONLY CONNECT TO THE FEMALE BSP FITTING ¦ MATERIAL: ALUMINUM ¦ PART NUMBER: 370002500125006 ¦ MANUFACTURER: RED HEAD BRASS LLC | 600093 | Red Head Brass, Llc | 370002500125006 | M12 | MECHANICAL HARDWARE | S | Industrial Standard | 1 | Operating Supplies 2 | [96 empty] | Production Completed
JRN - PL001 | Data Enrichment | SFQ | QUERY | 2024-02-10 | 2024-02-10 | NM not found in taxonomy(ANEMOMETER_NONE) | 210220780 | ANEMOMETER:HOTWIRE,W/PROBE,TMA-21HW | HOTWIRE ANEMOMETER, W/TELESCOPIC PROBE<(>,<)> ¦ RELATIVE HUMIDITY AND TEMPERATURE MEASUREMENT ¦ PART NUMBER: TMA-21HW ¦ MANUFACTURER: AMPROBE ¦ INCLUDE Z_NPE_17025 OBJECT TEXT ID ST ¦ INCLUDE Z_NPE_CALIBRATION OBJECT TEXT ID ST |  |  | TMA-21HW | M36 | MEASURING & TESTING EQUIPMENT (M&TE) | S | Industrial Standard | 1 | 0 | https://www.amprobe.com/product/tma-21hw/ | [95 empty] | Production Completed
JRN - PL001 | Data Enrichment | SFQ | QUERY | 2024-02-10 | 2024-02-10 | NM not found in taxonomy(ASSEMBLY_NONE) | 750200248 | ASSY:V2ISU | ASSY,V2ISU ¦ MANUFACTURER NAME: L3 ¦ PART NUMBER: 1000-11991-00 ¦ PPS MATERIAL CODE: 100130003 |  |  | 1000-11991-00 | M32 | SECURITY SUPPLIERS | S | Industrial Standard | 4 | Spare Parts | [96 empty] | Production Completed
JRN - PL001 | Data Enrichment | SFQ | QUERY | 2024-02-10 | 2024-02-10 | NM not found in taxonomy(BACKPLANE_NONE) | 230203915 | BACKPLANE:F/AIR COMPRESSOR | BACKPLANE<(>,<)>BASE MODULE-MAIN TYPE ¦ USED in PLC-01/-02/03/-04 inside local control panels ¦ 1/2/3/4-596-J-LP01/02/03/04 FOR air compressor 1/2/3/4-596-M-CM01<(>,<)> ¦ -CM02,-CM03 & -CM04 ¦ REFERENCE DOC: M224-DG-B01-02 (item 1) ¦ ORIGINAL EQUIPMENT MANAFACTURER: HANSHIN MACHINERY CO LTD ¦ MANUFACTURER: LS INDUSTRIES ¦ PART NUMBER: GM4-B08M ¦ INCLUDE 'Z_NPE_COMMERCIAL QA' OBJECT TEXT ID ST ¦ INCLUDE 'Z_NPE_PC3 MATERIAL' OBJECT TEXT ID ST ¦ INCLUDE 'Z_NPE_GENERAL PACKAGING' OBJECT TEXT ID ST ¦ INCLUDE 'Z_NPE_CERT OF COMPLIANCE' OBJECT TEXT ID ST ¦ INCLUDE 'Z_NPE_SHELF LIFE' OBJECT TEXT ID ST |  |  | GM4-B08M | M10 | INSTRUMENTATION | R | Reliability Critical | 1 | Spare Parts | https://www.fullyautomation.com/product/ls-plc-expansion-base-gm4-b08m/ | [95 empty] | Production Completed
JRN - PL001 | Data Enrichment | SFQ | QUERY | 2024-02-10 | 2024-02-10 | NM not found in taxonomy(BALLOON_NONE) | 210217654 | BALLOON:MULTI COLOR, 12" | MULTI COLOR BALLOON ¦ - SIZE : 12" |  |  |  | M19 | TOOLS | S | Industrial Standard | 1 | Consumable Items | [96 empty] | Production Completed
JRN - PL001 | Data Enrichment | SFQ | QUERY | 2024-02-10 | 2024-02-10 | NM not found in taxonomy(BATTERY PACK_NONE) | 220206308 | BATTERY,PACK:F/ALTAIR MULTI-GAS DETECTOR | RECHARGEABLE BATTERY PACK ¦ USE FOR: ¦ ALTAIR 5X MULTI-GAS DETECTOR ¦ COLOR: BLACK ¦ STYLE: BATTERY ASSEMPLY ¦ DIMENSIONS (LXWXH): 3.54" x 6.46" x 6.46" ¦ ALARM: VIBRATION ¦ OPERATING HUMIDITY: 95% ¦ TEMPERATURE RATING: 50 DEG C ¦ MANUFACTURER NAME: MSA ¦ PART NUMBER: 10114835 |  |  | 10114835 | M50 | BATTERIES & BATTERY CHARGERS | S | Industrial Standard | 1 | Tools and Instruments | [96 empty] | Production Completed
JRN - PL001 | Data Enrichment | SFQ | QUERY | 2024-02-10 | 2024-02-10 | NM not found in taxonomy(BEARING_NONE) | 210221294 | BEARING:F/FWP TURBINE,ITEM 226 | BEARING, ITEM NO. 101A771AYP0006, PART NUMBER 226 ON M205-IM-A01-01 REV ¦ 04 PARTS LIST (PAGE 107 OF 1192) ¦ FOR USE WITH: ¦ FEEDWATER PUMP STEAM TURBINE ¦ APPLICABLE CODE: NEMA SM23, RATED SPEED: 5360 RPM, 8 STAGES DUAL INLET, ¦ 11023 KW (14783 HP), TYPE: IMPULSE ¦ REFERENCE DOCUMENTS ¦ INSTRUCTION MANUAL: M205-IM-A01-01 REV 04 ¦ PURCHASE SPEC.: 9-526-M205 REV 01 ¦ DRAWING NO.: M205-DG-B01-01 SH 1 OF 1 REV 02 ¦ PART NUMBER: 101A771AYP0006 ¦ MANUFACTURER: DOOSAN HEAVY INDUSTRIES ¦ HOST EQUIPMENT SUPPLIER: DOOSAN HEAVY INDUSTRIES ¦ SUPPLIER REFERENCE NUMBER: PART 226 ON M205-IM-A01-01 REV 04 PARTS LIST ¦ (PAGE 107 OF 1192) ¦ QUALITY REQUIREMENTS: ¦ INCLUDE 'Z_NPE_COMMERCIAL QA' OBJECT TEXT ID ST ¦ INCLUDE 'Z_NPE_PC3 MATERIAL' OBJECT TEXT ID ST ¦ INCLUDE 'Z_NPE_GENERAL PACKAGING' OBJECT TEXT ID ST ¦ INCLUDE 'Z_NPE_CERT OF COMPLIANCE' OBJECT TEXT ID ST ¦ INCLUDE 'Z_NPE_MATERIAL CERT' OBJECT TEXT ID ST | 20000215 | DOOSAN Enerbility Co Ltd | 101A771AYP0006 | M47 | TURBINE PARTS | R | Reliability Critical | 1 | 0 | [96 empty] | Production Completed
JRN - PL001 | Data Enrichment | SFQ | QUERY | 2024-02-10 | 2024-02-10 | NM not found in taxonomy(BEARING_NONE) | 210200375 | BEARING:ITEM.13 | Vendor : Doosan ¦ Part No : 13 ¦ Description : Bearing ¦ Contract No : K.2.j ¦ Drawing No : N10010-223CD-0002 ¦ Specification No : 9-422-Z-S-404-20 ¦ Technical Manual No : 9-223-Z-N-431-001 |  |  |  | M01 | BEARINGS | T | Safety Impact | 3 | Spare Parts | [96 empty] | Production Completed
JRN - PL001 | Data Enrichment | SFQ | QUERY | 2024-02-10 | 2024-02-10 | NM not found in taxonomy(BEARING_NONE) | 210200374 | BEARING:ITEM.14 | Vendor : Doosan ¦ Part No : 14 ¦ Description : Bearing ¦ Contract No : K.2.j ¦ Drawing No : N10010-223CD-0002 ¦ Specification No : 9-422-Z-S-404-20 ¦ Technical Manual No : 9-223-Z-N-431-001 |  |  |  | M01 | BEARINGS | T | Safety Impact | 3 | Spare Parts | [96 empty] | Production Completed
JRN - PL001 | Data Enrichment | SFQ | QUERY | 2024-02-10 | 2024-02-10 | NM not found in taxonomy(BEARING_NONE) | 210203075 | BEARING:METAL,(WILO) | Vendor : WILO Pumps Ltd. ¦ Part No : E12-M217A-6.05.A ¦ Description : OSP-Metal Bearing (Wilo) ¦ Contract No : M217A ¦ Drawing No : - ¦ Specification No : - ¦ Technical Manual No : - |  |  | E12-M217A-6.05.A | M01 | BEARINGS | T | Safety Impact | 3 | Spare Parts | [96 empty] | Production Completed
JRN - PL001 | Data Enrichment | SFQ | QUERY | 2024-02-10 | 2024-02-10 | NM not found in taxonomy(BEARING_NONE) | 210203076 | BEARING:METAL,(WILO) | Vendor : WILO Pumps Ltd. ¦ Part No : E12-M217A-6.06.A ¦ Description : OSP-Metal Bearing (Wilo) ¦ Contract No : M217A ¦ Drawing No : - ¦ Specification No : - ¦ Technical Manual No : - |  |  | E12-M217A-6.06.A | M01 | BEARINGS | T | Safety Impact | 3 | Spare Parts | [96 empty] | Production Completed
JRN - PL001 | Data Enrichment | SFQ | QUERY | 2024-02-10 | 2024-02-10 | NM not found in taxonomy(BEARING_NONE) | 210203077 | BEARING:METAL,(WILO) | Vendor : WILO Pumps Ltd. ¦ Part No : E12-M217A-6.07.A ¦ Description : OSP-Metal Bearing (Wilo) ¦ Contract No : M217A ¦ Drawing No : - ¦ Specification No : - ¦ Technical Manual No : - |  |  | E12-M217A-6.07.A | M01 | BEARINGS | T | Safety Impact | 3 | Spare Parts | [96 empty] | Production Completed
JRN - PL001 | Data Enrichment | SFQ | QUERY | 2024-02-10 | 2024-02-10 | NM not found in taxonomy(BEARING_NONE) | 210203078 | BEARING:METAL,(WILO) | Vendor : WILO Pumps Ltd. ¦ Part No : E12-M217A-6.08.A ¦ Description : OSP-Metal Bearing (Wilo) ¦ Contract No : M217A ¦ Drawing No : - ¦ Specification No : - ¦ Technical Manual No : - |  |  | E12-M217A-6.08.A | M01 | BEARINGS | T | Safety Impact | 3 | Spare Parts | [96 empty] | Production Completed
JRN - PL001 | Data Enrichment | SFQ | QUERY | 2024-02-10 | 2024-02-10 | NM not found in taxonomy(BEARING_NONE) | 210203079 | BEARING:METAL,(WILO) | Vendor : WILO Pumps Ltd. ¦ Part No : E12-M217A-6.09.A ¦ Description : OSP-Metal Bearing (Wilo) ¦ Contract No : M217A ¦ Drawing No : - ¦ Specification No : - ¦ Technical Manual No : - |  |  | E12-M217A-6.09.A | M01 | BEARINGS | T | Safety Impact | 3 | Spare Parts | [96 empty] | Production Completed
JRN - PL001 | Data Enrichment | SFQ | QUERY | 2024-02-10 | 2024-02-10 | NM not found in taxonomy(BEARING_NONE) | 210203081 | BEARING:METAL,(WILO) | Vendor : WILO Pumps Ltd. ¦ Part No : E12-M217A-6.11.A ¦ Description : OSP-Metal Bearing (Wilo) ¦ Contract No : M217A ¦ Drawing No : - ¦ Specification No : - ¦ Technical Manual No : - |  |  | E12-M217A-6.11.A | M01 | BEARINGS | T | Safety Impact | 3 | Spare Parts | [96 empty] | Production Completed
JRN - PL001 | Data Enrichment | SFQ | QUERY | 2024-02-10 | 2024-02-10 | NM not found in taxonomy(BLOCK_NONE) | 410202197 | BLOCK,CALIBRATION:COMPONENT UT,RV-06 | COMPONENT UT CALIBRATION BLOCK (PLANT 1) ¦ INLET <(>&<)> OUTLET NOZZLE PROFILE ¦ MATERIAL: MDF A508 GR.3, CL.1 ¦ MANUFACTURER: DOOSAN HEAVY IND. <(>&<)> CON. ¦ PART NUMBER: RV-06 | 20000215 | DOOSAN Enerbility Co Ltd | RV-06 | M36 | MEASURING & TESTING EQUIPMENT (M&TE) | S | Industrial Standard | 1 | Consumable Items | [96 empty] | Production Completed
JRN - PL001 | Data Enrichment | SFQ | QUERY | 2024-02-10 | 2024-02-10 | NM not found in taxonomy(BLOCK_TERMINAL) | 220200169 | BLOCK,TERMINAL: | Vendor : Doosan ¦ Part No : 14 ¦ Description : Term, Blk, Distr ¦ Contract No : K.3 ¦ Drawing No : (PaR Drawing) A-02472809-D ¦ Specification No : 9-422-Z-S-404-20 ¦ Technical Manual No : 9-230-Z-N-431-001 |  |  |  | M07 | ELECTRICAL HARDWARE | T | Safety Impact | 3 | Spare Parts | [96 empty] | Production Completed
JRN - PL001 | Data Enrichment | SFQ | QUERY | 2024-02-10 | 2024-02-10 | NM not found in taxonomy(BLOCK_TERMINAL) | 220200915 | BLOCK,TERMINAL: | Vendor : LS Industrial Systems co., Ltd. ¦ Part No : E12-E233-6.23.A ¦ Description : AC/DC PNL - Terminal Block ¦ Contract No : E233 ¦ Drawing No : E233-DE-B01-01 ¦ ~ E233-DE-B06-01 ¦ E233-DE-B12-01 ¦ ~ E233-DE-B14-01 ¦ E233-DE-B19-01 ¦ E233-DE-B23-01 ¦ ~ E233-DE-B28-01 ¦ E233-DE-B30-01 ¦ E233-DE-B31-01 ¦ E233-DE-B35-01 , E233-DG-A01-01 ¦ ~ E233-DG-A02-02 ¦ E233-DG-A04-01 ¦ ~ E233-DG-A06-01 ¦ E233-DG-A10-01 ¦ E233-DG-A14-01 ¦ ~ E ¦ Specification No : 9-167-E233 ¦ Technical Manual No : N/A |  |  |  | M07 | ELECTRICAL HARDWARE | T | Safety Impact | 3 | Spare Parts | [96 empty] | Production Completed
JRN - PL001 | Data Enrichment | SFQ | QUERY | 2024-02-10 | 2024-02-10 | NM not found in taxonomy(JACK_NONE) | 410203442 | BASE JACK,SCAFFOLDING:76CM H-E15X15,Ø38 | SHORELOK-BASE JACK, F/SCAFFOLDING ¦ 76CM HOLLOW ELECTROPLATED 15X15 CM - 38 DIA. ¦ PART NUMBER: BY DESCRIPTION ¦ MANUFACTURER: SCAFFCO |  |  | BY DESCRIPTION | M19 | TOOLS | S | Industrial Standard | 1 | Tools and Instruments | [96 empty] | Production Completed
JRN - PL001 | Data Enrichment | SFQ | QUERY | 2024-02-10 | 2024-02-10 | Unable to Identify NM | 220200216 | 2C-2 HOLE | Vendor : Doosan ¦ Part No : 31 ¦ Description : 2C-2 HOLE ¦ Contract No : K.2.a ¦ Drawing No : N10010-220CD-0107 ¦ Specification No : 9-422-Z-S-404-20 ¦ Technical Manual No : 9-220-Z-N-431-001 |  |  |  | M07 | ELECTRICAL HARDWARE | T | Safety Impact | 3 | Spare Parts | [96 empty] | Production Completed