## Sheet1
Project Code | Activities | Production User | Production Comments | Start Date | End Date | Remarks | Material | Material Description | PO TEXT | Manufacturer Code | Manufacturer Name | Manufacturer Part No. | Materail Group Code | Material Group | Q.Grade | Quality Grade Description | X-Status | Category | Reference url | PDF URL | PDF PAGE NO. | MFR Name | MFR Part Number | Manufacturer Name1 | Manufacturer Part Number1 | VENDOR NAME | VENDOR PART Number | VENDOR NAME1 | VENDOR PART Number1 | Contract No | Drawing No | ITEM NO | SERIAL NO | Specification No | Technical Manual No | DESIGN SPEC. NO | INSTRUCTION MANUAL | BNPP CONTRACT NO | MATERIAL MASTER NO(KEPCO) | PARENT EQUIPMENT INFO | APPLICATION | ADDITIONAL FEATURES FROM INPUT | ADDITIONAL FEATURES FROM Websource | UNUSED Data | UNSPSC Ver.26.0801 | Cleansed/Enriched | INC NAME | SHORT_NAME | Attribute Name 1 | AttributeValue 1 | Attribute Name 2 | AttributeValue 2 | Attribute Name 3 | AttributeValue 3 | Attribute Name 4 | AttributeValue 4 | Attribute Name 5 | AttributeValue 5 | Attribute Name 6 | AttributeValue 6 | Attribute Name 7 | AttributeValue 7 | Attribute Name 8 | AttributeValue 8 | Attribute Name 9 | AttributeValue 9 | Attribute Name 10 | AttributeValue 10 | Attribute Name 11 | AttributeValue 11 | Attribute Name 12 | AttributeValue 12 | Attribute Name 13 | AttributeValue 13 | Attribute Name 14 | AttributeValue 14 | Attribute Name 15 | AttributeValue 15 | Attribute Name 16 | AttributeValue 16 | Attribute Name 17 | AttributeValue 17 | Attribute Name 18 | AttributeValue 18 | Attribute Name 19 | AttributeValue 19 | Attribute Name 20 | AttributeValue 20 | Attribute Name 21 | AttributeValue 21 | Attribute Name 22 | AttributeValue 22 | Attribute Name 23 | AttributeValue 23 | Attribute Name 24 | AttributeValue 24 | Attribute Name 25 | AttributeValue 25 | Attribute Name 26 | AttributeValue 26 | Attribute Name 27 | AttributeValue 27 | Attribute Name 28 | AttributeValue 28 | Attribute Name 29 | AttributeValue 29 | Attribute Name 30 | AttributeValue 30 | Attribute Name 31 | AttributeValue 31 | Attribute Name 32 | AttributeValue 32 | Attribute Name 33 | AttributeValue 33 | Attribute Name 34 | AttributeValue 34 | Attribute Name 35 | AttributeValue 35 | Status
JRN - PL001 | Data Enrichment | NEN | OK | 10-02-2024 | 12-02-2024 | Suggested nm processed as per dictionary | 210220636 | GASKET:A21X26,SS,F/CCP,ITEM 411.10 | GASKET, A21x26, 1.4571 STAINLESS STEEL, ITEM 411.10 OF 9-903-Z-N-499-002 ¦ (US4 43916) REV 4 ¦ SPECIFICATION NO.: 9-451-Z-S-404-31 (3A9M8-FS-DS403) REV 03 ¦ DRAWING NO.: 9-903-Z-N-170-001 (UG13842678001 ZDK D01) REV 07, ¦ 9-903-Z-N-170-002 (DLMK13044-1) REV 05, 9-903-Z-N-174-002 (DLMK13044-2) ¦ REV 07 ¦ BILL OF MATERIAL/DRAWING LIST NO.: 9-903-Z-N-499-002 (US4 43916) REV 04 ¦ TECHNICAL MANUAL NO.: 9-903-Z-N-431-001 (US4 43958) REV 01 ¦ VENDOR DWG NO. (PER US4 43916 04E REV 5, 9-903-Z-N-431-001 PAGE 136): ¦ #DIN7603 ¦ FOR USE WITH: ¦ CENTRIFUGAL CHARGING PUMP, PUMP TYPE RHM 80-310.14, PUMP BEARING ¦ OPERATING LOAD FOR ALL OPERATING FLOW AND DESIGN LOAD, DESIGN LIFE FOR ¦ ALL OPERATING FLOW, MAX. ACCEPTABLE PARTICLE SIZE 0.004in, SPEED 2980 ¦ RPM, PUMP WATER VOLUME 22.5 GALLONS, PUMP WEIGHT 5500 KG ¦ MOTOR SEISMIC QUALIFICATION: 9-903-Z-N-466-002 REV 01 (DOOSAN ¦ DLMK13044-14) ¦ MOTOR ENVIRONMENTAL QUALIFICATION REPORT: 9-903-Z-N-466-003 REV 04 ¦ (BNPP1234_CCP_EQR) ¦ PART NO.: ITEM 411.10 OF 9-903-Z-N-499-002 (US4 43916) REV 4 ¦ MANUFACTURER: KSB AG ¦ HOST EQUIPMENT SUPPLIER: DOOSAN HEAVY INDUSTRIES & CONSTRUCTION ¦ QUALITY REQUIREMENTS: ¦ INCLUDE 'Z_NPE_GENERAL PACKAGING' OBJECT TEXT ID ST ¦ INCLUDE 'Z_NPE_CONTAMINANTS CERT' OBJECT TEXT ID ST | 600467 | Doosan Heavy Industries | ITEM 411.10 OF 9-903-Z-N-499-002 | M16 | PUMPS AND APPURTENANCE | S | Industrial Standard | 1 | 0 | URL NOT FOUND |  |  | KSB AG |  | DOOSAN HEAVY INDUSTRIES | DLMK13044-14 | [5 empty] | 9-903-Z-N-499-002(US4 43916) REV 4, 9-903-Z-N-170-001 (UG13842678001 ZDK D01) REV 07, 9-903-Z-N-170-002 (DLMK13044-1) REV 05, 9-903-Z-N-174-002 (DLMK13044-2) REV 07 | 411.10 |  | 9-451-Z-S-404-31 (3A9M8-FS-DS403) REV 03 | 9-903-Z-N-431-001 (US4 43958) REV 01 | [5 empty] | RHM 80-310.14 CENTRIFUGAL CHARGING PUMP,PUMP BEARING,OPERATING LOAD FOR ALL OPERATING FLOW AND DESIGN LOAD,DESIGN LIFE FOR ALL OPERATING MAX. FLOW ACCEPTABLE PARTICLE SIZE 0.004" SPEED 2980RPM WATER VOLUME 22.5GAL WEIGHT 5500KG PUMP MOTOR, MOTOR SEISMIC QUALIFICATION: 9-903-Z-N-466-002 REV 01 (DOOSAN DLMK13044-14) MOTOR ENVIRONMENTAL QUALIFICATION REPORT: 9-903-Z-N-466-003 REV 04 (BNPP1234_CCP_EQR) | A21x26,DIN7603 |  | INCLUDE Z_NPE_GENERAL PACKAGING OBJECT TEXT ID ST ¦ INCLUDE Z_NPE_CONTAMINANTS CERT' OBJECT TEXT ID ST | 31400000 Gaskets | CLEANSED | GASKET,NONE | GASKET | GASKET TYPE |  | GASKET SHAPE STYLE |  | GASKET CROSS SECT SHAPE |  | NOMINAL PIPE SIZE |  | SIZE |  | THICKNESS |  | INSIDE DIAMETER |  | OUTSIDE DIAMETER |  | PITCH CIRCLE DIA |  | GASKET MATERIAL | 1.4571 STAINLESS STEEL | RING MATERIAL |  | FILLER MATERIAL |  | HOOP MATERIAL |  | MAX OPERATING TEMPERATURE |  | MINI OPERATING TEMPERATURE |  | MAX OPERATING PRESSURE |  | MIN OPERATING PRESSURE |  | STRESS RATING |  | COMPRESSIBILITY |  | PT VALUE |  | CREEP RESISTANCE |  | NUMBER OF BOLT HOLES |  | BOLT HOLE DIA |  | CUT SHAPE |  | HARDNESS RATING |  | OPERATING MEDIUM |  | COLOR |  | SURFACE TREATMENT |  | DIMENSION | [13 empty] | Production Completed
JRN - PL001 | Data Enrichment | NEN | OK | 10-02-2024 | 12-02-2024 |  | 210218769 | GASKET:BODY,F/1" X 2" V/V SSR-S8000 | BODY GASKET, SOFT IRON, ITEM 35 ¦ REFERENCE DRW# J237B-DG-A01-27 ¦ FOR USE WITH 1"X2"X700PSIG RELIEF VALVE ¦ MODEL: SSR-S8000 ¦ ITEM/HOST APPLICABLE DOCUMENTS: ¦ SPEC NO: 9-184-J237B ¦ VLV DRAWING: J237B-DG-A01-27 ¦ VLV MANUAL: J237B-IM-A01-01 ¦ CODE KEPIC MGE /MGB 2000 EDIT ¦ MANUFACTURER: SVC ¦ PART NUMBER: ITEM 35 OF DWG. NO J237B-DG-A01-27 ¦ Packaging Slip/Invoice/Certificate or Other Vendor Document is required. ¦ It must demonstrate that the Item description and part number are in ¦ accordance with the requirements of the PO. ¦ INCLUDE 'Z_NPE_GENERAL PACKAGING' OBJECT TEXT ID ST | 20000221 | SVC INCORPORATED | ITEM 35 OF DWG. NO J237B-DG-A01-27 | M20 | VALVES, ACTUATORS, REGULATORS AND COMPONENTS | T | Safety Impact | 1 | Spare Parts | URL NOT FOUND |  |  | SVC | [9 empty] | 35 | [8 empty] | FOR USE WITH 1"X2"X700PSIG RELIEF VALVE, MODEL: SSR-S8000, ITEM/HOST APPLICABLE DOCUMENTS: SPECIFICATION NO: 9-184-J237B, VALVE DRAWING: J237B-DG-A01-27, VALVE MANUAL: J237B-IM-A01-01 | CODE KEPIC MGE /MGB 2000 EDIT |  | PACKAGING SLIP/INVOICE/CERTIFICATE OR OTHER VENDOR DOCUMENT IS REQUIRED,IT MUST DEMONSTRATE THAT THE ITEM DESCRIPTION AND PART NUMBER ARE IN ACCORDANCE WITH THE REQUIREMENTS OF THE PO,INCLUDE Z_NPE_GENERAL PACKAGING OBJECT TEXT ID ST | 31400000 Gaskets | CLEANSED | GASKET,NONE | GASKET | GASKET TYPE |  | GASKET SHAPE STYLE |  | GASKET CROSS SECT SHAPE |  | NOMINAL PIPE SIZE |  | SIZE |  | THICKNESS |  | INSIDE DIAMETER |  | OUTSIDE DIAMETER |  | PITCH CIRCLE DIA |  | GASKET MATERIAL | SOFT IRON | RING MATERIAL |  | FILLER MATERIAL |  | HOOP MATERIAL |  | MAX OPERATING TEMPERATURE |  | MINI OPERATING TEMPERATURE |  | MAX OPERATING PRESSURE |  | MIN OPERATING PRESSURE |  | STRESS RATING |  | COMPRESSIBILITY |  | PT VALUE |  | CREEP RESISTANCE |  | NUMBER OF BOLT HOLES |  | BOLT HOLE DIA |  | CUT SHAPE |  | HARDNESS RATING |  | OPERATING MEDIUM |  | COLOR |  | SURFACE TREATMENT |  | DIMENSION | [13 empty] | Production Completed
JRN - PL001 | Data Enrichment | NEN | OK | 10-02-2024 | 12-02-2024 |  | 210206734 | GASKET:CENTRIFUGAL PUMP | Gasket, Oil Sheet, ITEM 117-7, FOR USE WITH CENTRIFUGAL PUMP, HYOSUNG ¦ GOODSPRINGS, INC., DWG M220S-DG-A01-05 R3, RATED FLOW 39.5 GPM, MODEL ¦ CFPS40-160. ¦ MANUFACTURER: Hyosung Goodsprings INC. ¦ MANUFACTURER DRAWING: M220S-DG-A01-05 R3 ¦ FLOC: ¦ 1-554-M-PP04, 1-554-M-PP05, 1-554-M-PP06 ¦ 2-554-M-PP04, 2-554-M-PP05, 2-554-M-PP06 ¦ 3-554-M-PP04, 3-554-M-PP05, 3-554-M-PP06 ¦ 4-554-M-PP04, 4-554-M-PP05, 4-554-M-PP06 |  |  | 117-7 | M17 | SEALS, GASKETS, PACKING AND O-RING | S | Industrial Standard | 1 | Spare Parts | URL NOT FOUND |  |  | HYOSUNG GOODSPRINGS | CFPS40-160 | [7 empty] | M220S-DG-A01-05 R3 | 117-7 | [8 empty] | CENTRIFUGAL PUMP | FLOC 1-554-M-PP04, 1-554-M-PP05, 1-554-M-PP06, 2-554-M-PP04, 2-554-M-PP05,2-554-M-PP06, 3-554-M-PP04, 3-554-M-PP05, 3-554-M-PP06, 4-554-M-PP04, 4-554-M-PP05, 4-554-M-PP06 |  |  | 31400000 Gaskets | CLEANSED | GASKET,NONE | GASKET | GASKET TYPE | OIL SHEET | GASKET SHAPE STYLE |  | GASKET CROSS SECT SHAPE |  | NOMINAL PIPE SIZE |  | SIZE |  | THICKNESS |  | INSIDE DIAMETER |  | OUTSIDE DIAMETER |  | PITCH CIRCLE DIA |  | GASKET MATERIAL |  | RING MATERIAL |  | FILLER MATERIAL |  | HOOP MATERIAL |  | MAX OPERATING TEMPERATURE |  | MINI OPERATING TEMPERATURE |  | MAX OPERATING PRESSURE |  | MIN OPERATING PRESSURE |  | STRESS RATING |  | COMPRESSIBILITY |  | PT VALUE |  | CREEP RESISTANCE |  | NUMBER OF BOLT HOLES |  | BOLT HOLE DIA |  | CUT SHAPE |  | HARDNESS RATING |  | OPERATING MEDIUM |  | COLOR |  | SURFACE TREATMENT |  | DIMENSION | [13 empty] | Production Completed
JRN - PL001 | Data Enrichment | NEN | OK | 10-02-2024 | 12-02-2024 |  | 210202062 | GASKET:COLLECTOR TERMINAL STUD,ITEM 13 | GASKET, DRW#4KC100219#1, COLLECTOR TERMINAL STUD, MATERIAL RUB-B8B, ITEM ¦ 13 OF GENERATOR SPARE PARTS#2KC116588 (SHEET 1 OF 2). ¦ REFERENCE DOCUMENTS: ¦ -GEN. SPARE PARTS#2KC116588 Rev. D ¦ Vendor: TOSHIBA ¦ Part No: 4KC100219#1 ¦ QUALITY REQUIREMENTS ¦ INCLUDE 'Z_NPE_GENERAL PACKAGING' OBJECT TEXT ID ST ¦ OSP DATA ¦ Vendor : TOSHIBA ¦ Part No : ¦ Description : Gasket ¦ Contract No : II.01.1 ¦ Drawing No : 4KC100219 ¦ Specification No : ¦ Technical Manual No : |  |  | 4KC100219#1 | M17 | SEALS, GASKETS, PACKING AND O-RING | R | Reliability Critical | 1 | Spare Parts | URL NOT FOUND | [6 empty] | TOSHIBA |  |  |  | II.01.1 | 4KC100219#1 | 13 | [9 empty] | COLLECTOR TERMINAL STUD, MATERIAL RUB-B8B, GEN. SPARE PARTS#2KC116588 REV. D(SHEET 1 OF 2) |  |  | 31400000 Gaskets | CLEANSED | GASKET,NONE | GASKET | GASKET TYPE |  | GASKET SHAPE STYLE |  | GASKET CROSS SECT SHAPE |  | NOMINAL PIPE SIZE |  | SIZE |  | THICKNESS |  | INSIDE DIAMETER |  | OUTSIDE DIAMETER |  | PITCH CIRCLE DIA |  | GASKET MATERIAL |  | RING MATERIAL |  | FILLER MATERIAL |  | HOOP MATERIAL |  | MAX OPERATING TEMPERATURE |  | MINI OPERATING TEMPERATURE |  | MAX OPERATING PRESSURE |  | MIN OPERATING PRESSURE |  | STRESS RATING |  | COMPRESSIBILITY |  | PT VALUE |  | CREEP RESISTANCE |  | NUMBER OF BOLT HOLES |  | BOLT HOLE DIA |  | CUT SHAPE |  | HARDNESS RATING |  | OPERATING MEDIUM |  | COLOR |  | SURFACE TREATMENT |  | DIMENSION | [13 empty] | Production Completed
JRN - PL001 | Data Enrichment | NEN | OK | 10-02-2024 | 12-02-2024 |  | 210210600 | GASKET:F/GUIDE | GASKET, GUIDE, SS<(>,<)> ¦ PART 28 DWG 9-802-Z-N-174-001 ¦ FOR VALVE, RELIEF<(>,<)> ¦ SIZE 8" X 10", STAINLESS STEEL (SS) ¦ FLANGED ENDS ASME 600 RF X ASME 300 RF ¦ SET 530 PSIG ¦ ITEM/HOST VALVE COMPLIES WITH ¦ ASME III SUB NC, CLASS 2, 95 ED THRU 97 ADD ¦ PURCHASE SPEC# 9-450-Z-S-404-19 (# 3A9M8-FS-DS715) ¦ VLV DWG# 9-802-Z-N-174-001 (CROSBY# DS-B900281) ¦ VLV MANUAL# 9-802-Z-N-431-002 (CROSBY# I-11580) ¦ VLV SEISMIC REPORT# 9-802-Z-N-467-001 (CROSBY# EC-2987) ¦ OEM SUPPLIER: DOOSAN ¦ MANUFACTURER: ANDERSON-GREENWOOD CROSBY ¦ (Emerson Automation Solutions Final Control) ¦ P/N: 113373 ¦ INCLUDE 'Z_NPE_GENERAL PACKAGING' OBJECT TEXT ID ST |  |  | 113373 | M17 | SEALS, GASKETS, PACKING AND O-RING | S | Industrial Standard | 1 | Spare Parts | URL NOT FOUND |  |  | ANDERSON-GREENWOOD CROSBY | 113373 | DOOSAN | [6 empty] | 9-802-Z-N-174-001 (CROSBY# DS-B900281) |  |  | 9-450-Z-S-404-19 (# 3A9M8-FS-DS715) |  |  | # 9-802-Z-N-431-002 (CROSBY# I-11580) |  |  |  | 8" X 10" STAINLESS STEEL FLANGED ENDS ASME 600 RF X ASME 300 RF RELIEF VALVE | PART 28,ITEM/HOST VALVE COMPLIES WITH ASME III SUB NC,CLASS 2,95 ED THRU 97 ADD,VALVE SEISMIC REPORT 9-802-Z-N-467-001 (CROSBY EC-2987),EMERSON AUTOMATION SOLUTIONS FINAL CONTROL |  | INCLUDE Z_NPE_GENERAL PACKAGING OBJECT TEXT ID ST | 31400000 Gaskets | CLEANSED | GASKET,NONE | GASKET | GASKET TYPE | GUIDE | GASKET SHAPE STYLE |  | GASKET CROSS SECT SHAPE |  | NOMINAL PIPE SIZE |  | SIZE |  | THICKNESS |  | INSIDE DIAMETER |  | OUTSIDE DIAMETER |  | PITCH CIRCLE DIA |  | GASKET MATERIAL | STAINLESS STEEL | RING MATERIAL |  | FILLER MATERIAL |  | HOOP MATERIAL |  | MAX OPERATING TEMPERATURE |  | MINI OPERATING TEMPERATURE |  | MAX OPERATING PRESSURE | 530PSIG | MIN OPERATING PRESSURE |  | STRESS RATING |  | COMPRESSIBILITY |  | PT VALUE |  | CREEP RESISTANCE |  | NUMBER OF BOLT HOLES |  | BOLT HOLE DIA |  | CUT SHAPE |  | HARDNESS RATING |  | OPERATING MEDIUM |  | COLOR |  | SURFACE TREATMENT |  | DIMENSION | [13 empty] | Production Completed
JRN - PL001 | Data Enrichment | NEN | OK | 10-02-2024 | 12-02-2024 |  | 210211689 | GASKET:GYLON,3501-E,.8T,PTFE,750X750MM | GASKET, SHEET, GYLON STYLE 3501-E ¦ MATERIAL: PTFE ¦ SIZE: 0.8mm(T),750X750MM, +/-0.13 MM ¦ MANUFACTURER: GARLOCK ¦ PART NUMBER: BY DESCRIPTION ¦ NAWAH INTERNAL NOTE: THE GASKET HEREIN MAY NOT BE USED WITHOUT ¦ ENGINEERING/ MAINTENANCE APPROVAL FOR THE INTENDED USE AS AN EQUIVALENT ¦ REPLACEMENT ¦ INCLUDE 'Z_NPE_GENERAL PACKAGING' OBJECT TEXT ID ST | 600344 | Garlock Gmbh | BY DESCRIPTION | M17 | SEALS, GASKETS, PACKING AND O-RING | Q | Safety Related | 1 | Operating Supplies 2 | URL NOT FOUND |  |  | GARLOCK GMBH | [19 empty] | BRAND:GYLON, TOLERANCE: +/-0.13 MM |  | NAWAH INTERNAL NOTE: THE GASKET HEREIN MAY NOT BE USED WITHOUT ENGINEERING/ MAINTENANCE APPROVAL FOR THE INTENDED USE AS AN EQUIVALENT,REPLACEMENT,INCLUDE Z_NPE_GENERAL PACKAGING OBJECT TEXT ID ST | 31400000 Gaskets | CLEANSED | GASKET,NONE | GASKET | GASKET TYPE | SHEET | GASKET SHAPE STYLE | 3501-E | GASKET CROSS SECT SHAPE |  | NOMINAL PIPE SIZE |  | SIZE | 750 X 750MM | THICKNESS | 0.8MM | INSIDE DIAMETER |  | OUTSIDE DIAMETER |  | PITCH CIRCLE DIA |  | GASKET MATERIAL | PTFE | RING MATERIAL |  | FILLER MATERIAL |  | HOOP MATERIAL |  | MAX OPERATING TEMPERATURE |  | MINI OPERATING TEMPERATURE |  | MAX OPERATING PRESSURE |  | MIN OPERATING PRESSURE |  | STRESS RATING |  | COMPRESSIBILITY |  | PT VALUE |  | CREEP RESISTANCE |  | NUMBER OF BOLT HOLES |  | BOLT HOLE DIA |  | CUT SHAPE |  | HARDNESS RATING |  | OPERATING MEDIUM |  | COLOR |  | SURFACE TREATMENT |  | DIMENSION | [13 empty] | Production Completed
JRN - PL001 | Data Enrichment | NEN | OK | 10-02-2024 | 12-02-2024 |  | 210211697 | GASKET:PTFE,2T,1500X2280MM,+/-0.15MM | GASKET, SHEET<(>,<)> GYLON STYLE 3501-E ¦ MATERIAL:PTFE ¦ SIZE : 2MM(T),1500X2280MM,+/-0.15MM ¦ MANUFACTURER : GARLOCK ¦ P/N: BY DESCRIPTION ¦ NAWAH INTERNAL NOTE: THE GASKET HEREIN MAY NOT BE USED WITHOUT ¦ ENGINEERING/ MAINTENANCE APPROVAL FOR THE INTENDED USE AS AN EQUIVALENT ¦ REPLACEMENT ¦ INCLUDE 'Z_NPE_GENERAL PACKAGING' OBJECT TEXT ID ST | 600344 | Garlock Gmbh | BY DESCRIPTION | M17 | SEALS, GASKETS, PACKING AND O-RING | Q | Safety Related | 1 | Operating Supplies 2 | URL NOT FOUND |  |  | GARLOCK GMBH | [19 empty] | BRAND:GYLON, TOLERANCE:+/-0.15MM |  | NAWAH INTERNAL NOTE: THE GASKET HEREIN MAY NOT BE USED WITHOUT ENGINEERING/MAINTENANCE APPROVAL FOR THE INTENDED USE AS AN EQUIVALENT REPLACEMENT, INCLUDE 'Z_NPE_GENERAL PACKAGING' OBJECT TEXT ID ST | 31400000 Gaskets | CLEANSED | GASKET,NONE | GASKET | GASKET TYPE | SHEET | GASKET SHAPE STYLE | 3501-E | GASKET CROSS SECT SHAPE |  | NOMINAL PIPE SIZE |  | SIZE |  | THICKNESS | 2MM | INSIDE DIAMETER | 1500MM | OUTSIDE DIAMETER | 2280MM | PITCH CIRCLE DIA |  | GASKET MATERIAL | PTFE | RING MATERIAL |  | FILLER MATERIAL |  | HOOP MATERIAL |  | MAX OPERATING TEMPERATURE |  | MINI OPERATING TEMPERATURE |  | MAX OPERATING PRESSURE |  | MIN OPERATING PRESSURE |  | STRESS RATING |  | COMPRESSIBILITY |  | PT VALUE |  | CREEP RESISTANCE |  | NUMBER OF BOLT HOLES |  | BOLT HOLE DIA |  | CUT SHAPE |  | HARDNESS RATING |  | OPERATING MEDIUM |  | COLOR |  | SURFACE TREATMENT |  | DIMENSION | [13 empty] | Production Completed
JRN - PL001 | Data Enrichment | NEN | OK | 10-02-2024 | 12-02-2024 |  | 210211700 | GASKET:PTFE,3.2T,1500X2280MM,+/-0.25MM | GASKET, SHEET<(>,<)> GYLON STYLE 3501-E ¦ MATERIAL:PTFE ¦ SIZE : 3.2MM(T),1500X2280MM,+/-0.25MM ¦ MANUFACTURER : GARLOCK ¦ P/N: BY DESCRIPTION ¦ NAWAH INTERNAL NOTE: THE GASKET HEREIN MAY NOT BE USED WITHOUT ¦ ENGINEERING/ MAINTENANCE APPROVAL FOR THE INTENDED USE AS AN EQUIVALENT ¦ REPLACEMENT ¦ INCLUDE 'Z_NPE_GENERAL PACKAGING' OBJECT TEXT ID ST ¦ INCLUDE 'Z_NPE_CONTAMINANTS CERT' OBJECT TEXT ID ST | 600344 | Garlock Gmbh | BY DESCRIPTION | M17 | SEALS, GASKETS, PACKING AND O-RING | Q | Safety Related | 1 | Operating Supplies 2 | URL NOT FOUND |  |  | GARLOCK GMBH | [19 empty] | BRAND:GYLON, TOLERANCE:+/-0.25MM |  | NAWAH INTERNAL NOTE: THE GASKET HEREIN MAY NOT BE USED WITHOUT ENGINEERING/MAINTENANCE APPROVAL FOR THE INTENDED USE AS AN EQUIVALENT REPLACEMENT, INCLUDE 'Z_NPE_GENERAL PACKAGING' OBJECT TEXT ID ST, INCLUDE 'Z_NPE_CONTAMINANTS CERT' OBJECT TEXT ID ST | 31400000 Gaskets | CLEANSED | GASKET,NONE | GASKET | GASKET TYPE | SHEET | GASKET SHAPE STYLE | 3501-E | GASKET CROSS SECT SHAPE |  | NOMINAL PIPE SIZE |  | SIZE |  | THICKNESS | 3.2MM | INSIDE DIAMETER | 1500MM | OUTSIDE DIAMETER | 2280MM | PITCH CIRCLE DIA |  | GASKET MATERIAL | PTFE | RING MATERIAL |  | FILLER MATERIAL |  | HOOP MATERIAL |  | MAX OPERATING TEMPERATURE |  | MINI OPERATING TEMPERATURE |  | MAX OPERATING PRESSURE |  | MIN OPERATING PRESSURE |  | STRESS RATING |  | COMPRESSIBILITY |  | PT VALUE |  | CREEP RESISTANCE |  | NUMBER OF BOLT HOLES |  | BOLT HOLE DIA |  | CUT SHAPE |  | HARDNESS RATING |  | OPERATING MEDIUM |  | COLOR |  | SURFACE TREATMENT |  | DIMENSION | [13 empty] | Production Completed
JRN - PL001 | Data Enrichment | NEN | OK | 10-02-2024 | 12-02-2024 |  | 210201999 | GASKET:RUB-51B,COOLER TUBE PLATE,GENERAT | GASKET: FOR COOLER TUBE PLATE, H2 COOLERS ¦ MATERIAL: RUB-51B ¦ PART NO. 2 OF TOSHIBA DWG. 2KC116588,2KC116589,2KC116590, 2KC116591 ¦ FOR USE WITH: ¦ H2 COOLERS, GENERATOR COVER DOME & COOLERS, MAIN GENERATOR ¦ ITEM/HOST APPLICABLE DOCUMENTS: ¦ TOSHIBA DRAWING: 2KC116588 ¦ TURBINE/GENERATOR MANUAL: 9-001-L-T-431-001 ¦ MANUFACTURER: TOSHIBA CORPORATION ¦ PART NO: 4KC133618#1 ¦ OES: DOOSAN HEAVY INDUSTRIES ¦ PART NO: BY DESCRIPTION ¦ QUALITY REQUIREMENTS: ¦ Packing Slip or Equivalent Commercial Certification is required. It ¦ must specify the Item description and part number (if available) in ¦ order to confirm that the item meets the requirements of the PO. ¦ INCLUDE 'Z_NPE_GENERAL PACKAGING' OBJECT TEXT ID ST ¦ INCLUDE 'Z_NPE_SHELF LIFE' OBJECT TEXT ID ST | 20000236 | Toshiba Energy Systems & Solutions | 4KC133618#1 | M17 | SEALS, GASKETS, PACKING AND O-RING | R | Reliability Critical | 1 | Spare Parts | URL NOT FOUND |  |  | TOSHIBA ENERGY SYSTEMS & SOLUTIONS | 4KC133618#1 | TOSHIBA CORPORATION | 2 | DOOSAN HEAVY INDUSTRIES |  |  |  |  | 2KC116588, 2KC116589, 2KC116590, 2KC116591 | [5 empty] | 9-001-L-T-431-001 |  |  |  | TURBINE/GENERATOR, H2 COOLERS, GENERATOR COVER DOME AND COOLERS, MAIN GENERATOR, COOLER TUBE PLATE |  |  | ITEM/HOST APPLICABLE DOCUMENTS, QUALITY REQUIREMENTS: PACKING SLIP OR EQUIVALENT COMMERCIAL CERTIFICATION IS REQUIRED, IT MUST SPECIFY THE ITEM DESCRIPTION AND PART NUMBER (IF AVAILABLE) IN ORDER TO CONFIRM THAT THE ITEM MEETS THE REQUIREMENTS OF THE PO, INCLUDE 'Z_NPE_GENERAL PACKAGING' OBJECT TEXT ID ST, INCLUDE 'Z_NPE_SHELF LIFE' OBJECT TEXT ID ST | 31400000 Gaskets | CLEANSED | GASKET,NONE | GASKET | GASKET TYPE |  | GASKET SHAPE STYLE |  | GASKET CROSS SECT SHAPE |  | NOMINAL PIPE SIZE |  | SIZE |  | THICKNESS |  | INSIDE DIAMETER |  | OUTSIDE DIAMETER |  | PITCH CIRCLE DIA |  | GASKET MATERIAL | RUB-51B | RING MATERIAL |  | FILLER MATERIAL |  | HOOP MATERIAL |  | MAX OPERATING TEMPERATURE |  | MINI OPERATING TEMPERATURE |  | MAX OPERATING PRESSURE |  | MIN OPERATING PRESSURE |  | STRESS RATING |  | COMPRESSIBILITY |  | PT VALUE |  | CREEP RESISTANCE |  | NUMBER OF BOLT HOLES |  | BOLT HOLE DIA |  | CUT SHAPE |  | HARDNESS RATING |  | OPERATING MEDIUM |  | COLOR |  | SURFACE TREATMENT |  | DIMENSION | [13 empty] | Production Completed
JRN - PL001 | Data Enrichment | NEN | OK | 10-02-2024 | 12-02-2024 |  | 210216027 | GASKET:TEFLON,SHAFT GROUND DEV, PART 11 | GASKET, TEFLON, BRACKET/OIL DEFLECTOR<(>,<)> ¦ FOR TURBINE SHAFT GROUNDING DEVICE ASSEMBLY<(>,<)> ¦ PART 11 OF DWG 9-051-L-T-172-016 SHT 1&2 (TOSHIBA#2KS001012) ¦ OEM SUPPLIER: DOOSAN HEAVY INDUSTRIES ¦ MANUFACTURER: TOSHIBA ¦ PART NO.: 11 TOSHIBA DWG#2KS001012 ¦ Packaging Slip/Invoice/Certificate or Other Vendor Document is required. ¦ It must demonstrate that the Item description and part number are in ¦ accordance with the requirements of the PO. ¦ INCLUDE 'Z_NPE_GENERAL PACKAGING' OBJECT TEXT ID ST | 20000236 | Toshiba Energy Systems & Solutions | 11 TOSHIBA DWG#2KS001012 | M08 | FASTENERS | R | Reliability Critical | 1 | Spare Parts | URL NOT FOUND |  |  | TOSHIBA ENERGY SYSTEMS & SOLUTIONS | 11 |  |  | DOOSAN HEAVY INDUSTRIES |  |  |  |  | 2KS001012 SHEET 1, 2 | [5 empty] | 9-051-L-T-172-016 |  |  |  | TURBINE SHAFT GROUNDING DEVICE ASSEMBLY, BRACKET/OIL DEFLECTOR |  |  | PACKAGING SLIP/INVOICE/CERTIFICATE OR OTHER VENDOR DOCUMENT IS REQUIRED, IT MUST DEMONSTRATE THAT THE ITEM DESCRIPTION AND PART NUMBER ARE IN ACCORDANCE WITH THE REQUIREMENTS OF THE PO, INCLUDE 'Z_NPE_GENERAL PACKAGING' OBJECT TEXT ID ST | 31400000 Gaskets | CLEANSED | GASKET,NONE | GASKET | GASKET TYPE |  | GASKET SHAPE STYLE |  | GASKET CROSS SECT SHAPE |  | NOMINAL PIPE SIZE |  | SIZE |  | THICKNESS |  | INSIDE DIAMETER |  | OUTSIDE DIAMETER |  | PITCH CIRCLE DIA |  | GASKET MATERIAL | TEFLON | RING MATERIAL |  | FILLER MATERIAL |  | HOOP MATERIAL |  | MAX OPERATING TEMPERATURE |  | MINI OPERATING TEMPERATURE |  | MAX OPERATING PRESSURE |  | MIN OPERATING PRESSURE |  | STRESS RATING |  | COMPRESSIBILITY |  | PT VALUE |  | CREEP RESISTANCE |  | NUMBER OF BOLT HOLES |  | BOLT HOLE DIA |  | CUT SHAPE |  | HARDNESS RATING |  | OPERATING MEDIUM |  | COLOR |  | SURFACE TREATMENT |  | DIMENSION | [13 empty] | Production Completed
JRN - PL001 | Data Enrichment | NEN | OK | 10-02-2024 | 12-02-2024 |  | 230203604 | GAUGE,PRESSURE:10KG/CM2,20FT,CAP ASSY | PRESSURE GAUGE ASSEMBLY ¦ TYPE: BOURDON TUBE WITH DIAPHRAGM SEAL ¦ ACCURACY: ±1% (F.S) ¦ SOLID FRONT TYPE ¦ BOTTOM PROCESS CONN: 1/2" MNPT ¦ MATERIAL: 316 SS ¦ MOUNTING: SURFACE ¦ SCALE SIZE: 5" DIAL ¦ UNIT: MM ¦ PROCESS CONNECTION: 1/2" NPT (M) ¦ OVER RANGE PROTECTION: 130% OF FS ¦ RANGE: 0~10 KG/CM2 ¦ CAPILLARY LENGTH: 20FT ¦ SUPPLIER DRAWING REFERENCES: WDGA-01-01-02 AND WDGA-01-01-12. ¦ DRAWINGS: J221-DG-A01-01 SHEET 2 AND 12 OF 12. ¦ MANUFACTURER: WISE CONTROL INC. ¦ MODEL NUMBER: PN712+PN359 | 20000256 | Wise Control Inc. | PN712+PN359 | M53 | GAUGES, TRANSMITTERS & FLOWMETERS | S | Industrial Standard | 1 | Component | https://www.komachine.com/en/transaction-histories/03616-001 |  |  | WISE CONTROL | PN712+PN359 | [7 empty] | WDGA-01-01-02, WDGA-01-01-12, J221-DG-A01-01 SHEET 2 AND 12 OF 12 | [10 empty] | MOUNTING TYPE: SURFACE, OVER RANGE PROTECTION: 130% OF FULL SCALE, CAP ASSEMBLY, ASSEMBLY |  |  | 41112412 Pressure gauge | CLEANSED | GAGE,PRESSURE,DIAL INDICATING | GAUGE,PRES | GAUGE TYPE | SOLID FRONT | GAUGE USE |  | GAUGE STYLE |  | DIAMETER | 5" DIAL | SIZE | 20' L CAPILLARY | THICKNESS |  | GAUGE MATERIAL | BOURDON TUBE ELEMENT, STAINLESS STEEL 316 | CASE MATERIAL |  | MINIMUM MEASUREMENT RANGE | 0kg/CM2 | MAXIMUM MEASUREMENT RANGE | 10kg/CM2 | ACCURACY | +/-1% FULL SCALE | OPERATING MEDIUM |  | GRADUATION UNIT | MM | DAMPING METHOD |  | FILL MATERIAL |  | DIAPHRAGM MATERIAL |  | SCALE TYPE |  | SCALE SMALLEST INCREMENT |  | SEALING METHOD | DIAPHRAGM | CONDUIT CONNECTION |  | PROCESS CONNECTION SIZE | 1/2" | PROCESS CONNECTION TYPE | MNPT | CONNECTION LOCATION | BOTTOM | ACTUATION METHOD |  | INDICATOR TYPE |  | POINTER TYPE |  | POINTER COLOR |  | GAUGE CASE TYPE |  | BEZEL TYPE |  | MIN OPERATING PRESSURE |  |  |  | MAX OPERATING PRESSURE |  | MINI OPERATING TEMPERATURE | [5 empty] | Production Completed
JRN - PL001 | Data Enrichment | NEN | OK | 10-02-2024 | 12-02-2024 |  | 230203580 | GAUGE,PRESSURE:15KG/CM2,30FT,CAP ASSY | PRESSURE GAUGE ASSEMBLY<(>,<)> ¦ TYPE: BOURDON TUBE WITH DIAPHRAGM SEAL ¦ ACCURACY: ±1% (F.S)<(>,<)> ¦ SOLID FRONT TYPE ¦ BOTTOM PROCESS CONN: 1/2" MNPT ¦ MATERIAL: 316 SS ¦ MOUNTING: SURFACE ¦ SCALE SIZE: 5" DIAL ¦ UNIT: MM ¦ PROCESS CONNECTION: 1/2" NPT (M) ¦ OVER RANGE PROTECTION: 130% OF FS ¦ RANGE: 0~15 KG/CM2 ¦ CAPILLARY LENGTH: 30FT ¦ SUPPLIER DRAWING REFERENCES: WDGA-01-01-02 AND WDGA-01-01-12. ¦ DRAWINGS: J221-DG-A01-01 SHEET 2 AND 12 OF 12. ¦ MANUFACTURER: WISE CONTROL INC. ¦ MODEL NUMBER: PN712+PN359 ¦ QUALITY REQUIREMENTS: ¦ INCLUDE 'Z_NPE_PC3 MATERIAL' OBJECT TEXT ID ST ¦ INCLUDE 'Z_NPE_COMMERCIAL QA' OBJECT TEXT ID ST ¦ INCLUDE 'Z_NPE_CERT OF COMPLIANCE' OBJECT TEXT ID ST ¦ INCLUDE 'Z_NPE_GENERAL PACKAGING' OBJECT TEXT ID ST | 20000256 | Wise Control Inc. | PN712+PN359 | M53 | GAUGES, TRANSMITTERS & FLOWMETERS | T | Safety Impact | 1 | Component | https://www.komachine.com/en/transaction-histories/03616-001 |  |  | WISE CONTROL | PN712+PN359 | [7 empty] | WDGA-01-01-02, WDGA-01-01-12, J221-DG-A01-01 SHEET 2 AND 12 OF 12 | [10 empty] | MOUNTING TYPE: SURFACE, OVER RANGE PROTECTION: 130% OF FULL SCALE, CAP ASSEMBLY, ASSEMBLY |  | QUALITY REQUIREMENTS: INCLUDE 'Z_NPE_PC3 MATERIAL' OBJECT TEXT ID ST INCLUDE 'Z_NPE_COMMERCIAL QA' OBJECT TEXT ID ST INCLUDE 'Z_NPE_CERT OF COMPLIANCE' OBJECT TEXT ID ST INCLUDE 'Z_NPE_GENERAL PACKAGING' OBJECT TEXT ID ST | 41112412 Pressure gauge | CLEANSED | GAGE,PRESSURE,DIAL INDICATING | GAUGE,PRES | GAUGE TYPE | SOLID FRONT | GAUGE USE |  | GAUGE STYLE |  | DIAMETER | 5" DIAL | SIZE | 30' L CAPILLARY | THICKNESS |  | GAUGE MATERIAL | BOURDON TUBE ELEMENT, STAINLESS STEEL 316 | CASE MATERIAL |  | MINIMUM MEASUREMENT RANGE | 0kg/CM2 | MAXIMUM MEASUREMENT RANGE | 15kg/CM2 | ACCURACY | +/-1% FULL SCALE | OPERATING MEDIUM |  | GRADUATION UNIT | MM | DAMPING METHOD |  | FILL MATERIAL |  | DIAPHRAGM MATERIAL |  | SCALE TYPE |  | SCALE SMALLEST INCREMENT |  | SEALING METHOD | DIAPHRAGM | CONDUIT CONNECTION |  | PROCESS CONNECTION SIZE | 1/2" | PROCESS CONNECTION TYPE | MNPT | CONNECTION LOCATION | BOTTOM | ACTUATION METHOD |  | INDICATOR TYPE |  | POINTER TYPE |  | POINTER COLOR |  | GAUGE CASE TYPE |  | BEZEL TYPE |  | MIN OPERATING PRESSURE |  |  |  | MAX OPERATING PRESSURE |  | MINI OPERATING TEMPERATURE | [5 empty] | Production Completed
JRN - PL001 | Data Enrichment | NEN | OK | 10-02-2024 | 12-02-2024 | Suggested nm processed as per dictionary | 740200562 | GLASSES,SAFETY:POLYCARBONATE,GOLD LENS | ITEM: SAFETY GLASSES, STEALTH 9000 SAFETY GLASS, GOLD LENS ¦ MANUFACTURER: JSP ¦ PART NO: ASA770-16R-100 | 600109 | Jsp Safety | ASA770-16R-100 | M60 | GENERAL PPE | S | Industrial Standard | 1 | Consumable Items | https://www.jspsafety.com/products/asa770-15n-800_stealth-9000-safety-specs-clear-k-n-anti-scratch-anti-mist-lenses-blue-orange-frame | https://docs.rs-online.com/6aa5/A700000009920770.pdf | 2 | JSP SAFETY | ASA770-16R-100 | [18 empty] | BRAND:STEALTH 9000 |  |  | 46181802 Safety glasses | ENRICHED | GLASSES,SAFETY | GLASSES,SAFETY | TYPE |  | LENS SIZE |  | LENS COLOR | SMOKE | SIDE SHIELDS |  | TEMPLE SIZE |  | LENS MATERIAL | POLYCARBONATE | [58 empty] | Production Completed
JRN - PL001 | Data Enrichment | NEN | OK | 10-02-2024 | 12-02-2024 |  | 740200582 | GLOVES:EXAMINATION,NITRILE,SIZE L | NITRILE EXAM GLOVE W/ EXTENDED CUFF, CHLORINATED, POWDER FREE, POLYMER ¦ COATED, TEXTURED FINGERS, COLOR BLUE, SIZE: LARGE, PACK OF 100 PER BOX ¦ PART NUMBER: ULTRASENSE EC USE-880-L ¦ MANUFACTURER: MICROFLEX ¦ ALTERNATIVE MANUFACTURER: ANSELL ¦ ALTERNATIVE PART NUMBER: 92-600-LARGE | 600017 | Microflex | EC USE-880-L | M60 | GENERAL PPE | S | Industrial Standard | 1 | Consumable Items | https://www.coleparmer.in/i/microflex-use-880-l-ultrasense-ec-nitrile-gloves-large-box-of-100/8623276 |  |  | MICROFLEX | ULTRASENSE EC USE-880-L | ANSELL | 92-600-LARGE | [16 empty] | WITH EXTENDED CUFF, CHLORINATED, POWDER FREE, POLYMER COATED, TEXTURED FINGERS, PACKAGING QUANTITY:100/BX |  |  | 42132203 Nitrile medical exam or non surgical procedure gloves | ENRICHED | GLOVES,MEN'S AND WOMEN'S | GLOVES | TYPE |  | SIZE | LARGE, 11-1/2IN L | THICKNESS | 3.5MM | MATERIAL | NITRILE | COLOR | BLUE | CUFF TYPE | BEADED | FASTENING DATA |  | GLOVES DATA |  | LINING DATA |  | ENVIRON PROTECTION | [51 empty] | Production Completed
JRN - PL001 | Data Enrichment | NEN | OK | 10-02-2024 | 12-02-2024 | Suggested nm processed as per dictionary | 410202407 | GUN,GREASE:LEVER ACTION,ORANGE | LEVER ACTION GREASE GUN, ¦ COLOR: ORANGE ¦ MANUFACTURER: OILSAFESYSTEM ¦ PART NUMBER: 330306 |  |  | 330306 | M19 | TOOLS | S | Industrial Standard | 1 | Tools and Instruments | https://www.raptorsupplies.com/pd/oil-safe/330306 | https://www.forfluids.us/docs/OilSafeSystem_Lubrication-Catalog.pdf | 37 | OILSAFESYSTEM | 330306 | [18 empty] | COLOR:ORANGE |  |  | 27112901 Grease guns | ENRICHED | GUN,GREASE | GUN,GREASE | TYPE | LEVER ACTION, HEAVY DUTY | CAPACITY | 14OZ | RATING |  | SIZE |  | MATERIAL | STEEL TUBE | [60 empty] | Production Completed
JRN - PL001 | Data Enrichment | NEN | OK | 10-02-2024 | 12-02-2024 | Suggested nm processed as per dictionary | 410200391 | HANDLE, MANUAL CHARGING,F/HAND CRANK | HANDLE, DRAW-OUT, FOR HAND CRANK FOR RACK-IN/RACK-OUT WITHDRAWABLE ¦ PARTS. ¦ DRAWING NUMBER: 55213163003 ¦ PART NUMBER: 10166666 ¦ MANUFACTURER : ,,LS IS ¦ HYOSUNG CORPORATION |  |  | 10166666 | M07 | ELECTRICAL HARDWARE | S | Industrial Standard | 1 | Tools and Instruments | URL NOT FOUND |  |  | LS IS | 10166666 | HYOSUNG CORPORATION | [6 empty] | 55213163003 | [9 empty] | FOR HAND CRANK FOR RACK-IN/RACK-OUT WITHDRAWABLE |  |  |  | 27112100 Holding and clamping tools | CLEANSED | HANDLE | HANDLE | TYPE | DRAW-OUT | SIZE |  | MATERIAL | [65 empty] | Production Completed
JRN - PL001 | Data Enrichment | NEN | OK | 10-02-2024 | 12-02-2024 |  | 210221189 | HANDWHEEL:F/1" CL 600 CS GATE VALVE | HANDWHEEL<(>,<)> ¦ MATERIAL: ASTM A536 ¦ FOR USE WITH: ¦ VALVE, GATE, SIZE: 1", CLASS 600, CARBON STEEL, BOLTED BONNET, SW, PO ¦ ITEM#600-D-GTA, VALVE MARK#B.0283 ¦ REFERENCE DOCUMENTS: ¦ - VLV DRW#P207-DG-A31-31 (SAMSHIN LIMITED DRW#NA-BNPP12P207-4GA31S ¦ - DYNAMIC REPORT P207-ER-A01-02, (DQR-P207-002) ¦ - VENDOR MANUAL: P207-IM-A01-01 ¦ - SPECIFICATION: 9-145-P207 ¦ - KEPIC MGE 2000 EDITION WITH NO ADDENDA ¦ MODEL NUMBER: ITEM 35 OF P207-DG-A31-31 ¦ MANUFACTURER: SAMSHIN LIMITED ¦ APPLICABLE TECHNICAL AND QUALITY REQUIREMENTS: ¦ INCLUDE 'Z_NPE_GENERAL PACKAGING' OBJECT TEXT ID ST | 20000148 | Samshin Limited | NO. 35 OF DWG P207-DG-A31-31 (SHT 1/3) | M20 | VALVES, ACTUATORS, REGULATORS AND COMPONENTS | T | Safety Impact | 1 | 0 | URL NOT FOUND |  |  | SAMSHIN LIMITED | 600-D-GTA | [7 empty] | P207-DG-A31-31 SHEET1, 3, NA-BNPP12P207-4GA31S | 35 |  | 9-145-P207 | P207-IM-A01-01 | [5 empty] | GATE VALVE 1" CLASS 600 CARBON STEEL BOLTED BONNET SW PO, ITEM:600-D-GTA, VALVE MARK B.0283 REFERENCE DOCUMENTS: VALVE DRW P207-DG-A31-31 (SAMSHIN LIMITED DRW NA-BNPP12P207-4GA31S -DYNAMIC REPORT P207-ER-A01-02, (DQR-P207-002) |  |  | APPLICABLE TECHNICAL AND QUALITY REQUIREMENTS: INCLUDE 'Z_NPE_GENERAL PACKAGING' OBJECT TEXT ID ST | 40141616 Valve parts or accessories | CLEANSED | HANDWHEEL,NONE | HANDWHEEL | INSIDE DIAMETER |  | OUTSIDE DIAMETER |  | MATERIAL | ASTM A536 DUCTILE IRON | HANDWHEEL CONSTRUCTION DATA |  | CONNECTION DATA |  | FINISH | [59 empty] | Production Completed
JRN - PL001 | Data Enrichment | NEN | OK | 10-02-2024 | 12-02-2024 | Suggested nm processed as per dictionary | 740200403 | HIP WADERS:NYLON,SMALL | HIP WADERS,100% WATERPROOF PVC/NYLON HIP WADERS ¦ SIZE: SMALL, 8 |  |  |  | M23 | CLOTHING, FOOTWEAR & PERSONAL PROTECTIVE EQUIPMENT | S | Industrial Standard | 1 | Consumable Items | URL NOT FOUND | [22 empty] | 100% WATERPROOF |  |  | 46181500 Safety apparel | CLEANSED | WADERS | WADERS | TYPE | HIP | SIZE | SMALL, 8 | MATERIAL | PVC/NYLON | COLOR | [63 empty] | Production Completed
JRN - PL001 | Data Enrichment | NEN | OK | 10-02-2024 | 12-02-2024 | Suggested nm processed as per dictionary | 410200134 | HOSE, HIGH TEMP, FME, 3FT LENGTH | HIGH TEMP HOSE, FME ¦ SIZE: 0.5IN X 3FT ¦ PART NUMBER: F-IPHSCVR-REG ¦ VENDOR: ALPHASOURCE |  |  | F-IPHSCVR-REG | M19 | TOOLS | S | Industrial Standard | 1 | Operating Supplies 2 | URL NOT FOUND |  |  |  | F-IPHSCVR-REG |  |  | ALPHASOURCE | F-IPHSCVR-REG | [17 empty] | 40142000 Hoses | CLEANSED | HOSE | HOSE | TYPE | HIGH TEMPERATURE, FME | DIAMETER | 0.5IN | LENGTH | 3' | CONNECTION |  | PRESSURE RATING |  | NUMBER OF PLIES |  | STYLE |  | MATERIAL |  | COLOR |  | BEND RADIUS |  | STANDARD | [49 empty] | Production Completed
JRN - PL001 | Data Enrichment | NEN | OK | 10-02-2024 | 12-02-2024 | Suggested nm processed as per dictionary | 210223569 | HOSE,FLEXIBLE:LUBE OIL PRESSURE MEASURE |  |  |  |  | M16 | PUMPS AND APPURTENANCE | T | Safety Impact | 7 | 0 | URL NOT FOUND | [25 empty] | 40142000 Hoses | CLEANSED | HOSE,FLEXIBLE METAL | HOSE,FLEXIBLE METAL | TYPE | LUBE OIL PRESSURE MEASURE | DIAMETER |  | LENGTH |  | CONNECTION |  | PRESSURE RATING |  | MATERIAL | [59 empty] | Production Completed
JRN - PL001 | Data Enrichment | NEN | OK | 10-02-2024 | 12-02-2024 | Suggested nm processed as per dictionary | 210220518 | HOSE,HYDRAULIC:ASSY,15FT | HYDRAULIC HOSE ASSEMBLY, 15FT WITH ¦ F/ALL LOKRING FITTING SIZES, PUMPS AND TOOL HEADS ¦ PART NUMBER: PUMPHOSEKIT-P392 ¦ MANUFACTURER: LOKRING |  |  | HH15-QD | M15 | PIPE AND TUBING | S | Industrial Standard | 1 | 0 | https://www.lokring.com/wp-content/uploads/2019/07/Carbon-Steel-Stainless-Steel-CRES-Copper-Nickel-Pipe-Tube-Fittings-July-2019.pdf |  |  | LOKRING | HH15-QD | [17 empty] | FOR ALL LOKRING FITTING SIZES, PUMPS AND TOOL HEADS, PUMP HOSE KIT-P392 |  |  |  | 40142020 Hydraulic hose | CLEANSED | HOSE,HYDRAULIC | HOSE,HYDRAULIC | TYPE |  | DIAMETER |  | LENGTH | 15' | CONNECTION |  | WORKING PRESSURE |  | BURST PRESSURE |  | NUMBER OF PLIES |  | STYLE |  | MATERIAL |  | BEND RADIUS |  | STANDARD | [49 empty] | Production Completed
JRN - PL001 | Data Enrichment | NEN | OK | 10-02-2024 | 12-02-2024 | Suggested nm processed as per dictionary | 210223020 | HOSE:1/2",6’,W/1/2" FCL | HOSE, CARTRIDGE FILTER VENT TO FILTER VENT CONNECTOR, MAX. DESING ¦ PRESSURE 150PSI, MAX. DESIGN TEMP. 180°F ¦ LENGTH: 6FT(1.8m) ¦ 1/2" (12.7mm) HOSE WITH 1/2" (12.7mm) FCL(FEMALE CAM LOCK) ¦ INCLUDING FOREIGN MATERIAL EXCLUSION(FME) CAPS ¦ HOSE, PUMP SKID DRAIN FROM PRV (H-11) & DRAIN HEADER(DH-1) TO PLANT ¦ DRAIN (H-41) ¦ LENGTH: 7FT(2.1m) ¦ 1-1/2" (38.1mm) HOSE WITH 1-1/2" (38.1mm) FCL(FEMALE CAM LOCK) ¦ INCLUDING FOREIGN MATERIAL EXCLUSION(FME) CAPS ¦ -HOSE: PARKER WILDCATTER UHMWPE CORRUGATED CHEMICAL SUCTION HOSE, ¦ #SWC693-1500 ¦ - FITTING: FEMALE CAM-LOCK FITTING 1 1/2" BOSSLOCK COUPLER X HOSE SHANK ¦ WITH NOTCHED COLLAR DIXON RC150EZNO, AND, FERRULE DIXON GAS2333NO ¦ FOR USE WITH: ¦ LRWS Mobile Liquid Radwaste Processing Skid ¦ REFERENCE DOCUMENTS: ¦ - DS-LRWS-22001-ME-0001 BARAKAH LRWS HOSE AND SPARE PARTS DATA SHEET. ¦ - Design Change Package#DCP-M-2022-0002: Interconnections Design for ¦ Mobile Liquid Radwaste Processing Skid Project. ¦ SUPPLIER: VARIOUS ¦ OEM SUPPLIER: ATKINS ¦ OEM SUPPLIER PART NUMBER: 22001 H-22 OF DS-LRWS-22001-ME-0001 ¦ TECHNICAL AND QUALITY REQUIREMENTS: ¦ INCLUDE 'Z_NPE_COMMERCIAL QA' OBJECT TEXT ID ST ¦ INCLUDE 'Z_NPE_PC3 MATERIAL' OBJECT TEXT ID ST ¦ INCLUDE 'Z_NPE_GENERAL PACKAGING' OBJECT TEXT ID ST ¦ INCLUDE 'Z_NPE_CERT OF COMPLIANCE' OBJECT TEXT ID ST ¦ INCLUDE 'Z_NPE_SHELF LIFE' OBJECT TEXT ID ST |  |  | BY DESCRIPTION | M09 | FITTINGS | T | Safety Impact | 1 | Operating Supplies 2 | https://ph.parker.com/in/en/product/wildcatter-uhmwpe-corrugated-chemical-suction-hose/swc693-1500-swc693-1500 |  |  | PARKER | SWC693-1500 | [17 empty] | PUMP SKID DRAIN FROM PRV (H-11) & DRAIN HEADER(DH-1) TO PLANT DRAIN (H-41) LENGTH: 7'(2.1M), FOR USE WITH LRWS MOBILE LIQUID RADWASTE PROCESSING SKID REFERENCE DOCUMENTS: DS-LRWS-22001-ME-0001 BARAKAH LRWS HOSE AND SPARE PARTS DATA SHEET-DESIGN CHANGE PACKAGE DCP-M-2022-0002: INTERCONNECTIONS DESIGN FOR MOBILE LIQUID RADWASTE PROCESSING SKID PROJECT | CARTRIDGE FILTER VENT TO FILTER VENT CONNECTOR, INCLUDING FOREIGN MATERIAL EXCLUSION(FME) CAPS, WITH NOTCHED COLLAR DIXON RC150EZNO, AND, FERRULE DIXON GAS2333NO |  | TECHNICAL AND QUALITY REQUIREMENTS: INCLUDE 'Z_NPE_COMMERCIAL QA' OBJECT TEXT ID ST INCLUDE 'Z_NPE_PC3 MATERIAL' OBJECT TEXT ID ST INCLUDE 'Z_NPE_GENERAL PACKAGING' OBJECT TEXT ID ST INCLUDE 'Z_NPE_CERT OF COMPLIANCE' OBJECT TEXT ID ST INCLUDE 'Z_NPE_SHELF LIFE' OBJECT TEXT ID ST | 40142000 Hoses | ENRICHED | HOSE | HOSE | TYPE | CORRUGATED CHEMICAL SUCTION | DIAMETER | 1-1/2" ID X 1-63/64" OD | LENGTH | 6' | CONNECTION | FEMALE CAM-LOCK FITTING 1-1/2" BOSSLOCK COUPLER X HOSE SHANK | PRESSURE RATING | 250PSI OPERATING , 150PSI DESIGN | NUMBER OF PLIES |  | STYLE |  | MATERIAL | EPDM COVER, UHMWPE TUBE, MULTIPLE PLIES OF TEXTILE WITH DUAL WIRE HELIX REINFORCEMENT | COLOR | GREEN | BEND RADIUS | 2" | STANDARD | [49 empty] | Production Completed
JRN - PL001 | Data Enrichment | NEN | OK | 10-02-2024 | 12-02-2024 | Suggested nm processed as per dictionary | 210223068 | HOSE:1/2",8',W/1/2" FCL | HOSE, MAX. DESING PRESSURE 150PSI, MAX. DESIGN TEMP. 180°F ¦ LENGTH: 8FT(2.4m) ¦ 1/2" (12.7mm) HOSE WITH 1/2" (12.7mm) FCL(FEMALE CAM LOCK) ¦ INCLUDING FOREIGN MATERIAL EXCLUSION(FME) CAPS ¦ -HOSE: PARKER PUSH-LOK PLUS MULTIPURPOSE HOSE, PARKER#801-8-BLK ¦ - FITTING: FEMALE CAM-LOCK FITTING 1/2" DIXON 50-D-SS, AND PARKER ¦ 30182-8-8C ¦ FOR USE WITH: ¦ LRWS Mobile Liquid Radwaste Processing Skid ¦ REFERENCE DOCUMENTS: ¦ - DS-LRWS-22001-ME-0001 BARAKAH LRWS HOSE AND SPARE PARTS DATA SHEET. ¦ - Design Change Package#DCP-M-2022-0002: Interconnections Design for ¦ Mobile Liquid Radwaste Processing Skid Project. ¦ SUPPLIER: VARIOUS ¦ OEM SUPPLIER: ATKINS ¦ OEM SUPPLIER PART NUMBER: 22001 H-36 OF DS-LRWS-22001-ME-0001 ¦ TECHNICAL AND QUALITY REQUIREMENTS: ¦ INCLUDE 'Z_NPE_COMMERCIAL QA' OBJECT TEXT ID ST ¦ INCLUDE 'Z_NPE_PC3 MATERIAL' OBJECT TEXT ID ST ¦ INCLUDE 'Z_NPE_GENERAL PACKAGING' OBJECT TEXT ID ST ¦ INCLUDE 'Z_NPE_CERT OF COMPLIANCE' OBJECT TEXT ID ST ¦ INCLUDE 'Z_NPE_SHELF LIFE' OBJECT TEXT ID ST |  |  | BY DESCRIPTION | M09 | FITTINGS | T | Safety Impact | 1 | Operating Supplies 2 | https://ph.parker.com/in/en/product/push-lok-plus-multipurpose-hose-801/801-8-blk |  |  | PARKER | 801-8-BLK |  |  | ATKINS | 22001 H-36 OF DS-LRWS-22001-ME-0001 | [13 empty] | FOR USE WITH LRWS MOBILE LIQUID RADWASTE PROCESSING SKID REFERENCE DOCUMENTS: DS-LRWS-22001-ME-0001 BARAKAH LRWS HOSE AND SPARE PARTS DATA SHEET. DESIGN CHANGE PACKAGE#DCP-M-2022-0002: INTERCONNECTIONS DESIGN FOR MOBILE LIQUID RADWASTE PROCESSING SKID PROJECT | MAX. DESING PRESSURE 150PSI, MAX. DESIGN TEMPERATURE:180 DEG F, TRADE NAME:PUSH-LOK, INCLUDING FOREIGN MATERIAL EXCLUSION(FME) CAPS |  | TECHNICAL AND QUALITY REQUIREMENTS: INCLUDE 'Z_NPE_COMMERCIAL QA' OBJECT TEXT ID ST INCLUDE 'Z_NPE_PC3 MATERIAL' OBJECT TEXT ID ST INCLUDE 'Z_NPE_GENERAL PACKAGING' OBJECT TEXT ID ST INCLUDE 'Z_NPE_CERT OF COMPLIANCE' OBJECT TEXT ID ST INCLUDE 'Z_NPE_SHELF LIFE' OBJECT TEXT ID ST | 40142020 Hydraulic hose | ENRICHED | HOSE,HYDRAULIC | HOSE,HYDRAULIC | TYPE | MULTIPURPOSE | DIAMETER | 1/2" ID X 25/32" OD | LENGTH | 8' | CONNECTION | FEMALE CAM-LOCK FITTING 1/2" DIXON 50-D-SS X PARKER 30182-8-8C | WORKING PRESSURE | 300PSI | BURST PRESSURE |  | NUMBER OF PLIES |  | STYLE |  | MATERIAL | SYNTHETIC RUBBER TUBE/COVER, 1 BRAID OF FIBER REINFORCEMENT | BEND RADIUS | 5" | STANDARD | MSHA | [48 empty] | Production Completed
JRN - PL001 | Data Enrichment | NEN | OK | 10-02-2024 | 12-02-2024 | Suggested nm processed as per dictionary | 210218552 | HOSE:90DEG. BEND F/ PUMP RB416 | HOSE, 90DEG. BEND ¦ - FOR PUMP MODEL : RB416 ¦ GENERAL PLANT USE, QC 'S', NON-SAFETY ¦ MANUFACTURER : VARIOUS ¦ PART NUMBER : BY DESCRIPTION ¦ INCLUDE 'Z_NPE_GENERAL PACKAGING' OBJECT TEXT ID ST |  |  | BY DESCRIPTION | M16 | PUMPS AND APPURTENANCE | S | Industrial Standard | 1 | Spare Parts | URL NOT FOUND | [21 empty] | FOR PUMP MODEL RB416 | GENERAL PLANT USE, QC 'S', NON-SAFETY |  | INCLUDE 'Z_NPE_GENERAL PACKAGING' OBJECT TEXT ID ST | 40142000 Hoses | CLEANSED | HOSE | HOSE | TYPE |  | DIAMETER |  | LENGTH |  | CONNECTION |  | PRESSURE RATING |  | NUMBER OF PLIES |  | STYLE |  | MATERIAL |  | COLOR |  | BEND RADIUS | 90 DEG | STANDARD | [49 empty] | Production Completed
JRN - PL001 | Data Enrichment | NEN | OK | 10-02-2024 | 12-02-2024 |  | 210211515 | HOUSING, BEARING, Φ260 x 132, SM45C, | HOUSING, BEARING, #260 x 132, SM45C, CENTURY DWG: TCH300359 ¦ FOR USE WITH ITEM# 1 COMPRESSOR, MODEL NO.: GC-T952S22 ¦ DWG M226-DG-A01-01 ASSEMBLY AND OUTLINE DRAWING FOR CENTRAL CHILLERS ¦ TR-S952H1 (CENTURY DRW#TRN200215), SERIAL NUMBERS: 215001, 212003. ¦ MANUFACTURER: CENTURY ¦ PART NUMBER: CEN-BNPP-M226-A-BH ¦ QUALITY REQUIREMENTS: ¦ INCLUDE 'Z_NPE_COMMERCIAL QA' OBJECT TEXT ID ST ¦ INCLUDE 'Z_NPE_PC3 MATERIAL' OBJECT TEXT ID ST ¦ INCLUDE 'Z_NPE_GENERAL PACKAGING' OBJECT TEXT ID ST ¦ INCLUDE 'Z_NPE_CERT OF COMPLIANCE' OBJECT TEXT ID ST | 20000218 | Century Corporation | CEN-BNPP-M226-A-BH | M12 | MECHANICAL HARDWARE | T | Safety Impact | 1 | Spare Parts | URL NOT FOUND |  |  | CENTURY CORPORATION | CEN-BNPP-M226-A-BH | [7 empty] | M226-DG-A01-01, TRN200215, TCH300359 | [9 empty] | TR-S952H1 CENTRAL CHILLERS, ITEM# 1 COMPRESSOR MODEL NO: GC-T952S22 | SERIAL NUMBERS: 215001, 212003 |  | QUALITY REQUIREMENTS: INCLUDE 'Z_NPE_COMMERCIAL QA' OBJECT TEXT ID ST, INCLUDE 'Z_NPE_PC3 MATERIAL' OBJECT TEXT ID ST, INCLUDE 'Z_NPE_GENERAL PACKAGING' OBJECT TEXT ID ST, INCLUDE 'Z_NPE_CERT OF COMPLIANCE' OBJECT TEXT ID ST, ASSEMBLY AND OUTLINE DRAWING | 31171519 Bearing blocks or housings | CLEANSED | HOUSING,BEARING UNIT | HOUSING,BRG | TYPE |  | SIZE | 260 X 132MM | OUTSIDE DIAMETER |  | MATERIAL | SM45C MEDIUM CARBON STEEL | BOLT SIZE |  | NUMBER OF BOLT HOLES |  | BOLT CIRCLE DIA |  | SHAFT DIA |  | SEAL DATA |  | END DATA |  | BEARING DATA | [49 empty] | Production Completed
JRN - PL001 | Data Enrichment | NEN | Unable to Identify NM | 10-02-2024 | 12-02-2024 | Unable to Identify NM | 220200232 | I/O 1 SFHM | Vendor : Doosan ¦ Part No : 9 ¦ Description : I/O 1 SFHM ¦ Contract No : K.2.a ¦ Drawing No : N10010-220CD-0110 ¦ Specification No : 9-422-Z-S-404-20 ¦ Technical Manual No : 9-220-Z-N-431-001 |  |  |  | M07 | ELECTRICAL HARDWARE | T | Safety Impact | 3 | Spare Parts | URL NOT FOUND | [99 empty] | Production Completed
JRN - PL001 | Data Enrichment | NEN | Unable to Identify NM | 10-02-2024 | 12-02-2024 | Unable to Identify NM | 220200231 | I/O 2 SFHM | Vendor : Doosan ¦ Part No : 10 ¦ Description : I/O 2 SFHM ¦ Contract No : K.2.a ¦ Drawing No : N10010-220CD-0110 ¦ Specification No : 9-422-Z-S-404-20 ¦ Technical Manual No : 9-220-Z-N-431-001 |  |  |  | M07 | ELECTRICAL HARDWARE | T | Safety Impact | 3 | Spare Parts | URL NOT FOUND | [99 empty] | Production Completed
JRN - PL001 | Data Enrichment | NEN | OK | 10-02-2024 | 12-02-2024 | Suggested nm processed as per dictionary | 220206155 | IGNITER,HYDROGEN:ASS,120V,50HZ,KIGN-120A | HYDROGEN IGNITER ASSEMBLY ¦ ASSEMBLY CONSISTS OF THE LISTED MAJOR PARTS: ¦ > enclosure body assembly: A240 TP304 ¦ > Heater: Inconel 600 ¦ > Heater Adaptor: A479 TP304 ¦ > Spray Shield Plate: A240 TP304 ¦ > Name Plate: A240 TP304 ¦ > Side Cover Plate: A240 TP304 ¦ > Metal Ring Gasket ¦ > Base Plate: A240 TP304 ¦ > Weight: 25.7 Kg ¦ OPERATION VOLTAGE: AC 120V ±10% ¦ FREQUENCY: 50Hz ± 5% ¦ OPERATION POWER: MAX. 530W ¦ PHASES: 1 ¦ FOR USE WITH<(>,<)> ¦ HYDROGEN IGNITER (FLOCS: 1/2/3/4-443-M-HI01~2) ¦ MANUFACUTER: KOREA NUCLEAR TECHNOLOGY CO., LTD.(KNT) ¦ MODEL NUMBER: KIGN-120A ¦ INCLUDE 'Z_NPE_COMMERCIAL QA' OBJECT TEXT ID ST ¦ INCLUDE 'Z_NPE_CERT OF COMPLIANCE' OBJECT TEXT ID ST ¦ INCLUDE 'Z_NPE_PC3 MATERIAL' OBJECT TEXT ID ST ¦ INCLUDE 'Z_NPE_GENERAL PACKAGING' OBJECT TEXT ID ST | 20000372 | Korea Nuclear Technology Co., LTD. | KIGN-120A | M06 | ELECTRICAL DISCREET | T | Safety Impact | 1 | Spare Parts | URL NOT FOUND |  |  | KOREA NUCLEAR TECHNOLOGY | KIGN-120A | [17 empty] | FOR USE WITH HYDROGEN IGNITER (FLOCS: 1/2/3/4-443-M-HI01~2) | CONSISTS OF THE LISTED MAJOR PARTS: ENCLOSURE BODY ASSEMBLY: A240 TP304 HEATER: INCONEL 600 HEATER ADAPTOR: A479 TP304 SPRAY SHIELD PLATE: A240 TP304 NAME PLATE: A240 TP304 SIDE COVER PLATE: A240 TP304 METAL RING GASKET BASE PLATE: A240 TP304 WEIGHT: 25.7kg OPERATION VOLTAGE: AC 120V ±10% FREQUENCY: 50Hz ± 5% OPERATION POWER: MAX. 530W PHASES: 1 |  | INCLUDE 'Z_NPE_COMMERCIAL QA' OBJECT TEXT ID ST INCLUDE 'Z_NPE_CERT OF COMPLIANCE' OBJECT TEXT ID ST INCLUDE 'Z_NPE_PC3 MATERIAL' OBJECT TEXT ID ST INCLUDE 'Z_NPE_GENERAL PACKAGING' OBJECT TEXT ID ST | 23153100 Industrial machinery components and accessories | CLEANSED | ASSEMBLY | ASSEMBLY | TYPE | [69 empty] | Production Completed
JRN - PL001 | Data Enrichment | NEN | OK | 10-02-2024 | 12-02-2024 |  | 230200001 | INDICATOR, DIFFERENTIAL PRESSURE | Vendor : Westinghouse ¦ Part No : 288A N ¦ Description : DELTA P INDICATOR - COMPLETE ASSEMBLY ¦ Contract No : A001 ¦ Drawing No : 9A-CD4C-2434453-2 ¦ Specification No : YS11019-IC-ES870 ¦ YS11019-IC-870-205 ¦ Technical Manual No : 9A-C10301 ¦ (9-640-Z-W-431-B02) |  |  |  | M10 | INSTRUMENTATION | T | Safety Impact | 3 | Spare Parts | URL NOT FOUND | [6 empty] | WESTINGHOUSE | 288A N |  |  | A001 | 9A-CD4C-2434453-2 |  |  | YS11019-IC-ES870, YS11019-IC-870-205 | 9A-C10301, 9-640-Z-W-431-B02 | [6 empty] | DELTA P INDICATOR - COMPLETE ASSEMBLY |  |  | 41112403 Pressure indicators | CLEANSED | INDICATOR,PRESSURE | INDICATOR,PRES | INDICATOR PRESSURE TYPE | DIFFERENTIAL | BODY WIDTH |  | BODY HEIGHT |  | BODY LENGTH |  | BODY DIA |  | CASE MATERIAL |  | MAX MEASUREMENT PRESSURE |  | MIN MEASUREMENT PRESSURE |  | ACCURACY |  | VOLTAGE RATING |  | CURRENT RATING |  | INPUT PRESSURE |  | OUTPUT PRESSURE |  | OUTPUT VOLTAGE |  | MAX OPERATING PRESSURE |  | MIN OPERATING PRESSURE |  | PRESENTATION TYPE |  | OPERATING MEDIUM |  | ACTUATION METHOD |  | FREQUENCY |  | PROCESS CONNECTION SIZE |  | PROCESS CONNECTION TYPE |  | MOUNTING METHOD |  | MOUNTING FACILITY ARRANGEMENT |  | ELECTRICAL CONNECTION DATA | [21 empty] | Production Completed
JRN - PL001 | Data Enrichment | NEN | OK | 10-02-2024 | 12-02-2024 |  | 230200004 | INDICATOR, DIFFERENTIAL PRESSURE | Vendor : Westinghouse ¦ Part No : 227A N ¦ Description : DIFFERENTIAL PRESSURE INDICATOR ¦ Contract No : A014 ¦ Drawing No : 9A-CD4C-2434453-1 ¦ Specification No : YS11019-IC-ES870 ¦ YS11019-IC-870-207 ¦ Technical Manual No : 9A-C10122 ¦ (9-640-Z-W-431-B01) |  |  |  | M10 | INSTRUMENTATION | T | Safety Impact | 3 | Spare Parts | URL NOT FOUND | [6 empty] | WESTINGHOUSE | 227A N |  |  | A014 | 9A-CD4C-2434453-1 |  |  | YS11019-IC-ES870, YS11019-IC-870-207 | 9A-C10122, 9-640-Z-W-431-B01 | [9 empty] | 41112403 Pressure indicators | CLEANSED | INDICATOR,PRESSURE | INDICATOR,PRES | INDICATOR PRESSURE TYPE | DIFFERENTIAL | BODY WIDTH |  | BODY HEIGHT |  | BODY LENGTH |  | BODY DIA |  | CASE MATERIAL |  | MAX MEASUREMENT PRESSURE |  | MIN MEASUREMENT PRESSURE |  | ACCURACY |  | VOLTAGE RATING |  | CURRENT RATING |  | INPUT PRESSURE |  | OUTPUT PRESSURE |  | OUTPUT VOLTAGE |  | MAX OPERATING PRESSURE |  | MIN OPERATING PRESSURE |  | PRESENTATION TYPE |  | OPERATING MEDIUM |  | ACTUATION METHOD |  | FREQUENCY |  | PROCESS CONNECTION SIZE |  | PROCESS CONNECTION TYPE |  | MOUNTING METHOD |  | MOUNTING FACILITY ARRANGEMENT |  | ELECTRICAL CONNECTION DATA | [21 empty] | Production Completed
JRN - PL001 | Data Enrichment | NEN | OK | 10-02-2024 | 12-02-2024 | Suggested nm processed as per dictionary | 720200453 | CHEM:SOLUTION,SODIUM HYDROXIDE,LIQUID | CONCENTRATION : 0.0995 TO 0.1005N ¦ UN NUMBER : 1824 ¦ IDENTIFICATION : PASS TEST ¦ PHYSICAL FORM : LIQUID ¦ GRADE : CERTIFIED ¦ PACKAGING : POLYPAC™ ¦ TRACEABILITY TO NIST : LOT 84L POTASSIUM ACID PHTHALATE ¦ COLOR : UNDESIGNATED ¦ QUANTITY : 20L ¦ CHEMICAL NAME OR MATERIAL: SODIUM HYDROXIDE SOLUTION, 0.1N (N/10) ¦ MANUFACTURER: VARIOUS ¦ P/N: PER DESCRIPTION ¦ INCLUDE 'Z_NPE_CHEMISTRY STANDARDS' OBJECT TEXT ID ST |  |  | PER DESCRIPTION | M03 | CHEMICALS, AGENTS AND SOLUTIONS | S | Industrial Standard | 1 | Consumable Items | URL NOT FOUND | [22 empty] | UN NUMBER : 1824 IDENTIFICATION : PASS TEST PHYSICAL FORM : LIQUID GRADE : CERTIFIED PACKAGING : POLYPAC™ TRACEABILITY TO NIST : LOT 84L POTASSIUM ACID PHTHALATE COLOR : UNDESIGNATED |  | INCLUDE 'Z_NPE_CHEMISTRY STANDARDS' OBJECT TEXT ID ST | 42281700 Disinfecting or presterilization cleaning equipment and solutions | CLEANSED | SOLUTION | SOLUTION | TYPE |  | NAME | SODIUM HYDROXIDE | CONCENTRATION | 0.0995 TO 0.1005N | CONTAINER | 20L | [62 empty] | Production Completed
JRN - PL001 | Data Enrichment | NEN | OK | 10-02-2024 | 12-02-2024 | Suggested nm processed as per dictionary | 750200619 | CIRCLIPS,PLIER,4PCS | CIRCLIPS PLIER 4PCS ¦ PART NUMBER: E194943 ¦ PPS MATERIAL CODE: 200700003 |  |  | E194943 | M32 | SECURITY SUPPLIERS | S | Industrial Standard | 4 | Spare Parts | https://www.aabtools.com/p/expert/e194943/module-of-circlips-pliers-4pcs |  |  | EXPERT | E194943 | [18 empty] | PPS MATERIAL CODE: 200700003 |  |  | 27112100 Holding and clamping tools | CLEANSED | SET | SET | TYPE | CIRCLIPS PLIER | NUMBER OF PIECES | 4 | CONTAINER | DRAWER | [64 empty] | Production Completed
JRN - PL001 | Data Enrichment | NEN | OK | 10-02-2024 | 12-02-2024 |  | 220200213 | CIRCUIT BREAKER: | Vendor : Doosan ¦ Part No : 6 ¦ Description : Circuit Breaker ¦ Contract No : K.3 ¦ Drawing No : (PaR Drawing) A-02472809-D ¦ Specification No : 9-422-Z-S-404-20 ¦ Technical Manual No : 9-230-Z-N-431-001 |  |  |  | M02 | BREAKERS & CONTACTORS | T | Safety Impact | 3 | Spare Parts | URL NOT FOUND | [6 empty] | DOOSAN | 6 |  |  | K.3 | A-02472809-D |  |  | 9-422-Z-S-404-20 | 9-230-Z-N-431-001 | [9 empty] | 39121601 Circuit breakers | CLEANSED | CIRCUIT BREAKER | BREAKER,CIRCUIT | CIRCUIT BREAKER TYPE |  | CIRCUIT BREAKER SHAPE STYLE |  | SIZE |  | DISTANCE BETWEEN MAIN CONTACT |  | VOLTAGE RATING |  | CURRENT RATING |  | SHORT CIRCUIT CAPACITY |  | SHORT CIRCUIT CURRENT RATING |  | AMPERE FRAME RATING |  | NUMBER OF POLES |  | CONTROL VOLTAGE RATING |  | MAX TRIP SET CURRENT RANGE |  | MIN TRIP SET CURRENT RANGE |  | POWER |  | FREQUENCY |  | MAX AMBIENT TEMP |  | MIN AMBIENT TEMPERATURE |  | TRIP RELEASE METHOD |  | TRIP RELEASE STYLE |  | STANDARD DUTY CYCLE |  | INTERRUPTING TIME RATING |  | MAIN CONTACT TRIP MECH TYPE |  | CASE MATERIAL |  | CIRCUIT PROT TYPE |  | TERMINAL TYPE |  | SWITCH TERMINAL TYPE |  | ARC QUENCHING METHOD |  | RESET METHOD |  | CIRCUIT BREAKER ACTUATOR TYPE |  | MANUAL ACTUATOR FUNCN |  |  |  | SWITCH CONTACT ARRANGE STYLE |  | MOUNTING METHOD |  | ENCLOSURE PROT TYPE |  |  |  | Production Completed
JRN - PL001 | Data Enrichment | NEN | OK | 10-02-2024 | 12-02-2024 |  | 220200916 | CIRCUIT BREAKER:MCCB | Vendor : LS Industrial Systems co., Ltd. ¦ Part No : E12-E233-6.24.A ¦ Description : Lgt PNL - MCCB (3P, 400&230 Vac, 225 A) ¦ Contract No : E233 ¦ Drawing No : E233-DG-A17-01 ¦ E233-DG-A18-01 ¦ Specification No : 9-167-E233 ¦ Technical Manual No : Section 8. Part List ¦ No. 1 |  |  |  | M02 | BREAKERS & CONTACTORS | T | Safety Impact | 3 | Spare Parts | URL NOT FOUND | [6 empty] | LS INDUSTRIAL SYSTEMS | E12-E233-6.24.A |  |  | E233 | E233-DG-A17-01, E233-DG-A18-01 |  |  | 9-167-E233 | Section 8. Part List ¦ No. 1 | [8 empty] | LGT PANEL | 39121616 Molded case circuit breakers | CLEANSED | CIRCUIT BREAKER | BREAKER,CIRCUIT | CIRCUIT BREAKER TYPE | MOLDED CASE | CIRCUIT BREAKER SHAPE STYLE |  | SIZE |  | DISTANCE BETWEEN MAIN CONTACT |  | VOLTAGE RATING | 400/230V | CURRENT RATING | 225A | SHORT CIRCUIT CAPACITY |  | SHORT CIRCUIT CURRENT RATING |  | AMPERE FRAME RATING |  | NUMBER OF POLES | 3 | CONTROL VOLTAGE RATING |  | MAX TRIP SET CURRENT RANGE |  | MIN TRIP SET CURRENT RANGE |  | POWER |  | FREQUENCY |  | MAX AMBIENT TEMP |  | MIN AMBIENT TEMPERATURE |  | TRIP RELEASE METHOD |  | TRIP RELEASE STYLE |  | STANDARD DUTY CYCLE |  | INTERRUPTING TIME RATING |  | MAIN CONTACT TRIP MECH TYPE |  | CASE MATERIAL |  | CIRCUIT PROT TYPE |  | TERMINAL TYPE |  | SWITCH TERMINAL TYPE |  | ARC QUENCHING METHOD |  | RESET METHOD |  | CIRCUIT BREAKER ACTUATOR TYPE |  | MANUAL ACTUATOR FUNCN |  |  |  | SWITCH CONTACT ARRANGE STYLE |  | MOUNTING METHOD |  | ENCLOSURE PROT TYPE |  |  |  | Production Completed
JRN - PL001 | Data Enrichment | NEN | OK | 10-02-2024 | 12-02-2024 |  | 220200917 | CIRCUIT BREAKER:MCCB | Vendor : LS Industrial Systems co., Ltd. ¦ Part No : E12-E233-6.25.A ¦ Description : Lgt PNL - MCCB (3P, 400&230 Vac, 200 A) ¦ Contract No : E233 ¦ Drawing No : E233-DG-A11-02 ¦ Specification No : 9-167-E233 ¦ Technical Manual No : Section 8. Part List ¦ No. 2 |  |  |  | M02 | BREAKERS & CONTACTORS | T | Safety Impact | 3 | Spare Parts | URL NOT FOUND | [6 empty] | LS INDUSTRIAL SYSTEMS | E12-E233-6.25.A |  |  | E233 | E233-DG-A11-02 |  |  | 9-167-E233 | Section 8. Part List ¦ No. 2 | [8 empty] | LGT PANEL | 39121616 Molded case circuit breakers | CLEANSED | CIRCUIT BREAKER | BREAKER,CIRCUIT | CIRCUIT BREAKER TYPE | MOLDED CASE | CIRCUIT BREAKER SHAPE STYLE |  | SIZE |  | DISTANCE BETWEEN MAIN CONTACT |  | VOLTAGE RATING | 400/230V | CURRENT RATING | 200A | SHORT CIRCUIT CAPACITY |  | SHORT CIRCUIT CURRENT RATING |  | AMPERE FRAME RATING |  | NUMBER OF POLES | 3 | CONTROL VOLTAGE RATING |  | MAX TRIP SET CURRENT RANGE |  | MIN TRIP SET CURRENT RANGE |  | POWER |  | FREQUENCY |  | MAX AMBIENT TEMP |  | MIN AMBIENT TEMPERATURE |  | TRIP RELEASE METHOD |  | TRIP RELEASE STYLE |  | STANDARD DUTY CYCLE |  | INTERRUPTING TIME RATING |  | MAIN CONTACT TRIP MECH TYPE |  | CASE MATERIAL |  | CIRCUIT PROT TYPE |  | TERMINAL TYPE |  | SWITCH TERMINAL TYPE |  | ARC QUENCHING METHOD |  | RESET METHOD |  | CIRCUIT BREAKER ACTUATOR TYPE |  | MANUAL ACTUATOR FUNCN |  |  |  | SWITCH CONTACT ARRANGE STYLE |  | MOUNTING METHOD |  | ENCLOSURE PROT TYPE |  |  |  | Production Completed
JRN - PL001 | Data Enrichment | NEN | OK | 10-02-2024 | 12-02-2024 | Suggested nm processed as per dictionary | 210222198 | CLAMP:HEAVY DUTY,C-RAIL MOUNT,1” | CLAMP, HEAVY DUTY, NO CLEARANCE TYPE ¦ SINGLE CLAMP FOR C-RAIL MOUNTING ¦ SIZE: 1 INCH ¦ HRS SERIES - S1TM ¦ MANUFACTURER: HYDAC ¦ PART NUMBER: HRS 2 S1TM 25.4 PP UNC |  |  | HRS 2 S1TM 25.4 PP UNC | M12 | MECHANICAL HARDWARE | S | Industrial Standard | 1 | Spare Parts | https://www.motion.com/products/sku/00442826 |  |  | HYDAC | HRS 2 S1TM 25.4 PP UNC | [17 empty] | FOR C-RAIL MOUNTING | HRS SERIES - S1TM |  |  | 31162900 Clamps | ENRICHED | CLAMP,TUBING | CLAMP,TUBING | TYPE | HEAVY DUTY, NO CLEARANCE | TUBING SIZE | 1" | MATERIAL | POLYPROPYLENE | SIZE | 2" | [62 empty] | Production Completed
JRN - PL001 | Data Enrichment | NEN | OK | 10-02-2024 | 12-02-2024 | Suggested nm processed as per dictionary | 730200912 | CLAMPMETER:W/FLEXIBLE CURRENT PROBE | AC/DC CLAMPMETER WITH FLEXIBLE CURRENT PROBE WITH AC CURRENT PROBES ¦ <(>,<)> ¦ AC/DC CURRENT PROBES<(>,<)> ¦ MANUFACTURER: FLUKE ¦ MODEL NUMBER: FLUKE 376 ¦ Quality requirements: ¦ INCLUDE Z_NPE_17025 OBJECT TEXT ID ST ¦ INCLUDE Z_NPE_CALIBRATION OBJECT TEXT ID ST |  |  |  | M36 | MEASURING & TESTING EQUIPMENT (M&TE) | S | Industrial Standard | 1 | Tools and Instruments | https://www.fluke.com/en-in/product/electrical-testing/clamp-meters/fluke-376 |  |  | FLUKE | FLUKE 376 | [18 empty] | WITH FLEXIBLE CURRENT PROBE WITH AC CURRENT PROBES, AC/DC CURRENT PROBES |  | QUALITY REQUIREMENTS: INCLUDE Z_NPE_17025 OBJECT TEXT ID ST INCLUDE Z_NPE_CALIBRATION OBJECT TEXT ID ST | 41110000 Measuring and observing and testing instruments | CLEANSED | METER | METER | TYPE | AC/DC CLAMP | READOUT |  | STYLE |  | RANGE |  | ELECTRICAL RATING |  | ENCLOSURE | [59 empty] | Production Completed
JRN - PL001 | Data Enrichment | NEN | Unable to Identify NM | 10-02-2024 | 12-02-2024 | Unable to Identify NM | 220200233 | CLASS J 7/18/00 | Vendor : Doosan ¦ Part No : 22 ¦ Description : CLASS J 7/18/00 ¦ Contract No : K.2.a ¦ Drawing No : (PaR Drawing) A-06663411-D ¦ Specification No : 9-422-Z-S-404-20 ¦ Technical Manual No : 9-220-Z-N-431-001 |  |  |  | M02 | BREAKERS & CONTACTORS | T | Safety Impact | 3 | Spare Parts | URL NOT FOUND | [6 empty] | DOOSAN |  |  |  | K.2.a | A-06663411-D |  |  | 9-422-Z-S-404-20 | 9-220-Z-N-431-001 | [83 empty] | Production Completed
JRN - PL001 | Data Enrichment | NEN | Unable to Identify NM | 10-02-2024 | 12-02-2024 | Unable to Identify NM | 220200234 | CLASS J 7/18/00 | Vendor : Doosan ¦ Part No : 13 ¦ Description : CLASS J 7/18/00 ¦ Contract No : K.2.a ¦ Drawing No : (PaR Drawing) A-06663411-D ¦ Specification No : 9-422-Z-S-404-20 ¦ Technical Manual No : 9-220-Z-N-431-001 |  |  |  | M02 | BREAKERS & CONTACTORS | T | Safety Impact | 3 | Spare Parts | URL NOT FOUND | [6 empty] | DOOSAN |  |  |  | K.2.a | A-06663411-D |  |  | 9-422-Z-S-404-20 | 9-220-Z-N-431-001 | [83 empty] | Production Completed
JRN - PL001 | Data Enrichment | NEN | OK | 10-02-2024 | 12-02-2024 |  | 210211017 | CLIP:RELAY,KUEP | Vendor : Westinghouse ¦ Part No : 5A26465H01 ¦ Description : RELAY CLIP, KUEP ¦ Contract No : A436 ¦ Drawing No : ¦ Specification No : ¦ Technical Manual No : |  |  |  | M09 | FITTINGS | T | Safety Impact | 3 | Spare Parts | URL NOT FOUND | [6 empty] | WESTINGHOUSE | 5A26465H01 |  |  | A436 | [11 empty] | SERIES: KUEP |  |  | 39121700 Electrical hardware and supplies | CLEANSED | CLIP,ELECTRICAL | CLIP,ELEC | CLIP SHAPE STYLE |  | CLIP SPECIFIC USE | RELAY | CLIP TYPE |  | BODY OUTSIDE DIA |  | BODY LENGTH |  | BODY THK |  | CLIP MATERIAL |  | VOLTAGE RATING |  | CURRENT RATING |  | BODY COLOR |  | SURFACE TREATMENT |  | TERMINAL TYPE |  | CLIP PART IDENTIFICATION |  | MOUNTING METHOD | [43 empty] | Production Completed
JRN - PL001 | Data Enrichment | NEN | OK | 10-02-2024 | 12-02-2024 |  | 310201055 | CLOTH:EMERY,SAND PAPER,#800,100 SHT/PAC | EMERY CLOTH |  |  |  | M19 | TOOLS | S | Industrial Standard | 1 | Consumable Items | URL NOT FOUND | [22 empty] | PACKAGE QUANTITY:100 SHT/PK |  |  | 31191504 Abrasive cloth | CLEANSED | PAPER,ABRASIVE | ABRASIVE,PAPER | TYPE | EMERY CLOTH,SAND | SIZE |  | THICKNESS |  | DIAMETER |  | ABRASIVE MATERIAL |  | ABRASIVE GRIT SIZE |  | BACKING MATERIAL |  | FORM |  | GRIT SIZE | 800 | BORE SPINDLE DIA | [51 empty] | Production Completed
JRN - PL001 | Data Enrichment | NEN | OK | 10-02-2024 | 12-02-2024 | Suggested nm processed as per dictionary | 720200940 | COATING:EH6270(S),MUNSELL # 2.5 Y 8.5/2 | COATING, TWO-COMPONENT, POLYAMIDE CURED, EPOXY RESIN BASED, HIGH-BUILD ¦ TYPE: KOREPOX H.B ¦ COLOR: MUNSELL NO. 2.5 Y 8.5/2 ¦ FINISH: GLOSS / SEMI-GLOSS ¦ PACKING: SUPPLIED IN PACKS (2-COMPONENT), 15L/PACK ¦ USED FOR: ¦ SOLVENT BASED HIGH BUILD EPOXY FINISH COATING ¦ FOR COATING ON STEEL, CAST IRON, CONCRETE, CEMENT PLASTER/GYPSUM PLASTER ¦ - INDOOR/OUTDOOR ¦ MANUFACTURER: KCC CORPORATION ¦ PART NO: EH 6270(S) ¦ QUALITY REQUIREMENTS: ¦ INCLUDE 'Z_NPE_COATING NON SAFETY' OBJECT TEXT ID ST ¦ INCLUDE 'Z_NPE_GENERAL PACKAGING' OBJECT TEXT ID ST ¦ INCLUDE 'Z_NPE_SHELF LIFE 3YR OR LESS' OBJECT TEXT ID ST | 20000334 | KCC Corporation | EH 6270(S) | M03 | CHEMICALS, AGENTS AND SOLUTIONS | S | Industrial Standard | 1 | Consumable Items | URL NOT FOUND | https://kccvietnam.com/upload/file/korepox-h.b.-eh6270(s)-(two-component)-6833.pdf | 1 | KCC CORPORATION | EH 6270(S) | [17 empty] | USED FOR SOLVENT BASED HIGH BUILD EPOXY FINISH COATING FOR COATING ON STEEL, CAST IRON, CONCRETE, CEMENT PLASTER/GYPSUM PLASTER -INDOOR/OUTDOOR | TYPE: KOREPOX H.B, FINISH: GLOSS / SEMI-GLOSS PACKING: SUPPLIED IN PACKS (2-COMPONENT) |  | QUALITY REQUIREMENTS: INCLUDE 'Z_NPE_COATING NON SAFETY' OBJECT TEXT ID ST INCLUDE 'Z_NPE_GENERAL PACKAGING' OBJECT TEXT ID ST INCLUDE 'Z_NPE_SHELF LIFE 3YR OR LESS' OBJECT TEXT ID ST | 12164900 Waterproofing agents | CLEANSED | COATING | COATING | TYPE | TWO-COMPONENT, POLYAMIDE CURED, EPOXY RESIN BASED, HIGH-BUILD | TRADE/BRAND NAME |  | COLOR | MUNSELL NO. 2.5 Y 8.5/2 | FORM |  | CONTAINER | 15L/PK | [60 empty] | Production Completed
JRN - PL001 | Data Enrichment | NEN | OK | 10-02-2024 | 12-02-2024 | Suggested nm processed as per dictionary | 220205030 | CODUIT:INNER HELIX CABLE,FDC01800 | CABLE, INNER HELIX, CONDUIT ¦ MANUFACTURER: SMITH FLOW CONTROL LTD ¦ PART NUMBER: FDC01800 ¦ Drawing: P218-DG-A01-48 Rev.4- Certified Extension Rod Layout Drawing- ¦ Item No B.0250 ¦ INCLUDE 'Z_NPE_COMMERCIAL QA' OBJECT TEXT ID ST ¦ INCLUDE 'Z_NPE_PC3 MATERIAL' OBJECT TEXT ID ST ¦ INCLUDE 'Z_NPE_GENERAL PACKAGING' OBJECT TEXT ID ST ¦ INCLUDE 'Z_NPE_CERT OF COMPLIANCE' OBJECT TEXT ID ST |  |  | FDC01800 | M22 | WIRES, CABLES & ACCESSORIES | Q | Safety Related | 1 | Spare Parts | URL NOT FOUND |  |  | SMITH FLOW CONTROL LTD | FDC01800 | [7 empty] | P218-DG-A01-48 REV.4 | B.0250 | [11 empty] | INCLUDE 'Z_NPE_COMMERCIAL QA' OBJECT TEXT ID ST INCLUDE 'Z_NPE_PC3 MATERIAL' OBJECT TEXT ID ST INCLUDE 'Z_NPE_GENERAL PACKAGING' OBJECT TEXT ID ST INCLUDE 'Z_NPE_CERT OF COMPLIANCE' OBJECT TEXT ID ST | 39131706 Electrical conduit | CLEANSED | CONDUIT | CONDUIT | TYPE | INNER HELIX CABLE | NOMINAL SIZE |  | LENGTH |  | RATING |  | SURFACE TREATMENT |  | MATERIAL |  | CONNECTION | [57 empty] | Production Completed
JRN - PL001 | Data Enrichment | NEN | OK | 10-02-2024 | 12-02-2024 | Suggested nm processed as per dictionary | 210216239 | COLLAR,INSULATION:VIBLATION DETECTOR CE | INSULATION COLLAR, #12.5MM X #14.5MM X 21.5MM<(>,<)> ¦ FOR VIBRATION DETECTOR CE<(>,<)> ¦ MANUFACTURER: TOSHIBA ¦ PART NUMBER: F0RVNG-TB-E26F ¦ DRAWING: 1KC119703 P29, 1KC119723 P13 ¦ Quality requirements: ¦ INCLUDE 'Z_NPE_COMMERCIAL QA' OBJECT TEXT ID ST ¦ INCLUDE 'Z_NPE_PC3 MATERIAL' OBJECT TEXT ID ST ¦ INCLUDE 'Z_NPE_GENERAL PACKAGING' OBJECT TEXT ID ST ¦ INCLUDE 'Z_NPE_CERT OF COMPLIANCE' OBJECT TEXT ID ST | 20000236 | Toshiba Energy Systems & Solutions | F0RVNG-TB-E26F | M08 | FASTENERS | R | Reliability Critical | 1 | Spare Parts | URL NOT FOUND |  |  | TOSHIBA ENERGY SYSTEMS & SOLUTIONS | F0RVNG-TB-E26F | [7 empty] | 1KC119703 P29, 1KC119723 P13 | [9 empty] | FOR VIBRATION DETECTOR CE |  |  | QUALITY REQUIREMENTS: INCLUDE 'Z_NPE_COMMERCIAL QA' OBJECT TEXT ID ST INCLUDE 'Z_NPE_PC3 MATERIAL' OBJECT TEXT ID ST INCLUDE 'Z_NPE_GENERAL PACKAGING' OBJECT TEXT ID ST INCLUDE 'Z_NPE_CERT OF COMPLIANCE' OBJECT TEXT ID ST | 31163210 Retaining collars | CLEANSED | COLLAR | COLLAR | TYPE | INSULATION | SIZE | 12.5 X 14.5 X 21.5MM | MATERIAL | [65 empty] | Production Completed
JRN - PL001 | Data Enrichment | NEN | OK | 10-02-2024 | 12-02-2024 | Suggested nm processed as per dictionary | 410203866 | COLUMN:IC GUARD,F/LI ANALYSIS | IC(ION CHROMATOGRAPHY) GUARD COLUMN ¦ METROSEP C 6 GUARD/4.0 ¦ FOR LI ANALYSIS ¦ MANUFACTURER: METROHM ¦ MODEL NUMBER: METROHM IC 930 ¦ PART NUMBER: 61051500 |  |  | 61051500 | M25 | LABORATORY EQUIPMENT AND SUPPLIES | S | Industrial Standard | 1 | Tools and Instruments | https://www.metrohm.com/en_in/products/6/1051/61051500.html ¦ https://www.fishersci.com/shop/products/NC1844745/NC1844745 |  |  | METROHM | 61051500 | [17 empty] | FOR LI ANALYSIS IC 930 | C 6 GUARD/4.0 |  |  | 40141700 Hardware and fittings | ENRICHED | COLUMN | COLUMN | TYPE | IC(ION CHROMATOGRAPHY) GUARD | SIZE | 5 X 4MM | MATERIAL | PEEK HOUSING | [64 empty] | Production Completed
JRN - PL001 | Data Enrichment | NEN | OK | 10-02-2024 | 12-02-2024 | Suggested nm processed as per dictionary | 210217742 | CONNECTOR 1,CELL:0-BT02N BATTERY | PART OF EQUIPMENT: 0-841-E-BT02N ¦ PART NAME: BATTERY CELL CONNECTOR 1 ¦ MATERIAL: LEAD PLATED COPPER ¦ MANUFACTURER: SEBANG GLOBAL BATTERY ¦ PART NUMBER: 0-841-E-BT01N-19 | 20000405 | SEBANG GLOBAL BATTERY CO., LTD. | 0-841-E-BT01N-19 | M09 | FITTINGS | S | Industrial Standard | 2 | Spare Parts | URL NOT FOUND |  |  | SEBANG GLOBAL BATTERY | 0-841-E-BT01N-19 | [17 empty] | PART OF EQUIPMENT: 0-841-E-BT02N |  |  |  | 39121454 Battery terminal | CLEANSED | CONNECTOR,ELECTRICAL | CONNECTOR,ELECTRICAL | TYPE | BATTERY CELL | CONDUCTOR |  | SIZE |  | RATING |  | MATERIAL | LEAD PLATED COPPER | CONNECTION |  | INSULATION | [57 empty] | Production Completed
JRN - PL001 | Data Enrichment | NEN | OK | 10-02-2024 | 12-02-2024 | Suggested nm processed as per dictionary | 210202232 | Connector Bolt Assy(PS2200) | CONNECTOR BOLT ASSY, MATERIAL: SUS304, SIZE: M10, ITEM NO. #10, 11, 12 ¦ E212-DG-B01-03 (SEI-1007-448) REV 7 ¦ FOR USE WITH: ¦ 125VDC 1E BATTERIES WITH RACKS ¦ STANDARDS: CLASS 1E BATTERY ROOM ¦ BLDG. ELEVATION: 78'-0" ¦ PER DRAWING E212-DE-A01-03 (SEI-1007-515) REV 2 ¦ REFERENCE DOCUMENTS: ¦ PURCHASE SPEC 9-841-E212 REV 1 (PG 24) ¦ INSTRUCTION MANUAL E212-IM-A01-01 REV 8 (PG 44) ¦ REFERENCE DRAWING E212-DG-B01-03 (SEI-1007-448) REV 7 ¦ QVD E212-VR-A01-39 REV 0 (PG 13, 68, 69, 70) ¦ MANUFACTURER: GLOBAL BATTERY CO. LTD. ¦ SUPPLIER: GLOBAL BATTERY CO. LTD. ¦ PART NUMBER: BY DESCRIPTION ¦ QUALITY REQUIREMENTS: ¦ INCLUDE 'Z_NPE_QA SR MATERIAL' OBJECT TEXT ID ST ¦ INCLUDE 'Z_NPE_CERT OF CONFORMANCE' OBJECT TEXT ID ST ¦ INCLUDE 'Z_NPE_SEISMIC CERT' OBJECT TEXT ID ST ¦ INCLUDE 'Z_NPE_LEVEL B PACKAGING' OBJECT TEXT ID ST | 20000405 | SEBANG GLOBAL BATTERY CO., LTD. | BY DESCRIPTION | M08 | FASTENERS | Q | Safety Related | 1 | Spare Parts | URL NOT FOUND |  |  | SEBANG GLOBAL BATTERY |  |  |  | GLOBAL BATTERY CO. LTD |  |  |  |  | E212-DG-B01-03 (SEI-1007-448) REV 7, QVD E212-VR-A01-39 REV 0 (PG 13, 68, 69, 70) | 10, 11, 12 |  | 9-841-E212 REV 1 (PG 24) |  |  | E212-IM-A01-01 REV 8 (PG 44) |  |  |  | 125VDC 1E BATTERIES WITH RACKS STANDARDS: CLASS 1E BATTERY ROOM BUILDING. ELEVATION: 78'-0" PER DRAWING E212-DE-A01-03 (SEI-1007-515) REV 2 | MATERIAL: 304 STAINLESS STEEL, SIZE: M10 |  | QUALITY REQUIREMENTS: INCLUDE 'Z_NPE_QA SR MATERIAL' OBJECT TEXT ID ST INCLUDE 'Z_NPE_CERT OF CONFORMANCE' OBJECT TEXT ID ST INCLUDE 'Z_NPE_SEISMIC CERT' OBJECT TEXT ID ST INCLUDE 'Z_NPE_LEVEL B PACKAGING' OBJECT TEXT ID ST | 23153100 Industrial machinery components and accessories | CLEANSED | ASSEMBLY | ASSEMBLY | TYPE | CONNECTOR BOLT | APPLICATION | [67 empty] | Production Completed
JRN - PL001 | Data Enrichment | NEN | OK | 10-02-2024 | 12-02-2024 | Suggested nm processed as per dictionary | 210217743 | CONNECTOR,COMMON:0-BT02N BATTERY | PART OF EQUIPMENT: 0-841-E-BT02N ¦ PART NAME: BATTERY COMMON CONNECTOR ¦ MATERIAL: LEAD PLATED COPPER ¦ MANUFACTURER: SEBANG GLOBAL BATTERY ¦ PART NUMBER: 0-841-E-BT01N-20 | 20000405 | SEBANG GLOBAL BATTERY CO., LTD. | 0-841-E-BT01N-20 | M09 | FITTINGS | S | Industrial Standard | 2 | Spare Parts | URL NOT FOUND |  |  | SEBANG GLOBAL BATTERY | 0-841-E-BT01N-20 | [17 empty] | PART OF EQUIPMENT: 0-841-E-BT02N |  |  |  | 39121454 Battery terminal | CLEANSED | CONNECTOR,ELECTRICAL | CONNECTOR,ELECTRICAL | TYPE | BATTERY COMMON | CONDUCTOR |  | SIZE |  | RATING |  | MATERIAL | LEAD PLATED COPPER | CONNECTION |  | INSULATION | [57 empty] | Production Completed
JRN - PL001 | Data Enrichment | NEN | OK | 10-02-2024 | 12-02-2024 | Suggested nm processed as per dictionary | 220200285 | CONNECTOR,ELECTRICAL: | Vendor : Doosan ¦ Part No : 31 ¦ Description : CONNECTOR BODY ¦ Contract No : K.1.c ¦ Drawing No : N10010-215CD-0101 ¦ Specification No : 9-422-Z-S-404-20 ¦ Technical Manual No : 9-215-Z-N-431-001 |  |  |  | M07 | ELECTRICAL HARDWARE | R | Reliability Critical | 3 | Spare Parts | URL NOT FOUND | [6 empty] | DOOSAN | 31 |  |  | K.1.c | N10010-215CD-0101 |  |  | 9-422-Z-S-404-20 | 9-215-Z-N-431-001 | [9 empty] | 39121400 Electrical lugs plugs and connectors | CLEANSED | CONNECTOR,ELECTRICAL | CONNECTOR,ELECTRICAL | TYPE |  | CONDUCTOR |  | SIZE |  | RATING |  | MATERIAL |  | CONNECTION |  | INSULATION | [57 empty] | Production Completed
JRN - PL001 | Data Enrichment | NEN | OK | 10-02-2024 | 12-02-2024 | Suggested nm processed as per dictionary | 210217725 | CONNECTOR,ROW:PS-2200/01D BATTERY | PART OF EQUIPMENT: 1/2-841-E-BT01D ¦ PART NAME: BATTERY ROW CONNECTOR ¦ MATERIAL: LEAD PLATED COPPER ¦ MANUFACTURER: SEBANG GLOBAL BATTERY ¦ PART NUMBER 1-841-E-BT01D-22 | 20000405 | SEBANG GLOBAL BATTERY CO., LTD. | 1-841-E-BT01D-22 | M09 | FITTINGS | Q | Safety Related | 2 | Spare Parts | URL NOT FOUND |  |  | SEBANG GLOBAL BATTERY | 1-841-E-BT01D-22 | [17 empty] | PART OF EQUIPMENT: 1/2-841-E-BT01D |  |  |  | 39121454 Battery terminal | CLEANSED | CONNECTOR,ELECTRICAL | CONNECTOR,ELECTRICAL | TYPE | BATTERY ROW | CONDUCTOR |  | SIZE |  | RATING |  | MATERIAL | LEAD PLATED COPPER | CONNECTION |  | INSULATION | [57 empty] | Production Completed
JRN - PL001 | Data Enrichment | NEN | OK | 10-02-2024 | 12-02-2024 | Suggested nm processed as per dictionary | 230200568 | CONTROLLER: | Vendor : Doosan ¦ Description : Controller, Indication + Control, 4-20mA<(>,<)>PI<(>,<)> ¦ 0-4KSC Scale Range ¦ Contract No : M.7 ¦ Drawing No : 9-360-Z-N-161-701(3/10)Rev.6 (items 5,6 and 7) ¦ Specification No : 9-451-Z-S-404-10 Rev.3 (3A9M8-FS-DS231) ¦ Technical Manual No : 9-360-Z-N-431-001 Rev.1 ¦ P/N: 762CNA-AT-1 ¦ Manufacturer: FOXBORO |  |  |  | M10 | INSTRUMENTATION | S | Industrial Standard | 3 | Spare Parts | https://www.radwell.co.uk/Buy/INVENSYS/FOXBORO/762CNA-AT-1?redirect=true |  |  | FOXBORO | 762CNA-AT-1 |  |  | DOOSAN |  |  |  | M.7 | 9-360-Z-N-161-701(3/10)Rev.6 | 5,6,7 |  | 9-451-Z-S-404-10 Rev.3 (3A9M8-FS-DS231) | 9-360-Z-N-431-001 Rev.1 | [9 empty] | 41112411 Pressure controllers | ENRICHED | CONTROLLER,PRESSURE | CONTROLLER,PRESSURE | TYPE | INDICATION + CONTROL | RANGE | 0 - 4 KSC | INPUT RATING |  | OUTPUT RATING | 4 - 20mA | ELECTRICAL RATING | 120V,50/60Hz | [60 empty] | Production Completed
JRN - PL001 | Data Enrichment | NEN | OK | 10-02-2024 | 12-02-2024 | Suggested nm processed as per dictionary | 220203085 | CONVERTER:MEDIA,SM SC, 40KM | Vendor : Westinghouse ¦ Part No : 1X00529H27 N ¦ Description : Media Converter, SM SC, 40km ¦ Contract No : A503 ¦ Drawing No : ¦ Specification No : ¦ Technical Manual No : |  |  |  | M07 | ELECTRICAL HARDWARE | T | Safety Impact | 3 | Spare Parts | URL NOT FOUND | [6 empty] | WESTINGHOUSE | 1X00529H27 N |  |  | A503 | [11 empty] | SM/SC, WAVE LENGTH:40KM |  |  | 43201553 Transceivers and media converters | CLEANSED | CONVERTER | CONVERTER | TYPE | MEDIA | [68 empty] | Production Completed
JRN - PL001 | Data Enrichment | NEN | OK | 10-02-2024 | 12-02-2024 |  | 210213669 | CORD,EXTENSION:230VAC,20m,10mm2 | FABRICATE ACCIDENT MANAGEMENT 230 VAC EXTENSION CORDS - 20 METERS ¦ [TECHNICAL REQUIREMENT] ¦ -WIRE SIZE : 10mm2 ¦ -OUTER JACKET : TPE ¦ -NUMBER OF CONDUCTORS : 3 ¦ -LENGTH : 20m ¦ -SINGLE PHASE ¦ -VOLTAGE AC : 230 ¦ -CONNECTOR : BALS Art No. 3126 ¦ -PLUG : BALS Art. No. 210740 |  |  | BY DESCRIPTION | M07 | ELECTRICAL HARDWARE | S | Industrial Standard | 2 | Tools and Instruments | URL NOT FOUND | [22 empty] | FABRICATE ACCIDENT MANAGEMENT, WIRE SIZE : 10MM2, NUMBER OF CONDUCTORS : 3, NO OF PHASE:SINGLE , CONNECTOR : BALS ART NO. 3126, PLUG : BALS ART. NO. 210740 |  |  | 26121536 Extension cord | CLEANSED | CORD,ELECTRICAL | CORD,ELEC | TYPE | EXTENSION | SIZE | 20M L | VOLTAGE RATING | 230V | CURRENT |  | INSULATION MATERIAL | THERMOPLASTIC ELASTOMERS | NUMBER OF CORES |  | SHEATH COLOR |  | FIRST END CONNECTION |  | SECOND END CONNECTION |  | TEMPERATURE |  | CONDUCTOR MATERIAL | [49 empty] | Production Completed
JRN - PL001 | Data Enrichment | NEN | OK | 10-02-2024 | 12-02-2024 | Suggested nm processed as per dictionary | 210200371 | COUPLING: | Vendor : Doosan ¦ Part No : 23 ¦ Description : Coupling ¦ Contract No : K.2.j ¦ Drawing No : N10010-223CD-0002 ¦ Specification No : 9-422-Z-S-404-20 ¦ Technical Manual No : 9-223-Z-N-431-001 |  |  |  | M09 | FITTINGS | T | Safety Impact | 3 | Spare Parts | URL NOT FOUND | [6 empty] | DOOSAN | 23 |  |  | K.2.j | N10010-223CD-0002 |  |  | 9-422-Z-S-404-20 | 9-223-Z-N-431-001 | [9 empty] | 31163000 Couplings | CLEANSED | COUPLING | COUPLING | TYPE |  | SIZE |  | CONNECTION |  | MATERIAL | [63 empty] | Production Completed
JRN - PL001 | Data Enrichment | NEN | OK | 10-02-2024 | 12-02-2024 | Suggested nm processed as per dictionary | 210200372 | COUPLING: | Vendor : Doosan ¦ Part No : 21 ¦ Description : Coupling ¦ Contract No : K.2.j ¦ Drawing No : N10010-223CD-0002 ¦ Specification No : 9-422-Z-S-404-20 ¦ Technical Manual No : 9-223-Z-N-431-001 |  |  |  | M09 | FITTINGS | T | Safety Impact | 3 | Spare Parts | URL NOT FOUND | [6 empty] | DOOSAN | 21 |  |  | K.2.j | N10010-223CD-0002 |  |  | 9-422-Z-S-404-20 | 9-223-Z-N-431-001 | [9 empty] | 31163000 Couplings | CLEANSED | COUPLING | COUPLING | TYPE |  | SIZE |  | CONNECTION |  | MATERIAL | [63 empty] | Production Completed
JRN - PL001 | Data Enrichment | NEN | OK | 10-02-2024 | 12-02-2024 | Suggested nm processed as per dictionary | 210200373 | COUPLING: | Vendor : Doosan ¦ Part No : 20 ¦ Description : Coupling ¦ Contract No : K.2.j ¦ Drawing No : N10010-223CD-0002 ¦ Specification No : 9-422-Z-S-404-20 ¦ Technical Manual No : 9-223-Z-N-431-001 |  |  |  | M09 | FITTINGS | T | Safety Impact | 3 | Spare Parts | URL NOT FOUND | [6 empty] | DOOSAN | 20 |  |  | K.2.j | N10010-223CD-0002 |  |  | 9-422-Z-S-404-20 | 9-223-Z-N-431-001 | [9 empty] | 31163000 Couplings | CLEANSED | COUPLING | COUPLING | TYPE |  | SIZE |  | CONNECTION |  | MATERIAL | [63 empty] | Production Completed
JRN - PL001 | Data Enrichment | NEN | OK | 10-02-2024 | 12-02-2024 | Suggested nm processed as per dictionary | 210213023 | COUPLING:FAN,CLOSE,1020T20,28MM/13MM | COUPLING, CLOSE, GRID, STEELFLEX, FALK TYPE T20, SIZE 1020, MAX/MIN BORE ¦ 28MM/13MM, ALUMINUM ALLOY COVER ¦ PURCH SPEC 9-152-M251 ¦ Century MANUAL M251-IM-A01-01, ATT#5-H: FAN BEARING & COUPLING ¦ Century OUTLINE DWGS: VARIOUS – SEE BELOW ¦ SUPPLIER: CENTURY CORPORATION ¦ MANUFACTURER: REXNORD ¦ PART NUMBER: 1020T20 ¦ Coupling Supplied ready for installation and compatible with: ¦ Century Air Handling Unit Dwgs and Equipment Tag Numbers: ¦ M251-DG-A30/A40-03, 1/2/3/4-603-M-AH01A/B<(>,<)> ¦ M251-DG-A30/A40-07, 1/2/3/4-603-M-AH06A/B<(>,<)> ¦ M251-DG-A30/A40-09, 1/2/3/4-603-M-AH09A/B<(>,<)> ¦ M251-DG-A30/A40-10, 1/2/3/4-603-M-AH10A/B<(>,<)> ¦ M251-DG-A30/A40-11, 1/2/3/4-603-M-AH11A/B<(>,<)> ¦ M251-DG-A30/A40-13, 1/2/3/4-603-M-AH13A/B<(>,<)> ¦ M251-DG-A30/A40-14, 1/2/3/4-603-M-AH14A/B<(>,<)> ¦ M251-DG-A30/A40-15, 1/2/3/4-603-M-AH15A/B<(>,<)> ¦ M251-DG-A30-19, 1/2/3/4-603-M-AH19A<(>,<)> ¦ M251-DG-A30-18, 1/2/3/4-606-M-HV17A<(>,<)> ¦ M251-DG-A30/A40-30, 1/2/3/4-606-M-HV19A/B<(>,<)> ¦ M251-DG-A30/A40-31, 1/2/3/4-606-M-HV20A/B<(>,<)> ¦ 1/2/3/4-606-M-HV21B<(>,<)> ¦ M251-DG-A30/A40-35, 1/2/3/4-606-M-HV23A/B<(>,<)> ¦ M251-DG-A30/A40-36, 1/2/3/4-606-M-HV24A/B<(>,<)> ¦ M251-DG-A30/A40-37, 1/2/3/4-606-M-HV25A/B<(>,<)> ¦ M251-DG-A30-41, 1/2/3/4-606-M-HV45A<(>,<)> ¦ 1/2/3/4-607-M-HV31A/B<(>,<)> ¦ 1/2/3/4-607-M-HV32A/B ¦ THE ITEM IS CLASSIFIED SAFETY RELATED, PURCHASE CLASS PC1 ¦ SUPPLIER IS REQUIRED TO BE LISTED IN THE NAWAH'S APPROVED SUPPLIER LIST ¦ (NASL) HAVING AN AUDITED QUALITY CLASS Q CONTROL PROGRAM MEETING THE ¦ REQUIREMENTS OF NQA-1. ¦ INCLUDE 'Z_NPE_QA SR MATERIAL' OBJECT TEXT ID ST ¦ INCLUDE 'Z_NPE_LEVEL B PACKAGING' OBJECT TEXT ID ST ¦ INCLUDE 'Z_NPE_CERT OF CONFORMANCE' OBJECT TEXT ID ST ¦ INCLUDE 'Z_NPE_SHELF LIFE' OBJECT TEXT ID ST | 600148 | Rexnord | 1020T20 | M12 | MECHANICAL HARDWARE | Q | Safety Related | 1 | Spare Parts | https://www.rexnord.com/products/0706700 |  |  | REXNORD | 1020T20 |  |  | CENTURY CORPORATION | [7 empty] | 9-152-M251 | M251-IM-A01-01, ATT#5-H | [5 empty] | FOR INSTALLATION AND COMPATIBLE WITH CENTURY AIR HANDLING UNIT DWGS AND EQUIPMENT TAG NUMBERS: M251-DG-A30/A40-03, 1/2/3/4-603-M-AH01A/B, M251-DG-A30/A40-07, 1/2/3/4-603-M-AH06A/B, M251-DG-A30/A40-09, 1/2/3/4-603-M-AH09A/B, M251-DG-A30/A40-10, 1/2/3/4-603-M-AH10A/B, M251-DG-A30/A40-11, 1/2/3/4-603-M-AH11A/B, M251-DG-A30/A40-13, 1/2/3/4-603-M-AH13A/B, M251-DG-A30/A40-14, 1/2/3/4-603-M-AH14A/B, M251-DG-A30/A40-15, 1/2/3/4-603-M-AH15A/B, M251-DG-A30-19, 1/2/3/4-603-M-AH19A, M251-DG-A30-18, 1/2/3/4-606-M-HV17A, M251-DG-A30/A40-30, 1/2/3/4-606-M-HV19A/B, M251-DG-A30/A40-31, 1/2/3/4-606-M-HV20A/B, 1/2/3/4-606-M-HV21B, M251-DG-A30/A40-35, 1/2/3/4-606-M-HV23A/B, M251-DG-A30/A40-36, 1/2/3/4-606-M-HV24A/B, M251-DG-A30/A40-37, 1/2/3/4-606-M-HV25A/B, M251-DG-A30-41, 1/2/3/4-606-M-HV45A, 1/2/3/4-607-M-HV31A/B, 1/2/3/4-607-M-HV32A/B | BRAND:STEELFLEX, FALK TYPE T20, SIZE 1020, FAN BEARING & COUPLING CENTURY OUTLINE DWGS: VARIOUS – SEE BELOW |  | THE ITEM IS CLASSIFIED SAFETY RELATED, PURCHASE CLASS PC1 SUPPLIER IS REQUIRED TO BE LISTED IN THE NAWAH'S APPROVED SUPPLIER LIST (NASL) HAVING AN AUDITED QUALITY CLASS Q CONTROL PROGRAM MEETING THE REQUIREMENTS OF NQA-1. INCLUDE 'Z_NPE_QA SR MATERIAL' OBJECT TEXT ID ST INCLUDE 'Z_NPE_LEVEL B PACKAGING' OBJECT TEXT ID ST INCLUDE 'Z_NPE_CERT OF CONFORMANCE' OBJECT TEXT ID ST INCLUDE 'Z_NPE_SHELF LIFE' OBJECT TEXT ID ST | 31163000 Couplings | CLEANSED | COUPLING | COUPLING | TYPE | CLOSE, GRID | SIZE | 28/13MM MAX/MIN BORE | CONNECTION |  | MATERIAL | ALUMINUM ALLOY COVER | [62 empty] | Production Completed
JRN - PL001 | Data Enrichment | NEN | OK | 10-02-2024 | 12-02-2024 |  | 210220823 | COUPLING:FLEXIBLE,88.9/3"-75,METAL | FLEXIBLE COUPLING, STYLE 75, METAL ¦ FOR USE WITH<(>,<)> ¦ MAKEUP DEMINERALIZER SYSTEM ¦ REFERENCE DOCUMENTS: ¦ - M233A-DG-I31-10, M233A-DG-I31-11, M233A-DG-I31-12 AND M233A-DG-I31-13 ¦ R0 - PIPING ARRANGEMENT DRAWINGS. ¦ - M233A-IM-A31-01 (SHEET 2212 OF 3547) - INSTRUCTION MANUAL ¦ PART NUMBER: 88.9/3"-75 ¦ MANUFACTURER: VICTAULIC ¦ HOST EQUIPMENT SUPPLIER: ECORBIT ENGINEERING ¦ (Formerly, HUVIS, TSK ENGINEERING) ¦ QUALITY REQUIREMENTS ¦ INCLUDE 'Z_NPE_GENERAL PACKAGING' OBJECT TEXT ID ST |  |  | 88.9/3"-75 | M12 | MECHANICAL HARDWARE | S | Industrial Standard | 1 | 0 | https://www.airportcomponents.com/en/product/3-inch-viton-flexible-coupling-victaulic-3-88-9-75/ |  |  | VICTAULIC | 88.9/3"-75 |  |  | ECORBIT ENGINEERING |  |  |  |  | M233A-DG-I31-10, M233A-DG-I31-11, M233A-DG-I31-12, M233A-DG-I31-13 R0 | [5 empty] | M233A-IM-A31-01 (SHEET 2212 OF 3547) |  |  |  | FOR USE WITH MAKEUP DEMINERALIZER SYSTEM |  | STYLE 75 | QUALITY REQUIREMENTS INCLUDE 'Z_NPE_GENERAL PACKAGING' OBJECT TEXT ID ST | 31163021 Universal flexible coupling | CLEANSED | COUPLING,SHAFT,FLEXIBLE | COUPLING,SHAFT | COUPLING MATERIAL |  | DIAMETER |  | INSIDE DIAMETER |  | LENGTH |  | FLANGE STYLE |  | FLANGE FACE STYLE |  | MEDIA DESIGNED |  | BORE SIZE |  | SURFACE TREATMENT |  | TYPE |  | POWER |  | ROTATIONAL SPEED |  | COLOR |  | KEYWAY DATA | [43 empty] | Production Completed
JRN - PL001 | Data Enrichment | NEN | OK | 10-02-2024 | 12-02-2024 | Suggested nm processed as per dictionary | 210218680 | COUPLING:QUICK CONNECTOR,1/4" F,5000 PSI | BOTH END 1/4" FEMALE NPT [ STEM + BODY] WITHOUT ANY VALVES. ¦ 5000 PSI, SS316 ¦ MANUFACTURER: VARIOUS ¦ INCLUDE 'Z_NPE_GENERAL PACKAGING' OBJECT TEXT ID ST |  |  | BY DESCRIPTION | M09 | FITTINGS | S | Industrial Standard | 1 | Operating Supplies 2 | URL NOT FOUND | [22 empty] | [ STEM + BODY] WITHOUT ANY VALVES |  | VARIOUS INCLUDE 'Z_NPE_GENERAL PACKAGING' OBJECT TEXT ID ST | 31163000 Couplings | CLEANSED | COUPLING | COUPLING | TYPE | QUICK CONNECTOR | SIZE | 1/4" | CONNECTION | FNPT | MATERIAL | 316 STAINLESS STEEL | [62 empty] | Production Completed
JRN - PL001 | Data Enrichment | NEN | OK | 10-02-2024 | 12-02-2024 | Suggested nm processed as per dictionary | 210200242 | COVER - SEAL II | COVER, SEAL 2, RCP ¦ ITEM 8 OF FIGURE 3-21 (SEAL 2)<(>,<)> ¦ QUALITY CLASS C<(>,<)> ¦ FOR USE WITH RCP PUMP TYPE 102, WESTINGHOUSE MANUAL# 8130-102-500 (KEPCO ¦ DOC 9-181-Z-W-431-N01), DESIGN SPECIFICATION# 3A9M8-FS-DS480 (KEPCO DOC ¦ 9-431-Z-S-404-91) ¦ Vendor: Westinghouse ¦ Part No: 8128-306-001 ¦ QUALITY CONTROL REQUIREMENTS ¦ INCLUDE 'Z_NPE_GENERAL PACKAGING' OBJECT TEXT ID ST ¦ INCLUDE 'Z_NPE_WESTINGHOUSE QC 3' OBJECT TEXT ID ST | 20000310 | Westinghouse Electric Company LLC | 8128-306-001 | M16 | PUMPS AND APPURTENANCE | Q | Safety Related | 1 | Spare Parts | URL NOT FOUND |  |  | WESTINGHOUSE ELECTRIC COMPANY | 8128-306-001 | [8 empty] | 8 |  | 3A9M8-FS-DS480 (KEPCO DOC 9-431-Z-S-404-91) | 8130-102-500 (KEPCO DOC 9-181-Z-W-431-N01) | [5 empty] | FOR USE WITH RCP PUMP TYPE 102 | FIGURE 3-21 (SEAL 2), QUALITY CLASS C |  | QUALITY CONTROL REQUIREMENTS INCLUDE 'Z_NPE_GENERAL PACKAGING' OBJECT TEXT ID ST INCLUDE 'Z_NPE_WESTINGHOUSE QC 3' OBJECT TEXT ID ST | 23153100 Industrial machinery components and accessories | CLEANSED | COVER | COVER | TYPE | SEAL | SIZE |  | MATERIAL | [65 empty] | Production Completed
JRN - PL001 | Data Enrichment | NEN | OK | 10-02-2024 | 12-02-2024 | Suggested nm processed as per dictionary | 410200846 | COVER,FME:111L X 45W X 78H,SS,F/TRAINER | FME CUSTOM COVER; DIMENSIONS 111Lx45Wx78H. SS, "FME, DAC PROCESS CONTROL ¦ TRAINER" , DOCUMENT POCKET 9"x12". HOOK LOOP SEAM, ORANGE 400 DENIER ¦ FABRIC COMPLIANT WITH NFPA 701 LARGE SCALE TEST METHOD 2 <(>&<)> NFPA ¦ 805 ¦ VENDOR NAME: ALPHASOURCE ¦ VENDOR PART NUMBER: F-BC-DAC-PCT-HL/DP | 20000121 | Alphasource Inc | F-BC-DAC-PCT-HL/DP | M19 | TOOLS | S | Industrial Standard | 1 | Consumable Items | URL NOT FOUND |  |  | ALPHASOURCE | F-BC-DAC-PCT-HL/DP | [17 empty] | FOR DAC PROCESS CONTROL TRAINER , DOCUMENT POCKET 9"x12". HOOK LOOP SEAM, ORANGE 400 DENIER FABRIC COMPLIANT WITH NFPA 701 LARGE SCALE TEST METHOD 2 & NFPA 805 |  |  |  | 23153100 Industrial machinery components and accessories | CLEANSED | COVER | COVER | TYPE | FME CUSTOM | SIZE | 45 W X 111 L X 78 H | MATERIAL | STAINLESS STEEL | [64 empty] | Production Completed
JRN - PL001 | Data Enrichment | NEN | OK | 10-02-2024 | 12-02-2024 | Suggested nm processed as per dictionary | 310201975 | COVER,PIPE:CALCIUM SILICATE,2.5"T,18.0" | PIPE INSULATION COVER ¦ MATERIAL: CALCIUM SILICATE ¦ DIAMETER: 18.0" ¦ THICKNESS: 2.5"T ¦ LENGTH: 24" ¦ The following characteristics/properties shall be measured and certified ¦ in line with ASTM C533 Type I: ¦ 1) Density (per ASTM C302): 240 kg/m3 max. ¦ 2) Compressive strength (per ASTM C165-07): 0.688 MPa min. ¦ 3) Flexural strength (per ASTM C203-05a): 0.344 MPa min. ¦ 4) Soaking heat linear shrinkage at 650 deg C (per ASTM C356-10): 2% ¦ max. ¦ 5) Moisture content (per ASTM C1616-07): 20% max. ¦ 6) Dimensional tolerances as per ASTM C585-10, as follows: ¦ a) ID +2.4/-1.6mm ¦ b) OD +/-7.9mm ¦ c) Length +/-3.2mm ¦ d) Thickness +/-3.2mm ¦ 7) Hot surface performance ¦ a) Warpage (per ASTM C411): 6mm max. ¦ b) Cracking: Completely through without crack ¦ 8) Surface burning characteristics (per ASTM E84) ¦ a) Flame spread index, allowed value: 0 ¦ b) Smoke density index, allowed value: 0 ¦ 9) Thermal conductivity (per ASTM C177-10) ¦ a) at 38 deg C (100 deg F): 0.059 W/(m.K) max. ¦ b) at 93 deg C (200 deg F): 0.065 W/(m.K) max. ¦ 10) Weight loss by thumbling test (per ASTM C421-08) ¦ a) Percent mass loss after first 10 min., allowed value: 20% max. ¦ b) Percent mass loss after second 10 min., allowed value: 40% max. ¦ ITEM TO COMPLY WITH THE FOLLOWING: ¦ a) MANUFACTURING AND TESTING PER ASTM C533 TYPE I ¦ b) REG GUIDE 1.36 FOR (Cl+F) AND (Na+SiO(3)) TO PREVENT STRESS CORROSION ¦ OF AUSTENITIC STEEL. ¦ c) KEPCO SPECIFICATION 0-193-M293 ¦ USE WITH: ¦ PLANT PIPES AND EQUIPMENT, CGI - OUTSIDE CONTAINMENT, ANTI-SWEAT ¦ INSULATION OF HVAC PIPING ¦ MANUFACTURER: Zhejiang ASKE Building Materials Technology Corp ¦ PART NO: ASC CS220 ¦ OEM: HSJV (HYUNDAI SAMSUNG JOINT VENTURE) ¦ PART NO: BY DESCRIPTION ¦ MANUFACTURER: VARIOUS ¦ PART NO: BY DESCRIPTION ¦ QUALITY REQUIREMENTS: ¦ Packing Slip or Equivalent Commercial Certification is required. It ¦ must specify the Item description and part number (if available) in ¦ order to confirm that the item meets the requirements of the PO. ¦ INCLUDE 'Z_NPE_GENERAL PACKAGING' OBJECT TEXT ID ST ¦ INCLUDE 'Z_NPE_MATERIAL CERT' OBJECT TEXT ID ST |  |  | BY DESCRIPTION | M34 | INSULATION | Q | Safety Related | 1 | Operating Supplies 2 | URL NOT FOUND |  |  | ZHEJIANG ASKE BUILDING MATERIALS TECHNOLOGY CORP | ASC CS220 | [17 empty] | PLANT PIPES AND EQUIPMENT, CGI - OUTSIDE CONTAINMENT, ANTI-SWEAT INSULATION OF HVAC PIPING | THE FOLLOWING CHARACTERISTICS/PROPERTIES SHALL BE MEASURED AND CERTIFIED IN LINE WITH ASTM C533 TYPE I: 1) DENSITY (PER ASTM C302): 240kg/M3 MAX. 2) COMPRESSIVE STRENGTH (PER ASTM C165-07): 0.688MPA MIN. 3) FLEXURAL STRENGTH (PER ASTM C203-05A): 0.344MPA MIN. 4) SOAKING HEAT LINEAR SHRINKAGE AT 650 DEG C (PER ASTM C356-10): 2% MAX. 5) MOISTURE CONTENT (PER ASTM C1616-07): 20% MAX. 6) DIMENSIONAL TOLERANCES AS PER ASTM C585-10, AS FOLLOWS: A) ID +2.4/-1.6MM B) OD +/-7.9MM C) LENGTH +/-3.2MM D) THICKNESS +/-3.2MM 7) HOT SURFACE PERFORMANCE A) WARPAGE (PER ASTM C411): 6MM MAX. B) CRACKING: COMPLETELY THROUGH WITHOUT CRACK 8) SURFACE BURNING CHARACTERISTICS (PER ASTM E84) A) FLAME SPREAD INDEX, ALLOWED VALUE: 0 B) SMOKE DENSITY INDEX, ALLOWED VALUE: 0 9) THERMAL CONDUCTIVITY (PER ASTM C177-10) A) AT 38 DEG C (100 DEG F): 0.059 W/(M.K) MAX. B) AT 93 DEG C (200 DEG F): 0.065 W/(M.K) MAX. 10) WEIGHT LOSS BY THUMBLING TEST (PER ASTM C421-08) A) PERCENT MASS LOSS AFTER FIRST 10 MIN., ALLOWED VALUE: 20% MAX. B) PERCENT MASS LOSS AFTER SECOND 10 MIN., ALLOWED VALUE: 40% MAX. ITEM TO COMPLY WITH THE FOLLOWING: A) MANUFACTURING AND TESTING PER ASTM C533 TYPE I B) REG GUIDE 1.36 FOR (CL+F) AND (NA+SIO(3)) TO PREVENT STRESS CORROSION OF AUSTENITIC STEEL. C) KEPCO SPECIFICATION 0-193-M293, OEM: HSJV (HYUNDAI SAMSUNG JOINT VENTURE) |  | QUALITY REQUIREMENTS: Packing Slip or Equivalent Commercial Certification is required. It must specify the Item description and part number (if available) in order to confirm that the item meets the requirements of the PO. INCLUDE 'Z_NPE_GENERAL PACKAGING' OBJECT TEXT ID ST INCLUDE 'Z_NPE_MATERIAL CERT' OBJECT TEXT ID ST | 23153100 Industrial machinery components and accessories | CLEANSED | COVER | COVER | TYPE | PIPE INSULATION | SIZE | 18" DIA X 24" L X 2.5" THK | MATERIAL | CALCIUM SILICATE | [64 empty] | Production Completed
JRN - PL001 | Data Enrichment | NEN | OK | 10-02-2024 | 12-02-2024 | Suggested nm processed as per dictionary | 310201976 | COVER,PIPE:CALCIUM SILICATE,3.0"T,18.0" | PIPE INSULATION COVER ¦ MATERIAL: CALCIUM SILICATE ¦ DIAMETER: 18.0" ¦ THICKNESS: 3.0"T ¦ LENGTH: 24" ¦ The following characteristics/properties shall be measured and certified ¦ in line with ASTM C533 Type I: ¦ 1) Density (per ASTM C302): 240 kg/m3 max. ¦ 2) Compressive strength (per ASTM C165-07): 0.688 MPa min. ¦ 3) Flexural strength (per ASTM C203-05a): 0.344 MPa min. ¦ 4) Soaking heat linear shrinkage at 650 deg C (per ASTM C356-10): 2% ¦ max. ¦ 5) Moisture content (per ASTM C1616-07): 20% max. ¦ 6) Dimensional tolerances as per ASTM C585-10, as follows: ¦ a) ID +2.4/-1.6mm ¦ b) OD +/-7.9mm ¦ c) Length +/-3.2mm ¦ d) Thickness +/-3.2mm ¦ 7) Hot surface performance ¦ a) Warpage (per ASTM C411): 6mm max. ¦ b) Cracking: Completely through without crack ¦ 8) Surface burning characteristics (per ASTM E84) ¦ a) Flame spread index, allowed value: 0 ¦ b) Smoke density index, allowed value: 0 ¦ 9) Thermal conductivity (per ASTM C177-10) ¦ a) at 38 deg C (100 deg F): 0.059 W/(m.K) max. ¦ b) at 93 deg C (200 deg F): 0.065 W/(m.K) max. ¦ 10) Weight loss by thumbling test (per ASTM C421-08) ¦ a) Percent mass loss after first 10 min., allowed value: 20% max. ¦ b) Percent mass loss after second 10 min., allowed value: 40% max. ¦ ITEM TO COMPLY WITH THE FOLLOWING: ¦ a) MANUFACTURING AND TESTING PER ASTM C533 TYPE I ¦ b) REG GUIDE 1.36 FOR (Cl+F) AND (Na+SiO(3)) TO PREVENT STRESS CORROSION ¦ OF AUSTENITIC STEEL. ¦ c) KEPCO SPECIFICATION 0-193-M293 ¦ USE WITH: ¦ PLANT PIPES AND EQUIPMENT, CGI - OUTSIDE CONTAINMENT, ANTI-SWEAT ¦ INSULATION OF HVAC PIPING ¦ MANUFACTURER: Zhejiang ASKE Building Materials Technology Corp ¦ PART NO: ASC CS220 ¦ OEM: HSJV (HYUNDAI SAMSUNG JOINT VENTURE) ¦ PART NO: BY DESCRIPTION ¦ MANUFACTURER: VARIOUS ¦ PART NO: BY DESCRIPTION ¦ QUALITY REQUIREMENTS: ¦ Packing Slip or Equivalent Commercial Certification is required. It ¦ must specify the Item description and part number (if available) in ¦ order to confirm that the item meets the requirements of the PO. ¦ INCLUDE 'Z_NPE_GENERAL PACKAGING' OBJECT TEXT ID ST ¦ INCLUDE 'Z_NPE_MATERIAL CERT' OBJECT TEXT ID ST |  |  | BY DESCRIPTION | M34 | INSULATION | Q | Safety Related | 1 | Operating Supplies 2 | URL NOT FOUND |  |  | ZHEJIANG ASKE BUILDING MATERIALS TECHNOLOGY CORP | ASC CS220 | [17 empty] | PLANT PIPES AND EQUIPMENT, CGI - OUTSIDE CONTAINMENT, ANTI-SWEAT INSULATION OF HVAC PIPING | THE FOLLOWING CHARACTERISTICS/PROPERTIES SHALL BE MEASURED AND CERTIFIED IN LINE WITH ASTM C533 TYPE I: 1) DENSITY (PER ASTM C302): 240kg/M3 MAX. 2) COMPRESSIVE STRENGTH (PER ASTM C165-07): 0.688MPA MIN. 3) FLEXURAL STRENGTH (PER ASTM C203-05A): 0.344MPA MIN. 4) SOAKING HEAT LINEAR SHRINKAGE AT 650 DEG C (PER ASTM C356-10): 2% MAX. 5) MOISTURE CONTENT (PER ASTM C1616-07): 20% MAX. 6) DIMENSIONAL TOLERANCES AS PER ASTM C585-10, AS FOLLOWS: A) ID +2.4/-1.6MM B) OD +/-7.9MM C) LENGTH +/-3.2MM D) THICKNESS +/-3.2MM 7) HOT SURFACE PERFORMANCE A) WARPAGE (PER ASTM C411): 6MM MAX. B) CRACKING: COMPLETELY THROUGH WITHOUT CRACK 8) SURFACE BURNING CHARACTERISTICS (PER ASTM E84) A) FLAME SPREAD INDEX, ALLOWED VALUE: 0 B) SMOKE DENSITY INDEX, ALLOWED VALUE: 0 9) THERMAL CONDUCTIVITY (PER ASTM C177-10) A) AT 38 DEG C (100 DEG F): 0.059 W/(M.K) MAX. B) AT 93 DEG C (200 DEG F): 0.065 W/(M.K) MAX. 10) WEIGHT LOSS BY THUMBLING TEST (PER ASTM C421-08) A) PERCENT MASS LOSS AFTER FIRST 10MIN., ALLOWED VALUE: 20% MAX. B) PERCENT MASS LOSS AFTER SECOND 10 MIN., ALLOWED VALUE: 40% MAX. ITEM TO COMPLY WITH THE FOLLOWING: A) MANUFACTURING AND TESTING PER ASTM C533 TYPE I B) REG GUIDE 1.36 FOR (CL+F) AND (NA+SIO(3)) TO PREVENT STRESS CORROSION OF AUSTENITIC STEEL. C) KEPCO SPECIFICATION 0-193-M293, OEM: HSJV (HYUNDAI SAMSUNG JOINT VENTURE) |  | QUALITY REQUIREMENTS: Packing Slip or Equivalent Commercial Certification is required. It must specify the Item description and part number (if available) in order to confirm that the item meets the requirements of the PO. INCLUDE 'Z_NPE_GENERAL PACKAGING' OBJECT TEXT ID ST INCLUDE 'Z_NPE_MATERIAL CERT' OBJECT TEXT ID ST | 23153100 Industrial machinery components and accessories | CLEANSED | COVER | COVER | TYPE | PIPE INSULATION | SIZE | 18" DIA X 24" L X 3" THK | MATERIAL | CALCIUM SILICATE | [64 empty] | Production Completed
JRN - PL001 | Data Enrichment | NEN | OK | 10-02-2024 | 12-02-2024 | Suggested nm processed as per dictionary | 210200496 | CYLINDER: | Vendor : Doosan ¦ Part No : 57 ¦ Description : Cylinder ¦ Contract No : K.1.a ¦ Drawing No : N10010-210CD-0006 ¦ Specification No : 9-422-Z-S-404-20 ¦ Technical Manual No : 9-210-Z-N-431-001 |  |  |  | M12 | MECHANICAL HARDWARE | T | Safety Impact | 3 | Spare Parts | URL NOT FOUND | [6 empty] | DOOSAN |  |  |  | K.1.a | N10010-210CD-0006 |  |  | 9-422-Z-S-404-20 | 9-223-Z-N-431-001 | [9 empty] | 25171710 Master cylinders | CLEANSED | CYLINDER | CYLINDER | TYPE |  | SIZE |  | MATERIAL | [65 empty] | Production Completed
JRN - PL001 | Data Enrichment | NEN | OK | 10-02-2024 | 12-02-2024 | Suggested nm processed as per dictionary | 210219288 | DAMPER:MANUAL,SIZE 16"X14" | MANUAL DAMPER, SIZE: 16" (410) X 14" (360), BLADE TYPE BDD (BLACK ¦ DRAFT), TOD 16,430, 2480 CFM, MANUFACTURER SAMKWANG POWER SYSTEM CORP. ¦ COLOR FINISH COAT SHALL BE GREY (MUNSELL NO. N7.0). ¦ COATING SPEC CP-M4, D.7.A10.T.5.C.3.c (INDOOR) ¦ Purchase Order#9-072-D-450-341-M ¦ MANUFACTURING#N25013-31-02 & N205013-31-03 ¦ FOR USE WITH: ¦ LOW<(>&<)>MEDIUM RADIACTIVE WASTE INTERM BLDG. HVAC ¦ A/B-625-Y-VN-1101, DAMPER ¦ A/B-625-Y-VN-1102, DAMPER ¦ REFERENCE DOCUMENTS: ¦ - DWG#: 9-300-D-172-M4-VEN-010, ASSEMBLY & OUTLINE DRAWING FOR BACKDRAFT ¦ DAMPER ¦ - APPLICABLE DWG´S#: 9-300-D-172-M4-VEN-002 TO 010 ¦ - DWG#: M253A-DG-A09-13 STS 2/3, REV. 5 BLEED FAN OUTLINE DRAWING ¦ (0-624-M-AH11/12) ¦ - 0-294-M172-310 Rev. 11 HVAC LAYOUT & ERECTION DWG LOW <(>&<)>MEDIUM ¦ RADIOACTIVE WASTE INTERIM BUILDING ROOF. ¦ - PURCHASE SPEC. 9-154-M284A ¦ PART NUMBER: BY DESCRIPTION ¦ MANUFACTURER: SAMKWANG POWER SYSTEM CORP. ¦ HOST EQUIPMENT SUPPLIER: LG ELECTRONICS ¦ QUALITY REQUIREMENTS ¦ INCLUDE 'Z_NPE_GENERAL PACKAGING' OBJECT TEXT ID ST |  |  | BY DESCRIPTION | M24 | HEATING, VENTILATION AND AIR CONDITION | S | Industrial Standard | 1 | Spare Parts | URL NOT FOUND |  |  | SAMKWANG POWER SYSTEM CORP | [8 empty] | 9-300-D-172-M4-VEN-010, 9-300-D-172-M4-VEN-002 TO 010, M253A-DG-A09-13 STS 2/3 | [9 empty] | FOR LOW & MEDIUM RADIACTIVE WASTE INTERM BUILDING. HVAC, A/B-625-Y-VN-1101, DAMPER A/B-625-Y-VN-1102, DAMPER REFERENCE DOCUMENTS: DWG:9-300-D-172-M4-VEN-010, ASSEMBLY & OUTLINE DRAWING FOR BACKDRAFT, DAMPER -APPLICABLE DWG´S#: 9-300-D-172-M4-VEN-002 TO 010 -DWG:M253A-DG-A09-13 STS 2/3, REV. 5 BLEED FAN OUTLINE DRAWING (0-624-M-AH11/12) -0-294-M172-310 Rev. 11 HVAC LAYOUT & ERECTION DWG LOW <(>&<)>MEDIUM RADIOACTIVE WASTE INTERIM BUILDING ROOF | BLADE TYPE BDD (BLACK DRAFT), TOD 16,430, 2480 CFM, COLOR FINISH COAT SHALL BE GREY (MUNSELL NO. N7.0), COATING SPEC CP-M4, D.7.A10.T.5.C.3.C (INDOOR) PURCHASE ORDER:9-072-D-450-341-M, MANUFACTURING:N25013-31-02 & N205013-31-03, PURCHASE SPECIFICATION NO:9-154-M284A, HOST EQUIPMENT SUPPLIER: LG ELECTRONICS QUALITY REQUIREMENTS |  | INCLUDE 'Z_NPE_GENERAL PACKAGING' OBJECT TEXT ID ST | 40101504 Ventilation dampers | CLEANSED | DAMPER | DAMPER | TYPE | MANUAL | SIZE | 16" X 14" | MATERIAL | [65 empty] | Production Completed
JRN - PL001 | Data Enrichment | NEN | OK | 10-02-2024 | 12-02-2024 | Suggested nm processed as per dictionary | 230200746 | DETECTOR, VOLTAGE | Vendor : DOOSAN ¦ Part No : ¦ Description : Voltage Detector ¦ Contract No : II.07 ¦ Drawing No : 9-651-L-T-169-001 ¦ Specification No : ¦ Technical Manual No : |  |  |  | M10 | INSTRUMENTATION | R | Reliability Critical | 3 | Spare Parts | URL NOT FOUND | [6 empty] | DOOSAN |  |  |  | II.07 | 9-651-L-T-169-001 | [13 empty] | 41113600 Electrical measuring and testing equipment and accessories | CLEANSED | DETECTOR | DETECTOR | TYPE | VOLTAGE | RATING | [67 empty] | Production Completed