## Sheet1
Customer Code | Job No | Activities | Production User | Production User Comments | QE Code | QE Comments | QA Code | QA Comments | DE Code | Corrected By | Accepted Date | Quality A/R | Sl No | Source Item Number | Structure Group | Item Status | Item Discontinued | E1 Manufacturer Name | Vendor Abbreviation | Manufacturer Name | Primary Manufacturer | Manufacturer Number | Alternate Manufacturer Number | UNSPSC Code | UNSPSC Note | UNSPSC Version | RefName | RefNum | Ref# | Conc | Noun | Count | Long Description | Description | UNSPSC V25 | Alternate Unspsc | Remarks | URL | Status | Production Comments
MAC | 123 | UNSPSC Classification | CHJ | [7 empty] | 2023-08-09 |  | 4866 | 1092986 | Tubes | Approved for SM |  | BECKMAN COULTER REAGENT DEPT, | COULTR | Beckman Coulter-COULTR | Beckman Coulter | 2523749 |  | 41121701 | Multipurpose or general test tubes | UNSPSC v23.0701 |  |  |  |  | TUBE | 69 | Test Tube Plain 5 mL Without Closure Polypropylene Tube | TUBE, TEST F/LAB EQUIP 12X75MM(250/PK) | 41121701 Multipurpose or general test tubes |  |  |  | Production Completed
MAC | 123 | UNSPSC Classification | CHJ | [7 empty] | 2023-08-09 |  | 4867 | 1094322 | Tubes | Approved for SM |  | CANCER DIAGNOSTICS | CANCDG | Cancer Diagnostics-CANCDG | Cancer Diagnostics | CTS050 |  | 41121703 | Centrifuge tubes | UNSPSC v23.0701 |  |  |  |  | TUBE | 69 | Centrifuge Tube Plain 50 mL Screw Cap Polypropylene Tube | TUBE, CENTRIFUGE CONICAL BOTTOM STR 50ML (500/CS) | 41121703 Centrifuge tubes |  |  |  | Production Completed
MAC | 123 | UNSPSC Classification | CHJ | [7 empty] | 2023-08-09 |  | 4868 | 1091660 | Tubes | Approved for SM |  | EPPENDORF NORTH AMERICA | EPPNOR | Eppendorf North America-EPPNOR | Eppendorf North America | 022379208 |  | 41121702 | Microcentrifuge tubes | UNSPSC v23.0701 |  |  |  |  | TUBE | 69 | Eppendorf® Microcentrifuge Tube Plain 1.5 mL Hinged Snap Cap Polypropylene Tube | TUBE, CENTRIFUGE HEPARIN COATED 1.5ML (1000/PK) D/S | 41121702 Microcentrifuge tubes |  |  |  | Production Completed
MAC | 123 | UNSPSC Classification | CHJ | [7 empty] | 2023-08-09 |  | 4863 | 1087631 | Tubes | Approved for SM |  | FISHER SCIENTIFIC | FSHSCI | Fisher Scientific-FSHSCI | Fisher Scientific | 0540713C |  | 41121702 | Microcentrifuge tubes | UNSPSC v23.0701 |  |  |  |  | TUBE | 69 | Eppendorf® Microcentrifuge Tube Plain 1.5 mL Hinged Snap Cap Polypropylene Tube | TUBE, MICROCENTRIFUGE EPPENDORF POLY PREM 1.5ML (1000/PK) | 41121702 Microcentrifuge tubes |  |  |  | Production Completed
MAC | 123 | UNSPSC Classification | CHJ | [7 empty] | 2023-08-09 |  | 4869 | 1093198 | Tubes | Approved for SM |  | FISHER SCIENTIFIC | FSHSCI | Fisher Scientific-FSHSCI | Fisher Scientific | 0553830C |  | 41121703 | Centrifuge tubes | UNSPSC v23.0701 |  |  |  |  | TUBE | 69 | Pyrex® Centrifuge Tube Plain 50 mL Screw Cap Glass Tube | TUBE, CENTRIFUGE GLASS PYREX CONICAL SCREW CAP 50ML (12/CS) | 41121703 Centrifuge tubes |  |  |  | Production Completed
MAC | 123 | UNSPSC Classification | CHJ | [7 empty] | 2023-08-09 |  | 4870 | 1091678 | Tubes | Approved for SM |  | FISHER SCIENTIFIC | FSHSCI | Fisher Scientific-FSHSCI | Fisher Scientific | 149565A |  | 41121706 | Culture tubes | UNSPSC v23.0701 |  |  |  |  | TUBE | 69 | Fisherbrand™ Test Tube Plain 19 mL Screw Cap Polystyrene Tube | TUBE, CULTURE CLR POLY STR 125MMX16MM (500/CS) | 41121706 Culture tubes |  |  |  | Production Completed
MAC | 123 | UNSPSC Classification | CHJ | [7 empty] | 2023-08-09 |  | 4862 | 1086964 | Tubes | Approved for SM |  | FISHER SCIENTIFIC | FSHSCI | Fisher Scientific-FSHSCI | Fisher Scientific | 21-403-162 |  | 41121703 | Centrifuge tubes | UNSPSC v23.0701 |  |  |  |  | TUBE | 69 | Thermo Scientific™ Microcentrifuge Tube Plain 600 µL Snap Cap Polypropylene Tube | TUBE, CENTRIFUGE PLAIN FLAT SNAP CAP N/S (1000/PK) | 41121703 Centrifuge tubes |  |  |  | Production Completed
MAC | 123 | UNSPSC Classification | CHJ | [7 empty] | 2023-08-09 |  | 4864 | 1092858 | Tubes | Approved for SM |  | FISHER SCIENTIFIC | FSHSCI | Fisher Scientific-FSHSCI | Fisher Scientific | NC9847695 |  | 41121702 | Microcentrifuge tubes | UNSPSC v23.0701 |  |  |  |  | TUBE | 69 | Venous Blood Collection Tube Plain 400 µL Screw Cap | TUBE, BLD COL PLAIN CLR 400UL (1000/PK) | 41121702 Microcentrifuge tubes |  |  |  | Production Completed
MAC | 123 | UNSPSC Classification | CHJ | [7 empty] | 2023-08-09 |  | 4860 | 1060044 | Tubes | Approved for SM |  | SARSTEDT | SARSTE | Sarstedt-SARSTE | Sarstedt | 16.440.100 |  | 41104107 | Vacuum blood collection tubes or containers | UNSPSC v23.0701 |  |  |  |  | TUBE | 69 | Microvette® Capillary Blood Collection Tube Clot Activator Additive 300 µL Cap Closure Polypropylene Tube | TUBE, CAPILLARY CLOT RED 300ULPOLY MICROVETTE (100/BX) | 41104107 Vacuum blood collection tubes or containers |  |  |  | Production Completed
MAC | 123 | UNSPSC Classification | CHJ | [7 empty] | 2023-08-09 |  | 4861 | 1060045 | Tubes | Approved for SM |  | SARSTEDT | SARSTE | Sarstedt-SARSTE | Sarstedt | 16.443.100 |  | 41121709 | Capillary or hematocrit tubes | UNSPSC v23.0701 |  |  |  |  | TUBE | 69 | Microvette® CB 300 Capillary Blood Collection Tube Lithium Heparin Additive 300 µL Pull Cap Polypropylene Tube | TUBE, CAPILLARY LIHEP GRN 300UL POLY MICROVETTE (100/PK) | 41121709 Capillary or hematocrit tubes |  |  |  | Production Completed
MAC | 123 | UNSPSC Classification | CHJ | [7 empty] | 2023-08-09 |  | 4876 | 1095585 | Tubes | Approved for SM |  | SARSTEDT | SARSTE | Sarstedt-SARSTE | Sarstedt | 55.525.005 |  | 41121701 | Multipurpose or general test tubes | UNSPSC v23.0701 |  |  |  |  | TUBE | 69 | Centrifuge Tube Plain 5 mL Without Closure Polypropylene Tube | TUBE, POLYPROP RND BOTTOM 75MMX13MM 5ML (1000/BG-2BG/CS) | 41121701 Multipurpose or general test tubes |  |  |  | Production Completed
MAC | 123 | UNSPSC Classification | CHJ | [7 empty] | 2023-08-09 |  | 3920 | 1094363 | Specimen Collection and Transport Containers | Approved for SM |  | SARSTEDT | SARSTE | Sarstedt-SARSTE | Sarstedt | 80.734.001 |  | 41121701 | Multipurpose or general test tubes | UNSPSC v23.0701 |  |  |  |  | TUBE | 69 | Stool Specimen Container 20 X 76 mm Screw Cap with Sampling Device Unprinted Sterile | TUBE, SCREW CAP COLL/MAILING FECES W/SPOON STR (500/CS) | 41121701 Multipurpose or general test tubes |  |  |  | Production Completed
MAC | 123 | UNSPSC Classification | CHJ | [7 empty] | 2023-08-09 |  | 763 | 1094319 | Clinical Laboratory Accessories | New Item |  | CANCER DIAGNOSTICS | CANCDG | Cancer Diagnostics-CANCDG | Cancer Diagnostics | CDIFAN55 |  | 41105311 | Blotting or transfer apparatus | UNSPSC v23.0701 |  |  |  |  | PAD | 66 |  | PAD, FAN PAD GL-FORMALIN NEUTRALIZING MINI 11"X11" (6/CS) | 41105311 Blotting or transfer apparatus |  |  |  | Production Completed
MAC | 123 | UNSPSC Classification | CHJ | [7 empty] | 2023-08-09 |  | 759 | 1094294 | Clinical Laboratory Accessories | New Item |  | CANCER DIAGNOSTICS | CANCDG | Cancer Diagnostics-CANCDG | Cancer Diagnostics | VP0810 |  | 47131905 | Spill kits | UNSPSC v23.0701 |  |  |  |  | PAD | 66 |  | PAD, GROSSING NEUTRALIZING VAPORPAD 8"X10" (25/PK) | 47131905 Spill kits |  |  |  | Production Completed
MAC | 123 | UNSPSC Classification | CHJ | [7 empty] | 2023-08-09 |  | 3580 | 1102313 | Reagents | Approved for SM |  | ABBOTT RAPID DX N AMERICA LLC | ARDIMM | Abbott Rapid Immunalysis-ARDIMM | Abbott Rapid Immunalysis | 302UR-0025 |  | 41116007 | Toxicology analyzer reagents | UNSPSC v23.0701 |  |  |  |  | REAGENT | 64 | Reagent Kit Urine HEIA® Drugs of Abuse / Toxicology Oxycodone (OXY) For use with Open Channel Chemistry Analyzers | REAGENT, OXYCODONE URINE HEIA KIT 25ML D/S | 41116007 Toxicology analyzer reagents |  |  |  | Production Completed
MAC | 123 | UNSPSC Classification | CHJ | [7 empty] | 2023-08-09 |  | 3582 | 1102315 | Reagents | Approved for SM |  | ABBOTT RAPID DX N AMERICA LLC | ARDIMM | Abbott Rapid Immunalysis-ARDIMM | Abbott Rapid Immunalysis | 304UR-0025 |  | 41116007 | Toxicology analyzer reagents | UNSPSC v23.0701 |  |  |  |  | REAGENT | 64 | Reagent Kit Urine HEIA® Drugs of Abuse / Toxicology Tramadol For use with Open Channel Chemistry Analyzers 25 mL | REAGENT, TRAMADOL URINE HEIA KIT 25ML D/S | 41116007 Toxicology analyzer reagents |  |  |  | Production Completed
MAC | 123 | UNSPSC Classification | CHJ | [7 empty] | 2023-08-09 |  | 3570 | 1102303 | Reagents | Approved for SM |  | ABBOTT RAPID DX N AMERICA LLC | ARDIMM | Abbott Rapid Immunalysis-ARDIMM | Abbott Rapid Immunalysis | 305UR-0025 |  | 41116007 | Toxicology analyzer reagents | UNSPSC v23.0701 |  |  |  |  | REAGENT | 64 | Reagent Kit Urine HEIA® Drugs of Abuse / Toxicology Cannabinoids (THC) For use with Open Channel Chemistry Analyzers 25 mL | REAGENT, CANNABINOIDS URINE HEIA KIT 25ML D/S | 41116007 Toxicology analyzer reagents |  |  |  | Production Completed
MAC | 123 | UNSPSC Classification | CHJ | [7 empty] | 2023-08-09 |  | 3571 | 1102304 | Reagents | Approved for SM |  | ABBOTT RAPID DX N AMERICA LLC | ARDIMM | Abbott Rapid Immunalysis-ARDIMM | Abbott Rapid Immunalysis | 306UR-0025 |  | 41116007 | Toxicology analyzer reagents | UNSPSC v23.0701 |  |  |  |  | REAGENT | 64 | Reagent Kit Urine HEIA® Drugs of Abuse / Toxicology Cocaine (COC) For use with Open Channel Chemistry Analyzers 25 mL | REAGENT, BENZOYLECGONINE URINEHEIA KIT 25ML D/S | 41116007 Toxicology analyzer reagents |  |  |  | Production Completed
MAC | 123 | UNSPSC Classification | CHJ | [7 empty] | 2023-08-09 |  | 3576 | 1102309 | Reagents | Approved for SM |  | ABBOTT RAPID DX N AMERICA LLC | ARDIMM | Abbott Rapid Immunalysis-ARDIMM | Abbott Rapid Immunalysis | 307UR-0025 |  | 41116007 | Toxicology analyzer reagents | UNSPSC v23.0701 |  |  |  |  | REAGENT | 64 | Reagent Kit Urine HEIA® Drugs of Abuse / Toxicology Opiates (OPI) For use with Open Channel Chemistry Analyzers 25 mL | REAGENT, OPIATES URINE HEIA KIT 25ML D/S | 41116007 Toxicology analyzer reagents |  |  |  | Production Completed
MAC | 123 | UNSPSC Classification | CHJ | [7 empty] | 2023-08-09 |  | 3572 | 1102305 | Reagents | Approved for SM |  | ABBOTT RAPID DX N AMERICA LLC | ARDIMM | Abbott Rapid Immunalysis-ARDIMM | Abbott Rapid Immunalysis | 308UR-0025 |  | 41116007 | Toxicology analyzer reagents | UNSPSC v23.0701 |  |  |  |  | REAGENT | 64 | Reagent Kit Urine HEIA® Drugs of Abuse / Toxicology Phencyclidine (PCP) For use with Open Channel Chemistry Analyzers 25 mL | REAGENT, PHENCYCLIDINE URINE HEIA KIT 25ML D/S | 41116007 Toxicology analyzer reagents |  |  |  | Production Completed
MAC | 123 | UNSPSC Classification | CHJ | [7 empty] | 2023-08-09 |  | 3577 | 1102310 | Reagents | Approved for SM |  | ABBOTT RAPID DX N AMERICA LLC | ARDIMM | Abbott Rapid Immunalysis-ARDIMM | Abbott Rapid Immunalysis | 309UR-0025 |  | 41116007 | Toxicology analyzer reagents | UNSPSC v23.0701 |  |  |  |  | REAGENT | 64 | Reagent Kit Urine HEIA® Drugs of Abuse / Toxicology Amphetamines (AMP) For use with Open Channel Chemistry Analyzers 25 mL | REAGENT, AMPHETAMINE URINE HEIA KIT 25ML D/S | 41116007 Toxicology analyzer reagents |  |  |  | Production Completed
MAC | 123 | UNSPSC Classification | CHJ | [7 empty] | 2023-08-09 |  | 3578 | 1102311 | Reagents | Approved for SM |  | ABBOTT RAPID DX N AMERICA LLC | ARDIMM | Abbott Rapid Immunalysis-ARDIMM | Abbott Rapid Immunalysis | 310UR-0025 |  | 41116007 | Toxicology analyzer reagents | UNSPSC v23.0701 |  |  |  |  | REAGENT | 64 | Reagent Kit Urine HEIA® Drugs of Abuse / Toxicology Barbiturates (BAR) For use with Open Channel Chemistry Analyzers 25 mL | REAGENT, BARBITURATES URINE HEIA KIT 25ML D/S | 41116007 Toxicology analyzer reagents |  |  |  | Production Completed
MAC | 123 | UNSPSC Classification | CHJ | [7 empty] | 2023-08-09 |  | 3573 | 1102306 | Reagents | Approved for SM |  | ABBOTT RAPID DX N AMERICA LLC | ARDIMM | Abbott Rapid Immunalysis-ARDIMM | Abbott Rapid Immunalysis | 311UR-0025 |  | 41116007 | Toxicology analyzer reagents | UNSPSC v23.0701 |  |  |  |  | REAGENT | 64 | Reagent Kit Urine HEIA® Drugs of Abuse / Toxicology Methamphetamines (mAMP/MET) For use with Open Channel Chemistry Analyzers 25 mL | REAGENT, METHAMPHETAMINE URINEHEIA KIT 25ML D/S | 41116007 Toxicology analyzer reagents |  |  |  | Production Completed
MAC | 123 | UNSPSC Classification | CHJ | [7 empty] | 2023-08-09 |  | 3574 | 1102307 | Reagents | Approved for SM |  | ABBOTT RAPID DX N AMERICA LLC | ARDIMM | Abbott Rapid Immunalysis-ARDIMM | Abbott Rapid Immunalysis | 314UR-0025 |  | 41116007 | Toxicology analyzer reagents | UNSPSC v23.0701 |  |  |  |  | REAGENT | 64 | Reagent Kit Urine HEIA® Drugs of Abuse / Toxicology Benzodiazepine (BZO) For use with Open Channel Chemistry Analyzers 25 mL | REAGENT, BENZODIAZEPINES URINEHEIA KIT 25ML D/S | 41116007 Toxicology analyzer reagents |  |  |  | Production Completed
MAC | 123 | UNSPSC Classification | CHJ | [7 empty] | 2023-08-09 |  | 3581 | 1102314 | Reagents | Approved for SM |  | ABBOTT RAPID DX N AMERICA LLC | ARDIMM | Abbott Rapid Immunalysis-ARDIMM | Abbott Rapid Immunalysis | 336UR-0025 |  | 41116007 | Toxicology analyzer reagents | UNSPSC v23.0701 |  |  |  |  | REAGENT | 64 | Reagent Kit Urine HEIA® Drugs of Abuse / Toxicology Buprenorphine (BUP) For use with Open Channel Chemistry Analyzers 25 mL | REAGENT, BUPRENORPHINE URINE HEIA KIT 25ML D/S | 41116007 Toxicology analyzer reagents |  |  |  | Production Completed
MAC | 123 | UNSPSC Classification | CHJ | [7 empty] | 2023-08-09 |  | 3579 | 1102312 | Reagents | Approved for SM |  | ABBOTT RAPID DX N AMERICA LLC | ARDIMM | Abbott Rapid Immunalysis-ARDIMM | Abbott Rapid Immunalysis | 347UR-0025 |  | 41116007 | Toxicology analyzer reagents | UNSPSC v23.0701 |  |  |  |  | REAGENT | 64 | Reagent Kit Urine HEIA® Drugs of Abuse / Toxicology Heroin Metabolite (6-AM) For use with Open Channel Chemistry Analyzers 25 mL | REAGENT, 6-AM URINE HEIA KIT 25ML D/S | 41116007 Toxicology analyzer reagents |  |  |  | Production Completed
MAC | 123 | UNSPSC Classification | CHJ | [7 empty] | 2023-08-09 |  | 3575 | 1102308 | Reagents | Approved for SM |  | ABBOTT RAPID DX N AMERICA LLC | ARDIMM | Abbott Rapid Immunalysis-ARDIMM | Abbott Rapid Immunalysis | 349UR-0025 |  | 41116007 | Toxicology analyzer reagents | UNSPSC v23.0701 |  |  |  |  | REAGENT | 64 | Reagent Kit Urine HEIA® Drugs of Abuse / Toxicology Methadone (MTD) For use with Open Channel Chemistry Analyzers 25 mL | REAGENT, EDDP SPECIFIC URINE HEIA KIT 625ML D/S | 41116007 Toxicology analyzer reagents |  |  |  | Production Completed
MAC | 123 | UNSPSC Classification | CHJ | [7 empty] | 2023-08-09 |  | 3583 | 1102316 | Reagents | Approved for SM |  | ABBOTT RAPID DX N AMERICA LLC | ARDIMM | Abbott Rapid Immunalysis-ARDIMM | Abbott Rapid Immunalysis | 618UR-0025 |  | 41116007 | Toxicology analyzer reagents | UNSPSC v23.0701 |  |  |  |  | REAGENT | 64 | Reagent Sefria™ Drugs of Abuse / Toxicology Fentanyl For Chemistry Analyzers 25 mL | REAGENT, FENTANYL URINE SEFRIAKIT 25ML D/S | 41116007 Toxicology analyzer reagents |  |  |  | Production Completed
MAC | 123 | UNSPSC Classification | CHJ | [7 empty] | 2023-08-09 |  | 3534 | 1089125 | Reagents | Approved for SM |  | ABBOTT DIAGNOSTICS | ABBDIA | Abbott-ABBDIA | Abbott | 01L7127 |  | 41116010 | Immunology analyzer reagents | UNSPSC v23.0701 |  |  |  |  | REAGENT | 64 | Reagent Kit Architect™ Cardiac / General Chemistry Homocysteine For Architect iSystem 100 Tests R1: 6.5 mL, R2: 8.8 mL, R3: 8.6 mL, R4: 21.5 mL | REAGENT, HOMOCYSTEINE ARCHITECT | 41116010 Immunology analyzer reagents |  |  |  | Production Completed
MAC | 123 | UNSPSC Classification | CHJ | [7 empty] | 2023-08-09 |  | 3532 | 1089124 | Reagents | Approved for SM |  | ABBOTT DIAGNOSTICS | ABBDIA | Abbott-ABBDIA | Abbott | 01L8237 |  | 41116010 | Immunology analyzer reagents | UNSPSC v23.0701 |  |  |  |  | REAGENT | 64 | Reagent Architect™ Antibody Test Hepatitis B Surface Antigen For Architect iSystem 500 Tests R1: 16.8 mL, R2: 26.3 mL, R3: 12 mL | REAGENT, ARCHITECT AUSAB (500/EA) D/S | 41116010 Immunology analyzer reagents |  |  |  | Production Completed
MAC | 123 | UNSPSC Classification | CHJ | [7 empty] | 2023-08-09 |  | 3550 | 1091826 | Reagents | Approved for SM |  | BECKMAN COULTER REAGENT DEPT, | COULTR | Beckman Coulter-COULTR | Beckman Coulter | 9R039UL |  | 41116004 | Chemistry analyzer reagents | UNSPSC v23.0701 |  |  |  |  | REAGENT | 64 | Reagent Syva® Emit® II Plus Drugs of Abuse Heroin Metabolite (6-AM) 460 Tests R1: 28 mL, R2: 14 mL | REAGENT, EMIT II PLUS 6-AM 30ML (460TST/BX) D/S | 41116004 Chemistry analyzer reagents |  |  |  | Production Completed
MAC | 123 | UNSPSC Classification | CHJ | [7 empty] | 2023-08-09 |  | 3551 | 1091827 | Reagents | Approved for SM |  | BECKMAN COULTER REAGENT DEPT, | COULTR | Beckman Coulter-COULTR | Beckman Coulter | B13127 |  | 41116010 | Immunology analyzer reagents | UNSPSC v23.0701 |  |  |  |  | REAGENT | 64 | Reagent Pack Access® Reproductive Endocrinology Assay Anti-Mullerian Hormone (AMH) For use with Access Immunoassay Systems 2 X 50 Tests 20 µL | REAGENT, ACCESS AMH 2X50DET D/S | 41116010 Immunology analyzer reagents |  |  |  | Production Completed
MAC | 123 | UNSPSC Classification | CHJ | [7 empty] | 2023-08-09 |  | 3543 | 1091128 | Reagents | Approved for SM |  | BECKMAN COULTER REAGENT DEPT, | COULTR | Beckman Coulter-COULTR | Beckman Coulter | B84493 |  | 41116004 | Chemistry analyzer reagents | UNSPSC v23.0701 |  |  |  |  | REAGENT | 64 | Reagent Access® Reproductive Endocrinology Assay Estradiol For use with Access Immunoassay Systems 2 X 50 Tests | REAGENT, ACCESS SENS ESTRADIOL2X50DET D/S | 41116004 Chemistry analyzer reagents |  |  |  | Production Completed
MAC | 123 | UNSPSC Classification | CHJ | [7 empty] | 2023-08-09 |  | 3530 | 1086975 | Reagents | Approved for SM |  | CAROLINA LIQUID CHEMISTRIES | CRLQCE | Carolina Liquid Chemistries-CRLQCE | Carolina Liquid Chemistries | CLC0010 |  | 41116007 | Toxicology analyzer reagents | UNSPSC v23.0701 |  |  |  |  | REAGENT | 64 | Reagent Kit Drugs of Abuse / Toxicology Phencyclidine (PCP) For use with a number of Automated Clinical Chemistry Analyzers R1: 100 mL, R2: 37.5 mL | REAGENT, PHENCYCLIDINE R1 100ML R2 37.5ML D/S | 41116007 Toxicology analyzer reagents |  |  |  | Production Completed
MAC | 123 | UNSPSC Classification | CHJ | [7 empty] | 2023-08-09 |  | 3524 | 1086968 | Reagents | Approved for SM |  | CAROLINA LIQUID CHEMISTRIES | CRLQCE | Carolina Liquid Chemistries-CRLQCE | Carolina Liquid Chemistries | CLC0020B |  | 41116007 | Toxicology analyzer reagents | UNSPSC v23.0701 |  |  |  |  | REAGENT | 64 | Reagent Kit Drugs of Abuse / Toxicology Opiates (OPI) For use with a number of Automated Clinical Chemistry Analyzers R1: 100 mL, R2: 37.5 mL | REAGENT, OPIATES R1 100ML R2 37.5ML D/S | 41116007 Toxicology analyzer reagents |  |  |  | Production Completed
MAC | 123 | UNSPSC Classification | CHJ | [7 empty] | 2023-08-09 |  | 3528 | 1086972 | Reagents | Approved for SM |  | CAROLINA LIQUID CHEMISTRIES | CRLQCE | Carolina Liquid Chemistries-CRLQCE | Carolina Liquid Chemistries | CLC0030 |  | 41116007 | Toxicology analyzer reagents | UNSPSC v23.0701 |  |  |  |  | REAGENT | 64 | Reagent Kit Drugs of Abuse / Toxicology Cocaine (COC) For use with a number of Automated Clinical Chemistry Analyzers R1: 100 mL, R2: 37.5 mL | REAGENT, COCAINE R1 100ML R2 37.5ML D/S | 41116007 Toxicology analyzer reagents |  |  |  | Production Completed
MAC | 123 | UNSPSC Classification | CHJ | [7 empty] | 2023-08-09 |  | 3525 | 1086969 | Reagents | Approved for SM |  | CAROLINA LIQUID CHEMISTRIES | CRLQCE | Carolina Liquid Chemistries-CRLQCE | Carolina Liquid Chemistries | CLC0040 |  | 41116007 | Toxicology analyzer reagents | UNSPSC v23.0701 |  |  |  |  | REAGENT | 64 | Reagent Kit Drugs of Abuse / Toxicology Amphetamines (AMP) For use with a number of Automated Clinical Chemistry Analyzers R1: 100 mL, R2: 37.5 mL | REAGENT, AMPHETAMINES R1 100MLR2 37.5ML D/S | 41116007 Toxicology analyzer reagents |  |  |  | Production Completed
MAC | 123 | UNSPSC Classification | CHJ | [7 empty] | 2023-08-09 |  | 3522 | 1086966 | Reagents | Approved for SM |  | CAROLINA LIQUID CHEMISTRIES | CRLQCE | Carolina Liquid Chemistries-CRLQCE | Carolina Liquid Chemistries | CLC0070C |  | 41116007 | Toxicology analyzer reagents | UNSPSC v23.0701 |  |  |  |  | REAGENT | 64 | Reagent Kit Drugs of Abuse / Toxicology Cannabinoids (THC) For use with a number of Automated Clinical Chemistry Analyzers R1: 100 mL, R2: 37.5 mL | REAGENT, CANNABINOID R1 100ML R2 37.5ML D/S | 41116007 Toxicology analyzer reagents |  |  |  | Production Completed
MAC | 123 | UNSPSC Classification | CHJ | [7 empty] | 2023-08-09 |  | 3527 | 1086971 | Reagents | Approved for SM |  | CAROLINA LIQUID CHEMISTRIES | CRLQCE | Carolina Liquid Chemistries-CRLQCE | Carolina Liquid Chemistries | CLC0110 |  | 41116007 | Toxicology analyzer reagents | UNSPSC v23.0701 |  |  |  |  | REAGENT | 64 | Reagent Kit Drugs of Abuse / Toxicology Methadone (MTD) For use with a number of Automated Clinical Chemistry Analyzers R1: 100 mL, R2: 37.5 mL | REAGENT, METHADONE R1 100ML R237.5ML D/S | 41116007 Toxicology analyzer reagents |  |  |  | Production Completed
MAC | 123 | UNSPSC Classification | CHJ | [7 empty] | 2023-08-09 |  | 3531 | 1086976 | Reagents | Approved for SM |  | CAROLINA LIQUID CHEMISTRIES | CRLQCE | Carolina Liquid Chemistries-CRLQCE | Carolina Liquid Chemistries | CLC0120 |  | 41116007 | Toxicology analyzer reagents | UNSPSC v23.0701 |  |  |  |  | REAGENT | 64 | Reagent Kit Drugs of Abuse / Toxicology Propoxyphene (PROX) For use with a number of Automated Clinical Chemistry Analyzers R1: 100 mL, R2: 37.5 mL | REAGENT, PROPOXYPHENE R1 100MLR2 37.5ML D/S | 41116007 Toxicology analyzer reagents |  |  |  | Production Completed
MAC | 123 | UNSPSC Classification | CHJ | [7 empty] | 2023-08-09 |  | 3529 | 1086973 | Reagents | Approved for SM |  | CAROLINA LIQUID CHEMISTRIES | CRLQCE | Carolina Liquid Chemistries-CRLQCE | Carolina Liquid Chemistries | CLC0130 |  | 41116007 | Toxicology analyzer reagents | UNSPSC v23.0701 |  |  |  |  | REAGENT | 64 | Reagent Kit Drugs of Abuse / Toxicology Benzodiazepine (BZO) For use with a number of Automated Clinical Chemistry Analyzers R1: 100 mL, R2: 37.5 mL | REAGENT, BENZODIAZEPINES R1 100ML R2 37.5ML D/S | 41116007 Toxicology analyzer reagents |  |  |  | Production Completed
MAC | 123 | UNSPSC Classification | CHJ | [7 empty] | 2023-08-09 |  | 3526 | 1086970 | Reagents | Approved for SM |  | CAROLINA LIQUID CHEMISTRIES | CRLQCE | Carolina Liquid Chemistries-CRLQCE | Carolina Liquid Chemistries | CLC0140 |  | 41116007 | Toxicology analyzer reagents | UNSPSC v23.0701 |  |  |  |  | REAGENT | 64 | Reagent Kit Drugs of Abuse / Toxicology Barbiturates (BAR) For use with a number of Automated Clinical Chemistry Analyzers R1: 100 mL, R2: 37.5 mL | REAGENT, BARBITURATES R1 100MLR2 37.5ML D/S | 41116007 Toxicology analyzer reagents |  |  |  | Production Completed
MAC | 123 | UNSPSC Classification | CHJ | [7 empty] | 2023-08-09 |  | 3521 | 1086965 | Reagents | Approved for SM |  | CAROLINA LIQUID CHEMISTRIES | CRLQCE | Carolina Liquid Chemistries-CRLQCE | Carolina Liquid Chemistries | CLC0160 |  | 41116007 | Toxicology analyzer reagents | UNSPSC v23.0701 |  |  |  |  | REAGENT | 64 | Reagent Kit Drugs of Abuse / Toxicology Ecstasy (MDMA) For use with a number of Automated Clinical Chemistry Analyzers | REAGENT, ECSTASY R1 100ML R2 100ML D/S | 41116007 Toxicology analyzer reagents |  |  |  | Production Completed
MAC | 123 | UNSPSC Classification | CHJ | [7 empty] | 2023-08-09 |  | 3523 | 1086967 | Reagents | Approved for SM |  | CAROLINA LIQUID CHEMISTRIES | CRLQCE | Carolina Liquid Chemistries-CRLQCE | Carolina Liquid Chemistries | CLC0240B |  | 41116007 | Toxicology analyzer reagents | UNSPSC v23.0701 |  |  |  |  | REAGENT | 64 | Reagent Kit Drugs of Abuse / Toxicology Oxycodone (OXY) For use with a number of Automated Clinical Chemistry Analyzers R1: 100 mL, R2: 37.5 mL | REAGENT, OXYCODONE R1 100ML R237.5ML D/S | 41116007 Toxicology analyzer reagents |  |  |  | Production Completed
MAC | 123 | UNSPSC Classification | CHJ | [7 empty] | 2023-08-09 |  | 3533 | 1086977 | Reagents | Approved for SM |  | CAROLINA LIQUID CHEMISTRIES | CRLQCE | Carolina Liquid Chemistries-CRLQCE | Carolina Liquid Chemistries | CLC0270 |  | 41116007 | Toxicology analyzer reagents | UNSPSC v23.0701 |  |  |  |  | REAGENT | 64 | Reagent Kit Drugs of Abuse / Toxicology Buprenorphine (BUP) For use with a number of Automated Clinical Chemistry Analyzers R1: 100 mL, R2: 37.5 mL | REAGENT, BUPRENORPHINE R1 100ML R2 37.5ML D/S | 41116007 Toxicology analyzer reagents |  |  |  | Production Completed
MAC | 123 | UNSPSC Classification | CHJ | [7 empty] | 2023-08-09 |  | 3549 | 1091769 | Reagents | Approved for SM |  | CAROLINA LIQUID CHEMISTRIES | CRLQCE | Carolina Liquid Chemistries-CRLQCE | Carolina Liquid Chemistries | ST240 |  | 41116004 | Chemistry analyzer reagents | UNSPSC v23.0701 |  |  |  |  | REAGENT | 64 | Reagent Kit Hepatic / General Chemistry Alanine Aminotransferase (ALT) For CLC720 Chemistry Analyzer 4 X 300 Tests | REAGENT KIT, ALT F/CHEMISTRY ANALYZER (4/300TESTS) D/S | 41116004 Chemistry analyzer reagents |  |  |  | Production Completed
MAC | 123 | UNSPSC Classification | CHJ | [7 empty] | 2023-08-09 |  | 632 | 1091032 | Chemicals and Solutions | Approved for SM |  | FISHER SCIENTIFIC | FSHSCI | Fisher Scientific-FSHSCI | Fisher Scientific | 56000010ML |  | 12352200 | Biochemicals | UNSPSC v23.0701 |  |  |  |  | REAGENT | 64 | Biochemical Calbiochem® Sputolysin® 15.4% 10 mL | REAGENT, CALBIO SPUTOLYSIN EMDMILLIPORE | 12352200 Biochemicals |  |  |  | Production Completed
MAC | 123 | UNSPSC Classification | CHJ | [7 empty] | 2023-08-09 |  | 657 | 1095255 | Chemicals and Solutions | Approved for SM |  | FISHER SCIENTIFIC | FSHSCI | Fisher Scientific-FSHSCI | Fisher Scientific | 60-010-53 |  | 41116105 | Chemistry reagents or solutions | UNSPSC v23.0701 |  |  |  |  | REAGENT | 64 | Chemistry Reagent Chromasolv™ Hexane LCMS Grade ≥ 97% 1 Liter | REAGENT, HEXANE CHROMASOLV GRADE LC-MS D/S | 41116105 Chemistry reagents or solutions |  |  |  | Production Completed
MAC | 123 | UNSPSC Classification | CHJ | [7 empty] | 2023-08-09 |  | 655 | 1095218 | Chemicals and Solutions | Approved for SM |  | FISHER SCIENTIFIC | FSHSCI | Fisher Scientific-FSHSCI | Fisher Scientific | AM9780 |  | 41116105 | Chemistry reagents or solutions | UNSPSC v23.0701 |  |  |  |  | REAGENT | 64 | Molecular Biology Reagent RNaseZap® RNase Decontamination Solution Proprietary Mix 250 mL | REAGENT, DECONTAMINATION SOL RNASEZAP 250ML | 41116105 Chemistry reagents or solutions |  |  |  | Production Completed
MAC | 123 | UNSPSC Classification | CHJ | [7 empty] | 2023-08-09 |  | 3541 | 1091034 | Reagents | Approved for SM |  | IMMUNOSTICS INC | IMMUNO | Immunostics-IMMUNO | Immunostics | AFIAS-SPT-024 |  | 41116010 | Immunology analyzer reagents | UNSPSC v23.0701 |  |  |  |  | REAGENT | 64 | Reagent Thyroid / Metabolic Assay Thyroid Stimulating Hormone (TSH) For Afias-6 Automated Immunoassay Analyzer 24 Tests | REAGENT, AFIAS-6 TEST CARTRIDGE (24/BX) | 41116010 Immunology analyzer reagents |  |  |  | Production Completed
MAC | 123 | UNSPSC Classification | CHJ | [7 empty] | 2023-08-09 |  | 3559 | 1102200 | Reagents | Approved for SM |  | KAMIYA BIOMEDICAL COMPANY | KBC | Kamiya Biomedical Company-KBC | Kamiya Biomedical Company | KAI-003 |  | 41116004 | Chemistry analyzer reagents | UNSPSC v23.0701 |  |  |  |  | REAGENT | 64 | Reagent Kit K-ASSAY® Cardiac / Specific Protein Test Apolipoprotein A2 For Automated Clinical Chemistry Analyzers 200 Tests R1 Buffer: 4 X 18 mL, R2: 1 X 10 mL | REAGENT, APO AII R1/4X18ML R2/1X10ML D/S | 41116004 Chemistry analyzer reagents |  |  |  | Production Completed
MAC | 123 | UNSPSC Classification | CHJ | [7 empty] | 2023-08-09 |  | 3567 | 1102212 | Reagents | Approved for SM |  | KAMIYA BIOMEDICAL COMPANY | KBC | Kamiya Biomedical Company-KBC | Kamiya Biomedical Company | KAI-005 |  | 41116004 | Chemistry analyzer reagents | UNSPSC v23.0701 |  |  |  |  | REAGENT | 64 | Reagent Kit K-ASSAY® Cardiac / Specific Protein Test Apolipoprotein C2 For Automated Clinical Chemistry Analyzers 200 Tests R1 Buffer: 3 X 20 mL, R2 Antobody: 1 X 20 mL | REAGENT, APO CII R1/3X20ML R2/1X20ML D/S | 41116004 Chemistry analyzer reagents |  |  |  | Production Completed
MAC | 123 | UNSPSC Classification | CHJ | [7 empty] | 2023-08-09 |  | 3560 | 1102201 | Reagents | Approved for SM |  | KAMIYA BIOMEDICAL COMPANY | KBC | Kamiya Biomedical Company-KBC | Kamiya Biomedical Company | KAI-007 |  | 41116004 | Chemistry analyzer reagents | UNSPSC v23.0701 |  |  |  |  | REAGENT | 64 | Reagent Kit K-ASSAY® Cardiac / Specific Protein Test Apolipoprotein E For Automated Clinical Chemistry Analyzers 200 Tests R1 Buffer: 3 X 10 mL, R2 Antibody: 1 X 20 mL | REAGENT, APO E R1/3X20ML R2/1X20ML D/S | 41116004 Chemistry analyzer reagents |  |  |  | Production Completed
MAC | 123 | UNSPSC Classification | CHJ | [7 empty] | 2023-08-09 |  | 3553 | 1102170 | Reagents | Approved for SM |  | KAMIYA BIOMEDICAL COMPANY | KBC | Kamiya Biomedical Company-KBC | Kamiya Biomedical Company | KAI-021 |  | 41116004 | Chemistry analyzer reagents | UNSPSC v23.0701 |  |  |  |  | REAGENT | 64 | Reagent Kit K-ASSAY® Immunodiagnostic / Specific Protein Test Alpha1-Acid Glycoprotein For Automated Clinical Chemistry Analyzers 280 Tests R1 Buffer: 3 X 20 mL, R2 Antibody: 2 X 7 mL | REAGENT, ALPHA-1 ACID GLYCOPROTEIN R1/3X20ML R2/2X7ML D/S | 41116004 Chemistry analyzer reagents |  |  |  | Production Completed
MAC | 123 | UNSPSC Classification | CHJ | [7 empty] | 2023-08-09 |  | 3558 | 1102186 | Reagents | Approved for SM |  | KAMIYA BIOMEDICAL COMPANY | KBC | Kamiya Biomedical Company-KBC | Kamiya Biomedical Company | KAI-044 |  | 41116004 | Chemistry analyzer reagents | UNSPSC v23.0701 |  |  |  |  | REAGENT | 64 | Reagent Kit K-ASSAY® Cardiac / Lipids / General Chemistry Lipoprotein (a) For Chemistry Analyzers Capable of Accurate Absorbance Readings at 340 / 700 nm 60 Tests R1 Buffer: 1 X 21 mL, R2 Antibody: 1 X 3 mL | REAGENT, LP R1/1X21ML R2/1X3MLD/S | 41116004 Chemistry analyzer reagents |  |  |  | Production Completed
MAC | 123 | UNSPSC Classification | CHJ | [7 empty] | 2023-08-09 |  | 3569 | 1102214 | Reagents | Approved for SM |  | KAMIYA BIOMEDICAL COMPANY | KBC | Kamiya Biomedical Company-KBC | Kamiya Biomedical Company | KAI-056 |  | 41116010 | Immunology analyzer reagents | UNSPSC v23.0701 |  |  |  |  | REAGENT | 64 | Reagent Kit K-ASSAY® Immunochemistry / Specific Protein Test Alpha1-Microglobulin For Automated Clinical Chemistry Analyzers 277 (Serum), 400 (Urine) Tests R1 Buffer: 1 X 50 mL, R2 Antibody: 1 X 50 mL | REAGENT, ALPHA-1 MICROGLOBULINR1/1X50ML R2/1X50ML D/S | 41116010 Immunology analyzer reagents |  |  |  | Production Completed
MAC | 123 | UNSPSC Classification | CHJ | [7 empty] | 2023-08-09 |  | 3561 | 1102203 | Reagents | Approved for SM |  | KAMIYA BIOMEDICAL COMPANY | KBC | Kamiya Biomedical Company-KBC | Kamiya Biomedical Company | KAI-071 |  | 41116004 | Chemistry analyzer reagents | UNSPSC v23.0701 |  |  |  |  | REAGENT | 64 | Reagent Kit K-ASSAY® Diabetes Management Insulin For Two-Reagent Automated Analyzers that use Multi-Point Calibration Method 100 Tests R1 Buffer: 1 X 13.5 mL, R2 Antibody: 1 X 5 mL | REAGENT, INSULIN R1/2X13.5ML R2/2X5ML D/S | 41116004 Chemistry analyzer reagents |  |  |  | Production Completed
MAC | 123 | UNSPSC Classification | CHJ | [7 empty] | 2023-08-09 |  | 3563 | 1102205 | Reagents | Approved for SM |  | KAMIYA BIOMEDICAL COMPANY | KBC | Kamiya Biomedical Company-KBC | Kamiya Biomedical Company | KAI-074 |  | 41116010 | Immunology analyzer reagents | UNSPSC v23.0701 |  |  |  |  | REAGENT | 64 | Reagent Kit K-ASSAY® Kidney Marker Assay Cystatin C For Two-Reagent Automated Analyzers that use Multi-Point Calibration Method 200 Tests R1 Buffer: 2 X 10 mL, R2 Antibody: 2 X 10 mL | REAGENT, CYSTATIN C R1/2X10ML R2/2 X10ML D/S | 41116010 Immunology analyzer reagents |  |  |  | Production Completed
MAC | 123 | UNSPSC Classification | CHJ | [7 empty] | 2023-08-09 |  | 3565 | 1102209 | Reagents | Approved for SM |  | KAMIYA BIOMEDICAL COMPANY | KBC | Kamiya Biomedical Company-KBC | Kamiya Biomedical Company | KAI-078 |  | 41116004 | Chemistry analyzer reagents | UNSPSC v23.0701 |  |  |  |  | REAGENT | 64 | Reagent Kit K-ASSAY® Antibody Test Antistreptolysin O (ASO) For Automated Clinical Chemistry Analyzers 400 Tests R1 Buffer: 4 X 20 mL, R2 Streptolysin O Latex Suspension: 4 X 20 mL | REAGENT, ANTI-STREPTOLYSIN O R1/4X20ML R2/4X20ML D/S | 41116004 Chemistry analyzer reagents |  |  |  | Production Completed
MAC | 123 | UNSPSC Classification | CHJ | [7 empty] | 2023-08-09 |  | 3564 | 1102206 | Reagents | Approved for SM |  | KAMIYA BIOMEDICAL COMPANY | KBC | Kamiya Biomedical Company-KBC | Kamiya Biomedical Company | KAI-092 |  | 41116010 | Immunology analyzer reagents | UNSPSC v23.0701 |  |  |  |  | REAGENT | 64 | Reagent Kit K-ASSAY® Antibody Test Total IgE For Two-Reagent Automated Analyzers capable of Accurate Absorbance Readings at 570 nm 220 Tests R1 Buffer: 2 X 20 mL, R2 Antibody: 1 X 6.6 mL | REAGENT, TOTAL IGE R1/2X20ML R2/1X6.6ML D/S | 41116010 Immunology analyzer reagents |  |  |  | Production Completed
MAC | 123 | UNSPSC Classification | CHJ | [7 empty] | 2023-08-09 |  | 3562 | 1102204 | Reagents | Approved for SM |  | KAMIYA BIOMEDICAL COMPANY | KBC | Kamiya Biomedical Company-KBC | Kamiya Biomedical Company | KAI-111 |  | 41116005 | Coagulation analyzer reagents | UNSPSC v23.0701 |  |  |  |  | REAGENT | 64 | Reagent Kit K-ASSAY® Coagulation FPD For Automated Clinical Chemistry Analyzers 120 Tests R1 Buffer: 2 X 10.5 mL, R2 Antibody: 1 X 6 mL | REAGENT, PLASMA FDP R1/2X10.5ML R2/1X6ML D/S | 41116005 Coagulation analyzer reagents |  |  |  | Production Completed
MAC | 123 | UNSPSC Classification | CHJ | [7 empty] | 2023-08-09 |  | 3556 | 1102177 | Reagents | Approved for SM |  | KAMIYA BIOMEDICAL COMPANY | KBC | Kamiya Biomedical Company-KBC | Kamiya Biomedical Company | KAI-135 |  | 41116005 | Coagulation analyzer reagents | UNSPSC v23.0701 |  |  |  |  | REAGENT | 64 | Reagent Kit K-ASSAY® Fibrinogen For Automated Clinical Chemistry Analyzers 160 Tests R1 Buffer: 2 X 20 mL, R2 Antibody: 1 x 8 mL | REAGENT, FIBRINOGEN R1/2X20ML R2/1X8 ML D/S | 41116005 Coagulation analyzer reagents |  |  |  | Production Completed
MAC | 123 | UNSPSC Classification | CHJ | [7 empty] | 2023-08-09 |  | 3566 | 1102210 | Reagents | Approved for SM |  | KAMIYA BIOMEDICAL COMPANY | KBC | Kamiya Biomedical Company-KBC | Kamiya Biomedical Company | KAI-240 |  | 41116011 | Microbiology analyzer reagents | UNSPSC v23.0701 |  |  |  |  | REAGENT | 64 | Reagent Kit K-ASSAY® Infectious Disease Immunoassay H. Pylori For Automated Clinical Chemistry Analyzers 300 Tests R1 Buffer: 1 X 60 mL, R2 Antibody: 1 X 12 mL | REAGENT, H PYLORI R1/1X60ML R2:1X12ML D/S | 41116011 Microbiology analyzer reagents |  |  |  | Production Completed
MAC | 123 | UNSPSC Classification | CHJ | [7 empty] | 2023-08-09 |  | 3568 | 1102213 | Reagents | Approved for SM |  | KAMIYA BIOMEDICAL COMPANY | KBC | Kamiya Biomedical Company-KBC | Kamiya Biomedical Company | KAI-250 |  | 41116004 | Chemistry analyzer reagents | UNSPSC v23.0701 |  |  |  |  | REAGENT | 64 | Reagent Kit K-ASSAY® Immunoassay Krebs Von Den Lungen-6 (KL-6) For Automated Chemistry Analyzers 100 Tests R1 Buffer: 1 X 15 mL, R2 Antibody: 1 X 5 mL | REAGENT, KREBS VON DEN LUNGEN-6 R1/1X15ML R2/1X5ML D/S | 41116004 Chemistry analyzer reagents |  |  |  | Production Completed
MAC | 123 | UNSPSC Classification | CHJ | [7 empty] | 2023-08-09 |  | 3552 | 1095523 | Reagents | Approved for SM |  | ORTHO CLINICAL DIAGNOSTICS INC | ORTCLI | Ortho Clinical Diagnostics-ORTCLI | Ortho Clinical Diagnostics | 6844288 |  | 41116004 | Chemistry analyzer reagents | UNSPSC v23.0701 |  |  |  |  | REAGENT | 64 | Reagent Vitros® MicroSlide Hepatic / General Chemistry Alanine Aminotransferase (ALT) 300 Tests | REAGENT, ALTV/5 (300/BX) D/S | 41116004 Chemistry analyzer reagents |  |  |  | Production Completed
MAC | 123 | UNSPSC Classification | CHJ | [7 empty] | 2023-08-09 |  | 3535 | 1087037 | Reagents | Approved for SM |  | ORTHO CLINICAL DIAGNOSTICS INC | ORTCLI | Ortho Clinical Diagnostics-ORTCLI | Ortho Clinical Diagnostics | 6844423 |  | 41116004 | Chemistry analyzer reagents | UNSPSC v23.0701 |  |  |  |  | REAGENT | 64 | Reagent Vitros® Diabetes Management C-Peptide For Vitros Analyzers 100 Tests | REAGENT, C-PEPTIDE MICROWELL F/VITROS ANALYZER (100TEST/KBX) | 41116004 Chemistry analyzer reagents |  |  |  | Production Completed
MAC | 123 | UNSPSC Classification | CHJ | [7 empty] | 2023-08-09 |  | 633 | 1090294 | Chemicals and Solutions | Approved for SM |  | SIEMENS MEDICAL SOLUTIONS DIAGNOSTICS | SEDISE | Siemens-SEDISE | Siemens | 10736132 |  | 41116124 | Histology reagents or solutions or stains | UNSPSC v23.0701 |  |  |  |  | REAGENT | 64 | Hematology Reagent Diff-Quik® Fixative Proprietary Mix 2.5 Liter | REAGENT, DIFF-QUIK SOL FIXATIVE 2.5L | 41116124 Histology reagents or solutions or stains |  |  |  | Production Completed
MAC | 123 | UNSPSC Classification | CHJ | [7 empty] | 2023-08-09 |  | 3545 | 1093033 | Reagents | Approved for SM |  | SIEMENS MEDICAL SOLUTIONS DIAGNOSTICS | SEDISE | Siemens-SEDISE | Siemens | 10901852 |  | 41116004 | Chemistry analyzer reagents | UNSPSC v23.0701 |  |  |  |  | REAGENT | 64 | Reagent Immulite® 2000 Reproductive Endocrinology Assay Follicle Stimulating Hormone (FSH) For Immulite 2000 System | REAGENT, FSH (200/BX) D/S | 41116004 Chemistry analyzer reagents |  |  |  | Production Completed
MAC | 123 | UNSPSC Classification | CHJ | [7 empty] | 2023-08-09 |  | 3546 | 1093034 | Reagents | Approved for SM |  | SIEMENS MEDICAL SOLUTIONS DIAGNOSTICS | SEDISE | Siemens-SEDISE | Siemens | 10901863 |  | 41116004 | Chemistry analyzer reagents | UNSPSC v23.0701 |  |  |  |  | REAGENT | 64 | Reagent Immulite® 2000 Reproductive Endocrinology Assay Luteinizing Hormone (LH) For Immulite 2000 System | REAGENT, LH (200/BX) D/S | 41116004 Chemistry analyzer reagents |  |  |  | Production Completed
MAC | 123 | UNSPSC Classification | CHJ | [7 empty] | 2023-08-09 |  | 3544 | 1094175 | Reagents | Approved for SM |  | SIEMENS MEDICAL SOLUTIONS DIAGNOSTICS | SEDISE | Siemens-SEDISE | Siemens | 11129118 |  | 41116105 | Chemistry reagents or solutions | UNSPSC v23.0701 |  |  |  |  | REAGENT | 64 | Reagent Immulite® 2000 Thyroid / Metabolic Assay Thyrotropin 3 For Immulite 2000 System 200 Tests | REAGENT, TSH IMMULITE 2000 3RDGENERATION (200/EA) D/S | 41116105 Chemistry reagents or solutions |  |  |  | Production Completed
MAC | 123 | UNSPSC Classification | CHJ | [7 empty] | 2023-08-09 |  | 3547 | 1093036 | Reagents | Approved for SM |  | SIEMENS MEDICAL SOLUTIONS DIAGNOSTICS | SEDISE | Siemens-SEDISE | Siemens | 11129119 |  | 41116010 | Immunology analyzer reagents | UNSPSC v23.0701 |  |  |  |  | REAGENT | 64 | Reagent Immulite® 2000 Thyroid / Metabolic Assay Thyrotropin 3 For Immulite 2000 System 600 Tests | REAGENT, 3RD GEN TSH IMMULITE 2000 (600/BX) D/S | 41116010 Immunology analyzer reagents |  |  |  | Production Completed
MAC | 123 | UNSPSC Classification | CHJ | [7 empty] | 2023-08-09 |  | 3548 | 1094890 | Reagents | Approved for SM |  | SIEMENS MEDICAL SOLUTIONS DIAGNOSTICS | SEMDIA | Siemens-SEMDIA | Siemens | 10901849 |  | 41116010 | Immunology analyzer reagents | UNSPSC v23.0701 |  |  |  |  | REAGENT | 64 | Reagent Immulite® 2000 Reproductive Endocrinology Assay Dehydroepiandrosterone Sulfate (DHEA-S) For Immulite 2000 System | REAGENT, DHEA-SO4 IMMULITE 2000 (200/BX) D/S | 41116010 Immunology analyzer reagents |  |  |  | Production Completed
MAC | 123 | UNSPSC Classification | CHJ | [7 empty] | 2023-08-09 |  | 643 | 1092164 | Chemicals and Solutions | Approved for SM |  | SIGMA CHEMICAL CO. | SIGMA | Sigma Chemical Company-SIGMA | Sigma Chemical Company | 1027812500 |  | 12191601 | Alcohol solvents | UNSPSC v23.0701 |  |  |  |  | REAGENT | 64 | Chemistry Reagent LiChrosolv® 2-Propanol Hypergrade ≥99.9% 2.5 Liter | REAGENT, 2-PROPANOL LCMS HYPERGRADE 2.5L D/S | 12191601 Alcohol solvents |  |  |  | Production Completed
MAC | 123 | UNSPSC Classification | CHJ | [7 empty] | 2023-08-09 |  | 628 | 1086939 | Chemicals and Solutions | Approved for SM |  | SIGMA CHEMICAL CO. | SIGMA | Sigma Chemical Company-SIGMA | Sigma Chemical Company | 93482 |  | 41116105 | Chemistry reagents or solutions | UNSPSC v23.0701 |  |  |  |  | REAGENT | 64 | Chemistry Reagent Phenylmethanesulfonyl Fluoride 0.1 M 50 mL | REAGENT, PHENYLMETHANESULFONYLFLUORIDE 50ML D/S | 41116105 Chemistry reagents or solutions |  |  |  | Production Completed
MAC | 123 | UNSPSC Classification | CHJ | [7 empty] | 2023-08-09 |  | 654 | 1094522 | Chemicals and Solutions | Approved for SM |  | SIGMA CHEMICAL CO. | SIGMA | Sigma Chemical Company-SIGMA | Sigma Chemical Company | D0632-1G |  | 41116105 | Chemistry reagents or solutions | UNSPSC v23.0701 |  |  |  |  | REAGENT | 64 | Chemistry Reagent DL-Dithiothreitol ≥99% 1 Gram | REAGENT, DL-DITHIOTHREITOL 1GMD/S | 41116105 Chemistry reagents or solutions |  |  |  | Production Completed
MAC | 123 | UNSPSC Classification | CHJ | [7 empty] | 2023-08-09 |  | 653 | 1094520 | Chemicals and Solutions | Approved for SM |  | SIGMA CHEMICAL CO. | SIGMA | Sigma Chemical Company-SIGMA | Sigma Chemical Company | D4527-40KU |  | 41116105 | Chemistry reagents or solutions | UNSPSC v23.0701 |  |  |  |  | REAGENT | 64 | Chemistry Reagent Deoxyribonuclease I Type II ≥80% 40,000 Units | REAGENT, DEOXYRIBONUCLEASE I TYPE II BOVINE PANCREAS D/S | 41116105 Chemistry reagents or solutions |  |  |  | Production Completed
MAC | 123 | UNSPSC Classification | CHJ | [7 empty] | 2023-08-09 |  | 2254 | 1093092 | Gauze Dressings | Approved for SM |  | MCKESSON PHARMACEUTICALS | 9JJSLS | J & J Sales-9JJSLS | J & J Sales | 38137116137 | 2904829 | 42311500 | Bandages and dressings and related products | UNSPSC v23.0701 |  |  |  |  | BANDAGE | 59 | Conforming Bandage Band-Aid® 2 Inch X 2-1/2 Yard 1 per Pack Sterile Roll Shape | BANDAGE, GAUZE FLEX STR 2"X2.5YDS | 42311500 Bandages and dressings and related products |  |  |  | Production Completed
MAC | 123 | UNSPSC Classification | CHJ | [7 empty] | 2023-08-09 |  | 906 | 1092977 | Controls | Approved for SM |  | AMERICAN SCREENING CORPORATION | ASZ | American Screening Corp-ASZ | American Screening Corp | AM-100-10 |  | 41116147 | Toxicology quality controls or calibrators or standards | UNSPSC v23.0701 |  |  |  |  | CONTROL | 59 | Drugs of Abuse Urinalysis Control One Screen Negative Synthetic Urine Negative Level 10 mL | CONTROL, DRUG SCREEN NEG 10ML | 41116147 Toxicology quality controls or calibrators or standards |  |  |  | Production Completed
MAC | 123 | UNSPSC Classification | CHJ | [7 empty] | 2023-08-09 |  | 907 | 1092979 | Controls | Approved for SM |  | AMERICAN SCREENING CORPORATION | ASZ | American Screening Corp-ASZ | American Screening Corp | AM-115-10 |  | 41116147 | Toxicology quality controls or calibrators or standards | UNSPSC v23.0701 |  |  |  |  | CONTROL | 59 | Drugs of Abuse Urinalysis Control One Screen Multiple Analytes Positive, 2X Cutoff Level 10 mL | CONTROL, DRUGSCREEN URINE POS 10ML | 41116147 Toxicology quality controls or calibrators or standards |  |  |  | Production Completed
MAC | 123 | UNSPSC Classification | CHJ | [7 empty] | 2023-08-09 |  | 939 | 1095541 | Controls | New Item |  | ARLINGTON SCIENTIFIC INC | ARLSCI | Arlington Scientific-ARLSCI | Arlington Scientific | 905002.5A |  | 41116132 | Microbiology or bacteriology quality controls or calibrators or standards | UNSPSC v23.0701 |  |  |  |  | CONTROL | 59 |  | CONTROL SET, RPR/VDRL 2.5ML F/ASI EVOLUTION ANLYZ D/S | 41116132 Microbiology or bacteriology quality controls or calibrators or standards |  |  |  | Production Completed
MAC | 123 | UNSPSC Classification | CHJ | [7 empty] | 2023-08-09 |  | 942 | 1095542 | Controls | New Item |  | ARLINGTON SCIENTIFIC INC | ARLSCI | Arlington Scientific-ARLSCI | Arlington Scientific | 905005A |  | 41116132 | Microbiology or bacteriology quality controls or calibrators or standards | UNSPSC v23.0701 |  |  |  |  | CONTROL | 59 |  | CONTROL SET, RPR/VDRL 5ML F/ASI EVOLUTION ANLYZ D/S | 41116132 Microbiology or bacteriology quality controls or calibrators or standards |  |  |  | Production Completed
MAC | 123 | UNSPSC Classification | CHJ | [7 empty] | 2023-08-09 |  | 918 | 1091829 | Controls | Approved for SM |  | BECKMAN COULTER REAGENT DEPT, | COULTR | Beckman Coulter-COULTR | Beckman Coulter | B13129 |  | 41116128 | Immunology or serology quality controls or calibrators or standards | UNSPSC v23.0701 |  |  |  |  | CONTROL | 59 | Control Access AMH (Anti-Mullerian Hormone) QC C1 - C3 2 X 2 mL | CONTROL, ACCESS AMH QC C1-C3 D/S | 41116128 Immunology or serology quality controls or calibrators or standards |  |  |  | Production Completed
MAC | 123 | UNSPSC Classification | CHJ | [7 empty] | 2023-08-09 |  | 904 | 1092960 | Controls | Approved for SM |  | BIO-RAD LABORATORIES | CIB | Bio-Rad Laboratories-CIB | Bio-Rad Laboratories | 00100E |  | 41116145 | Virology quality controls or calibrators or standards | UNSPSC v23.0701 |  |  |  |  | CONTROL | 59 | Unassayed Control Virotrol® I HBsAg, Antobodies to HIV-1, HCV, HBc, CMV, HTLV-I Single Level, Class E 1 X 5 ml | CONTROL, VIROTROL I SINGLE LEVEL CLASS E 1X5ML (1/BX) D/S | 41116145 Virology quality controls or calibrators or standards |  |  |  | Production Completed
MAC | 123 | UNSPSC Classification | CHJ | [7 empty] | 2023-08-09 |  | 905 | 1092962 | Controls | Approved for SM |  | BIO-RAD LABORATORIES | CIB | Bio-Rad Laboratories-CIB | Bio-Rad Laboratories | 00105C |  | 41116145 | Virology quality controls or calibrators or standards | UNSPSC v23.0701 |  |  |  |  | CONTROL | 59 | Unassayed Control Virotrol® HIV-2 Single Level, Class C 1 X 5 mL | CONTROL, VIROTROL I SINGLE LEVEL CLASS B 1X5ML (1/BX) D/S | 41116145 Virology quality controls or calibrators or standards |  |  |  | Production Completed
MAC | 123 | UNSPSC Classification | CHJ | [7 empty] | 2023-08-09 |  | 903 | 1092914 | Controls | Approved for SM |  | BIO-RAD LABORATORIES | CIB | Bio-Rad Laboratories-CIB | Bio-Rad Laboratories | 00118 |  | 41116145 | Virology quality controls or calibrators or standards | UNSPSC v23.0701 |  |  |  |  | CONTROL | 59 | Unassayed Control Viroclear® Anti-IgG / Anti-IgM 1 Level 1 X 5 mL | CONTROL, VIROCLEAR TORCH SNGL DROPPER BT 1X5ML D/S | 41116145 Virology quality controls or calibrators or standards |  |  |  | Production Completed
MAC | 123 | UNSPSC Classification | CHJ | [7 empty] | 2023-08-09 |  | 908 | 1093031 | Controls | Approved for SM |  | BIO-RAD LABORATORIES | CIB | Bio-Rad Laboratories-CIB | Bio-Rad Laboratories | 12000538 |  | 41116145 | Virology quality controls or calibrators or standards | UNSPSC v23.0701 |  |  |  |  | CONTROL | 59 | Unassayed Control Virotrol® PLUS-R HBsAg, Antobodies to HIV-1/2, HCV, HBc, CMV, HTLV-I/II, Treponema Pallidum Single Level 5 X 4 mL | CONTROL, VIROTROL PLUS-R SINGLE-LEVEL 4ML (5/BX) D/S | 41116145 Virology quality controls or calibrators or standards |  |  |  | Production Completed
MAC | 123 | UNSPSC Classification | CHJ | [7 empty] | 2023-08-09 |  | 916 | 1094473 | Controls | Approved for SM |  | BIO-RAD LABORATORIES | CIB | Bio-Rad Laboratories-CIB | Bio-Rad Laboratories | 12005786 |  | 41116147 | Toxicology quality controls or calibrators or standards | UNSPSC v23.0701 |  |  |  |  | CONTROL | 59 | Drugs of Abuse Control Liquichek™ Opiates (OPI) Level 1 6 X 5 mL | CONTROL, LIQUICHEK OPIATE LEVEL1 5ML (6/BX) D/S | 41116147 Toxicology quality controls or calibrators or standards |  |  |  | Production Completed
MAC | 123 | UNSPSC Classification | CHJ | [7 empty] | 2023-08-09 |  | 917 | 1094474 | Controls | Approved for SM |  | BIO-RAD LABORATORIES | CIB | Bio-Rad Laboratories-CIB | Bio-Rad Laboratories | 12005787 |  | 41116147 | Toxicology quality controls or calibrators or standards | UNSPSC v23.0701 |  |  |  |  | CONTROL | 59 | Drugs of Abuse Control Liquichek™ Opiates (OPI) Level 2 6 X 5 mL | CONTROL, LIQUICHEK OPIATE LEVEL2 5ML (6/BX) D/S | 41116147 Toxicology quality controls or calibrators or standards |  |  |  | Production Completed
MAC | 123 | UNSPSC Classification | CHJ | [7 empty] | 2023-08-09 |  | 951 | 1100864 | Controls | Approved for SM |  | CLIAWAIVED INCORPORATED | CLIAWD | CLIAWAIVED INC-CLIAWD | CLIAWAIVED INC | MULTITOX-PC-25E & NC-25 |  | 41116139 | Urinalysis quality controls or calibrators or standards | UNSPSC v23.0701 |  |  |  |  | CONTROL | 59 | Drugs of Abuse Urinalysis Control MultiTox Multiple Analytes Positive Level / Negative Level 2 X 25 mL | CONTROL, URINE MULTITOX POSITIVE/NEGATIVE 2X25ML D/S | 41116139 Urinalysis quality controls or calibrators or standards |  |  |  | Production Completed
MAC | 123 | UNSPSC Classification | CHJ | [7 empty] | 2023-08-09 |  | 946 | 1100081 | Controls | New Item |  | FISHER SCIENTIFIC | FSHSCI | Fisher Scientific-FSHSCI | Fisher Scientific | 23038242DEM |  | 41116147 | Toxicology quality controls or calibrators or standards | UNSPSC v23.0701 |  |  |  |  | CONTROL | 59 |  | CONTROL, TUMOR MARKER SAMPLE 3X3ML (3PK) | 41116147 Toxicology quality controls or calibrators or standards |  |  |  | Production Completed
MAC | 123 | UNSPSC Classification | CHJ | [7 empty] | 2023-08-09 |  | 901 | 1092797 | Controls | Approved for SM |  | FISHER SCIENTIFIC | FSHSCI | Fisher Scientific-FSHSCI | Fisher Scientific | 23640065 |  | 41116107 | Chemistry quality controls or calibrators or standards | UNSPSC v23.0701 |  |  |  |  | CONTROL | 59 | Serum Chemistry Control ChemTRAK® H Level 1 6 x 5 mL | CONTROL, CHEMTRAK H ASSAYED LEVEL1 6-5ML (6/PK) D/S | 41116107 Chemistry quality controls or calibrators or standards |  |  |  | Production Completed
MAC | 123 | UNSPSC Classification | CHJ | [7 empty] | 2023-08-09 |  | 902 | 1092798 | Controls | Approved for SM |  | FISHER SCIENTIFIC | FSHSCI | Fisher Scientific-FSHSCI | Fisher Scientific | 23640067 |  | 41116107 | Chemistry quality controls or calibrators or standards | UNSPSC v23.0701 |  |  |  |  | CONTROL | 59 | Serum Chemistry Control ChemTRAK® H Level 3 6 x 5 mL | CONTROL, CHEMTRAK H ASSAYED LEVEL3 6-5ML (6/PK) D/S | 41116107 Chemistry quality controls or calibrators or standards |  |  |  | Production Completed
MAC | 123 | UNSPSC Classification | CHJ | [7 empty] | 2023-08-09 |  | 900 | 1091046 | Controls | Approved for SM |  | FISHER SCIENTIFIC | FSHSCI | Fisher Scientific-FSHSCI | Fisher Scientific | 2364027 |  | 41116107 | Chemistry quality controls or calibrators or standards | UNSPSC v23.0701 |  |  |  |  | CONTROL | 59 | Diabetes Management Test Control MAS™ Hemoglobin A1c (HbA1c) Bi-Level 2 mL | CONTROL, DIABETES HEMOGLOBIN A1C (6/PK) D/S | 41116107 Chemistry quality controls or calibrators or standards |  |  |  | Production Completed
MAC | 123 | UNSPSC Classification | CHJ | [7 empty] | 2023-08-09 |  | 948 | 1095607 | Controls | Approved for SM |  | FISHER SCIENTIFIC | FSHSCI | Fisher Scientific-FSHSCI | Fisher Scientific | NC0545046 |  | 41116122 | Hematology quality controls or calibrators or standards | UNSPSC v23.0701 |  |  |  |  | CONTROL | 59 | Assayed Control CueSee VeriSTAT® QC Multiple Analytes Level 1 10 X 2.5 mL | CONTROL, EUROTROL CUESEE VERISTAT LEVEL1 (10/BX) | 41116122 Hematology quality controls or calibrators or standards |  |  |  | Production Completed
MAC | 123 | UNSPSC Classification | CHJ | [7 empty] | 2023-08-09 |  | 949 | 1095608 | Controls | Approved for SM |  | FISHER SCIENTIFIC | FSHSCI | Fisher Scientific-FSHSCI | Fisher Scientific | NC0545047 |  | 41116122 | Hematology quality controls or calibrators or standards | UNSPSC v23.0701 |  |  |  |  | CONTROL | 59 | Assayed Control CueSee VeriSTAT® QC Multiple Analytes Level 2 10 X 2.5 mL | CONTROL, EUROTROL CUESEE VERISTAT LEVEL2 (10/BX) | 41116122 Hematology quality controls or calibrators or standards |  |  |  | Production Completed
MAC | 123 | UNSPSC Classification | CHJ | [7 empty] | 2023-08-09 |  | 950 | 1095611 | Controls | Approved for SM |  | FISHER SCIENTIFIC | FSHSCI | Fisher Scientific-FSHSCI | Fisher Scientific | NC0545048 |  | 41116122 | Hematology quality controls or calibrators or standards | UNSPSC v23.0701 |  |  |  |  | CONTROL | 59 | Assayed Control CueSee VeriSTAT® QC Multiple Analytes Level 3 10 X 2.5 mL | CONTROL, EUROTROL CUESEE VERISTAT LEVEL3 (10/BX) | 41116122 Hematology quality controls or calibrators or standards |  |  |  | Production Completed
MAC | 123 | UNSPSC Classification | CHJ | [7 empty] | 2023-08-09 |  | 909 | 1092159 | Controls | Approved for SM |  | GERMAINE LABORATORIES INC | GIN | Germaine Laboratories Inc-GIN | Germaine Laboratories Inc | 13112 |  | 41116139 | Urinalysis quality controls or calibrators or standards | UNSPSC v23.0701 |  |  |  |  | CONTROL | 59 | Control Ketone Serum Positive Level / Negative Level 1 X 2 mL | CONTROL, KETON SERUM NEG/POS 2X2ML D/S | 41116139 Urinalysis quality controls or calibrators or standards |  |  |  | Production Completed
MAC | 123 | UNSPSC Classification | CHJ | [7 empty] | 2023-08-09 |  | 899 | 1091036 | Controls | Approved for SM |  | IMMUNOSTICS INC | IMMUNO | Immunostics-IMMUNO | Immunostics | AFIAS-TSHCTL |  | 41116128 | Immunology or serology quality controls or calibrators or standards | UNSPSC v23.0701 |  |  |  |  | CONTROL | 59 | Control AFIAS-6 TSH Level 1, 2 | CONTROL, AFIAS-6 TSH LEVEL 1 AND 2 | 41116128 Immunology or serology quality controls or calibrators or standards |  |  |  | Production Completed
MAC | 123 | UNSPSC Classification | CHJ | [7 empty] | 2023-08-09 |  | 952 | 1101574 | Controls | Approved for SM |  | KAMIYA BIOMEDICAL COMPANY | KBC | Kamiya Biomedical Company-KBC | Kamiya Biomedical Company | K100C-4M |  | 41116128 | Immunology or serology quality controls or calibrators or standards | UNSPSC v23.0701 |  |  |  |  | CONTROL | 59 | Assayed Control K-ASSAY® Cystatin C Level 1, 2 2 X 1 mL | CONTROL, CYSTATIN C LVL 1-2X1ML LVL2-2X1ML | 41116128 Immunology or serology quality controls or calibrators or standards |  |  |  | Production Completed
MAC | 123 | UNSPSC Classification | CHJ | [7 empty] | 2023-08-09 |  | 944 | 1102183 | Controls | Approved for SM |  | KAMIYA BIOMEDICAL COMPANY | KBC | Kamiya Biomedical Company-KBC | Kamiya Biomedical Company | K114C-4M |  | 41116107 | Chemistry quality controls or calibrators or standards | UNSPSC v23.0701 |  |  |  |  | CONTROL | 59 | Assayed Control K-ASSAY® Lipoprotein (a) Level 1, 2 2 X 1 mL | CONTROL, LP L1/2X1ML L2/2X1ML LYOPHILIZED D/S | 41116107 Chemistry quality controls or calibrators or standards |  |  |  | Production Completed
MAC | 123 | UNSPSC Classification | CHJ | [7 empty] | 2023-08-09 |  | 945 | 1102194 | Controls | Approved for SM |  | KAMIYA BIOMEDICAL COMPANY | KBC | Kamiya Biomedical Company-KBC | Kamiya Biomedical Company | K131C-10M |  | 41116110 | Coagulation quality controls or calibrators or standards | UNSPSC v23.0701 |  |  |  |  | CONTROL | 59 | Assayed Control K-ASSAY® Plasma FDP Level 1, 2 10 X 0.5 mL | CONTROL, PLASMA FDP L1/5X0.5MLL2/5X0.5ML LYOPHILIZED D/S | 41116110 Coagulation quality controls or calibrators or standards |  |  |  | Production Completed
MAC | 123 | UNSPSC Classification | CHJ | [7 empty] | 2023-08-09 |  | 940 | 1102179 | Controls | Approved for SM |  | KAMIYA BIOMEDICAL COMPANY | KBC | Kamiya Biomedical Company-KBC | Kamiya Biomedical Company | K242C-2M |  | 41116132 | Microbiology or bacteriology quality controls or calibrators or standards | UNSPSC v23.0701 |  |  |  |  | CONTROL | 59 | Assayed Control K-ASSAY® H. Pylori Level 1, 2 2 X 1 mL | CONTROL, H PYLORI L1/1X2ML L2/1X2ML LIQUID D/S | 41116132 Microbiology or bacteriology quality controls or calibrators or standards |  |  |  | Production Completed
MAC | 123 | UNSPSC Classification | CHJ | [7 empty] | 2023-08-09 |  | 937 | 1102175 | Controls | Approved for SM |  | KAMIYA BIOMEDICAL COMPANY | KBC | Kamiya Biomedical Company-KBC | Kamiya Biomedical Company | K252C-2M |  | 41116107 | Chemistry quality controls or calibrators or standards | UNSPSC v23.0701 |  |  |  |  | CONTROL | 59 | Assayed Control K-ASSAY® Krebs Von Den Lungen-6 (KL-6) Level 1, 2 2 X 2 mL | CONTROL, KREBS VON DEN LUNGEN-6 L1/1X ML L2/1X2ML LIQUID D/S | 41116107 Chemistry quality controls or calibrators or standards |  |  |  | Production Completed
MAC | 123 | UNSPSC Classification | CHJ | [7 empty] | 2023-08-09 |  | 943 | 1102181 | Controls | Approved for SM |  | KAMIYA BIOMEDICAL COMPANY | KBC | Kamiya Biomedical Company-KBC | Kamiya Biomedical Company | K63C-10M |  | 41116110 | Coagulation quality controls or calibrators or standards | UNSPSC v23.0701 |  |  |  |  | CONTROL | 59 | Assayed Control K-ASSAY® Fibrinogen Level 1, 2 10 X 1 mL | CONTROL, FIBRINOGEN L1/5X1ML L2/5X1ML LYOPHILIZED D/S | 41116110 Coagulation quality controls or calibrators or standards |  |  |  | Production Completed
MAC | 123 | UNSPSC Classification | CHJ | [7 empty] | 2023-08-09 |  | 2273 | 1092727 | Glucose Meter Controls | Approved for SM |  | MEDLINE INDUSTRIES | MEDLNE | Medline-MEDLNE | Medline | MPH3560 |  | 41116107 | Chemistry quality controls or calibrators or standards | UNSPSC v23.0701 |  |  |  |  | CONTROL | 59 | Blood Glucose Control Solution EvenCare® 2.5 mL Level 1 & 2 | CONTROL, GLUCOSEOSE EVERCARE HI/L O (6BX/CS) | 41116107 Chemistry quality controls or calibrators or standards |  |  |  | Production Completed
MAC | 123 | UNSPSC Classification | CHJ | [7 empty] | 2023-08-09 |  | 924 | 1100700 | Controls | Approved for SM |  | ORTHO CLINICAL DIAGNOSTICS INC | ORTCLI | Ortho Clinical Diagnostics-ORTCLI | Ortho Clinical Diagnostics | 0373878 |  | 41116147 | Toxicology quality controls or calibrators or standards | UNSPSC v23.0701 |  |  |  |  | CONTROL | 59 | Therapeutic Drug Monitoring Control Set QMS® Everolimus Level 1, 2, 3 3 X 1 X 3 mL | CONTROL, QMS EVEROLIMUS 3ML (1/BX) D/S | 41116147 Toxicology quality controls or calibrators or standards |  |  |  | Production Completed
MAC | 123 | UNSPSC Classification | CHJ | [7 empty] | 2023-08-09 |  | 926 | 1100708 | Controls | Approved for SM |  | ORTHO CLINICAL DIAGNOSTICS INC | ORTCLI | Ortho Clinical Diagnostics-ORTCLI | Ortho Clinical Diagnostics | 10011608 |  | 41116147 | Toxicology quality controls or calibrators or standards | UNSPSC v23.0701 |  |  |  |  | CONTROL | 59 | Toxicology Control Set MAS™ Barbiturates (BAR), Benzodiazepine (BZO), Tricyclic Antidepressants (TCA) 3 Levels 6 X 5 mL | CONTROL, SERUM TOX 6X5ML D/S | 41116147 Toxicology quality controls or calibrators or standards |  |  |  | Production Completed
MAC | 123 | UNSPSC Classification | CHJ | [7 empty] | 2023-08-09 |  | 927 | 1100712 | Controls | Approved for SM |  | ORTHO CLINICAL DIAGNOSTICS INC | ORTCLI | Ortho Clinical Diagnostics-ORTCLI | Ortho Clinical Diagnostics | 10015934 |  | 41116107 | Chemistry quality controls or calibrators or standards | UNSPSC v23.0701 |  |  |  |  | CONTROL | 59 | Drugs of Abuse Control DRI® Ethyl Glucuronide (EtG) Low Level 25 mL | CONTROL, DRI ETHYL GLU 375NG/ML 25ML (1/BX) D/S | 41116107 Chemistry quality controls or calibrators or standards |  |  |  | Production Completed
MAC | 123 | UNSPSC Classification | CHJ | [7 empty] | 2023-08-09 |  | 928 | 1100714 | Controls | Approved for SM |  | ORTHO CLINICAL DIAGNOSTICS INC | ORTCLI | Ortho Clinical Diagnostics-ORTCLI | Ortho Clinical Diagnostics | 10015936 |  | 41116107 | Chemistry quality controls or calibrators or standards | UNSPSC v23.0701 |  |  |  |  | CONTROL | 59 | Drugs of Abuse Control DRI® Ethyl Glucuronide (EtG) High Level 25 mL | CONTROL, DRI ETHYL GLU 625NG/ML 25ML (1/BX) D/S | 41116107 Chemistry quality controls or calibrators or standards |  |  |  | Production Completed
MAC | 123 | UNSPSC Classification | CHJ | [7 empty] | 2023-08-09 |  | 929 | 1100715 | Controls | Approved for SM |  | ORTHO CLINICAL DIAGNOSTICS INC | ORTCLI | Ortho Clinical Diagnostics-ORTCLI | Ortho Clinical Diagnostics | 10015937 |  | 41116107 | Chemistry quality controls or calibrators or standards | UNSPSC v23.0701 |  |  |  |  | CONTROL | 59 | Drugs of Abuse Control DRI® Ethyl Glucuronide (EtG) Low Level 25 mL | CONTROL, DRI ETHYL GLU 750NG/ML 25ML (1/BX) D/S | 41116107 Chemistry quality controls or calibrators or standards |  |  |  | Production Completed
MAC | 123 | UNSPSC Classification | CHJ | [7 empty] | 2023-08-09 |  | 930 | 1100717 | Controls | Approved for SM |  | ORTHO CLINICAL DIAGNOSTICS INC | ORTCLI | Ortho Clinical Diagnostics-ORTCLI | Ortho Clinical Diagnostics | 10015939 |  | 41116107 | Chemistry quality controls or calibrators or standards | UNSPSC v23.0701 |  |  |  |  | CONTROL | 59 | Drugs of Abuse Control DRI® Ethyl Glucuronide (EtG) High Level 25 mL | CONTROL, DRI ETHYL GLU 1250NG/ML 25ML (1/BX) D/S | 41116107 Chemistry quality controls or calibrators or standards |  |  |  | Production Completed
MAC | 123 | UNSPSC Classification | CHJ | [7 empty] | 2023-08-09 |  | 931 | 1100723 | Controls | Approved for SM |  | ORTHO CLINICAL DIAGNOSTICS INC | ORTCLI | Ortho Clinical Diagnostics-ORTCLI | Ortho Clinical Diagnostics | 10018149 |  | 41116147 | Toxicology quality controls or calibrators or standards | UNSPSC v23.0701 |  |  |  |  | CONTROL | 59 | Drugs of Abuse Control Kit DRI® Hydrocodone Low Level / High Level 2 X 10 mL | CONTROL KIT, DRI HYDROCODONE ASSAY 2X10ML D/S | 41116147 Toxicology quality controls or calibrators or standards |  |  |  | Production Completed
MAC | 123 | UNSPSC Classification | CHJ | [7 empty] | 2023-08-09 |  | 932 | 1100728 | Controls | Approved for SM |  | ORTHO CLINICAL DIAGNOSTICS INC | ORTCLI | Ortho Clinical Diagnostics-ORTCLI | Ortho Clinical Diagnostics | 10020804 |  | 41116147 | Toxicology quality controls or calibrators or standards | UNSPSC v23.0701 |  |  |  |  | CONTROL | 59 | Drugs of Abuse / Toxicology Control Set CEDIA™ Buprenorphine (BUP) 2 Low Level / High Level 2 X 5 mL | CONTROL, CEDIA BUPRENORPHINE II LOW (1/BX) D/S | 41116147 Toxicology quality controls or calibrators or standards |  |  |  | Production Completed
MAC | 123 | UNSPSC Classification | CHJ | [7 empty] | 2023-08-09 |  | 919 | 1100693 | Controls | Approved for SM |  | ORTHO CLINICAL DIAGNOSTICS INC | ORTCLI | Ortho Clinical Diagnostics-ORTCLI | Ortho Clinical Diagnostics | 100254 |  | 41116147 | Toxicology quality controls or calibrators or standards | UNSPSC v23.0701 |  |  |  |  | CONTROL | 59 | Drugs of Abuse Urinalysis Control Kit DRI® Oxycodone Low Level / High Level 2 X 10 mL | CONTROL KIT, DRI OXYCODONE 1002X10ML D/S | 41116147 Toxicology quality controls or calibrators or standards |  |  |  | Production Completed
MAC | 123 | UNSPSC Classification | CHJ | [7 empty] | 2023-08-09 |  | 920 | 1100694 | Controls | Approved for SM |  | ORTHO CLINICAL DIAGNOSTICS INC | ORTCLI | Ortho Clinical Diagnostics-ORTCLI | Ortho Clinical Diagnostics | 100255 |  | 41116147 | Toxicology quality controls or calibrators or standards | UNSPSC v23.0701 |  |  |  |  | CONTROL | 59 | Drugs of Abuse Urinalysis Control Kit DRI® Oxycodone 2 X 10 mL | CONTROL KIT, DRI OXYCODONE 3002X10ML D/S | 41116147 Toxicology quality controls or calibrators or standards |  |  |  | Production Completed
MAC | 123 | UNSPSC Classification | CHJ | [7 empty] | 2023-08-09 |  | 921 | 1100697 | Controls | Approved for SM |  | ORTHO CLINICAL DIAGNOSTICS INC | ORTCLI | Ortho Clinical Diagnostics-ORTCLI | Ortho Clinical Diagnostics | 100278 |  | 41116147 | Toxicology quality controls or calibrators or standards | UNSPSC v23.0701 |  |  |  |  | CONTROL | 59 | Immunosuppressant Diagnostic Control Kit MAS™ Mycophenolic Acid Level 1 4 X 5 mL | CONTROL, CEDIA MYCOPHENOLIC LEVEL1 4X5ML D/S | 41116147 Toxicology quality controls or calibrators or standards |  |  |  | Production Completed
MAC | 123 | UNSPSC Classification | CHJ | [7 empty] | 2023-08-09 |  | 922 | 1100698 | Controls | Approved for SM |  | ORTHO CLINICAL DIAGNOSTICS INC | ORTCLI | Ortho Clinical Diagnostics-ORTCLI | Ortho Clinical Diagnostics | 100279 |  | 41116147 | Toxicology quality controls or calibrators or standards | UNSPSC v23.0701 |  |  |  |  | CONTROL | 59 | Immunosuppressant Diagnostic Control Kit MAS™ Mycophenolic Acid Level 2 4 X 5 mL | CONTROL, CEDIA MYCOPHENOLIC LEVEL2 4X5ML D/S | 41116147 Toxicology quality controls or calibrators or standards |  |  |  | Production Completed
MAC | 123 | UNSPSC Classification | CHJ | [7 empty] | 2023-08-09 |  | 923 | 1100699 | Controls | Approved for SM |  | ORTHO CLINICAL DIAGNOSTICS INC | ORTCLI | Ortho Clinical Diagnostics-ORTCLI | Ortho Clinical Diagnostics | 100280 |  | 41116147 | Toxicology quality controls or calibrators or standards | UNSPSC v23.0701 |  |  |  |  | CONTROL | 59 | Immunosuppressant Diagnostic Control Kit MAS™ Mycophenolic Acid Level 3 4 X 5 mL | CONTROL, CEDIA MYCOPHENOLIC LEVEL3 4X5ML D/S | 41116147 Toxicology quality controls or calibrators or standards |  |  |  | Production Completed
MAC | 123 | UNSPSC Classification | CHJ | [7 empty] | 2023-08-09 |  | 925 | 1100705 | Controls | Approved for SM |  | ORTHO CLINICAL DIAGNOSTICS INC | ORTCLI | Ortho Clinical Diagnostics-ORTCLI | Ortho Clinical Diagnostics | 6905555 |  | 41116147 | Toxicology quality controls or calibrators or standards | UNSPSC v23.0701 |  |  |  |  | CONTROL | 59 | Toxicology Control More Dx Rapamycin / Tacrolimus / Cyclosporine Level 3 4 X 4 mL | CONTROL, MORE DX RAP/TAC/CSA LEVEL3 (1/BX) D/S | 41116147 Toxicology quality controls or calibrators or standards |  |  |  | Production Completed
MAC | 123 | UNSPSC Classification | CHJ | [7 empty] | 2023-08-09 |  | 933 | 1100730 | Controls | New Item |  | ORTHO CLINICAL DIAGNOSTICS INC | ORTCLI | Ortho Clinical Diagnostics-ORTCLI | Ortho Clinical Diagnostics | PTD11001 |  | 41116147 | Toxicology quality controls or calibrators or standards | UNSPSC v23.0701 |  |  |  |  | CONTROL | 59 |  | CONTROL, MAS PAR TDM LEVEL1 6X5ML D/S | 41116147 Toxicology quality controls or calibrators or standards |  |  |  | Production Completed
MAC | 123 | UNSPSC Classification | CHJ | [7 empty] | 2023-08-09 |  | 934 | 1100731 | Controls | New Item |  | ORTHO CLINICAL DIAGNOSTICS INC | ORTCLI | Ortho Clinical Diagnostics-ORTCLI | Ortho Clinical Diagnostics | PTD22002 |  | 41116147 | Toxicology quality controls or calibrators or standards | UNSPSC v23.0701 |  |  |  |  | CONTROL | 59 |  | CONTROL, MAS PAR TDM LEVEL2 6X5ML D/S | 41116147 Toxicology quality controls or calibrators or standards |  |  |  | Production Completed
MAC | 123 | UNSPSC Classification | CHJ | [7 empty] | 2023-08-09 |  | 935 | 1100732 | Controls | New Item |  | ORTHO CLINICAL DIAGNOSTICS INC | ORTCLI | Ortho Clinical Diagnostics-ORTCLI | Ortho Clinical Diagnostics | PTD33003 |  | 41116147 | Toxicology quality controls or calibrators or standards | UNSPSC v23.0701 |  |  |  |  | CONTROL | 59 |  | CONTROL, MAS PAR TDM LEVEL3 6X5ML DS | 41116147 Toxicology quality controls or calibrators or standards |  |  |  | Production Completed
MAC | 123 | UNSPSC Classification | CHJ | [7 empty] | 2023-08-09 |  | 1453 | 1092871 | Forceps | Approved for SM |  | FISHER SCIENTIFIC | FSHSCI | Fisher Scientific-FSHSCI | Fisher Scientific | NC0266178 |  | 41122405 | Laboratory forceps | UNSPSC v23.0701 |  |  |  |  | FORCEP | 57 | General Purpose Forceps Fisherbrand™ 5 Inch Length Nylon Sterile NonLocking Thumb Handle Straight Blunt Tips | FORCEP, NYLON DISP STR BLUNT TIP WHT INV PACKAGE (100/PK) | 41122405 Laboratory forceps |  |  |  | Production Completed
MAC | 123 | UNSPSC Classification | CHJ | [7 empty] | 2023-08-09 |  | 4925 | 1100225 | Utility Gloves | Approved for SM |  | VWR INTERNATIONAL LLC | VWRINT | VWR International-VWRINT | VWR International | 11000-648 |  | 46181541 | Chemical resistant gloves | UNSPSC v23.0701 |  |  |  |  | GLOVE | 45 | Chemical Protection Glove Silver Shield® / 4H® Size 8 PE / EVOH Polymer Silver 14.5 Inch Gauntlet Cuff NonSterile | GLOVE, SAFETY HONEYWELL SILVERSHIELD 2.7MIL SZ8 (10/PK) | 46181541 Chemical resistant gloves |  |  |  | Production Completed
MAC | 123 | UNSPSC Classification | CHJ | [7 empty] | 2023-08-09 |  | 506 | 1091828 | Calibrators | New Item |  | BECKMAN COULTER REAGENT DEPT, | COULTR | Beckman Coulter-COULTR | Beckman Coulter | B13128 |  | 41116128 | Immunology or serology quality controls or calibrators or standards | UNSPSC v23.0701 |  |  |  |  | CALIBRATOR | 41 |  | CALIBRATOR, ACCESS AMH S0-S5 D/S | 41116128 Immunology or serology quality controls or calibrators or standards |  |  |  | Production Completed
MAC | 123 | UNSPSC Classification | CHJ | [7 empty] | 2023-08-09 |  | 502 | 1091130 | Calibrators | Approved for SM |  | BECKMAN COULTER REAGENT DEPT, | COULTR | Beckman Coulter-COULTR | Beckman Coulter | B84494 |  | 41116107 | Chemistry quality controls or calibrators or standards | UNSPSC v23.0701 |  |  |  |  | CALIBRATOR | 41 | Calibrator Access® Estradiol 4 mL, 5 X 2 mL For use with Access Immunoassay Systems Liquid | CALIBRATOR, ACCESS SENS ESTRADIOL D/S | 41116107 Chemistry quality controls or calibrators or standards |  |  |  | Production Completed
MAC | 123 | UNSPSC Classification | CHJ | [7 empty] | 2023-08-09 |  | 503 | 1091131 | Calibrators | New Item |  | BECKMAN COULTER REAGENT DEPT, | COULTR | Beckman Coulter-COULTR | Beckman Coulter | B97145 |  | 41116107 | Chemistry quality controls or calibrators or standards | UNSPSC v23.0701 |  |  |  |  | CALIBRATOR | 41 |  | CALIBRATOR, ACCESS SENS ESTRADIOL SO D/S | 41116107 Chemistry quality controls or calibrators or standards |  |  |  | Production Completed
MAC | 123 | UNSPSC Classification | CHJ | [7 empty] | 2023-08-09 |  | 504 | 1094733 | Calibrators | Approved for SM |  | CAROLINA LIQUID CHEMISTRIES | CRLQCE | Carolina Liquid Chemistries-CRLQCE | Carolina Liquid Chemistries | 10017-5 |  | 41116147 | Toxicology quality controls or calibrators or standards | UNSPSC v23.0701 |  |  |  |  | CALIBRATOR | 41 | Drugs of Abuse Urinalysis Calibrator Methadone Metabollites (EDDP) Level 3, 500 ng / mL 5 mL | CALIBRATOR, EDDP LEVEL3 500NG/ML 5ML D/S | 41116147 Toxicology quality controls or calibrators or standards |  |  |  | Production Completed
MAC | 123 | UNSPSC Classification | CHJ | [7 empty] | 2023-08-09 |  | 505 | 1094740 | Calibrators | Approved for SM |  | CAROLINA LIQUID CHEMISTRIES | CRLQCE | Carolina Liquid Chemistries-CRLQCE | Carolina Liquid Chemistries | 10018-5 |  | 41116147 | Toxicology quality controls or calibrators or standards | UNSPSC v23.0701 |  |  |  |  | CALIBRATOR | 41 | Drugs of Abuse Urinalysis Calibrator Methadone Metabollites (EDDP) Level 4: 1,000 ng / mL 5 mL | CALIBRATOR, EDDP LEVEL4 1000NG/ML 5ML D/S | 41116147 Toxicology quality controls or calibrators or standards |  |  |  | Production Completed
MAC | 123 | UNSPSC Classification | CHJ | [7 empty] | 2023-08-09 |  | 501 | 1091035 | Calibrators | New Item |  | IMMUNOSTICS INC | IMMUNO | Immunostics-IMMUNO | Immunostics | AFIAS-TSHCAL |  | 41116128 | Immunology or serology quality controls or calibrators or standards | UNSPSC v23.0701 |  |  |  |  | CALIBRATOR | 41 |  | CALIBRATOR, AFIAS-6 TSH LEVEL1AND 2 (2/BX) | 41116128 Immunology or serology quality controls or calibrators or standards |  |  |  | Production Completed
MAC | 123 | UNSPSC Classification | CHJ | [7 empty] | 2023-08-09 |  | 532 | 1102171 | Calibrators | Approved for SM |  | KAMIYA BIOMEDICAL COMPANY | KBC | Kamiya Biomedical Company-KBC | Kamiya Biomedical Company | KAI-018C |  | 41116107 | Chemistry quality controls or calibrators or standards | UNSPSC v23.0701 |  |  |  |  | CALIBRATOR | 41 | Calibrator Kit K-ASSAY® Lipoprotein (a) 1 X 1 mL Human Serum, 2 X 2 mL Diluent For Multi-point Calibration of K-Assay Lp (a) Immunoturbidimetric Assay Lyophilized | CALIBRATOR, LP 1ML LYOPHILIZED2X2ML DILUENT D/S | 41116107 Chemistry quality controls or calibrators or standards |  |  |  | Production Completed
MAC | 123 | UNSPSC Classification | CHJ | [7 empty] | 2023-08-09 |  | 535 | 1102185 | Calibrators | Approved for SM |  | KAMIYA BIOMEDICAL COMPANY | KBC | Kamiya Biomedical Company-KBC | Kamiya Biomedical Company | KAI-025C |  | 41116107 | Chemistry quality controls or calibrators or standards | UNSPSC v23.0701 |  |  |  |  | CALIBRATOR | 41 | Calibrator Kit K-ASSAY® Apolipoprotein E 1 X 1 mL Human Serum, 2 X 2 mL Diluent For Calibration of K-Assay Apo E Immunoturbidietric Assay Lyophilized | CALIBRATOR, APO E 1ML LYOPHILIZED 2X2ML DILUENT D/S | 41116107 Chemistry quality controls or calibrators or standards |  |  |  | Production Completed
MAC | 123 | UNSPSC Classification | CHJ | [7 empty] | 2023-08-09 |  | 538 | 1102192 | Calibrators | Approved for SM |  | KAMIYA BIOMEDICAL COMPANY | KBC | Kamiya Biomedical Company-KBC | Kamiya Biomedical Company | KAI-067C |  | 41116139 | Urinalysis quality controls or calibrators or standards | UNSPSC v23.0701 |  |  |  |  | CALIBRATOR | 41 | Calibrator K-ASSAY® Urine Alpha-1 Microglobulin 4 X 1 mL For Two-Reagent Clinical Chemistry Analyzers Liquid | CALIBRATOR, ALPHA-1 MICROGLOBULIN URINE 4X1ML D/S | 41116139 Urinalysis quality controls or calibrators or standards |  |  |  | Production Completed
MAC | 123 | UNSPSC Classification | CHJ | [7 empty] | 2023-08-09 |  | 541 | 1102208 | Calibrators | Approved for SM |  | KAMIYA BIOMEDICAL COMPANY | KBC | Kamiya Biomedical Company-KBC | Kamiya Biomedical Company | KAI-068C |  | 41116128 | Immunology or serology quality controls or calibrators or standards | UNSPSC v23.0701 |  |  |  |  | CALIBRATOR | 41 | Calibrator K-ASSAY® Serum/Plasma Alpha-1 Microglobulin 5 X 1 mL For Clinical Chemistry Analyzers Liquid | CALIBRATOR, ALPHA-1 MICROGLOBULIN SERUM/PLASMA 5X1ML D/S | 41116128 Immunology or serology quality controls or calibrators or standards |  |  |  | Production Completed
MAC | 123 | UNSPSC Classification | CHJ | [7 empty] | 2023-08-09 |  | 530 | 1102168 | Calibrators | Approved for SM |  | KAMIYA BIOMEDICAL COMPANY | KBC | Kamiya Biomedical Company-KBC | Kamiya Biomedical Company | KAI-072C |  | 41116107 | Chemistry quality controls or calibrators or standards | UNSPSC v23.0701 |  |  |  |  | CALIBRATOR | 41 | Calibrator K-ASSAY® Insulin 5 X 0.5 mL For Two-Reagent Clinical Chemistry Analyzers Lyophilized | CALIBRATOR, INSULIN 5X0.5ML LYOPHILIZED D/S | 41116107 Chemistry quality controls or calibrators or standards |  |  |  | Production Completed
MAC | 123 | UNSPSC Classification | CHJ | [7 empty] | 2023-08-09 |  | 531 | 1102169 | Calibrators | Approved for SM |  | KAMIYA BIOMEDICAL COMPANY | KBC | Kamiya Biomedical Company-KBC | Kamiya Biomedical Company | KAI-079C |  | 41116128 | Immunology or serology quality controls or calibrators or standards | UNSPSC v23.0701 |  |  |  |  | CALIBRATOR | 41 | Calibrator K-ASSAY® Anti-Streptolysin O (ASO) (WHO) 5 X 1 mL For Two-Reagent Clinical Chemistry Analyzers | CALIBRATOR, ASO 5X1ML D/S | 41116128 Immunology or serology quality controls or calibrators or standards |  |  |  | Production Completed
MAC | 123 | UNSPSC Classification | CHJ | [7 empty] | 2023-08-09 |  | 536 | 1102188 | Calibrators | Approved for SM |  | KAMIYA BIOMEDICAL COMPANY | KBC | Kamiya Biomedical Company-KBC | Kamiya Biomedical Company | KAI-086C |  | 41116128 | Immunology or serology quality controls or calibrators or standards | UNSPSC v23.0701 |  |  |  |  | CALIBRATOR | 41 | Calibrator Set F K-ASSAY® Human CRP 5 X 2 mL For Two-Reagent Clinical Chemistry Analyzers | CALIBRATOR, CRP CALIBRATOR SETF 5X2 ML LIQUID F/KAI-082 D/S | 41116128 Immunology or serology quality controls or calibrators or standards |  |  |  | Production Completed
MAC | 123 | UNSPSC Classification | CHJ | [7 empty] | 2023-08-09 |  | 533 | 1102176 | Calibrators | Approved for SM |  | KAMIYA BIOMEDICAL COMPANY | KBC | Kamiya Biomedical Company-KBC | Kamiya Biomedical Company | KAI-099C |  | 41116128 | Immunology or serology quality controls or calibrators or standards | UNSPSC v23.0701 |  |  |  |  | CALIBRATOR | 41 | Calibrator K-ASSAY® Cystatin C 6 X 1 mL For Two-Reagent Clinical Chemistry Analyzers | CALIBRATOR, CYSTATIN C 6X1ML LIQUID D/S | 41116128 Immunology or serology quality controls or calibrators or standards |  |  |  | Production Completed
MAC | 123 | UNSPSC Classification | CHJ | [7 empty] | 2023-08-09 |  | 539 | 1102199 | Calibrators | Approved for SM |  | KAMIYA BIOMEDICAL COMPANY | KBC | Kamiya Biomedical Company-KBC | Kamiya Biomedical Company | KAI-112C |  | 41116110 | Coagulation quality controls or calibrators or standards | UNSPSC v23.0701 |  |  |  |  | CALIBRATOR | 41 | Calibrator Kit K-ASSAY® Plasma FDP 5 X 1 mL, 1 X 40 mL For Two-Reagent Clinical Chemistry Analyzers Lyophilized | CALIBRATOR, PLASMA FDP 5X1ML LYOPHILIZED 1X40ML DILUENT D/S | 41116110 Coagulation quality controls or calibrators or standards |  |  |  | Production Completed
MAC | 123 | UNSPSC Classification | CHJ | [7 empty] | 2023-08-09 |  | 529 | 1102166 | Calibrators | Approved for SM |  | KAMIYA BIOMEDICAL COMPANY | KBC | Kamiya Biomedical Company-KBC | Kamiya Biomedical Company | KAI-136C |  | 41116110 | Coagulation quality controls or calibrators or standards | UNSPSC v23.0701 |  |  |  |  | CALIBRATOR | 41 | Calibrator K-ASSAY® Fibrinogen 1 X 1 mL For The Quantitative Determination of Fibrinogen Levels in Disseminated Intravascular Coagulation Lyophilized | CALIBRATOR, FIBRINOGEN 1X1ML LYOPHILIZED 4LEVEL D/S | 41116110 Coagulation quality controls or calibrators or standards |  |  |  | Production Completed
MAC | 123 | UNSPSC Classification | CHJ | [7 empty] | 2023-08-09 |  | 540 | 1102207 | Calibrators | Approved for SM |  | KAMIYA BIOMEDICAL COMPANY | KBC | Kamiya Biomedical Company-KBC | Kamiya Biomedical Company | KAI-241C |  | 41116132 | Microbiology or bacteriology quality controls or calibrators or standards | UNSPSC v23.0701 |  |  |  |  | CALIBRATOR | 41 | Calibrator K-ASSAY® H Pylori 5 X 2 mL For Two-Reagent Clinical Chemistry Analyzers Liquid | CALIBRATOR, H PYLORI 5X2ML LIQUID D/S | 41116132 Microbiology or bacteriology quality controls or calibrators or standards |  |  |  | Production Completed
MAC | 123 | UNSPSC Classification | CHJ | [7 empty] | 2023-08-09 |  | 537 | 1102190 | Calibrators | Approved for SM |  | KAMIYA BIOMEDICAL COMPANY | KBC | Kamiya Biomedical Company-KBC | Kamiya Biomedical Company | KAI-251C |  | 41116107 | Chemistry quality controls or calibrators or standards | UNSPSC v23.0701 |  |  |  |  | CALIBRATOR | 41 | Calibrator K-ASSAY® Krebs von den Lungen-6 (KL-6) 5 X 1 mL For Two-Reagent Clinical Chemistry Analyzers Liquid | CALIBRATOR, KREBS VON DEN LUNGEN-6 5X1ML LIQUID D/S | 41116107 Chemistry quality controls or calibrators or standards |  |  |  | Production Completed
MAC | 123 | UNSPSC Classification | CHJ | [7 empty] | 2023-08-09 |  | 514 | 1100709 | Calibrators | Approved for SM |  | ORTHO CLINICAL DIAGNOSTICS INC | ORTCLI | Ortho Clinical Diagnostics-ORTCLI | Ortho Clinical Diagnostics | 10015573 |  | 41116128 | Immunology or serology quality controls or calibrators or standards | UNSPSC v23.0701 |  |  |  |  | CALIBRATOR | 41 | Calibrator Set QMS® Tacrolimus 4 X 2 mL, 2 X 4 mL For Automated Clinical Chemistry Analyzers Ready-to-Use Liquid | CALIBRATOR SET, QMS TACROLIMUS5X2ML 1X4ML D/S | 41116128 Immunology or serology quality controls or calibrators or standards |  |  |  | Production Completed
MAC | 123 | UNSPSC Classification | CHJ | [7 empty] | 2023-08-09 |  | 515 | 1100710 | Calibrators | Approved for SM |  | ORTHO CLINICAL DIAGNOSTICS INC | ORTCLI | Ortho Clinical Diagnostics-ORTCLI | Ortho Clinical Diagnostics | 10015932 |  | 41116128 | Immunology or serology quality controls or calibrators or standards | UNSPSC v23.0701 |  |  |  |  | CALIBRATOR | 41 | Toxicology Calibrator DRI® Ethyl Glucuronide (EtG) 1 X 25 mL For Clinical Chemistry Analyzers Ready-to-Use Liquid | CALIBRATOR, DRI ETHYL GLU NEGATIVE 25ML (1/BX) D/S | 41116128 Immunology or serology quality controls or calibrators or standards |  |  |  | Production Completed
MAC | 123 | UNSPSC Classification | CHJ | [7 empty] | 2023-08-09 |  | 516 | 1100711 | Calibrators | Approved for SM |  | ORTHO CLINICAL DIAGNOSTICS INC | ORTCLI | Ortho Clinical Diagnostics-ORTCLI | Ortho Clinical Diagnostics | 10015933 |  | 41116128 | Immunology or serology quality controls or calibrators or standards | UNSPSC v23.0701 |  |  |  |  | CALIBRATOR | 41 | Toxicology Calibrator DRI® Ethyl Glucuronide (EtG) 1 X 10 mL For Clinical Chemistry Analyzers Ready-to-Use Liquid | CALIBRATOR, DRI ETHYL GLU 100NG/ML 10ML (1/BX) D/S | 41116128 Immunology or serology quality controls or calibrators or standards |  |  |  | Production Completed
MAC | 123 | UNSPSC Classification | CHJ | [7 empty] | 2023-08-09 |  | 517 | 1100713 | Calibrators | Approved for SM |  | ORTHO CLINICAL DIAGNOSTICS INC | ORTCLI | Ortho Clinical Diagnostics-ORTCLI | Ortho Clinical Diagnostics | 10015935 |  | 41116128 | Immunology or serology quality controls or calibrators or standards | UNSPSC v23.0701 |  |  |  |  | CALIBRATOR | 41 | Toxicology Calibrator DRI® Ethyl Glucuronide (EtG) 1 X 10 mL For Clinical Chemistry Analyzers Ready-to-Use Liquid | CALIBRATOR, DRI ETHYL GLU 500NG/ML 10ML (1/BX) D/S | 41116128 Immunology or serology quality controls or calibrators or standards |  |  |  | Production Completed
MAC | 123 | UNSPSC Classification | CHJ | [7 empty] | 2023-08-09 |  | 518 | 1100716 | Calibrators | Approved for SM |  | ORTHO CLINICAL DIAGNOSTICS INC | ORTCLI | Ortho Clinical Diagnostics-ORTCLI | Ortho Clinical Diagnostics | 10015938 |  | 41116128 | Immunology or serology quality controls or calibrators or standards | UNSPSC v23.0701 |  |  |  |  | CALIBRATOR | 41 | Toxicology Calibrator DRI® Ethyl Glucuronide (EtG) 1 X 10 mL For Clinical Chemistry Analyzers Ready-to-Use Liquid | CALIBRATOR, DRI ETHYL GLU 1000NG/ML 10ML (1/BX) D/S | 41116128 Immunology or serology quality controls or calibrators or standards |  |  |  | Production Completed
MAC | 123 | UNSPSC Classification | CHJ | [7 empty] | 2023-08-09 |  | 519 | 1100718 | Calibrators | Approved for SM |  | ORTHO CLINICAL DIAGNOSTICS INC | ORTCLI | Ortho Clinical Diagnostics-ORTCLI | Ortho Clinical Diagnostics | 10015940 |  | 41116128 | Immunology or serology quality controls or calibrators or standards | UNSPSC v23.0701 |  |  |  |  | CALIBRATOR | 41 | Toxicology Calibrator DRI® Ethyl Glucuronide (EtG) 1 X 10 mL For Clinical Chemistry Analyzers Ready-to-Use Liquid | CALIBRATOR, DRI ETHYL GLU 2000NG/ML 10ML (1/BX) D/S | 41116128 Immunology or serology quality controls or calibrators or standards |  |  |  | Production Completed
MAC | 123 | UNSPSC Classification | CHJ | [7 empty] | 2023-08-09 |  | 520 | 1100719 | Calibrators | Approved for SM |  | ORTHO CLINICAL DIAGNOSTICS INC | ORTCLI | Ortho Clinical Diagnostics-ORTCLI | Ortho Clinical Diagnostics | 10018079 |  | 41116128 | Immunology or serology quality controls or calibrators or standards | UNSPSC v23.0701 |  |  |  |  | CALIBRATOR | 41 | Calibrator DRI® Hydrocodone 10 mL For Automated Clinical Analyzers Ready-to-Use Liquid | CALIBRATOR, DRI HYDROCODONE 100 10ML (1/BX) D/S | 41116128 Immunology or serology quality controls or calibrators or standards |  |  |  | Production Completed
MAC | 123 | UNSPSC Classification | CHJ | [7 empty] | 2023-08-09 |  | 521 | 1100720 | Calibrators | Approved for SM |  | ORTHO CLINICAL DIAGNOSTICS INC | ORTCLI | Ortho Clinical Diagnostics-ORTCLI | Ortho Clinical Diagnostics | 10018080 |  | 41116128 | Immunology or serology quality controls or calibrators or standards | UNSPSC v23.0701 |  |  |  |  | CALIBRATOR | 41 | Calibrator DRI® Hydrocodone 10 mL For Automated Clinical Analyzers Ready-to-Use Liquid | CALIBRATOR, DRI HYDROCODONE 300 10ML (1/BX) D/S | 41116128 Immunology or serology quality controls or calibrators or standards |  |  |  | Production Completed
MAC | 123 | UNSPSC Classification | CHJ | [7 empty] | 2023-08-09 |  | 522 | 1100721 | Calibrators | Approved for SM |  | ORTHO CLINICAL DIAGNOSTICS INC | ORTCLI | Ortho Clinical Diagnostics-ORTCLI | Ortho Clinical Diagnostics | 10018081 |  | 41116128 | Immunology or serology quality controls or calibrators or standards | UNSPSC v23.0701 |  |  |  |  | CALIBRATOR | 41 | Calibrator DRI® Hydrocodone 10 mL For Automated Clinical Analyzers Ready-to-Use Liquid | CALIBRATOR, DRI HYDROCODONE 500 10ML (1/BX) D/S | 41116128 Immunology or serology quality controls or calibrators or standards |  |  |  | Production Completed
MAC | 123 | UNSPSC Classification | CHJ | [7 empty] | 2023-08-09 |  | 523 | 1100722 | Calibrators | Approved for SM |  | ORTHO CLINICAL DIAGNOSTICS INC | ORTCLI | Ortho Clinical Diagnostics-ORTCLI | Ortho Clinical Diagnostics | 10018082 |  | 41116128 | Immunology or serology quality controls or calibrators or standards | UNSPSC v23.0701 |  |  |  |  | CALIBRATOR | 41 | Calibrator DRI® Hydrocodone 10 mL For Automated Clinical Analyzers Ready-to-Use Liquid | CALIBRATOR, DRI HYDROCODONE 1000 10ML (1/BX) D/S | 41116128 Immunology or serology quality controls or calibrators or standards |  |  |  | Production Completed
MAC | 123 | UNSPSC Classification | CHJ | [7 empty] | 2023-08-09 |  | 524 | 1100724 | Calibrators | Approved for SM |  | ORTHO CLINICAL DIAGNOSTICS INC | ORTCLI | Ortho Clinical Diagnostics-ORTCLI | Ortho Clinical Diagnostics | 10020799 |  | 41116128 | Immunology or serology quality controls or calibrators or standards | UNSPSC v23.0701 |  |  |  |  | CALIBRATOR | 41 | Calibrator CEDIA™ Buprenorphine II 1 X 5 mL For Automated Clinical Analyzers Ready-to-Use Liquid | CALIBRATOR, CEDIA BUPRENORPHINE II 10NG/ML 5ML (1/BX) D/S | 41116128 Immunology or serology quality controls or calibrators or standards |  |  |  | Production Completed
MAC | 123 | UNSPSC Classification | CHJ | [7 empty] | 2023-08-09 |  | 525 | 1100725 | Calibrators | Approved for SM |  | ORTHO CLINICAL DIAGNOSTICS INC | ORTCLI | Ortho Clinical Diagnostics-ORTCLI | Ortho Clinical Diagnostics | 10020800 |  | 41116128 | Immunology or serology quality controls or calibrators or standards | UNSPSC v23.0701 |  |  |  |  | CALIBRATOR | 41 | Calibrator CEDIA™ Buprenorphine II 1 X 5 mL For Automated Clinical Analyzers Ready-to-Use Liquid | CALIBRATOR, CEDIA BUPRENORPHINE II 20NG/ML 5ML (1/BX) D/S | 41116128 Immunology or serology quality controls or calibrators or standards |  |  |  | Production Completed
MAC | 123 | UNSPSC Classification | CHJ | [7 empty] | 2023-08-09 |  | 526 | 1100726 | Calibrators | Approved for SM |  | ORTHO CLINICAL DIAGNOSTICS INC | ORTCLI | Ortho Clinical Diagnostics-ORTCLI | Ortho Clinical Diagnostics | 10020801 |  | 41116128 | Immunology or serology quality controls or calibrators or standards | UNSPSC v23.0701 |  |  |  |  | CALIBRATOR | 41 | Calibrator CEDIA™ Buprenorphine II 1 X 5 mL For Automated Clinical Analyzers Ready-to-Use Liquid | CALIBRATOR, CEDIA BUPRENORPHINE II 50NG/ML 5ML (1/BX) D/S | 41116128 Immunology or serology quality controls or calibrators or standards |  |  |  | Production Completed
MAC | 123 | UNSPSC Classification | CHJ | [7 empty] | 2023-08-09 |  | 527 | 1100727 | Calibrators | Approved for SM |  | ORTHO CLINICAL DIAGNOSTICS INC | ORTCLI | Ortho Clinical Diagnostics-ORTCLI | Ortho Clinical Diagnostics | 10020802 |  | 41116128 | Immunology or serology quality controls or calibrators or standards | UNSPSC v23.0701 |  |  |  |  | CALIBRATOR | 41 | Calibrator CEDIA™ Buprenorphine II 1 X 5 mL For Automated Clinical Analyzers Ready-to-Use Liquid | CALIBRATOR, CEDIA BUPRENORPHINE II 100NG/ML 5ML (1/BX) D/S | 41116128 Immunology or serology quality controls or calibrators or standards |  |  |  | Production Completed
MAC | 123 | UNSPSC Classification | CHJ | [7 empty] | 2023-08-09 |  | 528 | 1100729 | Calibrators | Approved for SM |  | ORTHO CLINICAL DIAGNOSTICS INC | ORTCLI | Ortho Clinical Diagnostics-ORTCLI | Ortho Clinical Diagnostics | 10021390 |  | 41116128 | Immunology or serology quality controls or calibrators or standards | UNSPSC v23.0701 |  |  |  |  | CALIBRATOR | 41 | Calibrator CEDIA™ Buprenorphine II 1 X 7.5 mL For Automated Clinical Analyzers Ready-to-Use Liquid | CALIBRATOR, CEDIA BUPRENORPHINE II (1/BX) D/S | 41116128 Immunology or serology quality controls or calibrators or standards |  |  |  | Production Completed
MAC | 123 | UNSPSC Classification | CHJ | [7 empty] | 2023-08-09 |  | 507 | 1100696 | Calibrators | Approved for SM |  | ORTHO CLINICAL DIAGNOSTICS INC | ORTCLI | Ortho Clinical Diagnostics-ORTCLI | Ortho Clinical Diagnostics | 100277 |  | 41116128 | Immunology or serology quality controls or calibrators or standards | UNSPSC v23.0701 |  |  |  |  | CALIBRATOR | 41 | Calibrator Set CEDIA™ Mycophenolic Acid 2 X 5 mL For Automated Clinical Chemistry Analyzers Liquid | CALIBRATOR KIT, CEDIA MYCOPHENOLIC ACID 2X5ML D/S | 41116128 Immunology or serology quality controls or calibrators or standards |  |  |  | Production Completed
MAC | 123 | UNSPSC Classification | CHJ | [7 empty] | 2023-08-09 |  | 511 | 1100704 | Calibrators | Approved for SM |  | ORTHO CLINICAL DIAGNOSTICS INC | ORTCLI | Ortho Clinical Diagnostics-ORTCLI | Ortho Clinical Diagnostics | 1557416 |  | 41116128 | Immunology or serology quality controls or calibrators or standards | UNSPSC v23.0701 |  |  |  |  | CALIBRATOR | 41 | Calibrator CEDIA™ Drugs of Abuse 1 X 5 mL For Use as Calibrator in the CEDIA Semiquantitative Determination of Drugs of Abuse in Human Urine on Automated Clinical Chemistry Analyzers Ready-to-Use Liquid | CALIBRATOR, CEDIA NEGATIVE 5ML(1/BX) D/S | 41116128 Immunology or serology quality controls or calibrators or standards |  |  |  | Production Completed
MAC | 123 | UNSPSC Classification | CHJ | [7 empty] | 2023-08-09 |  | 508 | 1100701 | Calibrators | Approved for SM |  | ORTHO CLINICAL DIAGNOSTICS INC | ORTCLI | Ortho Clinical Diagnostics-ORTCLI | Ortho Clinical Diagnostics | 374157 |  | 41116128 | Immunology or serology quality controls or calibrators or standards | UNSPSC v23.0701 |  |  |  |  | CALIBRATOR | 41 | Calibrator Kit QMS® Amikacin 6 X 1 mL For use in Calibration of QMS Amikacin Assay Liquid | CALIBRATOR KIT, QMS AMIKACIN (1/BX) D/S | 41116128 Immunology or serology quality controls or calibrators or standards |  |  |  | Production Completed
MAC | 123 | UNSPSC Classification | CHJ | [7 empty] | 2023-08-09 |  | 509 | 1100702 | Calibrators | Approved for SM |  | ORTHO CLINICAL DIAGNOSTICS INC | ORTCLI | Ortho Clinical Diagnostics-ORTCLI | Ortho Clinical Diagnostics | 374678 |  | 41116128 | Immunology or serology quality controls or calibrators or standards | UNSPSC v23.0701 |  |  |  |  | CALIBRATOR | 41 | Calibrator QMS® Lidocaine 6 X 1 mL For use in Calibration of QMS Lidocaine Assay | CALIBRATOR, QMS LIDOCAINE (1/BX) D/S | 41116128 Immunology or serology quality controls or calibrators or standards |  |  |  | Production Completed
MAC | 123 | UNSPSC Classification | CHJ | [7 empty] | 2023-08-09 |  | 510 | 1100703 | Calibrators | Approved for SM |  | ORTHO CLINICAL DIAGNOSTICS INC | ORTCLI | Ortho Clinical Diagnostics-ORTCLI | Ortho Clinical Diagnostics | 380005 |  | 41116128 | Immunology or serology quality controls or calibrators or standards | UNSPSC v23.0701 |  |  |  |  | CALIBRATOR | 41 | Immunoassay Calibrator QMS® Everolimus 6 X 3 mL For Calibration of QMS Everolimus Immunoassay Liquid | CALIBRATOR SET, QMS EVEROLIMUS6X3ML D/S | 41116128 Immunology or serology quality controls or calibrators or standards |  |  |  | Production Completed
MAC | 123 | UNSPSC Classification | CHJ | [7 empty] | 2023-08-09 |  | 500 | 1087038 | Calibrators | Approved for SM |  | ORTHO CLINICAL DIAGNOSTICS INC | ORTCLI | Ortho Clinical Diagnostics-ORTCLI | Ortho Clinical Diagnostics | 6844424 |  | 41116107 | Chemistry quality controls or calibrators or standards | UNSPSC v23.0701 |  |  |  |  | CALIBRATOR | 41 | Calibrator Vitros® C-Peptide For Vitros® Chemistry Products | CALIBRATOR, C-PETIDE F/VITROS ANALYZER D/S | 41116107 Chemistry quality controls or calibrators or standards |  |  |  | Production Completed
MAC | 123 | UNSPSC Classification | CHJ | [7 empty] | 2023-08-09 |  | 512 | 1100706 | Calibrators | Approved for SM |  | ORTHO CLINICAL DIAGNOSTICS INC | ORTCLI | Ortho Clinical Diagnostics-ORTCLI | Ortho Clinical Diagnostics | 6905556 |  | 41116139 | Urinalysis quality controls or calibrators or standards | UNSPSC v23.0701 |  |  |  |  | CALIBRATOR | 41 | Calibrator DRI® Urine 10 mL Ready-to-Use Liquid | CALIBRATOR, DRI URINE NEGATIVE10ML (1/BX) D/S | 41116139 Urinalysis quality controls or calibrators or standards |  |  |  | Production Completed
MAC | 123 | UNSPSC Classification | CHJ | [7 empty] | 2023-08-09 |  | 513 | 1100707 | Calibrators | Approved for SM |  | ORTHO CLINICAL DIAGNOSTICS INC | ORTCLI | Ortho Clinical Diagnostics-ORTCLI | Ortho Clinical Diagnostics | 6905557 |  | 41116128 | Immunology or serology quality controls or calibrators or standards | UNSPSC v23.0701 |  |  |  |  | CALIBRATOR | 41 | Calibrator DRI® Ecstasy (MDMA) 1 X 10 mL For Clinical Chemistry Analyzers Ready-to-Use Liquid | CALIBRATOR, DRI ECSTASY CAL 1000 (1/BX) D/S | 41116128 Immunology or serology quality controls or calibrators or standards |  |  |  | Production Completed
MAC | 123 | UNSPSC Classification | CHJ | [7 empty] | 2023-08-09 |  | 272 | 1094643 | Appliance (Durable Goods) Accessories | Approved for SM |  | HORIZON SCIENTIFIC INC | HORZSC | Horizon Scientific Inc-HORZSC | Horizon Scientific Inc | ABT-FS-G 69 |  | 41103025 | Laboratory cooling equipment accessories | UNSPSC v23.0701 |  |  |  |  | SHELF | 37 | Accessories for Freezer ABS | SHELF, FREEZER ADDITIONAL 69CFTRIPLE SLIDING DOOR | 41103025 Laboratory cooling equipment accessories |  |  |  | Production Completed
MAC | 123 | UNSPSC Classification | CHJ | [7 empty] | 2023-08-09 |  | 271 | 1094642 | Appliance (Durable Goods) Accessories | Approved for SM |  | HORIZON SCIENTIFIC INC | HORZSC | Horizon Scientific Inc-HORZSC | Horizon Scientific Inc | ABT-FSM-G 69 |  | 41103025 | Laboratory cooling equipment accessories | UNSPSC v23.0701 |  |  |  |  | SHELF | 37 | Accessories for Freezer ABS | SHELF, FREEZER MIDDLE 69CF | 41103025 Laboratory cooling equipment accessories |  |  |  | Production Completed
MAC | 123 | UNSPSC Classification | CHJ | [7 empty] | 2023-08-09 |  | 3921 | 1095447 | Specimen Collection and Transport Containers | Approved for SM |  | MINIGRIP LLC | MINIGP | Minigrip-MINIGP | Minigrip | ZMGTZ69RDABS |  | 41104105 | Specimen collection or transport bags | UNSPSC v23.0701 |  |  |  |  | BAG | 32 | Specimen Transport Bag with Document Pouch SafeGuard® 6 X 9 Inch Zip Closure Biohazard Symbol / Storage Instructions NonSterile | BAG, LAB MINIGRIP TRANS CLR ZIP W/FLAP & ABSRB PAD 2ML (1000 | 41104105 Specimen collection or transport bags |  |  |  | Production Completed
MAC | 123 | UNSPSC Classification | CHJ | [7 empty] | 2023-08-09 |  | 3384 | 1101452 | Pharmaceutical Accessories | New Item |  | MCKESSON PHARMACEUTICALS | 9RDPLA | RD Plastics Company-9RDPLA | RD Plastics Company | 60338290109 |  | 24111514 | Zipper bag | UNSPSC v23.0701 |  |  |  |  | BAG | 32 |  | BAG, TRAY CRASH CART 20"X29" (100/CS) | 24111514 Zipper bag |  |  |  | Production Completed
MAC | 123 | UNSPSC Classification | CHJ | [7 empty] | 2023-08-09 |  | 3385 | 1101485 | Pharmacy Bags | Approved for SM |  | MCKESSON PHARMACEUTICALS | 9RXSYI | Rx Systems Inc-9RXSYI | Rx Systems Inc | 99991183243 | 1183243 | 24111502 | Paper bags | UNSPSC v23.0701 |  |  |  |  | BAG | 32 | Pharmacy Bag 5 X 2 X 10 Inch | BAG, PAPER RX LOGO 5"X2"X10" (3000/CS) | 24111502 Paper bags |  |  |  | Production Completed
MAC | 123 | UNSPSC Classification | CHJ | [7 empty] | 2023-08-09 |  | 780 | 1101572 | Clinical Laboratory Accessories | New Item |  | EPPENDORF NORTH AMERICA | EPPNOR | Eppendorf North America-EPPNOR | Eppendorf North America | 022639323 |  | 41103911 | Centrifuge adapters | UNSPSC v23.0701 |  |  |  |  | ADAPTER | 30 |  | ADAPTER, CENTRIFUGE F/90ML BUCKET 10X5-7ML (2/PK) D/S | 41103911 Centrifuge adapters |  |  |  | Production Completed
MAC | 123 | UNSPSC Classification | CHJ | [7 empty] | 2023-08-09 |  | 599 | 1089210 | Centrifuge Accessories | Approved for SM |  | HETTICH INSTRUMENTS LP | HETICH | Hettich Instruments-HETICH | Hettich Instruments | 1438 |  | 41103911 | Centrifuge adapters | UNSPSC v23.0701 |  |  |  |  | ADAPTER | 30 | Centrifuge Adapter For 5 mL Tubes | ADAPTER, CENTRIFUGE F/5ML TU D/S | 41103911 Centrifuge adapters |  |  |  | Production Completed
MAC | 123 | UNSPSC Classification | CHJ | [7 empty] | 2023-08-09 |  | 600 | 1089212 | Centrifuge Accessories | Approved for SM |  | HETTICH INSTRUMENTS LP | HETICH | Hettich Instruments-HETICH | Hettich Instruments | 1441 |  | 41103911 | Centrifuge adapters | UNSPSC v23.0701 |  |  |  |  | ADAPTER | 30 | Centrifuge Adapter For Carrier 1425 | ADAPTER, CENTRIFUGE F/4-10ML TU D/S | 41103911 Centrifuge adapters |  |  |  | Production Completed
MAC | 123 | UNSPSC Classification | CHJ | [7 empty] | 2023-08-09 |  | 596 | 1087590 | Centrifuge Accessories | Approved for SM |  | LW SCIENTIFIC, INC. | LWSCI | LW Scientific-LWSCI | LW Scientific | 100449 |  | 41103913 | Laboratory centrifuge accessories | UNSPSC v23.0701 |  |  |  |  | ADAPTER | 30 | Power Adapter For use with Universal / Black USE E8 / ZipSpin / Zipocrit Centrifuges | ADAPTER, POWER CORD F/UNIV CENTRIFUGE 12V 8A D/S | 41103913 Laboratory centrifuge accessories |  |  |  | Production Completed
MAC | 123 | UNSPSC Classification | CHJ | [7 empty] | 2023-08-09 |  | 1302 | 1095656 | Equipment Drapes and Covers | New Item |  | FISHER SCIENTIFIC | FSHSCI | Fisher Scientific-FSHSCI | Fisher Scientific | 22261311 |  | 42295415 | Surgical equipment covers | UNSPSC v23.0701 |  |  |  |  | COVER | 27 |  | COVER, MICROSCOPE BEL-ART SP SCIENCEWARE 15"X19"X22" D/S | 42295415 Surgical equipment covers |  |  |  | Production Completed
MAC | 123 | UNSPSC Classification | CHJ | [7 empty] | 2023-08-09 |  | 3386 | 1091060 | Pharmacy Needles | Approved for SM |  | MCKESSON PHARMACEUTICALS | 9MDSAF | MedSafety Solutions LLC-9MDSAF | MedSafety Solutions LLC | 17191016004 | 1234020 | 42142533 | Needle for intravenous or arterial administration ports | UNSPSC v23.0701 |  |  |  |  | NEEDLE | 25 | Vented Needle TwoFer™ 16 Gauge 1 Inch Huber Tip | NEEDLE, TWO-FER DISP 16GX1" (100/CT) | 42142533 Needle for intravenous or arterial administration ports |  |  |  | Production Completed
MAC | 123 | UNSPSC Classification | CHJ | [7 empty] | 2023-08-09 |  | 3426 | 1095556 | Pipette Tips | Approved for SM |  | VISTALAB TECHNOLOGIES INC | CELTRT | CELLTREAT Scientific Products-CELTRT | CELLTREAT Scientific Products | 4060-1333 |  | 41121607 | Universal pipette tips | UNSPSC v23.0701 |  |  |  |  | TIP | 25 | Pipette Tip Ovation® M VistaRak™ 1 to 20 µL Without Graduations Sterile | TIP, PIPETTE VISTARAK STR FILTERED PYROGEN FREE 2UL (960/CS) | 41121607 Universal pipette tips |  |  |  | Production Completed
MAC | 123 | UNSPSC Classification | CHJ | [7 empty] | 2023-08-09 |  | 3416 | 1037559 | Pipette Tips | Approved for SM |  | VISTALAB TECHNOLOGIES INC | CELTRT | CELLTREAT Scientific Products-CELTRT | CELLTREAT Scientific Products | 4060-3332 |  | 41121601 | Filter tip pipette tips | UNSPSC v23.0701 |  |  |  |  | TIP | 25 | Filter Pipette Tip VistaRak™ 1,250 µL Without Graduations Sterile | TIP, PIPETTE VISTARAK FILTER 1250UL (960/CS) | 41121601 Filter tip pipette tips |  |  |  | Production Completed
MAC | 123 | UNSPSC Classification | CHJ | [7 empty] | 2023-08-09 |  | 4871 | 1094418 | Tubes | Approved for SM |  | EPPENDORF NORTH AMERICA | EPPNOR | Eppendorf North America-EPPNOR | Eppendorf North America | 022363212 |  | 41121607 | Universal pipette tips | UNSPSC v23.0701 |  |  |  |  | TIP | 25 | Safe-Lock Microcentrifuge Tube Plain 1.5 mL Hinged Snap Cap Polypropylene Tube | TIP, PIPETTE SAFE-LOK TUBE PCRCLEAN CLR 1.5ML (500/BX) | 41121607 Universal pipette tips |  |  |  | Production Completed
MAC | 123 | UNSPSC Classification | CHJ | [7 empty] | 2023-08-09 |  | 4873 | 1094420 | Tubes | Approved for SM |  | EPPENDORF NORTH AMERICA | EPPNOR | Eppendorf North America-EPPNOR | Eppendorf North America | 022363344 |  | 41121607 | Universal pipette tips | UNSPSC v23.0701 |  |  |  |  | TIP | 25 | Safe-Lock Microcentrifuge Tube Plain 2 mL Hinged Snap Cap Polypropylene Tube | TIP, PIPETTE SAFE-LOK TUBE PCRCLEAN 2.0ML (500/BX) | 41121607 Universal pipette tips |  |  |  | Production Completed
MAC | 123 | UNSPSC Classification | CHJ | [7 empty] | 2023-08-09 |  | 3423 | 1099315 | Pipette Tips | Approved for SM |  | EPPENDORF NORTH AMERICA | EPPNOR | Eppendorf North America-EPPNOR | Eppendorf North America | 022491504 |  | 41121607 | Universal pipette tips | UNSPSC v23.0701 |  |  |  |  | TIP | 25 | Pipette Tip epT.I.P.S.® Reloads, Eppendorf Quality™ 0.1 to 10 µL Fine Graduations NonSterile | TIP, PIPETTE EPPENDORF RELOADSGRY 0.1-10UL (96/TR 10TR/CS) | 41121607 Universal pipette tips |  |  |  | Production Completed
MAC | 123 | UNSPSC Classification | CHJ | [7 empty] | 2023-08-09 |  | 3424 | 1092704 | Pipette Tips | Approved for SM |  | FISHER SCIENTIFIC | FSHSCI | Fisher Scientific-FSHSCI | Fisher Scientific | 12948106 |  | 41121607 | Universal pipette tips | UNSPSC v23.0701 |  |  |  |  | TIP | 25 | Repeating Pipette Tip Bel-Art™ SP Scienceware™ Roxy M™ 1 to 5,000 µL Graduated NonSterile | TIP, PIPETTE UNIV FIT REPEATING (25/PK) | 41121607 Universal pipette tips |  |  |  | Production Completed
MAC | 123 | UNSPSC Classification | CHJ | [7 empty] | 2023-08-09 |  | 3422 | 1095236 | Pipette Tips | Approved for SM |  | FISHER SCIENTIFIC | FSHSCI | Fisher Scientific-FSHSCI | Fisher Scientific | 14559508 |  | 41121607 | Universal pipette tips | UNSPSC v23.0701 |  |  |  |  | TIP | 25 | Filter Pipette Tip Sartorius™ Biohit™ SafetySpace™ 2 to 120 µL Without Graduations Sterile | TIP, PIPETTE SAFETY SPACE 2 TO120UL (10/PK 96PK/BX) D/S | 41121607 Universal pipette tips |  |  |  | Production Completed
MAC | 123 | UNSPSC Classification | CHJ | [7 empty] | 2023-08-09 |  | 3419 | 1095077 | Pipette Tips | Approved for SM |  | GLOBE SCIENTIFIC INCORPORATED | GLSC | Globe Scientific-GLSC | Globe Scientific | 150825 |  | 41121607 | Universal pipette tips | UNSPSC v23.0701 |  |  |  |  | TIP | 25 | Filter Pipette Tip 1 to 300 µL Graduated Sterile | TIP, PIPETTE GRADUATED LOW RETENTION STR 1-300UL (960/BX) | 41121607 Universal pipette tips |  |  |  | Production Completed
MAC | 123 | UNSPSC Classification | CHJ | [7 empty] | 2023-08-09 |  | 3417 | 1094885 | Pipette Tips | Approved for SM |  | GLOBE SCIENTIFIC INCORPORATED | GLSC | Globe Scientific-GLSC | Globe Scientific | 151145RF |  | 41121607 | Universal pipette tips | UNSPSC v23.0701 |  |  |  |  | TIP | 25 | Pipette Tip 0.1 to 20 µL Graduated NonSterile | TIP, PIPETTE STD GRADUATIONS N/S 0.1 TO 20UL (96/PK 10PK/BX) | 41121607 Universal pipette tips |  |  |  | Production Completed
MAC | 123 | UNSPSC Classification | CHJ | [7 empty] | 2023-08-09 |  | 3418 | 1094891 | Pipette Tips | Approved for SM |  | GLOBE SCIENTIFIC INCORPORATED | GLSC | Globe Scientific-GLSC | Globe Scientific | 151151RF |  | 41121607 | Universal pipette tips | UNSPSC v23.0701 |  |  |  |  | TIP | 25 | Pipette Tip 1 to 300 µL Graduated NonSterile | TIP, PIPETTE STD N/S 5 TO 300UL (96/PK 10PK/BX) | 41121607 Universal pipette tips |  |  |  | Production Completed
MAC | 123 | UNSPSC Classification | CHJ | [7 empty] | 2023-08-09 |  | 3420 | 1095078 | Pipette Tips | Approved for SM |  | GLOBE SCIENTIFIC INCORPORATED | GLSC | Globe Scientific-GLSC | Globe Scientific | 3927 |  | 41122003 | Syringe adapters or accessories | UNSPSC v23.0701 |  |  |  |  | TIP | 25 | Dispenser Syringe Tip RV-Pette Pro™ 5 mL Graduated NonSterile | TIP, PIPETTE RV-PETTE PRO F/REPEAT VOLUME 5ML (100/BX) | 41122003 Syringe adapters or accessories |  |  |  | Production Completed
MAC | 123 | UNSPSC Classification | CHJ | [7 empty] | 2023-08-09 |  | 3421 | 1095079 | Pipette Tips | Approved for SM |  | GLOBE SCIENTIFIC INCORPORATED | GLSC | Globe Scientific-GLSC | Globe Scientific | 3928 |  | 41122003 | Syringe adapters or accessories | UNSPSC v23.0701 |  |  |  |  | TIP | 25 | Dispenser Syringe Tip RV-Pette Pro™ 10 mL Graduated NonSterile | TIP, DISPENSER PIPETTOR RV-PETTE PRO N/S CLR 12.5ML (100/BX) | 41122003 Syringe adapters or accessories |  |  |  | Production Completed
MAC | 123 | UNSPSC Classification | CHJ | [7 empty] | 2023-08-09 |  | 159 | 1095383 | Ambulatory Accessories | Approved for SM |  | McKesson Medical Surgical | MGM16 | McKesson Brand-MGM16 | McKesson Brand | 146-RTL10320BKB |  | 42211510 | Cane accessories | UNSPSC v23.0701 |  |  |  |  | TIP | 25 | McKesson Cane Tip | TIP, QUAD CANE SM BASE 1/2" (4/BX 10BX/CS) | 42211510 Cane accessories |  |  |  | Production Completed
MAC | 123 | UNSPSC Classification | CHJ | [7 empty] | 2023-08-09 |  | 3425 | 1100026 | Pipette Tips | Approved for SM |  | PANTEK TECHNOLOGIES LLC | PANTEK | PANTek Technologies LLC-PANTEK | PANTek Technologies LLC | 0030000650 |  | 41121607 | Universal pipette tips | UNSPSC v23.0701 |  |  |  |  | TIP | 25 | Pipette Tip epT.I.P.S.® Standard, Eppendorf Quality™ 0.2 to 5 mL Graduated NonSterile | TIP, PIPPETTE EPPENDORF 0.2-5ML (100/BG 3BG/CS) D/S | 41121607 Universal pipette tips |  |  |  | Production Completed
MAC | 123 | UNSPSC Classification | CHJ | [7 empty] | 2023-08-09 |  | 3427 | 1095637 | Pipette Tips | Approved for SM |  | VWR INTERNATIONAL LLC | VWRINT | VWR International-VWRINT | VWR International | 47745-120 |  | 41121607 | Universal pipette tips | UNSPSC v23.0701 |  |  |  |  | TIP | 25 | Pipette Tip epT.I.P.S.® Set, Eppendorf Quality™ 0.5 to 20 µL Fine Graduations NonSterile | TIP, PIPETTE EPPENDORF N/S 0.5-20UL (480/CS) | 41121607 Universal pipette tips |  |  |  | Production Completed
MAC | 123 | UNSPSC Classification | CHJ | [7 empty] | 2023-08-09 |  | 3428 | 1095639 | Pipette Tips | Approved for SM |  | VWR INTERNATIONAL LLC | VWRINT | VWR International-VWRINT | VWR International | 47745-126 |  | 41121607 | Universal pipette tips | UNSPSC v23.0701 |  |  |  |  | TIP | 25 | Pipette Tip epT.I.P.S.® Set, Eppendorf Quality™ 0.5 to 1 mL Fine Graduations NonSterile | TIP, PIPETTE EPPENDORF N/S 50-1000UL (480/CS) | 41121607 Universal pipette tips |  |  |  | Production Completed
MAC | 123 | UNSPSC Classification | CHJ | [7 empty] | 2023-08-09 |  | 3429 | 1095640 | Pipette Tips | Approved for SM |  | VWR INTERNATIONAL LLC | VWRINT | VWR International-VWRINT | VWR International | 47745-170 |  | 41121607 | Universal pipette tips | UNSPSC v23.0701 |  |  |  |  | TIP | 25 | Pipette Tip epT.I.P.S.® Standard, Eppendorf Quality™ 2 to 200 µL Fine Graduations NonSterile | TIP, PIPETTE EPPENDORF REFILL 2-200UL (500/BG 2BG/CS) | 41121607 Universal pipette tips |  |  |  | Production Completed
MAC | 123 | UNSPSC Classification | CHJ | [7 empty] | 2023-08-09 |  | 976 | 1094922 | CT Syringes | Approved for SM |  | BAYER CORPORATION | BAYRAD | Bayer Healthcare-BAYRAD | Bayer Healthcare | XP 65/115VS |  | 42201862 | Medical imaging contrast agent injector accessories | UNSPSC v23.0701 |  |  |  |  | SYRINGE | 24 | MRI Dual Syringe Kit 96 Inch Tubing 65 mL / 115 mL | SYRINGE KIT, MRI STR DISP MRXEPERION MEDRAD 65/115ML (20/BX) | 42201862 Medical imaging contrast agent injector accessories |  |  |  | Production Completed
MAC | 123 | UNSPSC Classification | CHJ | [7 empty] | 2023-08-09 |  | 2607 | 1087601 | Lab Caps and Closures | Approved for SM |  | AGILENT TECHNOLOGIES | AGLNTC | Agilent Technologies-AGLNTC | Agilent Technologies | 5182-0717 |  | 41121710 | Test tube closures or caps | UNSPSC v23.0701 |  |  |  |  | CAP | 23 | Screw Cap Polytetrafluoroethylene (PTFE) Blue 12 mm For Wide Opening 9 mm Vials | CAP, SCREW BLU PTFE/RED SIL SEPTA (100/PK) | 41121710 Test tube closures or caps |  |  |  | Production Completed
MAC | 123 | UNSPSC Classification | CHJ | [7 empty] | 2023-08-09 |  | 2331 | 1089121 | Helmets and Headcovers | Approved for SM |  | ERGODYNE | ERGDYN | Ergodyne-ERGDYN | Ergodyne | 23340 |  | 46181706 | Helmet parts or accessories | UNSPSC v23.0701 |  |  |  |  | CAP | 23 | Bump Cap Skullerz® Black One Size Fits Most | CAP, SKULLERZ SHORT BRIM BUMP BLK | 46181706 Helmet parts or accessories |  |  |  | Production Completed
MAC | 123 | UNSPSC Classification | CHJ | [7 empty] | 2023-08-09 |  | 4936 | 1102278 | Vials | Approved for SM |  | FISHER SCIENTIFIC | FSHSCI | Fisher Scientific-FSHSCI | Fisher Scientific | 0339111D |  | 41121806 | Laboratory vials | UNSPSC v23.0701 |  |  |  |  | CAP | 23 | Storage Vial Thermo Scientific™ Glass 12 mL Screw Cap | CAP, VIAL STORAGE SAMPLE AMBER(200/PK) | 41121806 Laboratory vials |  |  |  | Production Completed
MAC | 123 | UNSPSC Classification | CHJ | [7 empty] | 2023-08-09 |  | 2611 | 1102225 | Lab Caps and Closures | Approved for SM |  | FISHER SCIENTIFIC | FSHSCI | Fisher Scientific-FSHSCI | Fisher Scientific | 03-391-12B |  | 41121806 | Laboratory vials | UNSPSC v23.0701 |  |  |  |  | CAP | 23 | Thermo Scientific™ Tube Closure Urethane Screw Cap White 13 mm For HPLC, GC or IC Applications NonSterile | CAP, VIAL SOLID TOP SCREW 13MMPTFE 13-425 THREAD (100/CS) | 41121806 Laboratory vials |  |  |  | Production Completed
MAC | 123 | UNSPSC Classification | CHJ | [7 empty] | 2023-08-09 |  | 2612 | 1102276 | Lab Caps and Closures | Approved for SM |  | FISHER SCIENTIFIC | FSHSCI | Fisher Scientific-FSHSCI | Fisher Scientific | 03-391-12C |  | 41121806 | Laboratory vials | UNSPSC v23.0701 |  |  |  |  | CAP | 23 | Thermo Scientific™ Vial Closure Polypropylene Cap / PTFE, Polyethylene Liner Screw Cap with Septum White 1.3 mm Thickness For Vials using 15 mm Closures NonSterile | CAP, VIAL STORAGE SAMPLE W/FOAM LINER WHT (100/CS) | 41121806 Laboratory vials |  |  |  | Production Completed
MAC | 123 | UNSPSC Classification | CHJ | [7 empty] | 2023-08-09 |  | 2609 | 1094721 | Lab Caps and Closures | Approved for SM |  | FISHER SCIENTIFIC | FSHSCI | Fisher Scientific-FSHSCI | Fisher Scientific | 22171664 |  | 41121710 | Test tube closures or caps | UNSPSC v23.0701 |  |  |  |  | CAP | 23 | Globe® Scientific Tube Closure Polyethylene Flanged Plug Cap Black 12 mm For 12 mm Tubes NonSterile | CAP, PLUG TUBE FLANGED 12MM (1000/CS) | 41121710 Test tube closures or caps |  |  |  | Production Completed
MAC | 123 | UNSPSC Classification | CHJ | [7 empty] | 2023-08-09 |  | 2610 | 1099473 | Lab Caps and Closures | Approved for SM |  | GLOBE SCIENTIFIC INCORPORATED | GLSC | Globe Scientific-GLSC | Globe Scientific | 110578B |  | 41121714 | Cluster tube or tube strip or cap | UNSPSC v23.0701 |  |  |  |  | CAP | 23 | Tube Cap Strip Polypropylene 8-Cap Strip Blue For 110575 Series Tubes NonSterile | CAP, STRIP PP F/USE W/110575 TU BLU (125/BX) | 41121714 Cluster tube or tube strip or cap |  |  |  | Production Completed
MAC | 123 | UNSPSC Classification | CHJ | [7 empty] | 2023-08-09 |  | 2608 | 1094645 | Lab Caps and Closures | Approved for SM |  | GLOBE SCIENTIFIC INCORPORATED | GLSC | Globe Scientific-GLSC | Globe Scientific | 6136R |  | 41121710 | Test tube closures or caps | UNSPSC v23.0701 |  |  |  |  | CAP | 23 | Tube Closure Polypropylene Screw Cap Red For Sample Storage Tubes with External Threads NonSterile | CAP, SCREW F/SAMPLE TUBE RED (1000/PK) | 41121710 Test tube closures or caps |  |  |  | Production Completed
MAC | 123 | UNSPSC Classification | CHJ | [7 empty] | 2023-08-09 |  | 3476 | 1101415 | Prescription Bottle Caps | Approved for SM |  | MCKESSON PHARMACEUTICALS | 9TRIST | Tri State Distribution-9TRIST | Tri State Distribution | 64015418860 |  | 42192614 | Medication or pill dispenser accessories | UNSPSC v23.0701 |  |  |  |  | CAP | 23 | Medication Vial Cap Pro Plus™ Series For 40 and 60 Dram Vials | CAP, TSD PRO+ 38MM 40/60 (1300/CS) | 42192614 Medication or pill dispenser accessories |  |  |  | Production Completed
MAC | 123 | UNSPSC Classification | CHJ | [7 empty] | 2023-08-09 |  | 3477 | 1101465 | Prescription Bottle Caps | Approved for SM |  | MCKESSON PHARMACEUTICALS | 9TRIST | Tri State Distribution-9TRIST | Tri State Distribution | 64015420578 |  | 42192614 | Medication or pill dispenser accessories | UNSPSC v23.0701 |  |  |  |  | CAP | 23 | Medication Vial Cap For 13 and 16 Dram Vials | CAP, DISPENSING TSD PRX N/CR 13/16 (4000/CS) | 42192614 Medication or pill dispenser accessories |  |  |  | Production Completed
MAC | 123 | UNSPSC Classification | CHJ | [7 empty] | 2023-08-09 |  | 751 | 1092804 | Clinical Laboratory Accessories | New Item |  | UNITED PRODUCTS & INSTRUMENTS | UNICOI | United Products & Instruments-UNICOI | United Products & Instruments | C822-04 |  | 41103917 | Centrifuge microplate carrier or sealing lid | UNSPSC v23.0701 |  |  |  |  | CAP | 23 |  | CAP, TUBESHIELD F/CENTRIFUGE HX (2/PK) | 41103917 Centrifuge microplate carrier or sealing lid |  |  |  | Production Completed
MAC | 123 | UNSPSC Classification | CHJ | [7 empty] | 2023-08-09 |  | 4736 | 1086992 | Test Tube Racks | New Item |  | AGILENT TECHNOLOGIES | AGLNTC | Agilent Technologies-AGLNTC | Agilent Technologies | 9301-0722 |  | 41122804 | Test tube racks | UNSPSC v23.0701 |  |  |  |  | RACK | 22 |  | RACK, VIAL PLAS 12MM (5/PK) D/S | 41122804 Test tube racks |  |  |  | Production Completed
MAC | 123 | UNSPSC Classification | CHJ | [7 empty] | 2023-08-09 |  | 2623 | 1100221 | Lab Storage Containers | Approved for SM |  | FISHER SCIENTIFIC | FSHSCI | Fisher Scientific-FSHSCI | Fisher Scientific | 02912820 |  | 41122804 | Test tube racks | UNSPSC v23.0701 |  |  |  |  | RACK | 22 | Vial Storage Box Wheaton® Clear Polystyrene / Foam Insert 54 Place | RACK, VIAL W/LID SAMPLE STORAGE M-T 8ML (6/CS) D/S | 41122804 Test tube racks |  |  |  | Production Completed
MAC | 123 | UNSPSC Classification | CHJ | [7 empty] | 2023-08-09 |  | 4745 | 1095256 | Test Tube Racks | Approved for SM |  | FISHER SCIENTIFIC | FSHSCI | Fisher Scientific-FSHSCI | Fisher Scientific | 1480945 |  | 41122804 | Test tube racks | UNSPSC v23.0701 |  |  |  |  | RACK | 22 | Test Tube Rack Nalgene™ Unwire™ 72 Place 13 mm Tube Size Green 2-1/4 X 4 X 7-3/4 Inch | RACK, TEST TUBE UNWIRE GRN 13MM (8/CS) | 41122804 Test tube racks |  |  |  | Production Completed
MAC | 123 | UNSPSC Classification | CHJ | [7 empty] | 2023-08-09 |  | 4748 | 1095430 | Test Tube Racks | Approved for SM |  | GLOBE SCIENTIFIC INCORPORATED | GLSC | Globe Scientific-GLSC | Globe Scientific | 456320B |  | 41122804 | Test tube racks | UNSPSC v23.0701 |  |  |  |  | RACK | 22 | Microcentrifuge Microcentrifuge Tube Rack Globe® Scientific 20 Place 1.5 to 2.0 mL Tube Size Blue 1 X 4-1/2 X 8-2/5 Inch | RACK, MICROTUBE HD 20PLACE BLU8.25"X2.75"X1.4" D/S | 41122804 Test tube racks |  |  |  | Production Completed
MAC | 123 | UNSPSC Classification | CHJ | [7 empty] | 2023-08-09 |  | 4747 | 1095429 | Test Tube Racks | Approved for SM |  | GLOBE SCIENTIFIC INCORPORATED | GLSC | Globe Scientific-GLSC | Globe Scientific | 456320R |  | 41122804 | Test tube racks | UNSPSC v23.0701 |  |  |  |  | RACK | 22 | Microcentrifuge Microcentrifuge Tube Rack Globe® Scientific 20 Place 1.5 to 2.0 mL Tube Size Red 1-2/5 X 2-3/4 X 8-1/4 Inch | RACK, MICROTUBE HD RED 20PLACE8.25"X2.75"X1.4" D/S | 41122804 Test tube racks |  |  |  | Production Completed
MAC | 123 | UNSPSC Classification | CHJ | [7 empty] | 2023-08-09 |  | 4746 | 1095427 | Test Tube Racks | Approved for SM |  | GLOBE SCIENTIFIC INCORPORATED | GLSC | Globe Scientific-GLSC | Globe Scientific | 456320W |  | 41122804 | Test tube racks | UNSPSC v23.0701 |  |  |  |  | RACK | 22 | Microcentrifuge Microcentrifuge Tube Rack Globe® Scientific 20 Place 1.5 to 2.0 mL Tube Size White 1-2/5 X 2-3/4 X 8-1/4 Inch | RACK, MICROTUBE HD WHT 8.25"X2.75"X1.4" D/S | 41122804 Test tube racks |  |  |  | Production Completed
MAC | 123 | UNSPSC Classification | CHJ | [7 empty] | 2023-08-09 |  | 4737 | 1094649 | Test Tube Racks | Approved for SM |  | GLOBE SCIENTIFIC INCORPORATED | GLSC | Globe Scientific-GLSC | Globe Scientific | 456540B |  | 41122804 | Test tube racks | UNSPSC v23.0701 |  |  |  |  | RACK | 22 | 3-Tiered Test Tube Rack Globe® Scientific 72 Place 16 mm Tube Size Blue 2-3/4 X 5 X 9-4/5 Inch | RACK, TUBE WIRELESS MULTI BLU 16MM 72PLACE | 41122804 Test tube racks |  |  |  | Production Completed
MAC | 123 | UNSPSC Classification | CHJ | [7 empty] | 2023-08-09 |  | 4742 | 1094429 | Test Tube Racks | Approved for SM |  | MARKET LAB INC | MARKET | Market Lab Inc-MARKET | Market Lab Inc | 13022-BL |  | 41122804 | Test tube racks | UNSPSC v23.0701 |  |  |  |  | RACK | 22 | Expanding / Collapsing Rack Test Tube Rack 12 / 21 Place 15 / 50 mL Tube Size Blue | RACK, TUBE POP-UP BLU 50ML (2/PK) | 41122804 Test tube racks |  |  |  | Production Completed
MAC | 123 | UNSPSC Classification | CHJ | [7 empty] | 2023-08-09 |  | 3808 | 1094199 | Shelves and Shelving | New Item |  | MARKET LAB INC | MARKET | Market Lab Inc-MARKET | Market Lab Inc | 21495 |  | 41122800 | Laboratory stands and racks and trays | UNSPSC v23.0701 |  |  |  |  | RACK | 22 |  | RACK, LAB DUNNAGE ANTIBACTERIAL 18"X22"X12" | 41122800 Laboratory stands and racks and trays |  |  |  | Production Completed
MAC | 123 | UNSPSC Classification | CHJ | [7 empty] | 2023-08-09 |  | 1146 | 1091167 | Dish and Drying Racks | Approved for SM |  | MARKET LAB INC | MARKET | Market Lab Inc-MARKET | Market Lab Inc | 3520 |  | 41122800 | Laboratory stands and racks and trays | UNSPSC v23.0701 |  |  |  |  | RACK | 22 | Lab Rack Cubitainer® For Lab Supplies | RACK, LAB CUBITAINER FLOOR F/SUPPLIES BLU 36"X12"X8" | 41122800 Laboratory stands and racks and trays |  |  |  | Production Completed
MAC | 123 | UNSPSC Classification | CHJ | [7 empty] | 2023-08-09 |  | 4743 | 1094431 | Test Tube Racks | Approved for SM |  | MARKET LAB INC | MARKET | Market Lab Inc-MARKET | Market Lab Inc | 5008 |  | 41122804 | Test tube racks | UNSPSC v23.0701 |  |  |  |  | RACK | 22 | Test Tube Rack 8 Place 50 mL Tube Size Blue 3 X 3-1/2 X 6 Inch | RACK, F/TUBE, STORAGE WIRE 30MMX50ML | 41122804 Test tube racks |  |  |  | Production Completed
MAC | 123 | UNSPSC Classification | CHJ | [7 empty] | 2023-08-09 |  | 4739 | 1094187 | Test Tube Racks | Approved for SM |  | MARKET LAB INC | MARKET | Market Lab Inc-MARKET | Market Lab Inc | 6863 |  | 41122804 | Test tube racks | UNSPSC v23.0701 |  |  |  |  | RACK | 22 | Test Tube Rack 4-1/2 X 5-1/4 X 16 Inch | RACK, LAB TUBE ACRYLIC NARROW 4.5"X5.25"X16" | 41122804 Test tube racks |  |  |  | Production Completed
MAC | 123 | UNSPSC Classification | CHJ | [7 empty] | 2023-08-09 |  | 4744 | 1094434 | Test Tube Racks | New Item |  | MARKET LAB INC | MARKET | Market Lab Inc-MARKET | Market Lab Inc | 9353 |  | 41122804 | Test tube racks | UNSPSC v23.0701 |  |  |  |  | RACK | 22 |  | RACK, TUBE PEG WHT 10MM-13MM (2/PK) | 41122804 Test tube racks |  |  |  | Production Completed
MAC | 123 | UNSPSC Classification | CHJ | [7 empty] | 2023-08-09 |  | 4740 | 1093223 | Test Tube Racks | New Item |  | THERAPAK CORP | THEPAK | Therapak Corp-THEPAK | Therapak Corp | 68928G |  | 41122804 | Test tube racks | UNSPSC v23.0701 |  |  |  |  | RACK | 22 |  | RACK, TUBE 20-HOLE HALF DISP (50/CS) | 41122804 Test tube racks |  |  |  | Production Completed
MAC | 123 | UNSPSC Classification | CHJ | [7 empty] | 2023-08-09 |  | 4741 | 1093224 | Test Tube Racks | New Item |  | THERAPAK CORP | THEPAK | Therapak Corp-THEPAK | Therapak Corp | 68929G |  | 41122804 | Test tube racks | UNSPSC v23.0701 |  |  |  |  | RACK | 22 |  | RACK, TUBE 40-HOLE FULL DISP (100/CS) | 41122804 Test tube racks |  |  |  | Production Completed
MAC | 123 | UNSPSC Classification | CHJ | [7 empty] | 2023-08-09 |  | 3947 | 1094275 | Stains | Approved for SM |  | CANCER DIAGNOSTICS | CANCDG | Cancer Diagnostics-CANCDG | Cancer Diagnostics | EML00G |  | 41116124 | Histology reagents or solutions or stains | UNSPSC v23.0701 |  |  |  |  | SOLUTION | 22 | Eosin Y Stain Alcoholic 1,000 mL | SOLUTION, EOSIN Y 1000ML | 41116124 Histology reagents or solutions or stains |  |  |  | Production Completed
MAC | 123 | UNSPSC Classification | CHJ | [7 empty] | 2023-08-09 |  | 3948 | 1094284 | Stains | Approved for SM |  | CANCER DIAGNOSTICS | CANCDG | Cancer Diagnostics-CANCDG | Cancer Diagnostics | FX2108-1 |  | 41116105 | Chemistry reagents or solutions | UNSPSC v23.0701 |  |  |  |  | SOLUTION | 22 | Periodic Acid Schiff (PAS) Stain 500 mL | SOLUTION, PERIODIC ACID 1% AQEOUS 500ML | 41116105 Chemistry reagents or solutions |  |  |  | Production Completed
MAC | 123 | UNSPSC Classification | CHJ | [7 empty] | 2023-08-09 |  | 640 | 1094279 | Chemicals and Solutions | Approved for SM |  | CANCER DIAGNOSTICS | CANCDG | Cancer Diagnostics-CANCDG | Cancer Diagnostics | SSC1030-500 |  | 41116105 | Chemistry reagents or solutions | UNSPSC v23.0701 |  |  |  |  | SOLUTION | 22 | Chemistry Reagent Acetic Acid Organic Acid 0.5% 500 mL | SOLUTION, ACETIC ACID 0.5% 500ML | 41116105 Chemistry reagents or solutions |  |  |  | Production Completed
MAC | 123 | UNSPSC Classification | CHJ | [7 empty] | 2023-08-09 |  | 647 | 1094289 | Chemicals and Solutions | Approved for SM |  | CANCER DIAGNOSTICS | CANCDG | Cancer Diagnostics-CANCDG | Cancer Diagnostics | SSC1128-125 |  | 41116105 | Chemistry reagents or solutions | UNSPSC v23.0701 |  |  |  |  | SOLUTION | 22 | Histology Reagent Sodium Hydroxide Inorganic Compound 3% 125 mL | SOLUTION, SODIUM HYDROXIDE 3% 125ML | 41116105 Chemistry reagents or solutions |  |  |  | Production Completed
MAC | 123 | UNSPSC Classification | CHJ | [7 empty] | 2023-08-09 |  | 639 | 1094276 | Chemicals and Solutions | Approved for SM |  | CANCER DIAGNOSTICS | CANCDG | Cancer Diagnostics-CANCDG | Cancer Diagnostics | SSC1184-500 |  | 41116105 | Chemistry reagents or solutions | UNSPSC v23.0701 |  |  |  |  | SOLUTION | 22 | Histology Reagent Sulfuric Acid Inorganic Acid 1.0 N 500 mL | SOLUTION, SULFURIC ACID 500ML | 41116105 Chemistry reagents or solutions |  |  |  | Production Completed
MAC | 123 | UNSPSC Classification | CHJ | [7 empty] | 2023-08-09 |  | 915 | 1094384 | Controls | Approved for SM |  | CERILLIANT | CERILL | Cerilliant-CERILL | Cerilliant | A-128-1ML |  | 41116007 | Toxicology analyzer reagents | UNSPSC v23.0701 |  |  |  |  | SOLUTION | 22 | Therapeutic Drug Monitoring / Toxicology Certified Reference Material Amitriptyline N-Beta-D-Blucuronide 1 mL | SOLUTION, AMITRIPTYLINE N-B-D-GLUCURONIDE 100UG/ML D/S | 41116007 Toxicology analyzer reagents |  |  |  | Production Completed
MAC | 123 | UNSPSC Classification | CHJ | [7 empty] | 2023-08-09 |  | 912 | 1094378 | Controls | Approved for SM |  | CERILLIANT | CERILL | Cerilliant-CERILL | Cerilliant | B-046 |  | 41116007 | Toxicology analyzer reagents | UNSPSC v23.0701 |  |  |  |  | SOLUTION | 22 | Drugs of Abuse / Toxicology Certified Reference Material Butylone-D3 HCl 1 mL | SOLUTION, BUTYLONE-D3 HCL 100UG/ML D/S | 41116007 Toxicology analyzer reagents |  |  |  | Production Completed
MAC | 123 | UNSPSC Classification | CHJ | [7 empty] | 2023-08-09 |  | 938 | 1100045 | Controls | Approved for SM |  | CERILLIANT | CERILL | Cerilliant-CERILL | Cerilliant | C-904 |  | 41116007 | Toxicology analyzer reagents | UNSPSC v23.0701 |  |  |  |  | SOLUTION | 22 | Certified Reference Material Certified Spiking Solution® Chlorpromazine HCl 1 mL | SOLUTION, CHLORPROMAZINE HCI 1.0MG/ML D/S | 41116007 Toxicology analyzer reagents |  |  |  | Production Completed
MAC | 123 | UNSPSC Classification | CHJ | [7 empty] | 2023-08-09 |  | 941 | 1100046 | Controls | Approved for SM |  | CERILLIANT | CERILL | Cerilliant-CERILL | Cerilliant | D-920 |  | 41116007 | Toxicology analyzer reagents | UNSPSC v23.0701 |  |  |  |  | SOLUTION | 22 | Therapeutic Drug Monitoring Certified Reference Material Snap-N-Spike® N-Desmethyltrimipramine Maleate 1 mL | SOLUTION, N-DESMETHYLTRIMIPRAMINE MALEATE 1.0MG/ML D/S | 41116007 Toxicology analyzer reagents |  |  |  | Production Completed
MAC | 123 | UNSPSC Classification | CHJ | [7 empty] | 2023-08-09 |  | 913 | 1094379 | Controls | Approved for SM |  | CERILLIANT | CERILL | Cerilliant-CERILL | Cerilliant | F-045 |  | 41116007 | Toxicology analyzer reagents | UNSPSC v23.0701 |  |  |  |  | SOLUTION | 22 | Therapeutic Drug Monitoring / Toxicology Certified Reference Material Fluvoxamine-D3 Maleate 1 mL | SOLUTION, FLUVOXAMINE-D3 MALEATE 100UG/ML D/S | 41116007 Toxicology analyzer reagents |  |  |  | Production Completed
MAC | 123 | UNSPSC Classification | CHJ | [7 empty] | 2023-08-09 |  | 947 | 1101505 | Controls | Approved for SM |  | CERILLIANT | CERILL | Cerilliant-CERILL | Cerilliant | I-009 |  | 41116007 | Toxicology analyzer reagents | UNSPSC v23.0701 |  |  |  |  | SOLUTION | 22 | Therapeutic Drug Monitoring / Toxicology Certified Reference Material Certified Spiking Solution® Ibuprofen 1 mL | SOLUTION, IBUPROFEN 1.0MG/ML D/S | 41116007 Toxicology analyzer reagents |  |  |  | Production Completed
MAC | 123 | UNSPSC Classification | CHJ | [7 empty] | 2023-08-09 |  | 914 | 1094383 | Controls | Approved for SM |  | CERILLIANT | CERILL | Cerilliant-CERILL | Cerilliant | M-191 |  | 41116007 | Toxicology analyzer reagents | UNSPSC v23.0701 |  |  |  |  | SOLUTION | 22 | Therapeutic Drug Monitoring / Toxicology Certified Reference Material Mirtazapine-D3 1 mL | SOLUTION, MIRTAZAPINE-D3 100UG/ML 1ML D/S | 41116007 Toxicology analyzer reagents |  |  |  | Production Completed
MAC | 123 | UNSPSC Classification | CHJ | [7 empty] | 2023-08-09 |  | 936 | 1100035 | Controls | Approved for SM |  | CERILLIANT | CERILL | Cerilliant-CERILL | Cerilliant | O-013 |  | 41116007 | Toxicology analyzer reagents | UNSPSC v23.0701 |  |  |  |  | SOLUTION | 22 | Toxicology Certified Reference Material Snap-N-Spike® 2-Oxo-3-hydroxy-LSD 1 mL | SOLUTION, 2-OXO-3-HYDROXY-LSD D/S | 41116007 Toxicology analyzer reagents |  |  |  | Production Completed
MAC | 123 | UNSPSC Classification | CHJ | [7 empty] | 2023-08-09 |  | 636 | 1092869 | Chemicals and Solutions | Approved for SM |  | FISHER SCIENTIFIC | FSHSCI | Fisher Scientific-FSHSCI | Fisher Scientific | MT21031CM |  | 41161501 | Synthetic cell and tissue culture media and components | UNSPSC v23.0701 |  |  |  |  | SOLUTION | 22 | Cell Culture Reagent Corning® Dulbecco's Phosphate Buffered Saline (DPBS) 1X / pH 7.3 to 7.5 1 Liter | SOLUTION, DULBECCO PHOSPHATE BUFFERED SALT 1X (6/CS) | 41161501 Synthetic cell and tissue culture media and components |  |  |  | Production Completed
MAC | 123 | UNSPSC Classification | CHJ | [7 empty] | 2023-08-09 |  | 629 | 1087604 | Chemicals and Solutions | Approved for SM |  | FISHER SCIENTIFIC | FSHSCI | Fisher Scientific-FSHSCI | Fisher Scientific | NC0309592 |  | 42295421 | Surgical prep scrub or paint solutions | UNSPSC v23.0701 |  |  |  |  | SOLUTION | 22 | Chemistry Reagent Spectrum® Chlorhexidine Gluconate 19 to 21% 100 mL | SOLUTION, GLUCOSEONATE CHLOREHEXI DINE 100ML | 42295421 Surgical prep scrub or paint solutions |  |  |  | Production Completed
MAC | 123 | UNSPSC Classification | CHJ | [7 empty] | 2023-08-09 |  | 2272 | 1089206 | Glucose Meter Controls | Approved for SM |  | MHC MEDICAL PRODUCTS | MHCMED | MHC Medical-MHCMED | MHC Medical | 810001 |  | 41116105 | Chemistry reagents or solutions | UNSPSC v23.0701 |  |  |  |  | SOLUTION | 22 | Blood Glucose Control Solution 4 mL Level 1 | SOLUTION, CONTROL BLD GLUCOSEOSE HI/LO EASYTOUCH (2/BX) | 41116105 Chemistry reagents or solutions |  |  |  | Production Completed
MAC | 123 | UNSPSC Classification | CHJ | [7 empty] | 2023-08-09 |  | 2774 | 1094197 | Media | Approved for SM |  | ORTHO CLINICAL DIAGNOSTICS INC | ORTCLI | Ortho Clinical Diagnostics-ORTCLI | Ortho Clinical Diagnostics | 6902525 |  | 41116127 | Immunology or serology reagents or solutions or stains | UNSPSC v23.0701 |  |  |  |  | SOLUTION | 22 | Antibody Enhancement Media Ortho® Low Ionic Strength Solution Liquid | SOLUTION, ANTIBODY ENHANCEMENT10ML (15/BX) | 41116127 Immunology or serology reagents or solutions or stains |  |  |  | Production Completed
MAC | 123 | UNSPSC Classification | CHJ | [7 empty] | 2023-08-09 |  | 631 | 1087719 | Chemicals and Solutions | Approved for SM |  | PANTEK TECHNOLOGIES LLC | PANTEK | PANTek Technologies LLC-PANTEK | PANTek Technologies LLC | 20031CV |  | 41116105 | Chemistry reagents or solutions | UNSPSC v23.0701 |  |  |  |  | SOLUTION | 22 | Cell Culture Reagent Corning® Dulbecco’s Phosphate Buffered Saline (DPBS) 10% / pH 7 to 7.6 500 mL | SOLUTION, PHOSPHATE SALINE BUFFERED 10% 6X500ML (6/CS) D/S | 41116105 Chemistry reagents or solutions |  |  |  | Production Completed