## Sheet1
MATERIAL | Project Code | Activities | Production User | CA Code | Production Comments | Start Date | End Date | Remarks | MATERIAL CODE | MATERIAL TYPE | MATERIAL TYPE DESCRIPTION | MATERIAL GROUP | MATERIAL GROUP DESCRIPTION | UOM | MANUFACTURER PROFILE | SHORT TEXT | LONG TEXT | MANUFACTURER PART NUMBER. | MANUFACTURER. | MANUFACTURER NAME. | Reference URL | Reference URL 1 | Manufacturer Name | Manufacturer Part Number | Model Number | Alternate Manufacturer | Alternate Manufacturer Part Number | Alternate Manufacturer 1 | Alternate Manufacturer Part Number 1 | Equipment Name | Equipment Model | Equipment Manufacturer | Drawing Number | Serial Number | Item Number | Enriched/Cleansed | Noun | Modifier | Attribute Name 1 | Attribute Value 1 | Attribute Name 2 | Attribute Value 2 | Attribute Name 3 | Attribute Value 3 | Attribute Name 4 | Attribute Value 4 | Attribute Name 5 | Attribute Value 5 | Attribute Name 6 | Attribute Value 6 | Attribute Name 7 | Attribute Value 7 | Attribute Name 8 | Attribute Value 8 | Attribute Name 9 | Attribute Value 9 | Attribute Name 10 | Attribute Value 10 | Attribute Name 11 | Attribute Value 11 | Attribute Name 12 | Attribute Value 12 | Attribute Name 13 | Attribute Value 13 | Attribute Name 14 | Attribute Value 14 | Attribute Name 15 | Attribute Value 15 | Attribute Name 16 | Attribute Value 16 | Attribute Name 17 | Attribute Value 17 | Attribute Name 18 | Attribute Value 18 | Attribute Name 19 | Attribute Value 19 | Attribute Name 20 | Attribute Value 20 | Attribute Name 21 | Attribute Value 21 | Attribute Name 22 | Attribute Value 22 | Attribute Name 23 | Attribute Value 23 | Attribute Name 24 | Attribute Value 24 | Attribute Name 25 | Attribute Value 25 | Attribute Name 26 | Attribute Value 26 | Attribute Name 27 | Attribute Value 27 | Attribute Name 28 | Attribute Value 28 | Attribute Name 29 | Attribute Value 29 | Attribute Name 30 | Attribute Value 30 | Status
000000000060234728 | STP-004 | DATA ENRICHMENT | MUF | MUF | OK | 2022-09-28 | 2022-10-01 |  | 000000000060234728 | BHP1 | BHP Spares & Supplies | P1047 | Electrical machinery, motors, generators | EA | MAN2 | MOTOR .55KW 1500RPM FLANGE MOU | MOTOR .55KW 1500RPM FLANGE MOU |  |  |  | Url Not Found | [15 empty] | MOTOR | AC | TYPE |  | FRAME SIZE |  | POWER RATING | 0.55 KW | VOLTAGE RATING |  | CURRENT RATING |  | NUMBER OF POLES |  | SPEED RATING | 1500 RPM | FREQUENCY RATING |  | NUMBER OF PHASE |  | CONSTRUCTION MATERIAL |  | DEGREE OF PROTECTION |  | ENCLOSURE |  | MOUNTING TYPE | FLANGE | SERVICE FACTOR |  | INSULATION CLASS |  | DUTY CYCLE |  | AMBIENT TEMPERATURE |  | HAZARD CLASS |  | CERTIFICATION/STANDARD |  | ADDITIONAL FEATURES EN |  | ADDITIONAL FEATURES ES |  | ADDITIONAL FEATURES FR | [17 empty] | Production Completed
000000000060234660 | STP-004 | DATA ENRICHMENT | MUF | MUF | OK | 2022-09-28 | 2022-10-01 |  | 000000000060234660 | BHP1 | BHP Spares & Supplies | P1047 | Electrical machinery, motors, generators | EA | MAN2 | MOTOR 0.75KW 2760RPM FOOT | MOTOR 0.75KW 2760RPM FOOT380V FRAME 80 WEG |  |  |  | Url Not Found |  | WEG | [13 empty] | MOTOR | AC | TYPE |  | FRAME SIZE | 80 | POWER RATING | 0.75 KW | VOLTAGE RATING | 380 V | CURRENT RATING |  | NUMBER OF POLES |  | SPEED RATING | 2760 RPM | FREQUENCY RATING |  | NUMBER OF PHASE |  | CONSTRUCTION MATERIAL |  | DEGREE OF PROTECTION |  | ENCLOSURE |  | MOUNTING TYPE | FOOT | SERVICE FACTOR |  | INSULATION CLASS |  | DUTY CYCLE |  | AMBIENT TEMPERATURE |  | HAZARD CLASS |  | CERTIFICATION/STANDARD |  | ADDITIONAL FEATURES EN |  | ADDITIONAL FEATURES ES |  | ADDITIONAL FEATURES FR | [17 empty] | Production Completed
000000000060238796 | STP-004 | DATA ENRICHMENT | MUF | MUF | OK | 2022-09-28 | 2022-10-01 |  | 000000000060238796 | BHP1 | BHP Spares & Supplies | 261016 | Motors | EA | MAN2 | MOTOR 1.1KW,1450RPM,380V,FLANGE MOUNT | MOTOR 1.1KW,1450RPM,380V,FLANGE MOUNT |  |  |  | Url Not Found | [15 empty] | MOTOR | AC | TYPE |  | FRAME SIZE |  | POWER RATING | 1.1 KW | VOLTAGE RATING | 380 V | CURRENT RATING |  | NUMBER OF POLES |  | SPEED RATING | 1450 RPM | FREQUENCY RATING |  | NUMBER OF PHASE |  | CONSTRUCTION MATERIAL |  | DEGREE OF PROTECTION |  | ENCLOSURE |  | MOUNTING TYPE | FLANGE | SERVICE FACTOR |  | INSULATION CLASS |  | DUTY CYCLE |  | AMBIENT TEMPERATURE |  | HAZARD CLASS |  | CERTIFICATION/STANDARD |  | ADDITIONAL FEATURES EN |  | ADDITIONAL FEATURES ES |  | ADDITIONAL FEATURES FR | [17 empty] | Production Completed
000000000060234690 | STP-004 | DATA ENRICHMENT | MUF | MUF | OK | 2022-09-28 | 2022-10-01 |  | 000000000060234690 | BHP1 | BHP Spares & Supplies | P1047 | Electrical machinery, motors, generators | EA | MAN2 | MOTOR 11KW 1460RPM FLANGE | MOTOR 11KW 1460RPM FLANGE380V FRAME DV160M4 SEW |  |  |  | https://download.sew-eurodrive.com/download/pdf/16795210_G08.pdf | https://industrialmatrix.com/motor/sew-eurodrive-dv160m4 | SEW | DV160M4 | [11 empty] | E | MOTOR | AC | TYPE |  | FRAME SIZE | 160M | POWER RATING | 11 KW | VOLTAGE RATING | 380 V | CURRENT RATING |  | NUMBER OF POLES | 4P | SPEED RATING | 1460 RPM | FREQUENCY RATING | 60 HZ | NUMBER OF PHASE | 3PH | CONSTRUCTION MATERIAL |  | DEGREE OF PROTECTION |  | ENCLOSURE | TEFC | MOUNTING TYPE | FLANGE | SERVICE FACTOR |  | INSULATION CLASS |  | DUTY CYCLE |  | AMBIENT TEMPERATURE |  | HAZARD CLASS |  | CERTIFICATION/STANDARD |  | ADDITIONAL FEATURES EN |  | ADDITIONAL FEATURES ES |  | ADDITIONAL FEATURES FR | [17 empty] | Production Completed
000000000060234691 | STP-004 | DATA ENRICHMENT | MUF | MUF | OK | 2022-09-28 | 2022-10-01 |  | 000000000060234691 | BHP1 | BHP Spares & Supplies | P1047 | Electrical machinery, motors, generators | EA | MAN2 | MOTOR 11KW 1460RPM FOOT | MOTOR 11KW 1460RPM FOOT380V FRAME 160LTB TOP WEG |  |  |  | Url Not Found |  | WEG | [13 empty] | MOTOR | AC | TYPE |  | FRAME SIZE | 160LTB | POWER RATING | 11 KW | VOLTAGE RATING | 380 V | CURRENT RATING |  | NUMBER OF POLES |  | SPEED RATING | 1460 RPM | FREQUENCY RATING |  | NUMBER OF PHASE |  | CONSTRUCTION MATERIAL |  | DEGREE OF PROTECTION |  | ENCLOSURE |  | MOUNTING TYPE | FOOT | SERVICE FACTOR |  | INSULATION CLASS |  | DUTY CYCLE |  | AMBIENT TEMPERATURE |  | HAZARD CLASS |  | CERTIFICATION/STANDARD |  | ADDITIONAL FEATURES EN | TOP | ADDITIONAL FEATURES ES |  | ADDITIONAL FEATURES FR | [17 empty] | Production Completed
000000000060234664 | STP-004 | DATA ENRICHMENT | MUF | MUF | OK | 2022-09-28 | 2022-10-01 |  | 000000000060234664 | BHP1 | BHP Spares & Supplies | P1047 | Electrical machinery, motors, generators | EA | MAN2 | MOTOR 11KW 2930RPM FLANGE | MOTOR 11KW 2930RPM FLANGE380V FRAME 160M WEG |  |  |  | Url Not Found |  | WEG | [13 empty] | MOTOR | AC | TYPE |  | FRAME SIZE | 160M | POWER RATING | 11 KW | VOLTAGE RATING | 380 V | CURRENT RATING |  | NUMBER OF POLES |  | SPEED RATING | 2930 RPM | FREQUENCY RATING |  | NUMBER OF PHASE |  | CONSTRUCTION MATERIAL |  | DEGREE OF PROTECTION |  | ENCLOSURE |  | MOUNTING TYPE | FLANGE | SERVICE FACTOR |  | INSULATION CLASS |  | DUTY CYCLE |  | AMBIENT TEMPERATURE |  | HAZARD CLASS |  | CERTIFICATION/STANDARD |  | ADDITIONAL FEATURES EN |  | ADDITIONAL FEATURES ES |  | ADDITIONAL FEATURES FR | [17 empty] | Production Completed
000000000060234708 | STP-004 | DATA ENRICHMENT | MUF | MUF | OK | 2022-09-28 | 2022-10-01 |  | 000000000060234708 | BHP1 | BHP Spares & Supplies | P1047 | Electrical machinery, motors, generators | EA | MAN2 | MOTOR 11KW 970RPM FOOT | MOTOR 11KW 970RPM FOOT380V FRAME 160L WEG |  |  |  | Url Not Found |  | WEG | [13 empty] | MOTOR | AC | TYPE |  | FRAME SIZE | 160L | POWER RATING | 11 KW | VOLTAGE RATING | 380 V | CURRENT RATING |  | NUMBER OF POLES |  | SPEED RATING | 970 RPM | FREQUENCY RATING |  | NUMBER OF PHASE |  | CONSTRUCTION MATERIAL |  | DEGREE OF PROTECTION |  | ENCLOSURE |  | MOUNTING TYPE | FOOT | SERVICE FACTOR |  | INSULATION CLASS |  | DUTY CYCLE |  | AMBIENT TEMPERATURE |  | HAZARD CLASS |  | CERTIFICATION/STANDARD |  | ADDITIONAL FEATURES EN |  | ADDITIONAL FEATURES ES |  | ADDITIONAL FEATURES FR | [17 empty] | Production Completed
000000000060234666 | STP-004 | DATA ENRICHMENT | MUF | MUF | OK | 2022-09-28 | 2022-10-01 |  | 000000000060234666 | BHP1 | BHP Spares & Supplies | P1047 | Electrical machinery, motors, generators | EA | MAN2 | MOTOR 15KW 2930RPM FLANGE | MOTOR 15KW 2930RPM FLANGE380V FRAME 160M WEG |  |  |  | Url Not Found |  | WEG | [13 empty] | MOTOR | AC | TYPE |  | FRAME SIZE | 160M | POWER RATING | 15 KW | VOLTAGE RATING | 380 V | CURRENT RATING |  | NUMBER OF POLES |  | SPEED RATING | 2930 RPM | FREQUENCY RATING |  | NUMBER OF PHASE |  | CONSTRUCTION MATERIAL |  | DEGREE OF PROTECTION |  | ENCLOSURE |  | MOUNTING TYPE | FLANGE | SERVICE FACTOR |  | INSULATION CLASS |  | DUTY CYCLE |  | AMBIENT TEMPERATURE |  | HAZARD CLASS |  | CERTIFICATION/STANDARD |  | ADDITIONAL FEATURES EN |  | ADDITIONAL FEATURES ES |  | ADDITIONAL FEATURES FR | [17 empty] | Production Completed
000000000060234667 | STP-004 | DATA ENRICHMENT | MUF | MUF | OK | 2022-09-28 | 2022-10-01 |  | 000000000060234667 | BHP1 | BHP Spares & Supplies | P1047 | Electrical machinery, motors, generators | EA | MAN2 | MOTOR 15KW 2930RPM FOOT | MOTOR 15KW 2930RPM FOOT380V FRAME 160M WEG |  |  |  | Url Not Found |  | WEG | [13 empty] | MOTOR | AC | TYPE |  | FRAME SIZE | 160M | POWER RATING | 15 KW | VOLTAGE RATING | 380 V | CURRENT RATING |  | NUMBER OF POLES |  | SPEED RATING | 2930 RPM | FREQUENCY RATING |  | NUMBER OF PHASE |  | CONSTRUCTION MATERIAL |  | DEGREE OF PROTECTION |  | ENCLOSURE |  | MOUNTING TYPE | FOOT | SERVICE FACTOR |  | INSULATION CLASS |  | DUTY CYCLE |  | AMBIENT TEMPERATURE |  | HAZARD CLASS |  | CERTIFICATION/STANDARD |  | ADDITIONAL FEATURES EN |  | ADDITIONAL FEATURES ES |  | ADDITIONAL FEATURES FR | [17 empty] | Production Completed
000000000060234695 | STP-004 | DATA ENRICHMENT | MUF | MUF | OK | 2022-09-28 | 2022-10-01 |  | 000000000060234695 | BHP1 | BHP Spares & Supplies | P1047 | Electrical machinery, motors, generators | EA | MAN2 | MOTOR 18.5KW FOOT 1470RPM 400V WEG | MOTOR 18.5KW 1470RPM FOOT EVAPCO 1470RPM 400V WEG 34.8 AMP 180M- |  |  |  | Url Not Found |  | WEG |  |  | EVAPCO | [10 empty] | MOTOR | AC | TYPE |  | FRAME SIZE | 180M | POWER RATING | 18.5 KW | VOLTAGE RATING | 400 V | CURRENT RATING | 34.8 A | NUMBER OF POLES |  | SPEED RATING | 1470 RPM | FREQUENCY RATING |  | NUMBER OF PHASE |  | CONSTRUCTION MATERIAL |  | DEGREE OF PROTECTION |  | ENCLOSURE |  | MOUNTING TYPE | FOOT | SERVICE FACTOR |  | INSULATION CLASS |  | DUTY CYCLE |  | AMBIENT TEMPERATURE |  | HAZARD CLASS |  | CERTIFICATION/STANDARD |  | ADDITIONAL FEATURES EN |  | ADDITIONAL FEATURES ES |  | ADDITIONAL FEATURES FR | [17 empty] | Production Completed
000000000060234662 | STP-004 | DATA ENRICHMENT | MUF | MUF | OK | 2022-09-28 | 2022-10-01 |  | 000000000060234662 | BHP1 | BHP Spares & Supplies | P1047 | Electrical machinery, motors, generators | EA | MAN2 | MOTOR 2.2KW 2850 RPM FOOT | MOTOR 2.2KW 2850 RPM FOOT380V FRAME 90L WEG |  |  |  | Url Not Found |  | WEG | [13 empty] | MOTOR | AC | TYPE |  | FRAME SIZE | 90L | POWER RATING | 2.2 KW | VOLTAGE RATING | 380 V | CURRENT RATING |  | NUMBER OF POLES |  | SPEED RATING | 2850 RPM | FREQUENCY RATING |  | NUMBER OF PHASE |  | CONSTRUCTION MATERIAL |  | DEGREE OF PROTECTION |  | ENCLOSURE |  | MOUNTING TYPE | FOOT | SERVICE FACTOR |  | INSULATION CLASS |  | DUTY CYCLE |  | AMBIENT TEMPERATURE |  | HAZARD CLASS |  | CERTIFICATION/STANDARD |  | ADDITIONAL FEATURES EN |  | ADDITIONAL FEATURES ES |  | ADDITIONAL FEATURES FR | [17 empty] | Production Completed
000000000060234661 | STP-004 | DATA ENRICHMENT | MUF | MUF | OK | 2022-09-28 | 2022-10-01 |  | 000000000060234661 | BHP1 | BHP Spares & Supplies | P1047 | Electrical machinery, motors, generators | EA | MAN2 | MOTOR 2.2KW 2850RPM FLANGE | MOTOR 2.2KW 2850RPM FLANGE380V FRAME 90L WEG |  |  |  | Url Not Found |  | WEG | [13 empty] | MOTOR | AC | TYPE |  | FRAME SIZE | 90L | POWER RATING | 2.2 KW | VOLTAGE RATING | 380 V | CURRENT RATING |  | NUMBER OF POLES |  | SPEED RATING | 2850 RPM | FREQUENCY RATING |  | NUMBER OF PHASE |  | CONSTRUCTION MATERIAL |  | DEGREE OF PROTECTION |  | ENCLOSURE |  | MOUNTING TYPE | FLANGE | SERVICE FACTOR |  | INSULATION CLASS |  | DUTY CYCLE |  | AMBIENT TEMPERATURE |  | HAZARD CLASS |  | CERTIFICATION/STANDARD |  | ADDITIONAL FEATURES EN |  | ADDITIONAL FEATURES ES |  | ADDITIONAL FEATURES FR | [17 empty] | Production Completed
000000000060234650 | STP-004 | DATA ENRICHMENT | MUF | MUF | OK | 2022-09-28 | 2022-10-01 |  | 000000000060234650 | BHP1 | BHP Spares & Supplies | P1047 | Electrical machinery, motors, generators | EA | MAN2 | MOTOR 200KW 1490RPM FOOT | MOTOR 200KW 1490RPM FOOT380V FRAME 315S/M WEG |  |  |  | Url Not Found |  | WEG | [13 empty] | MOTOR | AC | TYPE |  | FRAME SIZE | 315S/M | POWER RATING | 200 KW | VOLTAGE RATING | 380 V | CURRENT RATING |  | NUMBER OF POLES |  | SPEED RATING | 1490 RPM | FREQUENCY RATING |  | NUMBER OF PHASE |  | CONSTRUCTION MATERIAL |  | DEGREE OF PROTECTION |  | ENCLOSURE |  | MOUNTING TYPE | FOOT | SERVICE FACTOR |  | INSULATION CLASS |  | DUTY CYCLE |  | AMBIENT TEMPERATURE |  | HAZARD CLASS |  | CERTIFICATION/STANDARD |  | ADDITIONAL FEATURES EN |  | ADDITIONAL FEATURES ES |  | ADDITIONAL FEATURES FR | [17 empty] | Production Completed
000000000060234651 | STP-004 | DATA ENRICHMENT | MUF | MUF | OK | 2022-09-28 | 2022-10-01 |  | 000000000060234651 | BHP1 | BHP Spares & Supplies | P1047 | Electrical machinery, motors, generators | EA | MAN2 | MOTOR 220KW 1490RPM FOOT | MOTOR 220KW 1490RPM FOOT380V FRAME 355M/L WEG |  |  |  | Url Not Found |  | WEG | [13 empty] | MOTOR | AC | TYPE |  | FRAME SIZE | 355M/L | POWER RATING | 220 KW | VOLTAGE RATING | 380 V | CURRENT RATING |  | NUMBER OF POLES |  | SPEED RATING | 1490 RPM | FREQUENCY RATING |  | NUMBER OF PHASE |  | CONSTRUCTION MATERIAL |  | DEGREE OF PROTECTION |  | ENCLOSURE |  | MOUNTING TYPE | FOOT | SERVICE FACTOR |  | INSULATION CLASS |  | DUTY CYCLE |  | AMBIENT TEMPERATURE |  | HAZARD CLASS |  | CERTIFICATION/STANDARD |  | ADDITIONAL FEATURES EN |  | ADDITIONAL FEATURES ES |  | ADDITIONAL FEATURES FR | [17 empty] | Production Completed
000000000060234669 | STP-004 | DATA ENRICHMENT | MUF | MUF | OK | 2022-09-28 | 2022-10-01 |  | 000000000060234669 | BHP1 | BHP Spares & Supplies | P1047 | Electrical machinery, motors, generators | EA | MAN2 | MOTOR 22KW 2945RPM FOOT | MOTOR 22KW 2945RPM FOOT380V FRAME 180M WEG |  |  |  | Url Not Found |  | WEG | [13 empty] | MOTOR | AC | TYPE |  | FRAME SIZE | 180M | POWER RATING | 22 KW | VOLTAGE RATING | 380 V | CURRENT RATING |  | NUMBER OF POLES |  | SPEED RATING | 2945 RPM | FREQUENCY RATING |  | NUMBER OF PHASE |  | CONSTRUCTION MATERIAL |  | DEGREE OF PROTECTION |  | ENCLOSURE |  | MOUNTING TYPE | FOOT | SERVICE FACTOR |  | INSULATION CLASS |  | DUTY CYCLE |  | AMBIENT TEMPERATURE |  | HAZARD CLASS |  | CERTIFICATION/STANDARD |  | ADDITIONAL FEATURES EN |  | ADDITIONAL FEATURES ES |  | ADDITIONAL FEATURES FR | [17 empty] | Production Completed
000000000060234654 | STP-004 | DATA ENRICHMENT | MUF | MUF | OK | 2022-09-28 | 2022-10-01 |  | 000000000060234654 | BHP1 | BHP Spares & Supplies | P1047 | Electrical machinery, motors, generators | EA | MAN2 | MOTOR 260KW 1490RPM FOOT | MOTOR 260KW 1490RPM FOOT380V FRAME 355M/L WEG |  |  |  | Url Not Found |  | WEG | [13 empty] | MOTOR | AC | TYPE |  | FRAME SIZE | 355M/L | POWER RATING | 260 KW | VOLTAGE RATING | 380 V | CURRENT RATING |  | NUMBER OF POLES |  | SPEED RATING | 1490 RPM | FREQUENCY RATING |  | NUMBER OF PHASE |  | CONSTRUCTION MATERIAL |  | DEGREE OF PROTECTION |  | ENCLOSURE |  | MOUNTING TYPE | FOOT | SERVICE FACTOR |  | INSULATION CLASS |  | DUTY CYCLE |  | AMBIENT TEMPERATURE |  | HAZARD CLASS |  | CERTIFICATION/STANDARD |  | ADDITIONAL FEATURES EN |  | ADDITIONAL FEATURES ES |  | ADDITIONAL FEATURES FR | [17 empty] | Production Completed
000000000060234698 | STP-004 | DATA ENRICHMENT | MUF | MUF | OK | 2022-09-28 | 2022-10-01 |  | 000000000060234698 | BHP1 | BHP Spares & Supplies | P1047 | Electrical machinery, motors, generators | EA | MAN2 | MOTOR 30KW 1470RPM F MOUNT EVAPCO 400V | MOTOR 30KW 1470RPM FOOT MOUNT EVAPCO 400V WEG 58.1 AMP 200L FRAM |  |  |  | Url Not Found |  | WEG |  |  | EVAPCO | [10 empty] | MOTOR | AC | TYPE |  | FRAME SIZE | 200L | POWER RATING | 30 KW | VOLTAGE RATING | 400 V | CURRENT RATING | 58.1 A | NUMBER OF POLES |  | SPEED RATING | 1470 RPM | FREQUENCY RATING |  | NUMBER OF PHASE |  | CONSTRUCTION MATERIAL |  | DEGREE OF PROTECTION |  | ENCLOSURE |  | MOUNTING TYPE | FOOT | SERVICE FACTOR |  | INSULATION CLASS |  | DUTY CYCLE |  | AMBIENT TEMPERATURE |  | HAZARD CLASS |  | CERTIFICATION/STANDARD |  | ADDITIONAL FEATURES EN |  | ADDITIONAL FEATURES ES |  | ADDITIONAL FEATURES FR | [17 empty] | Production Completed
000000000060234621 | STP-004 | DATA ENRICHMENT | MUF | MUF | OK | 2022-09-28 | 2022-10-01 |  | 000000000060234621 | BHP1 | BHP Spares & Supplies | P1047 | Electrical machinery, motors, generators | EA | MAN2 | MOTOR 375KW 3000RPM FOOT | MOTOR 375KW 3000RPM FOOT400V FRAME 355M/L WEG |  |  |  | Url Not Found |  | WEG | [13 empty] | MOTOR | AC | TYPE |  | FRAME SIZE | 355M/L | POWER RATING | 375 KW | VOLTAGE RATING | 400 V | CURRENT RATING |  | NUMBER OF POLES |  | SPEED RATING | 3000 RPM | FREQUENCY RATING |  | NUMBER OF PHASE |  | CONSTRUCTION MATERIAL |  | DEGREE OF PROTECTION |  | ENCLOSURE |  | MOUNTING TYPE | FOOT | SERVICE FACTOR |  | INSULATION CLASS |  | DUTY CYCLE |  | AMBIENT TEMPERATURE |  | HAZARD CLASS |  | CERTIFICATION/STANDARD |  | ADDITIONAL FEATURES EN |  | ADDITIONAL FEATURES ES |  | ADDITIONAL FEATURES FR | [17 empty] | Production Completed
000000000060234610 | STP-004 | DATA ENRICHMENT | MUF | MUF | OK | 2022-09-28 | 2022-10-01 |  | 000000000060234610 | BHP1 | BHP Spares & Supplies | P1047 | Electrical machinery, motors, generators | EA | MAN2 | MOTOR 37KW 2950RPM FLANGE | MOTOR 37KW 2950RPM FLANGE380V FRAME 200L WEG |  |  |  | Url Not Found |  | WEG | [13 empty] | MOTOR | AC | TYPE |  | FRAME SIZE | 200L | POWER RATING | 37 KW | VOLTAGE RATING | 380 V | CURRENT RATING |  | NUMBER OF POLES |  | SPEED RATING | 2950 RPM | FREQUENCY RATING |  | NUMBER OF PHASE |  | CONSTRUCTION MATERIAL |  | DEGREE OF PROTECTION |  | ENCLOSURE |  | MOUNTING TYPE | FLANGE | SERVICE FACTOR |  | INSULATION CLASS |  | DUTY CYCLE |  | AMBIENT TEMPERATURE |  | HAZARD CLASS |  | CERTIFICATION/STANDARD |  | ADDITIONAL FEATURES EN |  | ADDITIONAL FEATURES ES |  | ADDITIONAL FEATURES FR | [17 empty] | Production Completed
000000000060234622 | STP-004 | DATA ENRICHMENT | MUF | MUF | OK | 2022-09-28 | 2022-10-01 |  | 000000000060234622 | BHP1 | BHP Spares & Supplies | P1047 | Electrical machinery, motors, generators | EA | MAN2 | MOTOR 450KW 2985RPM FOOT | MOTOR 450KW 2985RPM FOOT380V FRAME 355A/B WEG |  |  |  | Url Not Found |  | WEG | [13 empty] | MOTOR | AC | TYPE |  | FRAME SIZE | 355A/B | POWER RATING | 450 KW | VOLTAGE RATING | 380 V | CURRENT RATING |  | NUMBER OF POLES |  | SPEED RATING | 2985 RPM | FREQUENCY RATING |  | NUMBER OF PHASE |  | CONSTRUCTION MATERIAL |  | DEGREE OF PROTECTION |  | ENCLOSURE |  | MOUNTING TYPE | FOOT | SERVICE FACTOR |  | INSULATION CLASS |  | DUTY CYCLE |  | AMBIENT TEMPERATURE |  | HAZARD CLASS |  | CERTIFICATION/STANDARD |  | ADDITIONAL FEATURES EN |  | ADDITIONAL FEATURES ES |  | ADDITIONAL FEATURES FR | [17 empty] | Production Completed
000000000060234680 | STP-004 | DATA ENRICHMENT | MUF | MUF | OK | 2022-09-28 | 2022-10-01 |  | 000000000060234680 | BHP1 | BHP Spares & Supplies | P1047 | Electrical machinery, motors, generators | EA | MAN2 | MOTOR 4KW 1440RPM FOOT | MOTOR 4KW 1440RPM FOOT380V FRAME 112M WEG |  |  |  | Url Not Found |  | WEG | [13 empty] | MOTOR | AC | TYPE |  | FRAME SIZE | 112M | POWER RATING | 4 KW | VOLTAGE RATING | 380 V | CURRENT RATING |  | NUMBER OF POLES |  | SPEED RATING | 1440 RPM | FREQUENCY RATING |  | NUMBER OF PHASE |  | CONSTRUCTION MATERIAL |  | DEGREE OF PROTECTION |  | ENCLOSURE |  | MOUNTING TYPE | FOOT | SERVICE FACTOR |  | INSULATION CLASS |  | DUTY CYCLE |  | AMBIENT TEMPERATURE |  | HAZARD CLASS |  | CERTIFICATION/STANDARD |  | ADDITIONAL FEATURES EN |  | ADDITIONAL FEATURES ES |  | ADDITIONAL FEATURES FR | [17 empty] | Production Completed
000000000060234682 | STP-004 | DATA ENRICHMENT | MUF | MUF | OK | 2022-09-28 | 2022-10-01 |  | 000000000060234682 | BHP1 | BHP Spares & Supplies | P1047 | Electrical machinery, motors, generators | EA | MAN2 | MOTOR 5.5KW 1400RPM FLANGE | MOTOR 5.5KW 1400RPM FLANGE380V DVI3014/7F SEW |  |  |  | Url Not Found |  | SEW | DVI3014/7F | [12 empty] | MOTOR | AC | TYPE |  | FRAME SIZE |  | POWER RATING | 5.5 KW | VOLTAGE RATING | 380 V | CURRENT RATING |  | NUMBER OF POLES |  | SPEED RATING | 1400 RPM | FREQUENCY RATING |  | NUMBER OF PHASE |  | CONSTRUCTION MATERIAL |  | DEGREE OF PROTECTION |  | ENCLOSURE |  | MOUNTING TYPE | FLANGE | SERVICE FACTOR |  | INSULATION CLASS |  | DUTY CYCLE |  | AMBIENT TEMPERATURE |  | HAZARD CLASS |  | CERTIFICATION/STANDARD |  | ADDITIONAL FEATURES EN |  | ADDITIONAL FEATURES ES |  | ADDITIONAL FEATURES FR | [17 empty] | Production Completed
000000000060234683 | STP-004 | DATA ENRICHMENT | MUF | MUF | OK | 2022-09-28 | 2022-10-01 |  | 000000000060234683 | BHP1 | BHP Spares & Supplies | P1047 | Electrical machinery, motors, generators | EA | MAN2 | MOTOR 5.5KW 1430RPM FLANGE | MOTOR 5.5KW 1430RPM FLANGE380V DFV132S4 SEW |  |  |  | https://www.nriparts.com/products/sew-eurodrive-dfv132s4-electric-motors-obsolete/346642 |  | SEW | DFV132S4 | [11 empty] | e | MOTOR | AC | TYPE |  | FRAME SIZE | 132S | POWER RATING | 5.5 KW | VOLTAGE RATING | 380 V | CURRENT RATING |  | NUMBER OF POLES |  | SPEED RATING | 1430 RPM | FREQUENCY RATING |  | NUMBER OF PHASE |  | CONSTRUCTION MATERIAL |  | DEGREE OF PROTECTION |  | ENCLOSURE |  | MOUNTING TYPE | FLANGE | SERVICE FACTOR |  | INSULATION CLASS |  | DUTY CYCLE |  | AMBIENT TEMPERATURE |  | HAZARD CLASS |  | CERTIFICATION/STANDARD |  | ADDITIONAL FEATURES EN |  | ADDITIONAL FEATURES ES |  | ADDITIONAL FEATURES FR | [17 empty] | Production Completed
000000000060234684 | STP-004 | DATA ENRICHMENT | MUF | MUF | OK | 2022-09-28 | 2022-10-01 |  | 000000000060234684 | BHP1 | BHP Spares & Supplies | P1047 | Electrical machinery, motors, generators | EA | MAN2 | MOTOR 5.5KW 1465RPM FOOT | MOTOR 5.5KW 1465RPM FOOT380V FRAME 132S WEG |  |  |  | Url Not Found |  | WEG | [13 empty] | MOTOR | AC | TYPE |  | FRAME SIZE | 132S | POWER RATING | 5.5 KW | VOLTAGE RATING | 380 V | CURRENT RATING |  | NUMBER OF POLES |  | SPEED RATING | 1465 RPM | FREQUENCY RATING |  | NUMBER OF PHASE |  | CONSTRUCTION MATERIAL |  | DEGREE OF PROTECTION |  | ENCLOSURE |  | MOUNTING TYPE | FOOT | SERVICE FACTOR |  | INSULATION CLASS |  | DUTY CYCLE |  | AMBIENT TEMPERATURE |  | HAZARD CLASS |  | CERTIFICATION/STANDARD |  | ADDITIONAL FEATURES EN |  | ADDITIONAL FEATURES ES |  | ADDITIONAL FEATURES FR | [17 empty] | Production Completed
000000000060234705 | STP-004 | DATA ENRICHMENT | MUF | MUF | OK | 2022-09-28 | 2022-10-01 |  | 000000000060234705 | BHP1 | BHP Spares & Supplies | P1047 | Electrical machinery, motors, generators | EA | MAN2 | MOTOR 5.5KW 960RPM EVAPCO | MOTOR 5.5KW 960RPM EVAPCO5.5KW WEG EVAPCO MOTOR 960RPM 400V 12.3 |  |  |  | Url Not Found |  | WEG |  |  | EVAPCO | [10 empty] | MOTOR | AC | TYPE |  | FRAME SIZE |  | POWER RATING | 5.5 KW | VOLTAGE RATING | 400 V | CURRENT RATING | 12.3 A | NUMBER OF POLES |  | SPEED RATING | 960 RPM | FREQUENCY RATING |  | NUMBER OF PHASE |  | CONSTRUCTION MATERIAL |  | DEGREE OF PROTECTION |  | ENCLOSURE |  | MOUNTING TYPE |  | SERVICE FACTOR |  | INSULATION CLASS |  | DUTY CYCLE |  | AMBIENT TEMPERATURE |  | HAZARD CLASS |  | CERTIFICATION/STANDARD |  | ADDITIONAL FEATURES EN |  | ADDITIONAL FEATURES ES |  | ADDITIONAL FEATURES FR | [17 empty] | Production Completed
000000000060234701 | STP-004 | DATA ENRICHMENT | MUF | MUF | OK | 2022-09-28 | 2022-10-01 | Url updated based on model | 000000000060234701 | BHP1 | BHP Spares & Supplies | P1047 | Electrical machinery, motors, generators | EA | MAN2 | MOTOR 575KW 750RPM B3 HGF450 380V | MOTOR 575KW 750RPM B3 HGF450 380VWEG 8 POLE FOOT MOUNT |  |  |  | https://www.achargreaves.com.au/docs/products/HGF_Technical_Catalogue.pdf |  | WEG | [7 empty] | HGF 450 | [5 empty] | MOTOR | AC | TYPE |  | FRAME SIZE | 450 | POWER RATING | 575 KW | VOLTAGE RATING | 380 V | CURRENT RATING |  | NUMBER OF POLES | 8P | SPEED RATING | 750 RPM | FREQUENCY RATING |  | NUMBER OF PHASE |  | CONSTRUCTION MATERIAL |  | DEGREE OF PROTECTION |  | ENCLOSURE |  | MOUNTING TYPE | B3 FOOT | SERVICE FACTOR |  | INSULATION CLASS |  | DUTY CYCLE |  | AMBIENT TEMPERATURE |  | HAZARD CLASS |  | CERTIFICATION/STANDARD |  | ADDITIONAL FEATURES EN |  | ADDITIONAL FEATURES ES |  | ADDITIONAL FEATURES FR | [17 empty] | Production Completed
000000000060234685 | STP-004 | DATA ENRICHMENT | MUF | MUF | OK | 2022-09-28 | 2022-10-01 |  | 000000000060234685 | BHP1 | BHP Spares & Supplies | P1047 | Electrical machinery, motors, generators | EA | MAN2 | MOTOR 7.5KW 1455RPM FLANGE | MOTOR 7.5KW 1455RPM FLANGE380V FRAME 132M WEG |  |  |  | Url Not Found |  | WEG | [13 empty] | MOTOR | AC | TYPE |  | FRAME SIZE | 132M | POWER RATING | 7.5 KW | VOLTAGE RATING | 380 V | CURRENT RATING |  | NUMBER OF POLES |  | SPEED RATING | 1455 RPM | FREQUENCY RATING |  | NUMBER OF PHASE |  | CONSTRUCTION MATERIAL |  | DEGREE OF PROTECTION |  | ENCLOSURE |  | MOUNTING TYPE | FLANGE | SERVICE FACTOR |  | INSULATION CLASS |  | DUTY CYCLE |  | AMBIENT TEMPERATURE |  | HAZARD CLASS |  | CERTIFICATION/STANDARD |  | ADDITIONAL FEATURES EN |  | ADDITIONAL FEATURES ES |  | ADDITIONAL FEATURES FR | [17 empty] | Production Completed
000000000060234471 | STP-004 | DATA ENRICHMENT | MUF | MUF | OK | 2022-09-28 | 2022-10-01 |  | 000000000060234471 | BHP1 | BHP Spares & Supplies | P1047 | Electrical machinery, motors, generators | EA | MAN2 | MOTOR 7.5KW 720RPM FOOT EVAPCO | MOTOR 7.5KW 720RPM FOOT EVAPCO7.5KW WEG EVAPCO MOTOR 720RPM 400V |  |  |  | Url Not Found |  | WEG |  |  | EVAPCO | [10 empty] | MOTOR | AC | TYPE |  | FRAME SIZE |  | POWER RATING | 7.5 KW | VOLTAGE RATING | 400 V | CURRENT RATING |  | NUMBER OF POLES |  | SPEED RATING | 720 RPM | FREQUENCY RATING |  | NUMBER OF PHASE |  | CONSTRUCTION MATERIAL |  | DEGREE OF PROTECTION |  | ENCLOSURE |  | MOUNTING TYPE | FOOT | SERVICE FACTOR |  | INSULATION CLASS |  | DUTY CYCLE |  | AMBIENT TEMPERATURE |  | HAZARD CLASS |  | CERTIFICATION/STANDARD |  | ADDITIONAL FEATURES EN |  | ADDITIONAL FEATURES ES |  | ADDITIONAL FEATURES FR | [17 empty] | Production Completed
000000000060234687 | STP-004 | DATA ENRICHMENT | MUF | MUF | OK | 2022-09-28 | 2022-10-01 |  | 000000000060234687 | BHP1 | BHP Spares & Supplies | P1047 | Electrical machinery, motors, generators | EA | MAN2 | MOTOR 9.2KW 1455RPM FLANGE | MOTOR 9.2KW 1455RPM FLANGE380V FRAME 132M WEG |  |  |  | Url Not Found |  | WEG | [13 empty] | MOTOR | AC | TYPE |  | FRAME SIZE | 132M | POWER RATING | 9.2 KW | VOLTAGE RATING | 380 V | CURRENT RATING |  | NUMBER OF POLES |  | SPEED RATING | 1455 RPM | FREQUENCY RATING |  | NUMBER OF PHASE |  | CONSTRUCTION MATERIAL |  | DEGREE OF PROTECTION |  | ENCLOSURE |  | MOUNTING TYPE | FLANGE | SERVICE FACTOR |  | INSULATION CLASS |  | DUTY CYCLE |  | AMBIENT TEMPERATURE |  | HAZARD CLASS |  | CERTIFICATION/STANDARD |  | ADDITIONAL FEATURES EN |  | ADDITIONAL FEATURES ES |  | ADDITIONAL FEATURES FR | [17 empty] | Production Completed
000000000060234615 | STP-004 | DATA ENRICHMENT | MUF | MUF | OK | 2022-09-28 | 2022-10-01 |  | 000000000060234615 | BHP1 | BHP Spares & Supplies | P1047 | Electrical machinery, motors, generators | EA | MAN2 | MOTOR 90KW 2975RPM FOOT | MOTOR 90KW 2975RPM FOOT380V FRAME 280S/M WEG |  |  |  | Url Not Found |  | WEG | [13 empty] | MOTOR | AC | TYPE |  | FRAME SIZE | 280S/M | POWER RATING | 90 KW | VOLTAGE RATING | 380 V | CURRENT RATING |  | NUMBER OF POLES |  | SPEED RATING | 2975 RPM | FREQUENCY RATING |  | NUMBER OF PHASE |  | CONSTRUCTION MATERIAL |  | DEGREE OF PROTECTION |  | ENCLOSURE |  | MOUNTING TYPE | FOOT | SERVICE FACTOR |  | INSULATION CLASS |  | DUTY CYCLE |  | AMBIENT TEMPERATURE |  | HAZARD CLASS |  | CERTIFICATION/STANDARD |  | ADDITIONAL FEATURES EN |  | ADDITIONAL FEATURES ES |  | ADDITIONAL FEATURES FR | [17 empty] | Production Completed
000000000060227506 | STP-004 | DATA ENRICHMENT | MUF | MUF | OK | 2022-09-28 | 2022-10-01 |  | 000000000060227506 | BHP1 | BHP Spares & Supplies | 261016 | Motors | EA | MAN2 | MOTOR ELECTRC 5.5KW,380V, FLANGE MOUNT | MOTOR ELECTRIC 5.5KW,380V, FLANGE MOUNT |  |  |  | Url Not Found | [15 empty] | MOTOR | AC | TYPE | ELECTRIC | FRAME SIZE |  | POWER RATING | 5.5 KW | VOLTAGE RATING | 380 V | CURRENT RATING |  | NUMBER OF POLES |  | SPEED RATING |  | FREQUENCY RATING |  | NUMBER OF PHASE |  | CONSTRUCTION MATERIAL |  | DEGREE OF PROTECTION |  | ENCLOSURE |  | MOUNTING TYPE | FLANGE | SERVICE FACTOR |  | INSULATION CLASS |  | DUTY CYCLE |  | AMBIENT TEMPERATURE |  | HAZARD CLASS |  | CERTIFICATION/STANDARD |  | ADDITIONAL FEATURES EN |  | ADDITIONAL FEATURES ES |  | ADDITIONAL FEATURES FR | [17 empty] | Production Completed
000000000060227513 | STP-004 | DATA ENRICHMENT | MUF | MUF | OK | 2022-09-28 | 2022-10-01 |  | 000000000060227513 | BHP1 | BHP Spares & Supplies | 261016 | Motors | EA | MAN2 | MOTOR ELECTRC,250KW,380 VOLT FLANGE M | MOTOR ELECTRIC, 250KW, 380 VOLT FLANGE MOUNT |  |  |  | Url Not Found | [15 empty] | MOTOR | AC | TYPE | ELECTRIC | FRAME SIZE |  | POWER RATING | 250 KW | VOLTAGE RATING | 380 V | CURRENT RATING |  | NUMBER OF POLES |  | SPEED RATING |  | FREQUENCY RATING |  | NUMBER OF PHASE |  | CONSTRUCTION MATERIAL |  | DEGREE OF PROTECTION |  | ENCLOSURE |  | MOUNTING TYPE | FLANGE | SERVICE FACTOR |  | INSULATION CLASS |  | DUTY CYCLE |  | AMBIENT TEMPERATURE |  | HAZARD CLASS |  | CERTIFICATION/STANDARD |  | ADDITIONAL FEATURES EN |  | ADDITIONAL FEATURES ES |  | ADDITIONAL FEATURES FR | [17 empty] | Production Completed
000000000060227508 | STP-004 | DATA ENRICHMENT | MUF | MUF | OK | 2022-09-28 | 2022-10-01 |  | 000000000060227508 | BHP1 | BHP Spares & Supplies | 261016 | Motors | EA | MAN2 | MOTOR ELECTRIC 15KW,380V, FLANGE MOUNT | MOTOR ELECTRIC 15KW,380V, FLANGE MOUNT |  |  |  | Url Not Found | [15 empty] | MOTOR | AC | TYPE | ELECTRIC | FRAME SIZE |  | POWER RATING | 15 KW | VOLTAGE RATING | 380 V | CURRENT RATING |  | NUMBER OF POLES |  | SPEED RATING |  | FREQUENCY RATING |  | NUMBER OF PHASE |  | CONSTRUCTION MATERIAL |  | DEGREE OF PROTECTION |  | ENCLOSURE |  | MOUNTING TYPE | FLANGE | SERVICE FACTOR |  | INSULATION CLASS |  | DUTY CYCLE |  | AMBIENT TEMPERATURE |  | HAZARD CLASS |  | CERTIFICATION/STANDARD |  | ADDITIONAL FEATURES EN |  | ADDITIONAL FEATURES ES |  | ADDITIONAL FEATURES FR | [17 empty] | Production Completed
000000000060227510 | STP-004 | DATA ENRICHMENT | MUF | MUF | OK | 2022-09-28 | 2022-10-01 |  | 000000000060227510 | BHP1 | BHP Spares & Supplies | 261016 | Motors | EA | MAN2 | MOTOR ELECTRIC 22KW,380V, FLANGE MOUNT | MOTOR ELECTRIC 22KW,380V, FLANGE MOUNT |  |  |  | Url Not Found | [15 empty] | MOTOR | AC | TYPE | ELECTRIC | FRAME SIZE |  | POWER RATING | 22 KW | VOLTAGE RATING | 380 V | CURRENT RATING |  | NUMBER OF POLES |  | SPEED RATING |  | FREQUENCY RATING |  | NUMBER OF PHASE |  | CONSTRUCTION MATERIAL |  | DEGREE OF PROTECTION |  | ENCLOSURE |  | MOUNTING TYPE | FLANGE | SERVICE FACTOR |  | INSULATION CLASS |  | DUTY CYCLE |  | AMBIENT TEMPERATURE |  | HAZARD CLASS |  | CERTIFICATION/STANDARD |  | ADDITIONAL FEATURES EN |  | ADDITIONAL FEATURES ES |  | ADDITIONAL FEATURES FR | [17 empty] | Production Completed
000000000060227511 | STP-004 | DATA ENRICHMENT | MUF | MUF | OK | 2022-09-28 | 2022-10-01 |  | 000000000060227511 | BHP1 | BHP Spares & Supplies | 261016 | Motors | EA | MAN2 | MOTOR ELECTRIC 30KW,380V, FLANGE MOUNT | MOTOR ELECTRIC 30KW,380V, FLANGE MOUNT |  |  |  | Url Not Found | [15 empty] | MOTOR | AC | TYPE | ELECTRIC | FRAME SIZE |  | POWER RATING | 30 KW | VOLTAGE RATING | 380 V | CURRENT RATING |  | NUMBER OF POLES |  | SPEED RATING |  | FREQUENCY RATING |  | NUMBER OF PHASE |  | CONSTRUCTION MATERIAL |  | DEGREE OF PROTECTION |  | ENCLOSURE |  | MOUNTING TYPE | FLANGE | SERVICE FACTOR |  | INSULATION CLASS |  | DUTY CYCLE |  | AMBIENT TEMPERATURE |  | HAZARD CLASS |  | CERTIFICATION/STANDARD |  | ADDITIONAL FEATURES EN |  | ADDITIONAL FEATURES ES |  | ADDITIONAL FEATURES FR | [17 empty] | Production Completed
000000000060227504 | STP-004 | DATA ENRICHMENT | MUF | MUF | OK | 2022-09-28 | 2022-10-01 |  | 000000000060227504 | BHP1 | BHP Spares & Supplies | 261016 | Motors | EA | MAN2 | MOTOR ELECTRIC 4KW, 380V, FLANGE MOUNT | MOTOR ELECTRIC 4KW, 380V, FLANGE MOUNT |  |  |  | Url Not Found | [15 empty] | MOTOR | AC | TYPE | ELECTRIC | FRAME SIZE |  | POWER RATING | 4 KW | VOLTAGE RATING | 380 V | CURRENT RATING |  | NUMBER OF POLES |  | SPEED RATING |  | FREQUENCY RATING |  | NUMBER OF PHASE |  | CONSTRUCTION MATERIAL |  | DEGREE OF PROTECTION |  | ENCLOSURE |  | MOUNTING TYPE | FLANGE | SERVICE FACTOR |  | INSULATION CLASS |  | DUTY CYCLE |  | AMBIENT TEMPERATURE |  | HAZARD CLASS |  | CERTIFICATION/STANDARD |  | ADDITIONAL FEATURES EN |  | ADDITIONAL FEATURES ES |  | ADDITIONAL FEATURES FR | [17 empty] | Production Completed
000000000060227507 | STP-004 | DATA ENRICHMENT | MUF | MUF | OK | 2022-09-28 | 2022-10-01 |  | 000000000060227507 | BHP1 | BHP Spares & Supplies | 261016 | Motors | EA | MAN2 | MOTOR ELECTRIC 7.5KW,380V, FLANGE MOUNT | MOTOR ELECTRIC 7.5KW,380V, FLANGE MOUNT |  |  |  | Url Not Found | [15 empty] | MOTOR | AC | TYPE | ELECTRIC | FRAME SIZE |  | POWER RATING | 7.5 KW | VOLTAGE RATING | 380 V | CURRENT RATING |  | NUMBER OF POLES |  | SPEED RATING |  | FREQUENCY RATING |  | NUMBER OF PHASE |  | CONSTRUCTION MATERIAL |  | DEGREE OF PROTECTION |  | ENCLOSURE |  | MOUNTING TYPE | FLANGE | SERVICE FACTOR |  | INSULATION CLASS |  | DUTY CYCLE |  | AMBIENT TEMPERATURE |  | HAZARD CLASS |  | CERTIFICATION/STANDARD |  | ADDITIONAL FEATURES EN |  | ADDITIONAL FEATURES ES |  | ADDITIONAL FEATURES FR | [17 empty] | Production Completed
000000000060227540 | STP-004 | DATA ENRICHMENT | MUF | MUF | OK | 2022-09-28 | 2022-10-01 |  | 000000000060227540 | BHP1 | BHP Spares & Supplies | 261016 | Motors | EA | MAN2 | MOTOR ELECTRIC, 11KW, 525VOLT, 4POLE FLA | MOTOR ELECTRIC, 11KW, 525VOLT, 4POLE FLANGE MOUNT |  |  |  | Url Not Found | [15 empty] | MOTOR | AC | TYPE | ELECTRIC | FRAME SIZE |  | POWER RATING | 11 KW | VOLTAGE RATING | 525 V | CURRENT RATING |  | NUMBER OF POLES | 4P | SPEED RATING |  | FREQUENCY RATING |  | NUMBER OF PHASE |  | CONSTRUCTION MATERIAL |  | DEGREE OF PROTECTION |  | ENCLOSURE |  | MOUNTING TYPE | FLANGE | SERVICE FACTOR |  | INSULATION CLASS |  | DUTY CYCLE |  | AMBIENT TEMPERATURE |  | HAZARD CLASS |  | CERTIFICATION/STANDARD |  | ADDITIONAL FEATURES EN |  | ADDITIONAL FEATURES ES |  | ADDITIONAL FEATURES FR | [17 empty] | Production Completed
000000000060227543 | STP-004 | DATA ENRICHMENT | MUF | MUF | OK | 2022-09-28 | 2022-10-01 |  | 000000000060227543 | BHP1 | BHP Spares & Supplies | 261016 | Motors | EA | MAN2 | MOTOR ELECTRIC, 22 KW ,525VOLT, 1460RPM | MOTOR ELECTRIC, 22 KW ,525VOLT, 1460RPM FLANGE MOUNT |  |  |  | Url Not Found | [15 empty] | MOTOR | AC | TYPE | ELECTRIC | FRAME SIZE |  | POWER RATING | 22 KW | VOLTAGE RATING | 525 V | CURRENT RATING |  | NUMBER OF POLES |  | SPEED RATING | 1460 RPM | FREQUENCY RATING |  | NUMBER OF PHASE |  | CONSTRUCTION MATERIAL |  | DEGREE OF PROTECTION |  | ENCLOSURE |  | MOUNTING TYPE | FLANGE | SERVICE FACTOR |  | INSULATION CLASS |  | DUTY CYCLE |  | AMBIENT TEMPERATURE |  | HAZARD CLASS |  | CERTIFICATION/STANDARD |  | ADDITIONAL FEATURES EN |  | ADDITIONAL FEATURES ES |  | ADDITIONAL FEATURES FR | [17 empty] | Production Completed
000000000060227545 | STP-004 | DATA ENRICHMENT | MUF | MUF | OK | 2022-09-28 | 2022-10-01 |  | 000000000060227545 | BHP1 | BHP Spares & Supplies | 261016 | Motors | EA | MAN2 | MOTOR ELECTRIC, 30KW, 525VOLT, 4POLE FLA | MOTOR ELECTRIC, 30KW, 525VOLT, 4POLE FLANGE MOUNT |  |  |  | Url Not Found | [15 empty] | MOTOR | AC | TYPE | ELECTRIC | FRAME SIZE |  | POWER RATING | 30 KW | VOLTAGE RATING | 525 V | CURRENT RATING |  | NUMBER OF POLES | 4P | SPEED RATING |  | FREQUENCY RATING |  | NUMBER OF PHASE |  | CONSTRUCTION MATERIAL |  | DEGREE OF PROTECTION |  | ENCLOSURE |  | MOUNTING TYPE | FLANGE | SERVICE FACTOR |  | INSULATION CLASS |  | DUTY CYCLE |  | AMBIENT TEMPERATURE |  | HAZARD CLASS |  | CERTIFICATION/STANDARD |  | ADDITIONAL FEATURES EN |  | ADDITIONAL FEATURES ES |  | ADDITIONAL FEATURES FR | [17 empty] | Production Completed
000000000060227546 | STP-004 | DATA ENRICHMENT | MUF | MUF | OK | 2022-09-28 | 2022-10-01 |  | 000000000060227546 | BHP1 | BHP Spares & Supplies | 261016 | Motors | EA | MAN2 | MOTOR ELECTRIC, 37KW, 525VOLT, 4POLE FLA | MOTOR ELECTRIC, 37KW, 525VOLT, 4POLE FLANGE MOUNT |  |  |  | Url Not Found | [15 empty] | MOTOR | AC | TYPE | ELECTRIC | FRAME SIZE |  | POWER RATING | 37 KW | VOLTAGE RATING | 525 V | CURRENT RATING |  | NUMBER OF POLES | 4P | SPEED RATING |  | FREQUENCY RATING |  | NUMBER OF PHASE |  | CONSTRUCTION MATERIAL |  | DEGREE OF PROTECTION |  | ENCLOSURE |  | MOUNTING TYPE | FLANGE | SERVICE FACTOR |  | INSULATION CLASS |  | DUTY CYCLE |  | AMBIENT TEMPERATURE |  | HAZARD CLASS |  | CERTIFICATION/STANDARD |  | ADDITIONAL FEATURES EN |  | ADDITIONAL FEATURES ES |  | ADDITIONAL FEATURES FR | [17 empty] | Production Completed
000000000060227538 | STP-004 | DATA ENRICHMENT | MUF | MUF | OK | 2022-09-28 | 2022-10-01 |  | 000000000060227538 | BHP1 | BHP Spares & Supplies | 261016 | Motors | EA | MAN2 | MOTOR ELECTRIC, 9.2KW, 525VOLT, 4POLE FL | MOTOR ELECTRIC, 9.2KW, 525VOLT, 4POLE FLANGE MOUNT |  |  |  | Url Not Found | [15 empty] | MOTOR | AC | TYPE | ELECTRIC | FRAME SIZE |  | POWER RATING | 9.2 KW | VOLTAGE RATING | 525 V | CURRENT RATING |  | NUMBER OF POLES | 4P | SPEED RATING |  | FREQUENCY RATING |  | NUMBER OF PHASE |  | CONSTRUCTION MATERIAL |  | DEGREE OF PROTECTION |  | ENCLOSURE |  | MOUNTING TYPE | FLANGE | SERVICE FACTOR |  | INSULATION CLASS |  | DUTY CYCLE |  | AMBIENT TEMPERATURE |  | HAZARD CLASS |  | CERTIFICATION/STANDARD |  | ADDITIONAL FEATURES EN |  | ADDITIONAL FEATURES ES |  | ADDITIONAL FEATURES FR | [17 empty] | Production Completed
000000000060228150 | STP-004 | DATA ENRICHMENT | MUF | MUF | OK | 2022-09-28 | 2022-10-01 |  | 000000000060228150 | BHP1 | BHP Spares & Supplies | 251739 | Electrical components | EA | MAN2 | MOTOR ELECTRIC,15KW,525VOLT,4POLE FLANGE | MOTOR,ELECTRIC,15KW,525VOLT,4POLE FLANGE MOUNT |  |  |  | Url Not Found | [15 empty] | MOTOR | AC | TYPE | ELECTRIC | FRAME SIZE |  | POWER RATING | 15 KW | VOLTAGE RATING | 525 V | CURRENT RATING |  | NUMBER OF POLES | 4P | SPEED RATING |  | FREQUENCY RATING |  | NUMBER OF PHASE |  | CONSTRUCTION MATERIAL |  | DEGREE OF PROTECTION |  | ENCLOSURE |  | MOUNTING TYPE | FLANGE | SERVICE FACTOR |  | INSULATION CLASS |  | DUTY CYCLE |  | AMBIENT TEMPERATURE |  | HAZARD CLASS |  | CERTIFICATION/STANDARD |  | ADDITIONAL FEATURES EN |  | ADDITIONAL FEATURES ES |  | ADDITIONAL FEATURES FR | [17 empty] | Production Completed
000000000060230881 | STP-004 | DATA ENRICHMENT | MUF | MUF | OK | 2022-09-28 | 2022-10-01 |  | 000000000060230881 | BHP1 | BHP Spares & Supplies | 251739 | Electrical components | EA | MAN2 | MOTOR ELECTRIC,37KW, 380V | MOTOR ELECTRIC,37KW, 380V, FLANGE MOUNTED |  |  |  | Url Not Found | [15 empty] | MOTOR | AC | TYPE | ELECTRIC | FRAME SIZE |  | POWER RATING | 37 KW | VOLTAGE RATING | 380 V | CURRENT RATING |  | NUMBER OF POLES |  | SPEED RATING |  | FREQUENCY RATING |  | NUMBER OF PHASE |  | CONSTRUCTION MATERIAL |  | DEGREE OF PROTECTION |  | ENCLOSURE |  | MOUNTING TYPE | FLANGE | SERVICE FACTOR |  | INSULATION CLASS |  | DUTY CYCLE |  | AMBIENT TEMPERATURE |  | HAZARD CLASS |  | CERTIFICATION/STANDARD |  | ADDITIONAL FEATURES EN |  | ADDITIONAL FEATURES ES |  | ADDITIONAL FEATURES FR | [17 empty] | Production Completed
000000000060228155 | STP-004 | DATA ENRICHMENT | MUF | MUF | OK | 2022-09-28 | 2022-10-01 |  | 000000000060228155 | BHP1 | BHP Spares & Supplies | 251739 | Electrical components | EA | MAN2 | MOTOR ELECTRIC,45KW ,525VOLT,4POLE FLANG | MOTOR,ELECTRIC,45KW ,525VOLT,4POLE FLANGE MOUNT |  |  |  | Url Not Found | [15 empty] | MOTOR | AC | TYPE | ELECTRIC | FRAME SIZE |  | POWER RATING | 45 KW | VOLTAGE RATING | 525 V | CURRENT RATING |  | NUMBER OF POLES | 4P | SPEED RATING |  | FREQUENCY RATING |  | NUMBER OF PHASE |  | CONSTRUCTION MATERIAL |  | DEGREE OF PROTECTION |  | ENCLOSURE |  | MOUNTING TYPE | FLANGE | SERVICE FACTOR |  | INSULATION CLASS |  | DUTY CYCLE |  | AMBIENT TEMPERATURE |  | HAZARD CLASS |  | CERTIFICATION/STANDARD |  | ADDITIONAL FEATURES EN |  | ADDITIONAL FEATURES ES |  | ADDITIONAL FEATURES FR | [17 empty] | Production Completed
000000000060228148 | STP-004 | DATA ENRICHMENT | MUF | MUF | OK | 2022-09-28 | 2022-10-01 |  | 000000000060228148 | BHP1 | BHP Spares & Supplies | 251739 | Electrical components | EA | MAN2 | MOTOR ELECTRIC,5.5KW,525VOLT,4POLE FLANG | MOTOR,ELECTRIC,5.5KW,525VOLT,4POLE FLANGE MOUNT |  |  |  | Url Not Found | [15 empty] | MOTOR | AC | TYPE | ELECTRIC | FRAME SIZE |  | POWER RATING | 5.5 KW | VOLTAGE RATING | 525 V | CURRENT RATING |  | NUMBER OF POLES | 4P | SPEED RATING |  | FREQUENCY RATING |  | NUMBER OF PHASE |  | CONSTRUCTION MATERIAL |  | DEGREE OF PROTECTION |  | ENCLOSURE |  | MOUNTING TYPE | FLANGE | SERVICE FACTOR |  | INSULATION CLASS |  | DUTY CYCLE |  | AMBIENT TEMPERATURE |  | HAZARD CLASS |  | CERTIFICATION/STANDARD |  | ADDITIONAL FEATURES EN |  | ADDITIONAL FEATURES ES |  | ADDITIONAL FEATURES FR | [17 empty] | Production Completed
000000000060228149 | STP-004 | DATA ENRICHMENT | MUF | MUF | OK | 2022-09-28 | 2022-10-01 |  | 000000000060228149 | BHP1 | BHP Spares & Supplies | 251739 | Electrical components | EA | MAN2 | MOTOR ELECTRIC,7.5KW,525VOLT,4POLE FLANG | MOTOR,ELECTRIC,7.5KW,525VOLT,4POLE FLANGE MOUNT |  |  |  | Url Not Found | [15 empty] | MOTOR | AC | TYPE | ELECTRIC | FRAME SIZE |  | POWER RATING | 7.5 KW | VOLTAGE RATING | 525 V | CURRENT RATING |  | NUMBER OF POLES | 4P | SPEED RATING |  | FREQUENCY RATING |  | NUMBER OF PHASE |  | CONSTRUCTION MATERIAL |  | DEGREE OF PROTECTION |  | ENCLOSURE |  | MOUNTING TYPE | FLANGE | SERVICE FACTOR |  | INSULATION CLASS |  | DUTY CYCLE |  | AMBIENT TEMPERATURE |  | HAZARD CLASS |  | CERTIFICATION/STANDARD |  | ADDITIONAL FEATURES EN |  | ADDITIONAL FEATURES ES |  | ADDITIONAL FEATURES FR | [17 empty] | Production Completed
000000000060228156 | STP-004 | DATA ENRICHMENT | MUF | MUF | OK | 2022-09-28 | 2022-10-01 |  | 000000000060228156 | BHP1 | BHP Spares & Supplies | 251739 | Electrical components | EA | MAN2 | MOTOR ELECTRIC,75KW ,525VOLT,4POLE,FLANG | MOTOR,ELECTRIC,75KW ,525VOLT,4POLE,FLANGE MOUNT |  |  |  | Url Not Found | [15 empty] | MOTOR | AC | TYPE | ELECTRIC | FRAME SIZE |  | POWER RATING | 75 KW | VOLTAGE RATING | 525 V | CURRENT RATING |  | NUMBER OF POLES | 4P | SPEED RATING |  | FREQUENCY RATING |  | NUMBER OF PHASE |  | CONSTRUCTION MATERIAL |  | DEGREE OF PROTECTION |  | ENCLOSURE |  | MOUNTING TYPE | FLANGE | SERVICE FACTOR |  | INSULATION CLASS |  | DUTY CYCLE |  | AMBIENT TEMPERATURE |  | HAZARD CLASS |  | CERTIFICATION/STANDARD |  | ADDITIONAL FEATURES EN |  | ADDITIONAL FEATURES ES |  | ADDITIONAL FEATURES FR | [17 empty] | Production Completed
000000000060228555 | STP-004 | DATA ENRICHMENT | MUF | MUF | OK | 2022-09-28 | 2022-10-01 |  | 000000000060228555 | BHP1 | BHP Spares & Supplies | 261016 | Motors | EA | MAN2 | MOTOR ELECTRICAL 22KW | MOTOR ELECTRICAL, 22KW, FRAME 180L, MOUNT B3, 4POLE, 400/690 VOLT, IE3, WEG W22, IP66 CI |  |  |  | Url Not Found |  | WEG |  | W22 | [11 empty] | MOTOR | AC | TYPE | ELECTRIC | FRAME SIZE | 180L | POWER RATING | 22 KW | VOLTAGE RATING | 400/690 V | CURRENT RATING |  | NUMBER OF POLES | 4P | SPEED RATING |  | FREQUENCY RATING |  | NUMBER OF PHASE |  | CONSTRUCTION MATERIAL | CAST IRON | DEGREE OF PROTECTION | IP66 | ENCLOSURE |  | MOUNTING TYPE | B3 FOOT | SERVICE FACTOR |  | INSULATION CLASS |  | DUTY CYCLE |  | AMBIENT TEMPERATURE |  | HAZARD CLASS |  | CERTIFICATION/STANDARD | IE3 | ADDITIONAL FEATURES EN |  | ADDITIONAL FEATURES ES |  | ADDITIONAL FEATURES FR | [17 empty] | Production Completed
000000000060228556 | STP-004 | DATA ENRICHMENT | MUF | MUF | OK | 2022-09-28 | 2022-10-01 |  | 000000000060228556 | BHP1 | BHP Spares & Supplies | 261016 | Motors | EA | MAN2 | MOTOR ELECTRICAL 75KW | MOTOR ELECTRICAL, 75KW, FRAME 250SM, MOUNT B3, 4POLE, 400/690 VOLT, IE3, WEG W22, IP66 CI |  |  |  | Url Not Found |  | WEG |  | W22 | [11 empty] | MOTOR | AC | TYPE | ELECTRIC | FRAME SIZE | 250SM | POWER RATING | 75 KW | VOLTAGE RATING | 400/690 V | CURRENT RATING |  | NUMBER OF POLES | 4P | SPEED RATING |  | FREQUENCY RATING |  | NUMBER OF PHASE |  | CONSTRUCTION MATERIAL | CAST IRON | DEGREE OF PROTECTION | IP66 | ENCLOSURE |  | MOUNTING TYPE | B3 FOOT | SERVICE FACTOR |  | INSULATION CLASS |  | DUTY CYCLE |  | AMBIENT TEMPERATURE |  | HAZARD CLASS |  | CERTIFICATION/STANDARD | IE3 | ADDITIONAL FEATURES EN |  | ADDITIONAL FEATURES ES |  | ADDITIONAL FEATURES FR | [17 empty] | Production Completed
000000000060221575 | STP-004 | DATA ENRICHMENT | MUF | MUF | OK | 2022-09-28 | 2022-10-01 |  | 000000000060221575 | BHP1 | BHP Spares & Supplies | 251739 | Electrical components | EA | MAN2 | MOTOR, AC, 15KW, 160L FRAME, 380V, 960RP | MOTOR, ALTERNATING CURRENT, 15KW, 160L FRAME SIZE, 380 VOLT, 3 PHASE, 6 POLE, 960 RPM, FLANGE AND FOOT MOUNTED, SSI FMT00367 |  |  |  | Url Not Found | [15 empty] | MOTOR | AC | TYPE |  | FRAME SIZE | 160L | POWER RATING | 15 KW | VOLTAGE RATING | 380 V | CURRENT RATING |  | NUMBER OF POLES | 6P | SPEED RATING | 960 RPM | FREQUENCY RATING |  | NUMBER OF PHASE | 3PH | CONSTRUCTION MATERIAL |  | DEGREE OF PROTECTION |  | ENCLOSURE |  | MOUNTING TYPE | FOOT/FLANGE | SERVICE FACTOR |  | INSULATION CLASS |  | DUTY CYCLE |  | AMBIENT TEMPERATURE |  | HAZARD CLASS |  | CERTIFICATION/STANDARD |  | ADDITIONAL FEATURES EN | SSI FMT00367 | ADDITIONAL FEATURES ES |  | ADDITIONAL FEATURES FR | [17 empty] | Production Completed
000000000060144187 | STP-004 | DATA ENRICHMENT | MUF | MUF | OK | 2022-09-28 | 2022-10-01 |  | 000000000060144187 | BHP1 | BHP Spares & Supplies | 261016 | Motors | EA | MAN2 | MOTOR, ALTERNATING CURRENT, 12.5KW, 380 | MOTOR, ALTERNATING CURRENT, 12.5KW, 380V, 750RPM, 2 POLE, MVSI 075/22000, STROKE 11MM, MODEL H2-48-24, VIBRATOR |  |  |  | Url Not Found | [15 empty] | MOTOR | AC | TYPE |  | FRAME SIZE |  | POWER RATING | 12.5 KW | VOLTAGE RATING | 380 V | CURRENT RATING |  | NUMBER OF POLES | 2P | SPEED RATING | 750 RPM | FREQUENCY RATING |  | NUMBER OF PHASE |  | CONSTRUCTION MATERIAL |  | DEGREE OF PROTECTION |  | ENCLOSURE |  | MOUNTING TYPE |  | SERVICE FACTOR |  | INSULATION CLASS |  | DUTY CYCLE |  | AMBIENT TEMPERATURE |  | HAZARD CLASS |  | CERTIFICATION/STANDARD |  | ADDITIONAL FEATURES EN | FOR MVSI 075/22000, STROKE 11 MM, MODEL H2-48-24 VIBRATOR | ADDITIONAL FEATURES ES |  | ADDITIONAL FEATURES FR | [17 empty] | Production Completed
000000000060123647 | STP-004 | DATA ENRICHMENT | MUF | MUF | OK | 2022-09-28 | 2022-10-01 |  | 000000000060123647 | BHP1 | BHP Spares & Supplies | 261016 | Motors | EA | MAN2 | MOTOR, ALTERNATING CURRENT, 0.75KW, 804 | MOTOR, ALTERNATING CURRENT, 0.75KW, 804 FRAME SIZE, 380 VOLT, 3 PHASE, 4, POLE, 1450 RPM, FLANGE MOUNTED, C/W 19 TEETH MOTOR PINION TO SUIT R63 |  |  |  | Url Not Found | [15 empty] | MOTOR | AC | TYPE |  | FRAME SIZE | 804 | POWER RATING | 0.75 KW | VOLTAGE RATING | 380 V | CURRENT RATING |  | NUMBER OF POLES | 4P | SPEED RATING | 1450 RPM | FREQUENCY RATING |  | NUMBER OF PHASE | 3PH | CONSTRUCTION MATERIAL |  | DEGREE OF PROTECTION |  | ENCLOSURE |  | MOUNTING TYPE | FLANGE | SERVICE FACTOR |  | INSULATION CLASS |  | DUTY CYCLE |  | AMBIENT TEMPERATURE |  | HAZARD CLASS |  | CERTIFICATION/STANDARD |  | ADDITIONAL FEATURES EN | C/W 19 TEETH MOTOR PINION TO SUIT R63 | ADDITIONAL FEATURES ES |  | ADDITIONAL FEATURES FR | [17 empty] | Production Completed
000000000060123650 | STP-004 | DATA ENRICHMENT | MUF | MUF | OK | 2022-09-28 | 2022-10-01 |  | 000000000060123650 | BHP1 | BHP Spares & Supplies | 261016 | Motors | EA | MAN2 | MOTOR, ALTERNATING CURRENT, 1.1KW, 90S4 | MOTOR, ALTERNATING CURRENT, 1.1KW, 90S4 FRAME SIZE, 380 VOLT, 3 PHASE, 4, POLE, 1450 RPM, FLANGE MOUNTED, C/W 19 TEETH MOTOR PINION TO SUIT R60 |  |  |  | Url Not Found | [15 empty] | MOTOR | AC | TYPE |  | FRAME SIZE | 90S4 | POWER RATING | 1.1 KW | VOLTAGE RATING | 380 V | CURRENT RATING |  | NUMBER OF POLES | 4P | SPEED RATING | 1450 RPM | FREQUENCY RATING |  | NUMBER OF PHASE | 3PH | CONSTRUCTION MATERIAL |  | DEGREE OF PROTECTION |  | ENCLOSURE |  | MOUNTING TYPE | FLANGE | SERVICE FACTOR |  | INSULATION CLASS |  | DUTY CYCLE |  | AMBIENT TEMPERATURE |  | HAZARD CLASS |  | CERTIFICATION/STANDARD |  | ADDITIONAL FEATURES EN | C/W 19 TEETH MOTOR PINION TO SUIT R60 | ADDITIONAL FEATURES ES |  | ADDITIONAL FEATURES FR | [17 empty] | Production Completed
000000000060123584 | STP-004 | DATA ENRICHMENT | MUF | MUF | OK | 2022-09-28 | 2022-10-01 |  | 000000000060123584 | BHP1 | BHP Spares & Supplies | 261016 | Motors | EA | MAN2 | MOTOR, ALTERNATING CURRENT, 1.1KW, D90SD | MOTOR, ALTERNATING CURRENT, 1.1KW, D90SD FRAME SIZE, 380 VOLT, 3 PHASE,, 4 POLE, 1450 RPM, FLANGE MOUNTED |  |  |  | Url Not Found | [15 empty] | MOTOR | AC | TYPE |  | FRAME SIZE | D90SD | POWER RATING | 1.1 KW | VOLTAGE RATING | 380 V | CURRENT RATING |  | NUMBER OF POLES | 4P | SPEED RATING | 1450 RPM | FREQUENCY RATING |  | NUMBER OF PHASE | 3PH | CONSTRUCTION MATERIAL |  | DEGREE OF PROTECTION |  | ENCLOSURE |  | MOUNTING TYPE | FLANGE | SERVICE FACTOR |  | INSULATION CLASS |  | DUTY CYCLE |  | AMBIENT TEMPERATURE |  | HAZARD CLASS |  | CERTIFICATION/STANDARD |  | ADDITIONAL FEATURES EN |  | ADDITIONAL FEATURES ES |  | ADDITIONAL FEATURES FR | [17 empty] | Production Completed
000000000060123651 | STP-004 | DATA ENRICHMENT | MUF | MUF | OK | 2022-09-28 | 2022-10-01 |  | 000000000060123651 | BHP1 | BHP Spares & Supplies | 261016 | Motors | EA | MAN2 | MOTOR, ALTERNATING CURRENT, 1.1KW, DT903 | MOTOR, ALTERNATING CURRENT, 1.1KW, DT9034 FRAME SIZE, 380 VOLT, 3 PHASE,, 4 POLE, 1420 RPM, FLANGE MOUNTED, C/W 19 TEETH MOTOR PINION TO SUIT TYPE, R |  |  |  | Url Not Found | [15 empty] | MOTOR | AC | TYPE |  | FRAME SIZE | DT9034 | POWER RATING | 1.1 KW | VOLTAGE RATING | 380 V | CURRENT RATING |  | NUMBER OF POLES | 4P | SPEED RATING | 1420 RPM | FREQUENCY RATING |  | NUMBER OF PHASE | 3PH | CONSTRUCTION MATERIAL |  | DEGREE OF PROTECTION |  | ENCLOSURE |  | MOUNTING TYPE | FLANGE | SERVICE FACTOR |  | INSULATION CLASS |  | DUTY CYCLE |  | AMBIENT TEMPERATURE |  | HAZARD CLASS |  | CERTIFICATION/STANDARD |  | ADDITIONAL FEATURES EN | C/W 19 TEETH MOTOR PINION TO SUIT TYPE, R | ADDITIONAL FEATURES ES |  | ADDITIONAL FEATURES FR | [17 empty] | Production Completed
000000000060123653 | STP-004 | DATA ENRICHMENT | MUF | MUF | OK | 2022-09-28 | 2022-10-01 |  | 000000000060123653 | BHP1 | BHP Spares & Supplies | 261016 | Motors | EA | MAN2 | MOTOR, ALTERNATING CURRENT, 1.5KW, 90L | MOTOR, ALTERNATING CURRENT, 1.5KW, 90L FRAME SIZE, 380 VOLT, 3 PHASE, 4, POLE, 1450 RPM, FLANGE MOUNTED, C/W 18 TEETH MOTOR PINION TO SUIT R73 |  |  |  | Url Not Found | [15 empty] | MOTOR | AC | TYPE |  | FRAME SIZE | 90L | POWER RATING | 1.5 KW | VOLTAGE RATING | 380 V | CURRENT RATING |  | NUMBER OF POLES | 4P | SPEED RATING | 1450 RPM | FREQUENCY RATING |  | NUMBER OF PHASE | 3PH | CONSTRUCTION MATERIAL |  | DEGREE OF PROTECTION |  | ENCLOSURE |  | MOUNTING TYPE | FLANGE | SERVICE FACTOR |  | INSULATION CLASS |  | DUTY CYCLE |  | AMBIENT TEMPERATURE |  | HAZARD CLASS |  | CERTIFICATION/STANDARD |  | ADDITIONAL FEATURES EN | C/W 18 TEETH MOTOR PINION TO SUIT R73 | ADDITIONAL FEATURES ES |  | ADDITIONAL FEATURES FR | [17 empty] | Production Completed
000000000060123635 | STP-004 | DATA ENRICHMENT | MUF | MUF | OK | 2022-09-28 | 2022-10-01 |  | 000000000060123635 | BHP1 | BHP Spares & Supplies | 261016 | Motors | EA | MAN2 | MOTOR, ALTERNATING CURRENT, 1.5KW, A90L4 | PHASE, 4 POLE, 1450 RPM, FLANGE MOUNTED, C/W BRAKE & REF 560642, MOTOR, ALTERNATING CURRENT, 1.5KW, A90L4-D15 FRAME SIZE, 380 VOLT, 3, PHASE, 4 POLE, 1450 RPM, FLANGE MOUNTED, C/W BRAKE <(>&<)> REF 560642 |  |  |  | Url Not Found | [15 empty] | MOTOR | AC | TYPE |  | FRAME SIZE | A90L4-D15 | POWER RATING | 1.5 KW | VOLTAGE RATING | 380 V | CURRENT RATING |  | NUMBER OF POLES | 4P | SPEED RATING | 1450 RPM | FREQUENCY RATING |  | NUMBER OF PHASE | 3PH | CONSTRUCTION MATERIAL |  | DEGREE OF PROTECTION |  | ENCLOSURE |  | MOUNTING TYPE | FLANGE | SERVICE FACTOR |  | INSULATION CLASS |  | DUTY CYCLE |  | AMBIENT TEMPERATURE |  | HAZARD CLASS |  | CERTIFICATION/STANDARD |  | ADDITIONAL FEATURES EN | C/W BRAKE,REF: 560642 | ADDITIONAL FEATURES ES |  | ADDITIONAL FEATURES FR | [17 empty] | Production Completed
000000000060123587 | STP-004 | DATA ENRICHMENT | MUF | MUF | OK | 2022-09-28 | 2022-10-01 |  | 000000000060123587 | BHP1 | BHP Spares & Supplies | 261016 | Motors | EA | MAN2 | MOTOR, ALTERNATING CURRENT, 1.5KW, D90L | MOTOR, ALTERNATING CURRENT, 1.5KW, D90L FRAME SIZE, 380 VOLT, 3 PHASE, 4, POLE, 1450 RPM, FOOT MOUNTED |  |  |  | Url Not Found | [15 empty] | MOTOR | AC | TYPE |  | FRAME SIZE | D90L | POWER RATING | 1.5 KW | VOLTAGE RATING | 380 V | CURRENT RATING |  | NUMBER OF POLES | 4P | SPEED RATING | 1450 RPM | FREQUENCY RATING |  | NUMBER OF PHASE | 3PH | CONSTRUCTION MATERIAL |  | DEGREE OF PROTECTION |  | ENCLOSURE |  | MOUNTING TYPE | FOOT | SERVICE FACTOR |  | INSULATION CLASS |  | DUTY CYCLE |  | AMBIENT TEMPERATURE |  | HAZARD CLASS |  | CERTIFICATION/STANDARD |  | ADDITIONAL FEATURES EN |  | ADDITIONAL FEATURES ES |  | ADDITIONAL FEATURES FR | [17 empty] | Production Completed
000000000060123586 | STP-004 | DATA ENRICHMENT | MUF | MUF | OK | 2022-09-28 | 2022-10-01 |  | 000000000060123586 | BHP1 | BHP Spares & Supplies | 261016 | Motors | EA | MAN2 | MOTOR, ALTERNATING CURRENT, 1.5KW, D90LD | MOTOR, ALTERNATING CURRENT, 1.5KW, D90LD FRAME SIZE, 380 VOLT, 3 PHASE,, 4 POLE, 1450 RPM, FOOT MOUNTED |  |  |  | Url Not Found | [15 empty] | MOTOR | AC | TYPE |  | FRAME SIZE | D90LD | POWER RATING | 1.5 KW | VOLTAGE RATING | 380 V | CURRENT RATING |  | NUMBER OF POLES | 4P | SPEED RATING | 1450 RPM | FREQUENCY RATING |  | NUMBER OF PHASE | 3PH | CONSTRUCTION MATERIAL |  | DEGREE OF PROTECTION |  | ENCLOSURE |  | MOUNTING TYPE | FOOT | SERVICE FACTOR |  | INSULATION CLASS |  | DUTY CYCLE |  | AMBIENT TEMPERATURE |  | HAZARD CLASS |  | CERTIFICATION/STANDARD |  | ADDITIONAL FEATURES EN |  | ADDITIONAL FEATURES ES |  | ADDITIONAL FEATURES FR | [17 empty] | Production Completed
000000000060135681 | STP-004 | DATA ENRICHMENT | MUF | MUF | OK | 2022-09-28 | 2022-10-01 |  | 000000000060135681 | BHP1 | BHP Spares & Supplies | 261016 | Motors | EA | MAN2 | MOTOR, ALTERNATING CURRENT, 110KW, 315 F | MOTOR, ALTERNATING CURRENT, 110KW, 315 FRAME SIZE, 525 VOLT, 3 PHASE, 6, POLE, 982 RPM, FOOT MOUNTED, SLIPRING, COMPLETE WITH ST260 SPIDER, COUPLING FITTED |  |  |  | Url Not Found | [15 empty] | MOTOR | AC | TYPE |  | FRAME SIZE | 315 | POWER RATING | 110 KW | VOLTAGE RATING | 525 V | CURRENT RATING |  | NUMBER OF POLES | 6P | SPEED RATING | 982 RPM | FREQUENCY RATING |  | NUMBER OF PHASE | 3PH | CONSTRUCTION MATERIAL |  | DEGREE OF PROTECTION |  | ENCLOSURE |  | MOUNTING TYPE | FOOT | SERVICE FACTOR |  | INSULATION CLASS |  | DUTY CYCLE |  | AMBIENT TEMPERATURE |  | HAZARD CLASS |  | CERTIFICATION/STANDARD |  | ADDITIONAL FEATURES EN | SLIP RING, C/W ST260 SPIDER, COUPLING FITTED | ADDITIONAL FEATURES ES |  | ADDITIONAL FEATURES FR | [17 empty] | Production Completed
000000000060123624 | STP-004 | DATA ENRICHMENT | MUF | MUF | OK | 2022-09-28 | 2022-10-01 |  | 000000000060123624 | BHP1 | BHP Spares & Supplies | 261016 | Motors | EA | MAN2 | MOTOR, ALTERNATING CURRENT, 110KW, D280M | MOTOR, ALTERNATING CURRENT, 110KW, D280M FRAME SIZE, 380 VOLT, 3 PHASE,, 4 POLE, 1450 RPM, FOOT MOUNTED |  |  |  | Url Not Found | [15 empty] | MOTOR | AC | TYPE |  | FRAME SIZE | D280M | POWER RATING | 110 KW | VOLTAGE RATING | 380 V | CURRENT RATING |  | NUMBER OF POLES | 4P | SPEED RATING | 1450 RPM | FREQUENCY RATING |  | NUMBER OF PHASE | 3PH | CONSTRUCTION MATERIAL |  | DEGREE OF PROTECTION |  | ENCLOSURE |  | MOUNTING TYPE | FOOT | SERVICE FACTOR |  | INSULATION CLASS |  | DUTY CYCLE |  | AMBIENT TEMPERATURE |  | HAZARD CLASS |  | CERTIFICATION/STANDARD |  | ADDITIONAL FEATURES EN |  | ADDITIONAL FEATURES ES |  | ADDITIONAL FEATURES FR | [17 empty] | Production Completed
000000000060162111 | STP-004 | DATA ENRICHMENT | MUF | MUF | OK | 2022-09-28 | 2022-10-01 |  | 000000000060162111 | BHP1 | BHP Spares & Supplies | 261016 | Motors | EA | MAN2 | MOTOR, ALTERNATING CURRENT, 110KW, FAF35 | MOTOR, ALTERNATING CURRENT, 110KW, FAF355L FRAME SIZE, 525 VOLT, 3, PHASE, 6 POLE, 988 RPM, FOOT MOUNTED |  |  |  | Url Not Found | [15 empty] | MOTOR | AC | TYPE |  | FRAME SIZE | FAF355L | POWER RATING | 110 KW | VOLTAGE RATING | 525 V | CURRENT RATING |  | NUMBER OF POLES | 6P | SPEED RATING | 988 RPM | FREQUENCY RATING |  | NUMBER OF PHASE | 3PH | CONSTRUCTION MATERIAL |  | DEGREE OF PROTECTION |  | ENCLOSURE |  | MOUNTING TYPE | FOOT | SERVICE FACTOR |  | INSULATION CLASS |  | DUTY CYCLE |  | AMBIENT TEMPERATURE |  | HAZARD CLASS |  | CERTIFICATION/STANDARD |  | ADDITIONAL FEATURES EN |  | ADDITIONAL FEATURES ES |  | ADDITIONAL FEATURES FR | [17 empty] | Production Completed
000000000060148631 | STP-004 | DATA ENRICHMENT | MUF | MUF | OK | 2022-09-28 | 2022-10-01 |  | 000000000060148631 | BHP1 | BHP Spares & Supplies | 261016 | Motors | EA | MAN2 | MOTOR, ALTERNATING CURRENT, 11KW, 160L F | MOTOR, ALTERNATING CURRENT, 11KW, 160L FRAME SIZE, 380 VOLT, 3 PHASE, 6 POLE, 960 RPM, FOOT MOUNTED, IMB3 SIEMENS, IP55, 24.5 AMP, W |  |  |  | Url Not Found |  | SIEMENS | [13 empty] | MOTOR | AC | TYPE |  | FRAME SIZE | 160L | POWER RATING | 11 KW | VOLTAGE RATING | 380 V | CURRENT RATING | 24.5 A | NUMBER OF POLES | 6P | SPEED RATING | 960 RPM | FREQUENCY RATING |  | NUMBER OF PHASE | 3PH | CONSTRUCTION MATERIAL |  | DEGREE OF PROTECTION | IP55 | ENCLOSURE |  | MOUNTING TYPE | IMB3 FOOT | SERVICE FACTOR |  | INSULATION CLASS |  | DUTY CYCLE |  | AMBIENT TEMPERATURE |  | HAZARD CLASS |  | CERTIFICATION/STANDARD |  | ADDITIONAL FEATURES EN |  | ADDITIONAL FEATURES ES |  | ADDITIONAL FEATURES FR | [17 empty] | Production Completed
000000000060123217 | STP-004 | DATA ENRICHMENT | MUF | MUF | OK | 2022-09-28 | 2022-10-01 |  | 000000000060123217 | BHP1 | BHP Spares & Supplies | 261016 | Motors | EA | MAN2 | MOTOR, ALTERNATING CURRENT, 11KW, 160L F | MOTOR, ALTERNATING CURRENT, 11KW, 160L FRAME SIZE, 380 VOLT, 3 PHASE, 6, POLE, 960 RPM, FOOT MOUNTED |  |  |  | Url Not Found | [15 empty] | MOTOR | AC | TYPE |  | FRAME SIZE | 160L | POWER RATING | 11 KW | VOLTAGE RATING | 380 V | CURRENT RATING |  | NUMBER OF POLES | 6P | SPEED RATING | 960 RPM | FREQUENCY RATING |  | NUMBER OF PHASE | 3PH | CONSTRUCTION MATERIAL |  | DEGREE OF PROTECTION |  | ENCLOSURE |  | MOUNTING TYPE | FOOT | SERVICE FACTOR |  | INSULATION CLASS |  | DUTY CYCLE |  | AMBIENT TEMPERATURE |  | HAZARD CLASS |  | CERTIFICATION/STANDARD |  | ADDITIONAL FEATURES EN |  | ADDITIONAL FEATURES ES |  | ADDITIONAL FEATURES FR | [17 empty] | Production Completed
000000000060138951 | STP-004 | DATA ENRICHMENT | MUF | MUF | OK | 2022-09-28 | 2022-10-01 |  | 000000000060138951 | BHP1 | BHP Spares & Supplies | 261016 | Motors | EA | MAN2 | MOTOR, ALTERNATING CURRENT, 11KW, 160M F | MOTOR, ALTERNATING CURRENT, 11KW, 160M FRAME SIZE, 380 VOLT, 3 PHASE, 4, POLE,1440 RPM, FLANGE MOUNTED |  |  |  | Url Not Found | [15 empty] | MOTOR | AC | TYPE |  | FRAME SIZE | 160M | POWER RATING | 11 KW | VOLTAGE RATING | 380 V | CURRENT RATING |  | NUMBER OF POLES | 4P | SPEED RATING | 1440 RPM | FREQUENCY RATING |  | NUMBER OF PHASE | 3PH | CONSTRUCTION MATERIAL |  | DEGREE OF PROTECTION |  | ENCLOSURE |  | MOUNTING TYPE | FLANGE | SERVICE FACTOR |  | INSULATION CLASS |  | DUTY CYCLE |  | AMBIENT TEMPERATURE |  | HAZARD CLASS |  | CERTIFICATION/STANDARD |  | ADDITIONAL FEATURES EN |  | ADDITIONAL FEATURES ES |  | ADDITIONAL FEATURES FR | [17 empty] | Production Completed
000000000060149824 | STP-004 | DATA ENRICHMENT | MUF | MUF | OK | 2022-09-28 | 2022-10-01 |  | 000000000060149824 | BHP1 | BHP Spares & Supplies | 261016 | Motors | EA | MAN2 | MOTOR, ALTERNATING CURRENT, 11KW, 160M F | MOTOR, ALTERNATING CURRENT, 11KW, 160M FRAME SIZE, 380 VOLT, 3 PHASE, 4 POLE, 1455 RPM, FOOT MOUNTED, SHAFT DIA 42MM |  |  |  | Url Not Found | [15 empty] | MOTOR | AC | TYPE |  | FRAME SIZE | 160M | POWER RATING | 11 KW | VOLTAGE RATING | 380 V | CURRENT RATING |  | NUMBER OF POLES | 4P | SPEED RATING | 1455 RPM | FREQUENCY RATING |  | NUMBER OF PHASE | 3PH | CONSTRUCTION MATERIAL |  | DEGREE OF PROTECTION |  | ENCLOSURE |  | MOUNTING TYPE | FOOT | SERVICE FACTOR |  | INSULATION CLASS |  | DUTY CYCLE |  | AMBIENT TEMPERATURE |  | HAZARD CLASS |  | CERTIFICATION/STANDARD |  | ADDITIONAL FEATURES EN | SHAFT DIAMETER:42 MM | ADDITIONAL FEATURES ES |  | ADDITIONAL FEATURES FR | [17 empty] | Production Completed
000000000060148760 | STP-004 | DATA ENRICHMENT | MUF | MUF | OK | 2022-09-28 | 2022-10-01 |  | 000000000060148760 | BHP1 | BHP Spares & Supplies | 261016 | Motors | EA | MAN2 | MOTOR, ALTERNATING CURRENT, 11KW, 160M F | MOTOR, ALTERNATING CURRENT, 11KW, 160M FRAME SIZE, 525 VOLT, 3 PHASE, 6 POLE, 1440 RPM, FOOT MOUNTED, SLIPRING |  |  |  | Url Not Found | [15 empty] | MOTOR | AC | TYPE |  | FRAME SIZE | 160M | POWER RATING | 11 KW | VOLTAGE RATING | 525 V | CURRENT RATING |  | NUMBER OF POLES | 6P | SPEED RATING | 1440 RPM | FREQUENCY RATING |  | NUMBER OF PHASE | 3PH | CONSTRUCTION MATERIAL |  | DEGREE OF PROTECTION |  | ENCLOSURE |  | MOUNTING TYPE | FOOT | SERVICE FACTOR |  | INSULATION CLASS |  | DUTY CYCLE |  | AMBIENT TEMPERATURE |  | HAZARD CLASS |  | CERTIFICATION/STANDARD |  | ADDITIONAL FEATURES EN | SLIP RING | ADDITIONAL FEATURES ES |  | ADDITIONAL FEATURES FR | [17 empty] | Production Completed
000000000060024575 | STP-004 | DATA ENRICHMENT | MUF | MUF | OK | 2022-09-28 | 2022-10-01 |  | 000000000060024575 | BHP1 | BHP Spares & Supplies | 261016 | Motors | EA | MAN2 | MOTOR, ALTERNATING CURRENT, 11KW, D160M | MOTOR, ALTERNATING CURRENT, 11KW, D160M FRAME SIZE, 525 VOLT, 3 PHASE, 4 POLE,1450 RPM, FOOT MOUNTED |  |  |  | Url Not Found | [15 empty] | MOTOR | AC | TYPE |  | FRAME SIZE | D160M | POWER RATING | 11 KW | VOLTAGE RATING | 525 V | CURRENT RATING |  | NUMBER OF POLES | 4P | SPEED RATING | 1450 RPM | FREQUENCY RATING |  | NUMBER OF PHASE | 3PH | CONSTRUCTION MATERIAL |  | DEGREE OF PROTECTION |  | ENCLOSURE |  | MOUNTING TYPE | FOOT | SERVICE FACTOR |  | INSULATION CLASS |  | DUTY CYCLE |  | AMBIENT TEMPERATURE |  | HAZARD CLASS |  | CERTIFICATION/STANDARD |  | ADDITIONAL FEATURES EN |  | ADDITIONAL FEATURES ES |  | ADDITIONAL FEATURES FR | [17 empty] | Production Completed
000000000060123608 | STP-004 | DATA ENRICHMENT | MUF | MUF | OK | 2022-09-28 | 2022-10-01 |  | 000000000060123608 | BHP1 | BHP Spares & Supplies | 261016 | Motors | EA | MAN2 | MOTOR, ALTERNATING CURRENT, 11KW, D160M | MOTOR, ALTERNATING CURRENT, 11KW, D160M FRAME SIZE, 380 VOLT, 3 PHASE, 4, POLE, 1450 RPM, FOOT MOUNTED |  |  |  | Url Not Found | [15 empty] | MOTOR | AC | TYPE |  | FRAME SIZE | D160M | POWER RATING | 11 KW | VOLTAGE RATING | 380 V | CURRENT RATING |  | NUMBER OF POLES | 4P | SPEED RATING | 1450 RPM | FREQUENCY RATING |  | NUMBER OF PHASE | 3PH | CONSTRUCTION MATERIAL |  | DEGREE OF PROTECTION |  | ENCLOSURE |  | MOUNTING TYPE | FOOT | SERVICE FACTOR |  | INSULATION CLASS |  | DUTY CYCLE |  | AMBIENT TEMPERATURE |  | HAZARD CLASS |  | CERTIFICATION/STANDARD |  | ADDITIONAL FEATURES EN |  | ADDITIONAL FEATURES ES |  | ADDITIONAL FEATURES FR | [17 empty] | Production Completed
000000000060141739 | STP-004 | DATA ENRICHMENT | MUF | MUF | OK | 2022-09-28 | 2022-10-01 |  | 000000000060141739 | BHP1 | BHP Spares & Supplies | 261016 | Motors | EA | MAN2 | MOTOR, ALTERNATING CURRENT, 11KW, FRAME | MOTOR, ALTERNATING CURRENT, 11KW, FRAME D160M, 525 VOLT, 1455 RPM, 4 POLE, FOOT MOUNTED |  |  |  | Url Not Found | [15 empty] | MOTOR | AC | TYPE |  | FRAME SIZE | D160M | POWER RATING | 11 KW | VOLTAGE RATING | 525 V | CURRENT RATING |  | NUMBER OF POLES | 4P | SPEED RATING | 1455 RPM | FREQUENCY RATING |  | NUMBER OF PHASE |  | CONSTRUCTION MATERIAL |  | DEGREE OF PROTECTION |  | ENCLOSURE |  | MOUNTING TYPE | FOOT | SERVICE FACTOR |  | INSULATION CLASS |  | DUTY CYCLE |  | AMBIENT TEMPERATURE |  | HAZARD CLASS |  | CERTIFICATION/STANDARD |  | ADDITIONAL FEATURES EN |  | ADDITIONAL FEATURES ES |  | ADDITIONAL FEATURES FR | [17 empty] | Production Completed
000000000060227064 | STP-004 | DATA ENRICHMENT | MUF | MUF | OK | 2022-09-28 | 2022-10-01 |  | 000000000060227064 | BHP1 | BHP Spares & Supplies | 261016 | Motors | EA | MAN2 | MOTOR, ALTERNATING CURRENT, 11KW, FRAME | MOTOR, ALTERNATING CURRENT, 11KW, FRAME D160M, 525 VOLT, 1455 RPM, 4 POLE, FOOT MOUNTED |  |  |  | Url Not Found | [15 empty] | MOTOR | AC | TYPE |  | FRAME SIZE | D160M | POWER RATING | 11 KW | VOLTAGE RATING | 525 V | CURRENT RATING |  | NUMBER OF POLES | 4P | SPEED RATING | 1455 RPM | FREQUENCY RATING |  | NUMBER OF PHASE |  | CONSTRUCTION MATERIAL |  | DEGREE OF PROTECTION |  | ENCLOSURE |  | MOUNTING TYPE | FOOT | SERVICE FACTOR |  | INSULATION CLASS |  | DUTY CYCLE |  | AMBIENT TEMPERATURE |  | HAZARD CLASS |  | CERTIFICATION/STANDARD |  | ADDITIONAL FEATURES EN |  | ADDITIONAL FEATURES ES |  | ADDITIONAL FEATURES FR | [17 empty] | Production Completed
000000000060161113 | STP-004 | DATA ENRICHMENT | MUF | MUF | OK | 2022-09-28 | 2022-10-01 |  | 000000000060161113 | BHP1 | BHP Spares & Supplies | 261016 | Motors | EA | MAN2 | MOTOR, ALTERNATING CURRENT, 132KW, 315S | MOTOR, ALTERNATING CURRENT, 132KW, 315S FRAME SIZE, 380 VOLT, 3 PHASE, 4, POLE, 1400 RPM, FOOT MOUNTED |  |  |  | Url Not Found | [15 empty] | MOTOR | AC | TYPE |  | FRAME SIZE | 315S | POWER RATING | 132 KW | VOLTAGE RATING | 380 V | CURRENT RATING |  | NUMBER OF POLES | 4P | SPEED RATING | 1400 RPM | FREQUENCY RATING |  | NUMBER OF PHASE | 3PH | CONSTRUCTION MATERIAL |  | DEGREE OF PROTECTION |  | ENCLOSURE |  | MOUNTING TYPE | FOOT | SERVICE FACTOR |  | INSULATION CLASS |  | DUTY CYCLE |  | AMBIENT TEMPERATURE |  | HAZARD CLASS |  | CERTIFICATION/STANDARD |  | ADDITIONAL FEATURES EN |  | ADDITIONAL FEATURES ES |  | ADDITIONAL FEATURES FR | [17 empty] | Production Completed
000000000060141753 | STP-004 | DATA ENRICHMENT | MUF | MUF | OK | 2022-09-28 | 2022-10-01 |  | 000000000060141753 | BHP1 | BHP Spares & Supplies | 261016 | Motors | EA | MAN2 | MOTOR, ALTERNATING CURRENT, 132KW, FRAME | MOTOR, ALTERNATING CURRENT, 132KW, FRAME D355M, 525 VOLT, 1485 RPM, 4 POLE, SLIPRING, FOOT MOUNTED |  |  |  | Url Not Found | [15 empty] | MOTOR | AC | TYPE |  | FRAME SIZE | D355M | POWER RATING | 132 KW | VOLTAGE RATING | 525 V | CURRENT RATING |  | NUMBER OF POLES | 4P | SPEED RATING | 1485 RPM | FREQUENCY RATING |  | NUMBER OF PHASE |  | CONSTRUCTION MATERIAL |  | DEGREE OF PROTECTION |  | ENCLOSURE |  | MOUNTING TYPE | FOOT | SERVICE FACTOR |  | INSULATION CLASS |  | DUTY CYCLE |  | AMBIENT TEMPERATURE |  | HAZARD CLASS |  | CERTIFICATION/STANDARD |  | ADDITIONAL FEATURES EN | SLIP RING | ADDITIONAL FEATURES ES |  | ADDITIONAL FEATURES FR | [17 empty] | Production Completed
000000000060146948 | STP-004 | DATA ENRICHMENT | MUF | MUF | OK | 2022-09-28 | 2022-10-01 |  | 000000000060146948 | BHP1 | BHP Spares & Supplies | 261016 | Motors | EA | MAN2 | MOTOR, ALTERNATING CURRENT, 15KW, 160L F | MOTOR, ALTERNATING CURRENT, 15KW, 160L FRAME SIZE, 380 VOLT, 3 PHASE, 4, POLE, 1450 RPM, FLANGE MOUNTED |  |  |  | Url Not Found | [15 empty] | MOTOR | AC | TYPE |  | FRAME SIZE | 160L | POWER RATING | 15 KW | VOLTAGE RATING | 380 V | CURRENT RATING |  | NUMBER OF POLES | 4P | SPEED RATING | 1450 RPM | FREQUENCY RATING |  | NUMBER OF PHASE | 3PH | CONSTRUCTION MATERIAL |  | DEGREE OF PROTECTION |  | ENCLOSURE |  | MOUNTING TYPE | FLANGE | SERVICE FACTOR |  | INSULATION CLASS |  | DUTY CYCLE |  | AMBIENT TEMPERATURE |  | HAZARD CLASS |  | CERTIFICATION/STANDARD |  | ADDITIONAL FEATURES EN |  | ADDITIONAL FEATURES ES |  | ADDITIONAL FEATURES FR | [17 empty] | Production Completed
000000000060162113 | STP-004 | DATA ENRICHMENT | MUF | MUF | OK | 2022-09-28 | 2022-10-01 |  | 000000000060162113 | BHP1 | BHP Spares & Supplies | 261016 | Motors | EA | MAN2 | MOTOR, ALTERNATING CURRENT, 15KW, 180L F | MOTOR, ALTERNATING CURRENT, 15KW, 180L FRAME SIZE, 525 VOLT, 3 PHASE, 4, POLE, 1450 RPM, FOOT MOUNTED, SLIPRING |  |  |  | Url Not Found | [15 empty] | MOTOR | AC | TYPE |  | FRAME SIZE | 180L | POWER RATING | 15 KW | VOLTAGE RATING | 525 V | CURRENT RATING |  | NUMBER OF POLES | 4P | SPEED RATING | 1450 RPM | FREQUENCY RATING |  | NUMBER OF PHASE | 3PH | CONSTRUCTION MATERIAL |  | DEGREE OF PROTECTION |  | ENCLOSURE |  | MOUNTING TYPE | FOOT | SERVICE FACTOR |  | INSULATION CLASS |  | DUTY CYCLE |  | AMBIENT TEMPERATURE |  | HAZARD CLASS |  | CERTIFICATION/STANDARD |  | ADDITIONAL FEATURES EN | SLIP RING | ADDITIONAL FEATURES ES |  | ADDITIONAL FEATURES FR | [17 empty] | Production Completed
000000000060123699 | STP-004 | DATA ENRICHMENT | MUF | MUF | OK | 2022-09-28 | 2022-10-01 |  | 000000000060123699 | BHP1 | BHP Spares & Supplies | 261016 | Motors | EA | MAN2 | MOTOR, ALTERNATING CURRENT, 15KW, DW200L | MOTOR, ALTERNATING CURRENT, 15KW, DW200L FRAME SIZE, 500 VOLT, 3 PHASE,, 6 POLE, 960 RPM, FOOT MOUNTED, SLIPRING |  |  |  | Url Not Found | [15 empty] | MOTOR | AC | TYPE |  | FRAME SIZE | DW200L | POWER RATING | 15 KW | VOLTAGE RATING | 500 V | CURRENT RATING |  | NUMBER OF POLES | 6P | SPEED RATING | 960 RPM | FREQUENCY RATING |  | NUMBER OF PHASE | 3PH | CONSTRUCTION MATERIAL |  | DEGREE OF PROTECTION |  | ENCLOSURE |  | MOUNTING TYPE | FOOT | SERVICE FACTOR |  | INSULATION CLASS |  | DUTY CYCLE |  | AMBIENT TEMPERATURE |  | HAZARD CLASS |  | CERTIFICATION/STANDARD |  | ADDITIONAL FEATURES EN | SLIP RING | ADDITIONAL FEATURES ES |  | ADDITIONAL FEATURES FR | [17 empty] | Production Completed
000000000060141741 | STP-004 | DATA ENRICHMENT | MUF | MUF | OK | 2022-09-28 | 2022-10-01 |  | 000000000060141741 | BHP1 | BHP Spares & Supplies | 261016 | Motors | EA | MAN2 | MOTOR, ALTERNATING CURRENT, 15KW, FRAME | MOTOR, ALTERNATING CURRENT, 15KW, FRAME 160L, 525 VOLT, 1440 RPM, 4 POLE, FOOT MOUNTED |  |  |  | Url Not Found | [15 empty] | MOTOR | AC | TYPE |  | FRAME SIZE | 160L | POWER RATING | 15 KW | VOLTAGE RATING | 525 V | CURRENT RATING |  | NUMBER OF POLES | 4P | SPEED RATING | 1440 RPM | FREQUENCY RATING |  | NUMBER OF PHASE |  | CONSTRUCTION MATERIAL |  | DEGREE OF PROTECTION |  | ENCLOSURE |  | MOUNTING TYPE | FOOT | SERVICE FACTOR |  | INSULATION CLASS |  | DUTY CYCLE |  | AMBIENT TEMPERATURE |  | HAZARD CLASS |  | CERTIFICATION/STANDARD |  | ADDITIONAL FEATURES EN |  | ADDITIONAL FEATURES ES |  | ADDITIONAL FEATURES FR | [17 empty] | Production Completed
000000000060138933 | STP-004 | DATA ENRICHMENT | MUF | MUF | OK | 2022-09-28 | 2022-10-01 |  | 000000000060138933 | BHP1 | BHP Spares & Supplies | 261016 | Motors | EA | MAN2 | MOTOR, ALTERNATING CURRENT, 160KW, 315 F | MOTOR, ALTERNATING CURRENT, 160KW, 315 FRAME SIZE, 380 VOLT, 3 PHASE, 4, POLE, 1445 RPM, FOOT MOUNTED |  |  |  | Url Not Found | [15 empty] | MOTOR | AC | TYPE |  | FRAME SIZE | 315 | POWER RATING | 160 KW | VOLTAGE RATING | 380 V | CURRENT RATING |  | NUMBER OF POLES | 4P | SPEED RATING | 1445 RPM | FREQUENCY RATING |  | NUMBER OF PHASE | 3PH | CONSTRUCTION MATERIAL |  | DEGREE OF PROTECTION |  | ENCLOSURE |  | MOUNTING TYPE | FOOT | SERVICE FACTOR |  | INSULATION CLASS |  | DUTY CYCLE |  | AMBIENT TEMPERATURE |  | HAZARD CLASS |  | CERTIFICATION/STANDARD |  | ADDITIONAL FEATURES EN |  | ADDITIONAL FEATURES ES |  | ADDITIONAL FEATURES FR | [17 empty] | Production Completed
000000000060123679 | STP-004 | DATA ENRICHMENT | MUF | MUF | OK | 2022-09-28 | 2022-10-01 |  | 000000000060123679 | BHP1 | BHP Spares & Supplies | 261016 | Motors | EA | MAN2 | MOTOR, ALTERNATING CURRENT, 160KW, 315M | MOTOR, ALTERNATING CURRENT, 160KW, 315M FRAME SIZE, 380 VOLT, 3 PHASE, 4, POLE, 1450 RPM, FOOT MOUNTED, TYPE LA63114A, SIEMENS |  |  |  | Url Not Found |  | SIEMENS | LA63114A | [12 empty] | MOTOR | AC | TYPE |  | FRAME SIZE | 315M | POWER RATING | 160 KW | VOLTAGE RATING | 380 V | CURRENT RATING |  | NUMBER OF POLES | 4P | SPEED RATING | 1450 RPM | FREQUENCY RATING |  | NUMBER OF PHASE | 3PH | CONSTRUCTION MATERIAL |  | DEGREE OF PROTECTION |  | ENCLOSURE |  | MOUNTING TYPE | FOOT | SERVICE FACTOR |  | INSULATION CLASS |  | DUTY CYCLE |  | AMBIENT TEMPERATURE |  | HAZARD CLASS |  | CERTIFICATION/STANDARD |  | ADDITIONAL FEATURES EN |  | ADDITIONAL FEATURES ES |  | ADDITIONAL FEATURES FR | [17 empty] | Production Completed
000000000060114545 | STP-004 | DATA ENRICHMENT | MUF | MUF | OK | 2022-09-28 | 2022-10-01 |  | 000000000060114545 | BHP1 | BHP Spares & Supplies | 261016 | Motors | EA | MAN2 | MOTOR, ALTERNATING CURRENT, 160KW, D315M | MOTOR, ALTERNATING CURRENT, 160KW, D315M FRAME SIZE, 380 VOLT, 3 PHASE,, 4 POLE, 1480 RPM, FOOT MOUNTED, COMPLETE WITH CONNECTING FLANGE FOR, COUPLING TYPE 21CKDM TRANSFLUID, BALL MILL, FERROVELD |  |  |  | Url Not Found | [15 empty] | MOTOR | AC | TYPE |  | FRAME SIZE | D315M | POWER RATING | 160 KW | VOLTAGE RATING | 380 V | CURRENT RATING |  | NUMBER OF POLES | 4P | SPEED RATING | 1480 RPM | FREQUENCY RATING |  | NUMBER OF PHASE | 3PH | CONSTRUCTION MATERIAL |  | DEGREE OF PROTECTION |  | ENCLOSURE |  | MOUNTING TYPE | FLANGE | SERVICE FACTOR |  | INSULATION CLASS |  | DUTY CYCLE |  | AMBIENT TEMPERATURE |  | HAZARD CLASS |  | CERTIFICATION/STANDARD |  | ADDITIONAL FEATURES EN | C/W CONNECTING FLANGE FOR COUPLING TYPE 21CKDM TRANSFLUID, BALL MILL, FERROVELD | ADDITIONAL FEATURES ES |  | ADDITIONAL FEATURES FR | [17 empty] | Production Completed
000000000060113578 | STP-004 | DATA ENRICHMENT | MUF | MUF | OK | 2022-09-28 | 2022-10-01 |  | 000000000060113578 | BHP1 | BHP Spares & Supplies | 261016 | Motors | EA | MAN2 | MOTOR, ALTERNATING CURRENT, 17KW, 200L F | MOTOR, ALTERNATING CURRENT, 17KW, 200L FRAME SIZE, 380 VOLT, 3 PHASE, 6, POLE,960 RPM, FOOT MOUNTED, SLIPRINGS4, 150 STARTS, ED40%, 70/70 TON, OVERHEAD CRANE, WOLFF |  |  |  | Url Not Found | [8 empty] | 70/70 TON OVERHEAD CRANE |  | WOLFF |  |  |  |  | MOTOR | AC | TYPE |  | FRAME SIZE | 200L | POWER RATING | 17 KW | VOLTAGE RATING | 380 V | CURRENT RATING |  | NUMBER OF POLES | 6P | SPEED RATING | 960 RPM | FREQUENCY RATING |  | NUMBER OF PHASE | 3PH | CONSTRUCTION MATERIAL |  | DEGREE OF PROTECTION |  | ENCLOSURE |  | MOUNTING TYPE | FOOT | SERVICE FACTOR |  | INSULATION CLASS |  | DUTY CYCLE |  | AMBIENT TEMPERATURE |  | HAZARD CLASS |  | CERTIFICATION/STANDARD |  | ADDITIONAL FEATURES EN | SLIP RING S4, 150 STARTS, ED40 PCT | ADDITIONAL FEATURES ES |  | ADDITIONAL FEATURES FR | [17 empty] | Production Completed
000000000060188065 | STP-004 | DATA ENRICHMENT | MUF | MUF | OK | 2022-09-28 | 2022-10-01 |  | 000000000060188065 | BHP1 | BHP Spares & Supplies | 261000 | Power sources | EA | MAN2 | MOTOR, ALTERNATING CURRENT, 18.5KW, 380 | MOTOR, ALTERNATING CURRENT, 18.5KW, 380 VOLT, 1465 RPM, B3/5 FRAME SIZE, 4 POLE, FOOT AND FLANGE MOUNTED |  |  |  | Url Not Found | [15 empty] | MOTOR | AC | TYPE |  | FRAME SIZE | B3/5 | POWER RATING | 18.5 KW | VOLTAGE RATING | 380 V | CURRENT RATING |  | NUMBER OF POLES | 4P | SPEED RATING | 1465 RPM | FREQUENCY RATING |  | NUMBER OF PHASE |  | CONSTRUCTION MATERIAL |  | DEGREE OF PROTECTION |  | ENCLOSURE |  | MOUNTING TYPE | FOOT/FLANGE | SERVICE FACTOR |  | INSULATION CLASS |  | DUTY CYCLE |  | AMBIENT TEMPERATURE |  | HAZARD CLASS |  | CERTIFICATION/STANDARD |  | ADDITIONAL FEATURES EN |  | ADDITIONAL FEATURES ES |  | ADDITIONAL FEATURES FR | [17 empty] | Production Completed
000000000060123700 | STP-004 | DATA ENRICHMENT | MUF | MUF | OK | 2022-09-28 | 2022-10-01 |  | 000000000060123700 | BHP1 | BHP Spares & Supplies | 261016 | Motors | EA | MAN2 | MOTOR, ALTERNATING CURRENT, 18.5KW, DW22 | MOTOR, ALTERNATING CURRENT, 18.5KW, DW225M FRAME SIZE, 500 VOLT, 3, PHASE, 8 POLE, 690 RPM, FOOT MOUNTED, SLIPRING |  |  |  | Url Not Found | [15 empty] | MOTOR | AC | TYPE |  | FRAME SIZE | DW225M | POWER RATING | 18.5 KW | VOLTAGE RATING | 500 V | CURRENT RATING |  | NUMBER OF POLES | 8P | SPEED RATING | 690 RPM | FREQUENCY RATING |  | NUMBER OF PHASE | 3PH | CONSTRUCTION MATERIAL |  | DEGREE OF PROTECTION |  | ENCLOSURE |  | MOUNTING TYPE | FOOT | SERVICE FACTOR |  | INSULATION CLASS |  | DUTY CYCLE |  | AMBIENT TEMPERATURE |  | HAZARD CLASS |  | CERTIFICATION/STANDARD |  | ADDITIONAL FEATURES EN | SLIP RING | ADDITIONAL FEATURES ES |  | ADDITIONAL FEATURES FR | [17 empty] | Production Completed
000000000060227063 | STP-004 | DATA ENRICHMENT | MUF | MUF | OK | 2022-09-28 | 2022-10-01 |  | 000000000060227063 | BHP1 | BHP Spares & Supplies | 261016 | Motors | EA | MAN2 | MOTOR, ALTERNATING CURRENT, 18.5KW, FRAM | MOTOR, ALTERNATING CURRENT, 18.5KW, FRAME D180M, 37.5 AMP, 525 VOLT, 1465 RPM, 4 POLE, FOOT MOUNTED |  |  |  | Url Not Found | [15 empty] | MOTOR | AC | TYPE |  | FRAME SIZE | D180M | POWER RATING | 18.5 KW | VOLTAGE RATING | 525 V | CURRENT RATING | 37.5 A | NUMBER OF POLES | 4P | SPEED RATING | 1465 RPM | FREQUENCY RATING |  | NUMBER OF PHASE |  | CONSTRUCTION MATERIAL |  | DEGREE OF PROTECTION |  | ENCLOSURE |  | MOUNTING TYPE | FOOT | SERVICE FACTOR |  | INSULATION CLASS |  | DUTY CYCLE |  | AMBIENT TEMPERATURE |  | HAZARD CLASS |  | CERTIFICATION/STANDARD |  | ADDITIONAL FEATURES EN |  | ADDITIONAL FEATURES ES |  | ADDITIONAL FEATURES FR | [17 empty] | Production Completed
000000000060141738 | STP-004 | DATA ENRICHMENT | MUF | MUF | OK | 2022-09-28 | 2022-10-01 |  | 000000000060141738 | BHP1 | BHP Spares & Supplies | 261016 | Motors | EA | MAN2 | MOTOR, ALTERNATING CURRENT, 18.5KW, FRAM | MOTOR, ALTERNATING CURRENT, 18.5KW, FRAME D180M, 37.5 AMP, 525 VOLT, 1465 RPM, 4 POLE, FOOT MOUNTED |  |  |  | Url Not Found | [15 empty] | MOTOR | AC | TYPE |  | FRAME SIZE | D180M | POWER RATING | 18.5 KW | VOLTAGE RATING | 525 V | CURRENT RATING | 37.5 A | NUMBER OF POLES | 4P | SPEED RATING | 1465 RPM | FREQUENCY RATING |  | NUMBER OF PHASE |  | CONSTRUCTION MATERIAL |  | DEGREE OF PROTECTION |  | ENCLOSURE |  | MOUNTING TYPE | FOOT | SERVICE FACTOR |  | INSULATION CLASS |  | DUTY CYCLE |  | AMBIENT TEMPERATURE |  | HAZARD CLASS |  | CERTIFICATION/STANDARD |  | ADDITIONAL FEATURES EN |  | ADDITIONAL FEATURES ES |  | ADDITIONAL FEATURES FR | [17 empty] | Production Completed
000000000060147267 | STP-004 | DATA ENRICHMENT | MUF | MUF | OK | 2022-09-28 | 2022-10-01 |  | 000000000060147267 | BHP1 | BHP Spares & Supplies | 261016 | Motors | EA | MAN2 | MOTOR, ALTERNATING CURRENT, 185KW, 315 F | MOTOR, ALTERNATING CURRENT, 185KW, 315 FRAME SIZE, 380 VOLT, 3 PHASE, 4, POLE, 1485 RPM, FOOT/FLANGE MOUNTED |  |  |  | Url Not Found | [15 empty] | MOTOR | AC | TYPE |  | FRAME SIZE | 315 | POWER RATING | 185 KW | VOLTAGE RATING | 380 V | CURRENT RATING |  | NUMBER OF POLES | 4P | SPEED RATING | 1485 RPM | FREQUENCY RATING |  | NUMBER OF PHASE | 3PH | CONSTRUCTION MATERIAL |  | DEGREE OF PROTECTION |  | ENCLOSURE |  | MOUNTING TYPE | FOOT/FLANGE | SERVICE FACTOR |  | INSULATION CLASS |  | DUTY CYCLE |  | AMBIENT TEMPERATURE |  | HAZARD CLASS |  | CERTIFICATION/STANDARD |  | ADDITIONAL FEATURES EN |  | ADDITIONAL FEATURES ES |  | ADDITIONAL FEATURES FR | [17 empty] | Production Completed
000000000060138937 | STP-004 | DATA ENRICHMENT | MUF | MUF | OK | 2022-09-28 | 2022-10-01 |  | 000000000060138937 | BHP1 | BHP Spares & Supplies | 261016 | Motors | EA | MAN2 | MOTOR, ALTERNATING CURRENT, 2.2KW, 100FR | MOTOR, ALTERNATING CURRENT, 2.2KW, 100FR FRAME SIZE, 380 VOLT, 3 PHASE,, 2 POLE, 2860 RPM, FOOT MOUNTED, SSI FMT00404 |  |  |  | Url Not Found | [15 empty] | MOTOR | AC | TYPE |  | FRAME SIZE | 100FR | POWER RATING | 2.2 KW | VOLTAGE RATING | 380 V | CURRENT RATING |  | NUMBER OF POLES | 2P | SPEED RATING | 2860 RPM | FREQUENCY RATING |  | NUMBER OF PHASE | 3PH | CONSTRUCTION MATERIAL |  | DEGREE OF PROTECTION |  | ENCLOSURE |  | MOUNTING TYPE | FOOT | SERVICE FACTOR |  | INSULATION CLASS |  | DUTY CYCLE |  | AMBIENT TEMPERATURE |  | HAZARD CLASS |  | CERTIFICATION/STANDARD |  | ADDITIONAL FEATURES EN | SSI FMT00404 | ADDITIONAL FEATURES ES |  | ADDITIONAL FEATURES FR | [17 empty] | Production Completed
000000000060138936 | STP-004 | DATA ENRICHMENT | MUF | MUF | OK | 2022-09-28 | 2022-10-01 |  | 000000000060138936 | BHP1 | BHP Spares & Supplies | 261016 | Motors | EA | MAN2 | MOTOR, ALTERNATING CURRENT, 2.2KW, 112FC | MOTOR, ALTERNATING CURRENT, 2.2KW, 112FC FRAME SIZE, 380 VOLT, 3 PHASE,, 4 POLE, 1460 RPM, FOOT MOUNTED |  |  |  | Url Not Found | [15 empty] | MOTOR | AC | TYPE |  | FRAME SIZE | 112FC | POWER RATING | 2.2 KW | VOLTAGE RATING | 380 V | CURRENT RATING |  | NUMBER OF POLES | 4P | SPEED RATING | 1460 RPM | FREQUENCY RATING |  | NUMBER OF PHASE | 3PH | CONSTRUCTION MATERIAL |  | DEGREE OF PROTECTION |  | ENCLOSURE |  | MOUNTING TYPE | FOOT | SERVICE FACTOR |  | INSULATION CLASS |  | DUTY CYCLE |  | AMBIENT TEMPERATURE |  | HAZARD CLASS |  | CERTIFICATION/STANDARD |  | ADDITIONAL FEATURES EN |  | ADDITIONAL FEATURES ES |  | ADDITIONAL FEATURES FR | [17 empty] | Production Completed
000000000060138941 | STP-004 | DATA ENRICHMENT | MUF | MUF | OK | 2022-09-28 | 2022-10-01 |  | 000000000060138941 | BHP1 | BHP Spares & Supplies | 261016 | Motors | EA | MAN2 | MOTOR, ALTERNATING CURRENT, 2.2KW, 112FR | MOTOR, ALTERNATING CURRENT, 2.2KW, 112FR FRAME SIZE, 380 VOLT, 3 PHASE,, 6 POLE, 960 RPM, FOOT MOUNTED |  |  |  | Url Not Found | [15 empty] | MOTOR | AC | TYPE |  | FRAME SIZE | 112FR | POWER RATING | 2.2 KW | VOLTAGE RATING | 380 V | CURRENT RATING |  | NUMBER OF POLES | 6P | SPEED RATING | 960 RPM | FREQUENCY RATING |  | NUMBER OF PHASE | 3PH | CONSTRUCTION MATERIAL |  | DEGREE OF PROTECTION |  | ENCLOSURE |  | MOUNTING TYPE | FOOT | SERVICE FACTOR |  | INSULATION CLASS |  | DUTY CYCLE |  | AMBIENT TEMPERATURE |  | HAZARD CLASS |  | CERTIFICATION/STANDARD |  | ADDITIONAL FEATURES EN |  | ADDITIONAL FEATURES ES |  | ADDITIONAL FEATURES FR | [17 empty] | Production Completed
000000000060221850 | STP-004 | DATA ENRICHMENT | MUF | MUF | OK | 2022-09-28 | 2022-10-01 |  | 000000000060221850 | BHP1 | BHP Spares & Supplies | 261016 | Motors | EA | MAN2 | MOTOR, ALTERNATING CURRENT, 2.2KW, 112FR | MOTOR, ALTERNATING CURRENT, 2.2KW, 112FR FRAME SIZE, 380 VOLT, 3 PHASE, 6 POLE, 960 RPM, FOOT/FLANGE MOUNTED, SSI FMT00448 |  |  |  | Url Not Found | [15 empty] | MOTOR | AC | TYPE |  | FRAME SIZE | 112FR | POWER RATING | 2.2 KW | VOLTAGE RATING | 380 V | CURRENT RATING |  | NUMBER OF POLES | 6P | SPEED RATING | 960 RPM | FREQUENCY RATING |  | NUMBER OF PHASE | 3PH | CONSTRUCTION MATERIAL |  | DEGREE OF PROTECTION |  | ENCLOSURE |  | MOUNTING TYPE | FOOT/FLANGE | SERVICE FACTOR |  | INSULATION CLASS |  | DUTY CYCLE |  | AMBIENT TEMPERATURE |  | HAZARD CLASS |  | CERTIFICATION/STANDARD |  | ADDITIONAL FEATURES EN | SSI FMT00448 | ADDITIONAL FEATURES ES |  | ADDITIONAL FEATURES FR | [17 empty] | Production Completed
000000000060148645 | STP-004 | DATA ENRICHMENT | MUF | MUF | OK | 2022-09-28 | 2022-10-01 |  | 000000000060148645 | BHP1 | BHP Spares & Supplies | 261016 | Motors | EA | MAN2 | MOTOR, ALTERNATING CURRENT, 2.2KW, 112M | MOTOR, ALTERNATING CURRENT, 2.2KW, 112M FRAME SIZE, 380 VOLT, 3 PHASE, 6, POLE, 930 RPM, FOOT MOUNTED, WITH A FORCED VENTILATION FAN |  |  |  | Url Not Found | [15 empty] | MOTOR | AC | TYPE |  | FRAME SIZE | 112M | POWER RATING | 2.2 KW | VOLTAGE RATING | 380 V | CURRENT RATING |  | NUMBER OF POLES | 6P | SPEED RATING | 930 RPM | FREQUENCY RATING |  | NUMBER OF PHASE | 3PH | CONSTRUCTION MATERIAL |  | DEGREE OF PROTECTION |  | ENCLOSURE |  | MOUNTING TYPE | FOOT | SERVICE FACTOR |  | INSULATION CLASS |  | DUTY CYCLE |  | AMBIENT TEMPERATURE |  | HAZARD CLASS |  | CERTIFICATION/STANDARD |  | ADDITIONAL FEATURES EN | W/ FORCED VENTILATION FAN | ADDITIONAL FEATURES ES |  | ADDITIONAL FEATURES FR | [17 empty] | Production Completed
000000000060144196 | STP-004 | DATA ENRICHMENT | MUF | MUF | OK | 2022-09-28 | 2022-10-01 |  | 000000000060144196 | BHP1 | BHP Spares & Supplies | 261016 | Motors | EA | MAN2 | MOTOR, ALTERNATING CURRENT, 2.2KW, 525V, | MOTOR, ALTERNATING CURRENT, 2.2KW, 525V, 1440RPM, 4 POLE, MVSI 15/3800, STROKE 3MM, MODEL H1-30-12, VIBRATOR |  |  |  | Url Not Found | [15 empty] | MOTOR | AC | TYPE |  | FRAME SIZE |  | POWER RATING | 2.2 KW | VOLTAGE RATING | 525 V | CURRENT RATING |  | NUMBER OF POLES | 4P | SPEED RATING | 1440 RPM | FREQUENCY RATING |  | NUMBER OF PHASE |  | CONSTRUCTION MATERIAL |  | DEGREE OF PROTECTION |  | ENCLOSURE |  | MOUNTING TYPE |  | SERVICE FACTOR |  | INSULATION CLASS |  | DUTY CYCLE |  | AMBIENT TEMPERATURE |  | HAZARD CLASS |  | CERTIFICATION/STANDARD |  | ADDITIONAL FEATURES EN | FOR MVSI 15/3800, STROKE 3 MM, MODEL H1-30-12 VIBRATOR | ADDITIONAL FEATURES ES |  | ADDITIONAL FEATURES FR | [17 empty] | Production Completed
000000000060123590 | STP-004 | DATA ENRICHMENT | MUF | MUF | OK | 2022-09-28 | 2022-10-01 |  | 000000000060123590 | BHP1 | BHP Spares & Supplies | 261016 | Motors | EA | MAN2 | MOTOR, ALTERNATING CURRENT, 2.2KW, D112M | MOTOR, ALTERNATING CURRENT, 2.2KW, D112M FRAME SIZE, 380 VOLT, 3 PHASE,, 4 POLE, 1450 RPM, FOOT MOUNTED |  |  |  | Url Not Found | [15 empty] | MOTOR | AC | TYPE |  | FRAME SIZE | D112M | POWER RATING | 2.2 KW | VOLTAGE RATING | 380 V | CURRENT RATING |  | NUMBER OF POLES | 4P | SPEED RATING | 1450 RPM | FREQUENCY RATING |  | NUMBER OF PHASE | 3PH | CONSTRUCTION MATERIAL |  | DEGREE OF PROTECTION |  | ENCLOSURE |  | MOUNTING TYPE | FOOT | SERVICE FACTOR |  | INSULATION CLASS |  | DUTY CYCLE |  | AMBIENT TEMPERATURE |  | HAZARD CLASS |  | CERTIFICATION/STANDARD |  | ADDITIONAL FEATURES EN |  | ADDITIONAL FEATURES ES |  | ADDITIONAL FEATURES FR | [17 empty] | Production Completed
000000000060138952 | STP-004 | DATA ENRICHMENT | MUF | MUF | OK | 2022-09-28 | 2022-10-01 |  | 000000000060138952 | BHP1 | BHP Spares & Supplies | 261016 | Motors | EA | MAN2 | MOTOR, ALTERNATING CURRENT, 2.2KW, DX100 | MOTOR, ALTERNATING CURRENT, 2.2KW, DX100L FRAME SIZE, 380 VOLT, 3 PHASE,, 4 POLE, 1430 RPM, FOOT MOUNTED |  |  |  | Url Not Found | [15 empty] | MOTOR | AC | TYPE |  | FRAME SIZE | DX100L | POWER RATING | 2.2 KW | VOLTAGE RATING | 380 V | CURRENT RATING |  | NUMBER OF POLES | 4P | SPEED RATING | 1430 RPM | FREQUENCY RATING |  | NUMBER OF PHASE | 3PH | CONSTRUCTION MATERIAL |  | DEGREE OF PROTECTION |  | ENCLOSURE |  | MOUNTING TYPE | FOOT | SERVICE FACTOR |  | INSULATION CLASS |  | DUTY CYCLE |  | AMBIENT TEMPERATURE |  | HAZARD CLASS |  | CERTIFICATION/STANDARD |  | ADDITIONAL FEATURES EN |  | ADDITIONAL FEATURES ES |  | ADDITIONAL FEATURES FR | [17 empty] | Production Completed
000000000060147261 | STP-004 | DATA ENRICHMENT | MUF | MUF | OK | 2022-09-28 | 2022-10-01 |  | 000000000060147261 | BHP1 | BHP Spares & Supplies | 261016 | Motors | EA | MAN2 | MOTOR, ALTERNATING CURRENT, 200KW, 315 F | MOTOR, ALTERNATING CURRENT, 200KW, 315 FRAME SIZE, 380 VOLT, 3 PHASE, 4, POLE, 1485 RPM, FOOT MOUNTED |  |  |  | Url Not Found | [15 empty] | MOTOR | AC | TYPE |  | FRAME SIZE | 315 | POWER RATING | 200 KW | VOLTAGE RATING | 380 V | CURRENT RATING |  | NUMBER OF POLES | 4P | SPEED RATING | 1485 RPM | FREQUENCY RATING |  | NUMBER OF PHASE | 3PH | CONSTRUCTION MATERIAL |  | DEGREE OF PROTECTION |  | ENCLOSURE |  | MOUNTING TYPE | FOOT | SERVICE FACTOR |  | INSULATION CLASS |  | DUTY CYCLE |  | AMBIENT TEMPERATURE |  | HAZARD CLASS |  | CERTIFICATION/STANDARD |  | ADDITIONAL FEATURES EN |  | ADDITIONAL FEATURES ES |  | ADDITIONAL FEATURES FR | [17 empty] | Production Completed
000000000060123576 | STP-004 | DATA ENRICHMENT | MUF | MUF | OK | 2022-09-28 | 2022-10-01 |  | 000000000060123576 | BHP1 | BHP Spares & Supplies | 261016 | Motors | EA | MAN2 | MOTOR, ALTERNATING CURRENT, 200KW, D300 | MOTOR, ALTERNATING CURRENT, 200KW, D300 FRAME SIZE, 380 VOLT, 3 PHASE, 4, POLE, 1450 RPM, FOOT MOUNTED |  |  |  | Url Not Found | [15 empty] | MOTOR | AC | TYPE |  | FRAME SIZE | D300 | POWER RATING | 200 KW | VOLTAGE RATING | 380 V | CURRENT RATING |  | NUMBER OF POLES | 4P | SPEED RATING | 1450 RPM | FREQUENCY RATING |  | NUMBER OF PHASE | 3PH | CONSTRUCTION MATERIAL |  | DEGREE OF PROTECTION |  | ENCLOSURE |  | MOUNTING TYPE | FOOT | SERVICE FACTOR |  | INSULATION CLASS |  | DUTY CYCLE |  | AMBIENT TEMPERATURE |  | HAZARD CLASS |  | CERTIFICATION/STANDARD |  | ADDITIONAL FEATURES EN |  | ADDITIONAL FEATURES ES |  | ADDITIONAL FEATURES FR | [17 empty] | Production Completed
000000000060113579 | STP-004 | DATA ENRICHMENT | MUF | MUF | OK | 2022-09-28 | 2022-10-01 |  | 000000000060113579 | BHP1 | BHP Spares & Supplies | 261016 | Motors | EA | MAN2 | MOTOR, ALTERNATING CURRENT, 21KW, 200L F | MOTOR, ALTERNATING CURRENT, 21KW, 200L FRAME SIZE, 380 VOLT, 3 PHASE, 6, POLE, 960 RPM, FOOT MOUNTED, SLIPRING S4, 150 STARTS, ED 40%, 70/70 TON, OVERHEAD CRANE, WOLFF |  |  |  | Url Not Found | [8 empty] | 70/70 TON OVERHEAD CRANE |  | WOLFF |  |  |  |  | MOTOR | AC | TYPE |  | FRAME SIZE | 200L | POWER RATING | 21 KW | VOLTAGE RATING | 380 V | CURRENT RATING |  | NUMBER OF POLES | 6P | SPEED RATING | 960 RPM | FREQUENCY RATING |  | NUMBER OF PHASE | 3PH | CONSTRUCTION MATERIAL |  | DEGREE OF PROTECTION |  | ENCLOSURE |  | MOUNTING TYPE | FOOT | SERVICE FACTOR |  | INSULATION CLASS |  | DUTY CYCLE |  | AMBIENT TEMPERATURE |  | HAZARD CLASS |  | CERTIFICATION/STANDARD |  | ADDITIONAL FEATURES EN | SLIP RING S4, 150 STARTS, ED40 PCT | ADDITIONAL FEATURES ES |  | ADDITIONAL FEATURES FR | [17 empty] | Production Completed
000000000060123578 | STP-004 | DATA ENRICHMENT | MUF | MUF | OK | 2022-09-28 | 2022-10-01 |  | 000000000060123578 | BHP1 | BHP Spares & Supplies | 261016 | Motors | EA | MAN2 | MOTOR, ALTERNATING CURRENT, 220KW, D315S | MOTOR, ALTERNATING CURRENT, 220KW, D315SM FRAME SIZE, 380 VOLT, 3 PHASE,, 4 POLE, 1450 RPM, FOOT MOUNTED |  |  |  | Url Not Found | [15 empty] | MOTOR | AC | TYPE |  | FRAME SIZE | D315SM | POWER RATING | 220 KW | VOLTAGE RATING | 380 V | CURRENT RATING |  | NUMBER OF POLES | 4P | SPEED RATING | 1450 RPM | FREQUENCY RATING |  | NUMBER OF PHASE | 3PH | CONSTRUCTION MATERIAL |  | DEGREE OF PROTECTION |  | ENCLOSURE |  | MOUNTING TYPE | FOOT | SERVICE FACTOR |  | INSULATION CLASS |  | DUTY CYCLE |  | AMBIENT TEMPERATURE |  | HAZARD CLASS |  | CERTIFICATION/STANDARD |  | ADDITIONAL FEATURES EN |  | ADDITIONAL FEATURES ES |  | ADDITIONAL FEATURES FR | [17 empty] | Production Completed
000000000060123577 | STP-004 | DATA ENRICHMENT | MUF | MUF | OK | 2022-09-28 | 2022-10-01 |  | 000000000060123577 | BHP1 | BHP Spares & Supplies | 261016 | Motors | EA | MAN2 | MOTOR, ALTERNATING CURRENT, 225KW, 315LX | MOTOR, ALTERNATING CURRENT, 225KW, 315LX FRAME SIZE, 380 VOLT, 3 PHASE,, 4 POLE, 1450 RPM, FOOT MOUNTED |  |  |  | Url Not Found | [15 empty] | MOTOR | AC | TYPE |  | FRAME SIZE | 315LX | POWER RATING | 225 KW | VOLTAGE RATING | 380 V | CURRENT RATING |  | NUMBER OF POLES | 4P | SPEED RATING | 1450 RPM | FREQUENCY RATING |  | NUMBER OF PHASE | 3PH | CONSTRUCTION MATERIAL |  | DEGREE OF PROTECTION |  | ENCLOSURE |  | MOUNTING TYPE | FOOT | SERVICE FACTOR |  | INSULATION CLASS |  | DUTY CYCLE |  | AMBIENT TEMPERATURE |  | HAZARD CLASS |  | CERTIFICATION/STANDARD |  | ADDITIONAL FEATURES EN |  | ADDITIONAL FEATURES ES |  | ADDITIONAL FEATURES FR | [17 empty] | Production Completed
000000000060227069 | STP-004 | DATA ENRICHMENT | MUF | MUF | OK | 2022-09-28 | 2022-10-01 |  | 000000000060227069 | BHP1 | BHP Spares & Supplies | 261016 | Motors | EA | MAN2 | MOTOR, ALTERNATING CURRENT, 22KW, FRAME | MOTOR, ALTERNATING CURRENT, 22KW, FRAME D180ML, 525 VOLT, 1460 RPM, 4 POLE, FOOT MOUNTED |  |  |  | Url Not Found | [15 empty] | MOTOR | AC | TYPE |  | FRAME SIZE | D180ML | POWER RATING | 22 KW | VOLTAGE RATING | 525 V | CURRENT RATING |  | NUMBER OF POLES | 4P | SPEED RATING | 1460 RPM | FREQUENCY RATING |  | NUMBER OF PHASE |  | CONSTRUCTION MATERIAL |  | DEGREE OF PROTECTION |  | ENCLOSURE |  | MOUNTING TYPE | FOOT | SERVICE FACTOR |  | INSULATION CLASS |  | DUTY CYCLE |  | AMBIENT TEMPERATURE |  | HAZARD CLASS |  | CERTIFICATION/STANDARD |  | ADDITIONAL FEATURES EN |  | ADDITIONAL FEATURES ES |  | ADDITIONAL FEATURES FR | [17 empty] | Production Completed
000000000060227070 | STP-004 | DATA ENRICHMENT | MUF | MUF | OK | 2022-09-28 | 2022-10-01 |  | 000000000060227070 | BHP1 | BHP Spares & Supplies | 261016 | Motors | EA | MAN2 | MOTOR, ALTERNATING CURRENT, 22KW, FRAME | MOTOR, ALTERNATING CURRENT, 22KW, FRAME 180L, 525 VOLT, 1460 RPM, 4 POLE, FOOT MOUNTED |  |  |  | Url Not Found | [15 empty] | MOTOR | AC | TYPE |  | FRAME SIZE | 180L | POWER RATING | 22 KW | VOLTAGE RATING | 525 V | CURRENT RATING |  | NUMBER OF POLES | 4P | SPEED RATING | 1460 RPM | FREQUENCY RATING |  | NUMBER OF PHASE |  | CONSTRUCTION MATERIAL |  | DEGREE OF PROTECTION |  | ENCLOSURE |  | MOUNTING TYPE | FOOT | SERVICE FACTOR |  | INSULATION CLASS |  | DUTY CYCLE |  | AMBIENT TEMPERATURE |  | HAZARD CLASS |  | CERTIFICATION/STANDARD |  | ADDITIONAL FEATURES EN |  | ADDITIONAL FEATURES ES |  | ADDITIONAL FEATURES FR | [17 empty] | Production Completed
000000000060141748 | STP-004 | DATA ENRICHMENT | MUF | MUF | OK | 2022-09-28 | 2022-10-01 |  | 000000000060141748 | BHP1 | BHP Spares & Supplies | 261016 | Motors | EA | MAN2 | MOTOR, ALTERNATING CURRENT, 22KW, FRAME | MOTOR, ALTERNATING CURRENT, 22KW, FRAME 180L, 525 VOLT, 1460 RPM, 4 POLE, FOOT MOUNTED |  |  |  | Url Not Found | [15 empty] | MOTOR | AC | TYPE |  | FRAME SIZE | 180L | POWER RATING | 22 KW | VOLTAGE RATING | 525 V | CURRENT RATING |  | NUMBER OF POLES | 4P | SPEED RATING | 1460 RPM | FREQUENCY RATING |  | NUMBER OF PHASE |  | CONSTRUCTION MATERIAL |  | DEGREE OF PROTECTION |  | ENCLOSURE |  | MOUNTING TYPE | FOOT | SERVICE FACTOR |  | INSULATION CLASS |  | DUTY CYCLE |  | AMBIENT TEMPERATURE |  | HAZARD CLASS |  | CERTIFICATION/STANDARD |  | ADDITIONAL FEATURES EN |  | ADDITIONAL FEATURES ES |  | ADDITIONAL FEATURES FR | [17 empty] | Production Completed
000000000060141747 | STP-004 | DATA ENRICHMENT | MUF | MUF | OK | 2022-09-28 | 2022-10-01 |  | 000000000060141747 | BHP1 | BHP Spares & Supplies | 261016 | Motors | EA | MAN2 | MOTOR, ALTERNATING CURRENT, 22KW, FRAME | MOTOR, ALTERNATING CURRENT, 22KW, FRAME D180ML, 525 VOLT, 1460 RPM, 4 POLE, FOOT MOUNTED |  |  |  | Url Not Found | [15 empty] | MOTOR | AC | TYPE |  | FRAME SIZE | D180ML | POWER RATING | 22 KW | VOLTAGE RATING | 525 V | CURRENT RATING |  | NUMBER OF POLES | 4P | SPEED RATING | 1460 RPM | FREQUENCY RATING |  | NUMBER OF PHASE |  | CONSTRUCTION MATERIAL |  | DEGREE OF PROTECTION |  | ENCLOSURE |  | MOUNTING TYPE | FOOT | SERVICE FACTOR |  | INSULATION CLASS |  | DUTY CYCLE |  | AMBIENT TEMPERATURE |  | HAZARD CLASS |  | CERTIFICATION/STANDARD |  | ADDITIONAL FEATURES EN |  | ADDITIONAL FEATURES ES |  | ADDITIONAL FEATURES FR | [17 empty] | Production Completed
000000000060227068 | STP-004 | DATA ENRICHMENT | MUF | MUF | OK | 2022-09-28 | 2022-10-01 |  | 000000000060227068 | BHP1 | BHP Spares & Supplies | 261016 | Motors | EA | MAN2 | MOTOR, ALTERNATING CURRENT, 22KW, FRAME | MOTOR, ALTERNATING CURRENT, 22KW, FRAME D180M, 525 VOLT, 1460 RPM, 4 POLE, FOOT MOUNTED |  |  |  | Url Not Found | [15 empty] | MOTOR | AC | TYPE |  | FRAME SIZE | D180M | POWER RATING | 22 KW | VOLTAGE RATING | 525 V | CURRENT RATING |  | NUMBER OF POLES | 4P | SPEED RATING | 1460 RPM | FREQUENCY RATING |  | NUMBER OF PHASE |  | CONSTRUCTION MATERIAL |  | DEGREE OF PROTECTION |  | ENCLOSURE |  | MOUNTING TYPE | FOOT | SERVICE FACTOR |  | INSULATION CLASS |  | DUTY CYCLE |  | AMBIENT TEMPERATURE |  | HAZARD CLASS |  | CERTIFICATION/STANDARD |  | ADDITIONAL FEATURES EN |  | ADDITIONAL FEATURES ES |  | ADDITIONAL FEATURES FR | [17 empty] | Production Completed
000000000060141746 | STP-004 | DATA ENRICHMENT | MUF | MUF | OK | 2022-09-28 | 2022-10-01 |  | 000000000060141746 | BHP1 | BHP Spares & Supplies | 261016 | Motors | EA | MAN2 | MOTOR, ALTERNATING CURRENT, 22KW, FRAME | MOTOR, ALTERNATING CURRENT, 22KW, FRAME D180M, 525 VOLT, 1460 RPM, 4 POLE, FOOT MOUNTED |  |  |  | Url Not Found | [15 empty] | MOTOR | AC | TYPE |  | FRAME SIZE | D180M | POWER RATING | 22 KW | VOLTAGE RATING | 525 V | CURRENT RATING |  | NUMBER OF POLES | 4P | SPEED RATING | 1460 RPM | FREQUENCY RATING |  | NUMBER OF PHASE |  | CONSTRUCTION MATERIAL |  | DEGREE OF PROTECTION |  | ENCLOSURE |  | MOUNTING TYPE | FOOT | SERVICE FACTOR |  | INSULATION CLASS |  | DUTY CYCLE |  | AMBIENT TEMPERATURE |  | HAZARD CLASS |  | CERTIFICATION/STANDARD |  | ADDITIONAL FEATURES EN |  | ADDITIONAL FEATURES ES |  | ADDITIONAL FEATURES FR | [17 empty] | Production Completed
000000000060123579 | STP-004 | DATA ENRICHMENT | MUF | MUF | OK | 2022-09-28 | 2022-10-01 |  | 000000000060123579 | BHP1 | BHP Spares & Supplies | 261016 | Motors | EA | MAN2 | MOTOR, ALTERNATING CURRENT, 300KW, 1LA1 | MOTOR, ALTERNATING CURRENT, 300KW, 1LA1 352 FRAME SIZE, 380 VOLT, 3, PHASE, 4 POLE, 1450 RPM, FOOT MOUNTED |  |  |  | Url Not Found | [15 empty] | MOTOR | AC | TYPE |  | FRAME SIZE | 1LA1352 | POWER RATING | 300 KW | VOLTAGE RATING | 380 V | CURRENT RATING |  | NUMBER OF POLES | 4P | SPEED RATING | 1450 RPM | FREQUENCY RATING |  | NUMBER OF PHASE | 3PH | CONSTRUCTION MATERIAL |  | DEGREE OF PROTECTION |  | ENCLOSURE |  | MOUNTING TYPE | FOOT | SERVICE FACTOR |  | INSULATION CLASS |  | DUTY CYCLE |  | AMBIENT TEMPERATURE |  | HAZARD CLASS |  | CERTIFICATION/STANDARD |  | ADDITIONAL FEATURES EN |  | ADDITIONAL FEATURES ES |  | ADDITIONAL FEATURES FR | [17 empty] | Production Completed
000000000060123580 | STP-004 | DATA ENRICHMENT | MUF | MUF | OK | 2022-09-28 | 2022-10-01 |  | 000000000060123580 | BHP1 | BHP Spares & Supplies | 261016 | Motors | EA | MAN2 | MOTOR, ALTERNATING CURRENT, 300KW, D355L | MOTOR, ALTERNATING CURRENT, 300KW, D355L FRAME SIZE, 380 VOLT, 3 PHASE,, 4 POLE, 1450 RPM, FOOT MOUNTED |  |  |  | Url Not Found | [15 empty] | MOTOR | AC | TYPE |  | FRAME SIZE | D355L | POWER RATING | 300 KW | VOLTAGE RATING | 380 V | CURRENT RATING |  | NUMBER OF POLES | 4P | SPEED RATING | 1450 RPM | FREQUENCY RATING |  | NUMBER OF PHASE | 3PH | CONSTRUCTION MATERIAL |  | DEGREE OF PROTECTION |  | ENCLOSURE |  | MOUNTING TYPE | FOOT | SERVICE FACTOR |  | INSULATION CLASS |  | DUTY CYCLE |  | AMBIENT TEMPERATURE |  | HAZARD CLASS |  | CERTIFICATION/STANDARD |  | ADDITIONAL FEATURES EN |  | ADDITIONAL FEATURES ES |  | ADDITIONAL FEATURES FR | [17 empty] | Production Completed
000000000060138930 | STP-004 | DATA ENRICHMENT | MUF | MUF | OK | 2022-09-28 | 2022-10-01 |  | 000000000060138930 | BHP1 | BHP Spares & Supplies | 261016 | Motors | EA | MAN2 | MOTOR, ALTERNATING CURRENT, 30KW, 200 FR | MOTOR, ALTERNATING CURRENT, 30KW, 200 FRAME SIZE, 380 VOLT, 3 PHASE, 4, POLE, 1485 RPM, FOOT MOUNTED |  |  |  | Url Not Found | [15 empty] | MOTOR | AC | TYPE |  | FRAME SIZE | 200 | POWER RATING | 30 KW | VOLTAGE RATING | 380 V | CURRENT RATING |  | NUMBER OF POLES | 4P | SPEED RATING | 1485 RPM | FREQUENCY RATING |  | NUMBER OF PHASE | 3PH | CONSTRUCTION MATERIAL |  | DEGREE OF PROTECTION |  | ENCLOSURE |  | MOUNTING TYPE | FOOT | SERVICE FACTOR |  | INSULATION CLASS |  | DUTY CYCLE |  | AMBIENT TEMPERATURE |  | HAZARD CLASS |  | CERTIFICATION/STANDARD |  | ADDITIONAL FEATURES EN |  | ADDITIONAL FEATURES ES |  | ADDITIONAL FEATURES FR | [17 empty] | Production Completed
000000000060141506 | STP-004 | DATA ENRICHMENT | MUF | MUF | OK | 2022-09-28 | 2022-10-01 |  | 000000000060141506 | BHP1 | BHP Spares & Supplies | 261016 | Motors | EA | MAN2 | MOTOR, ALTERNATING CURRENT, 30KW, 200 FR | MOTOR, ALTERNATING CURRENT, 30KW, 200 FRAME SIZE, 380 VOLT, 3 PHASE, 4, POLE, 1440 RPM, FOOT MOUNTED, 60 AMP |  |  |  | Url Not Found | [15 empty] | MOTOR | AC | TYPE |  | FRAME SIZE | 200 | POWER RATING | 30 KW | VOLTAGE RATING | 380 V | CURRENT RATING | 60 A | NUMBER OF POLES | 4P | SPEED RATING | 1440 RPM | FREQUENCY RATING |  | NUMBER OF PHASE | 3PH | CONSTRUCTION MATERIAL |  | DEGREE OF PROTECTION |  | ENCLOSURE |  | MOUNTING TYPE | FOOT | SERVICE FACTOR |  | INSULATION CLASS |  | DUTY CYCLE |  | AMBIENT TEMPERATURE |  | HAZARD CLASS |  | CERTIFICATION/STANDARD |  | ADDITIONAL FEATURES EN |  | ADDITIONAL FEATURES ES |  | ADDITIONAL FEATURES FR | [17 empty] | Production Completed
000000000060123335 | STP-004 | DATA ENRICHMENT | MUF | MUF | OK | 2022-09-28 | 2022-10-01 |  | 000000000060123335 | BHP1 | BHP Spares & Supplies | 261016 | Motors | EA | MAN2 | MOTOR, ALTERNATING CURRENT, 30KW, 200L F | MOTOR, ALTERNATING CURRENT, 30KW, 200L FRAME SIZE, 380 VOLT, 3 PHASE, 4, POLE, 1450 RPM, FOOT MOUNTED |  |  |  | Url Not Found | [15 empty] | MOTOR | AC | TYPE |  | FRAME SIZE | 200L | POWER RATING | 30 KW | VOLTAGE RATING | 380 V | CURRENT RATING |  | NUMBER OF POLES | 4P | SPEED RATING | 1450 RPM | FREQUENCY RATING |  | NUMBER OF PHASE | 3PH | CONSTRUCTION MATERIAL |  | DEGREE OF PROTECTION |  | ENCLOSURE |  | MOUNTING TYPE | FOOT | SERVICE FACTOR |  | INSULATION CLASS |  | DUTY CYCLE |  | AMBIENT TEMPERATURE |  | HAZARD CLASS |  | CERTIFICATION/STANDARD |  | ADDITIONAL FEATURES EN |  | ADDITIONAL FEATURES ES |  | ADDITIONAL FEATURES FR | [17 empty] | Production Completed
000000000060123325 | STP-004 | DATA ENRICHMENT | MUF | MUF | OK | 2022-09-28 | 2022-10-01 |  | 000000000060123325 | BHP1 | BHP Spares & Supplies | 261016 | Motors | EA | MAN2 | MOTOR, ALTERNATING CURRENT, 30KW, 200L F | MOTOR, ALTERNATING CURRENT, 30KW, 200L FRAME SIZE, 380 VOLT, 3 PHASE, 4, POLE, 1450 RPM, FLANGE MOUNTED |  |  |  | Url Not Found | [15 empty] | MOTOR | AC | TYPE |  | FRAME SIZE | 200L | POWER RATING | 30 KW | VOLTAGE RATING | 380 V | CURRENT RATING |  | NUMBER OF POLES | 4P | SPEED RATING | 1450 RPM | FREQUENCY RATING |  | NUMBER OF PHASE | 3PH | CONSTRUCTION MATERIAL |  | DEGREE OF PROTECTION |  | ENCLOSURE |  | MOUNTING TYPE | FLANGE | SERVICE FACTOR |  | INSULATION CLASS |  | DUTY CYCLE |  | AMBIENT TEMPERATURE |  | HAZARD CLASS |  | CERTIFICATION/STANDARD |  | ADDITIONAL FEATURES EN |  | ADDITIONAL FEATURES ES |  | ADDITIONAL FEATURES FR | [17 empty] | Production Completed
000000000060148635 | STP-004 | DATA ENRICHMENT | MUF | MUF | OK | 2022-09-28 | 2022-10-01 |  | 000000000060148635 | BHP1 | BHP Spares & Supplies | 261016 | Motors | EA | MAN2 | MOTOR, ALTERNATING CURRENT, 30KW, 312 FR | MOTOR, ALTERNATING CURRENT, 30KW, 312 FRAME SIZE, 380 VOLT, 3 PHASE, 4, POLE, 1450 RPM, FOOT MOUNTED |  |  |  | Url Not Found | [15 empty] | MOTOR | AC | TYPE |  | FRAME SIZE | 312 | POWER RATING | 30 KW | VOLTAGE RATING | 380 V | CURRENT RATING |  | NUMBER OF POLES | 4P | SPEED RATING | 1450 RPM | FREQUENCY RATING |  | NUMBER OF PHASE | 3PH | CONSTRUCTION MATERIAL |  | DEGREE OF PROTECTION |  | ENCLOSURE |  | MOUNTING TYPE | FOOT | SERVICE FACTOR |  | INSULATION CLASS |  | DUTY CYCLE |  | AMBIENT TEMPERATURE |  | HAZARD CLASS |  | CERTIFICATION/STANDARD |  | ADDITIONAL FEATURES EN |  | ADDITIONAL FEATURES ES |  | ADDITIONAL FEATURES FR | [17 empty] | Production Completed
000000000060123615 | STP-004 | DATA ENRICHMENT | MUF | MUF | OK | 2022-09-28 | 2022-10-01 |  | 000000000060123615 | BHP1 | BHP Spares & Supplies | 261016 | Motors | EA | MAN2 | MOTOR, ALTERNATING CURRENT, 30KW, D200L | MOTOR, ALTERNATING CURRENT, 30KW, D200L FRAME SIZE, 380 VOLT, 3 PHASE, 4, POLE, 1450 RPM, FOOT MOUNTED |  |  |  | Url Not Found | [15 empty] | MOTOR | AC | TYPE |  | FRAME SIZE | D200L | POWER RATING | 30 KW | VOLTAGE RATING | 380 V | CURRENT RATING |  | NUMBER OF POLES | 4P | SPEED RATING | 1450 RPM | FREQUENCY RATING |  | NUMBER OF PHASE | 3PH | CONSTRUCTION MATERIAL |  | DEGREE OF PROTECTION |  | ENCLOSURE |  | MOUNTING TYPE | FOOT | SERVICE FACTOR |  | INSULATION CLASS |  | DUTY CYCLE |  | AMBIENT TEMPERATURE |  | HAZARD CLASS |  | CERTIFICATION/STANDARD |  | ADDITIONAL FEATURES EN |  | ADDITIONAL FEATURES ES |  | ADDITIONAL FEATURES FR | [17 empty] | Production Completed
000000000060141730 | STP-004 | DATA ENRICHMENT | MUF | MUF | OK | 2022-09-28 | 2022-10-01 |  | 000000000060141730 | BHP1 | BHP Spares & Supplies | 261016 | Motors | EA | MAN2 | MOTOR, ALTERNATING CURRENT, 30KW, FRAME | MOTOR, ALTERNATING CURRENT, 30KW, FRAME 200L, 525 VOLT, 1465 RPM, 4 POLE, FOOT MOUNTED |  |  |  | Url Not Found | [15 empty] | MOTOR | AC | TYPE |  | FRAME SIZE | 200L | POWER RATING | 30 KW | VOLTAGE RATING | 525 V | CURRENT RATING |  | NUMBER OF POLES | 4P | SPEED RATING | 1465 RPM | FREQUENCY RATING |  | NUMBER OF PHASE |  | CONSTRUCTION MATERIAL |  | DEGREE OF PROTECTION |  | ENCLOSURE |  | MOUNTING TYPE | FOOT | SERVICE FACTOR |  | INSULATION CLASS |  | DUTY CYCLE |  | AMBIENT TEMPERATURE |  | HAZARD CLASS |  | CERTIFICATION/STANDARD |  | ADDITIONAL FEATURES EN |  | ADDITIONAL FEATURES ES |  | ADDITIONAL FEATURES FR | [17 empty] | Production Completed
000000000060144178 | STP-004 | DATA ENRICHMENT | MUF | MUF | OK | 2022-09-28 | 2022-10-01 |  | 000000000060144178 | BHP1 | BHP Spares & Supplies | 261016 | Motors | EA | MAN2 | MOTOR, ALTERNATING CURRENT, 30KW, FRAME | MOTOR, ALTERNATING CURRENT, 30KW, FRAME SIZE D200ML, 380V, 1440RPM, 4 POLE |  |  |  | Url Not Found | [15 empty] | MOTOR | AC | TYPE |  | FRAME SIZE | D200ML | POWER RATING | 30 KW | VOLTAGE RATING | 380 V | CURRENT RATING |  | NUMBER OF POLES | 4P | SPEED RATING | 1440 RPM | FREQUENCY RATING |  | NUMBER OF PHASE |  | CONSTRUCTION MATERIAL |  | DEGREE OF PROTECTION |  | ENCLOSURE |  | MOUNTING TYPE |  | SERVICE FACTOR |  | INSULATION CLASS |  | DUTY CYCLE |  | AMBIENT TEMPERATURE |  | HAZARD CLASS |  | CERTIFICATION/STANDARD |  | ADDITIONAL FEATURES EN |  | ADDITIONAL FEATURES ES |  | ADDITIONAL FEATURES FR | [17 empty] | Production Completed
000000000060138934 | STP-004 | DATA ENRICHMENT | MUF | MUF | OK | 2022-09-28 | 2022-10-01 |  | 000000000060138934 | BHP1 | BHP Spares & Supplies | 261016 | Motors | EA | MAN2 | MOTOR, ALTERNATING CURRENT, 37KW, 200L F | MOTOR, ALTERNATING CURRENT, 37KW, 200L FRAME SIZE, 380 VOLT, 3 PHASE, 2, POLE, 2940 RPM, FOOT MOUNTED |  |  |  | Url Not Found | [15 empty] | MOTOR | AC | TYPE |  | FRAME SIZE | 200L | POWER RATING | 37 KW | VOLTAGE RATING | 380 V | CURRENT RATING |  | NUMBER OF POLES | 2P | SPEED RATING | 2940 RPM | FREQUENCY RATING |  | NUMBER OF PHASE | 3PH | CONSTRUCTION MATERIAL |  | DEGREE OF PROTECTION |  | ENCLOSURE |  | MOUNTING TYPE | FOOT | SERVICE FACTOR |  | INSULATION CLASS |  | DUTY CYCLE |  | AMBIENT TEMPERATURE |  | HAZARD CLASS |  | CERTIFICATION/STANDARD |  | ADDITIONAL FEATURES EN |  | ADDITIONAL FEATURES ES |  | ADDITIONAL FEATURES FR | [17 empty] | Production Completed
000000000060147093 | STP-004 | DATA ENRICHMENT | MUF | MUF | OK | 2022-09-28 | 2022-10-01 |  | 000000000060147093 | BHP1 | BHP Spares & Supplies | 261016 | Motors | EA | MAN2 | MOTOR, ALTERNATING CURRENT, 37KW, 200L F | MOTOR, ALTERNATING CURRENT, 37KW, 200L FRAME SIZE, 380 VOLT, 3 PHASE, 2, POLE, 2900 RPM, FOOT MOUNTED |  |  |  | Url Not Found | [15 empty] | MOTOR | AC | TYPE |  | FRAME SIZE | 200L | POWER RATING | 37 KW | VOLTAGE RATING | 380 V | CURRENT RATING |  | NUMBER OF POLES | 2P | SPEED RATING | 2900 RPM | FREQUENCY RATING |  | NUMBER OF PHASE | 3PH | CONSTRUCTION MATERIAL |  | DEGREE OF PROTECTION |  | ENCLOSURE |  | MOUNTING TYPE | FOOT | SERVICE FACTOR |  | INSULATION CLASS |  | DUTY CYCLE |  | AMBIENT TEMPERATURE |  | HAZARD CLASS |  | CERTIFICATION/STANDARD |  | ADDITIONAL FEATURES EN |  | ADDITIONAL FEATURES ES |  | ADDITIONAL FEATURES FR | [17 empty] | Production Completed
000000000060145434 | STP-004 | DATA ENRICHMENT | MUF | MUF | OK | 2022-09-28 | 2022-10-01 |  | 000000000060145434 | BHP1 | BHP Spares & Supplies | 261016 | Motors | EA | MAN2 | MOTOR, ALTERNATING CURRENT, 37KW, 225S F | MOTOR, ALTERNATING CURRENT, 37KW, 225S FRAME SIZE, 380 VOLT, 3 PHASE, 4, POLE, 1475 RPM, FOOT MOUNTED |  |  |  | Url Not Found | [15 empty] | MOTOR | AC | TYPE |  | FRAME SIZE | 225S | POWER RATING | 37 KW | VOLTAGE RATING | 380 V | CURRENT RATING |  | NUMBER OF POLES | 4P | SPEED RATING | 1475 RPM | FREQUENCY RATING |  | NUMBER OF PHASE | 3PH | CONSTRUCTION MATERIAL |  | DEGREE OF PROTECTION |  | ENCLOSURE |  | MOUNTING TYPE | FOOT | SERVICE FACTOR |  | INSULATION CLASS |  | DUTY CYCLE |  | AMBIENT TEMPERATURE |  | HAZARD CLASS |  | CERTIFICATION/STANDARD |  | ADDITIONAL FEATURES EN |  | ADDITIONAL FEATURES ES |  | ADDITIONAL FEATURES FR | [17 empty] | Production Completed
000000000060123351 | STP-004 | DATA ENRICHMENT | MUF | MUF | OK | 2022-09-28 | 2022-10-01 |  | 000000000060123351 | BHP1 | BHP Spares & Supplies | 261016 | Motors | EA | MAN2 | MOTOR, ALTERNATING CURRENT, 37KW, 225S F | MOTOR, ALTERNATING CURRENT, 37KW, 225S FRAME SIZE, 380 VOLT, 3 PHASE, 4, POLE, 1450 RPM, FOOT MOUNTED |  |  |  | Url Not Found | [15 empty] | MOTOR | AC | TYPE |  | FRAME SIZE | 225S | POWER RATING | 37 KW | VOLTAGE RATING | 380 V | CURRENT RATING |  | NUMBER OF POLES | 4P | SPEED RATING | 1450 RPM | FREQUENCY RATING |  | NUMBER OF PHASE | 3PH | CONSTRUCTION MATERIAL |  | DEGREE OF PROTECTION |  | ENCLOSURE |  | MOUNTING TYPE | FOOT | SERVICE FACTOR |  | INSULATION CLASS |  | DUTY CYCLE |  | AMBIENT TEMPERATURE |  | HAZARD CLASS |  | CERTIFICATION/STANDARD |  | ADDITIONAL FEATURES EN |  | ADDITIONAL FEATURES ES |  | ADDITIONAL FEATURES FR | [17 empty] | Production Completed
000000000060123616 | STP-004 | DATA ENRICHMENT | MUF | MUF | OK | 2022-09-28 | 2022-10-01 |  | 000000000060123616 | BHP1 | BHP Spares & Supplies | 261016 | Motors | EA | MAN2 | MOTOR, ALTERNATING CURRENT, 37KW, D225S | MOTOR, ALTERNATING CURRENT, 37KW, D225S FRAME SIZE, 380 VOLT, 3 PHASE,4, POLE, 1450 RPM, FOOT MOUNTED |  |  |  | Url Not Found | [15 empty] | MOTOR | AC | TYPE |  | FRAME SIZE | D225S | POWER RATING | 37 KW | VOLTAGE RATING | 380 V | CURRENT RATING |  | NUMBER OF POLES | 4P | SPEED RATING | 1450 RPM | FREQUENCY RATING |  | NUMBER OF PHASE | 3PH | CONSTRUCTION MATERIAL |  | DEGREE OF PROTECTION |  | ENCLOSURE |  | MOUNTING TYPE | FOOT | SERVICE FACTOR |  | INSULATION CLASS |  | DUTY CYCLE |  | AMBIENT TEMPERATURE |  | HAZARD CLASS |  | CERTIFICATION/STANDARD |  | ADDITIONAL FEATURES EN |  | ADDITIONAL FEATURES ES |  | ADDITIONAL FEATURES FR | [17 empty] | Production Completed
000000000060123737 | STP-004 | DATA ENRICHMENT | MUF | MUF | OK | 2022-09-28 | 2022-10-01 |  | 000000000060123737 | BHP1 | BHP Spares & Supplies | 261016 | Motors | EA | MAN2 | MOTOR, ALTERNATING CURRENT, 37KW, DW250M | MOTOR, ALTERNATING CURRENT, 37KW, DW250M FRAME SIZE, 525 VOLT, 3 PHASE,, 6 POLE, 960 RPM, FOOT MOUNTED, SLIPRING |  |  |  | Url Not Found | [15 empty] | MOTOR | AC | TYPE |  | FRAME SIZE | DW250M | POWER RATING | 37 KW | VOLTAGE RATING | 525 V | CURRENT RATING |  | NUMBER OF POLES | 6P | SPEED RATING | 960 RPM | FREQUENCY RATING |  | NUMBER OF PHASE | 3PH | CONSTRUCTION MATERIAL |  | DEGREE OF PROTECTION |  | ENCLOSURE |  | MOUNTING TYPE | FOOT | SERVICE FACTOR |  | INSULATION CLASS |  | DUTY CYCLE |  | AMBIENT TEMPERATURE |  | HAZARD CLASS |  | CERTIFICATION/STANDARD |  | ADDITIONAL FEATURES EN | SLIP RING | ADDITIONAL FEATURES ES |  | ADDITIONAL FEATURES FR | [17 empty] | Production Completed
000000000060141742 | STP-004 | DATA ENRICHMENT | MUF | MUF | OK | 2022-09-28 | 2022-10-01 |  | 000000000060141742 | BHP1 | BHP Spares & Supplies | 261016 | Motors | EA | MAN2 | MOTOR, ALTERNATING CURRENT, 37KW, FRAME | MOTOR, ALTERNATING CURRENT, 37KW, FRAME D225M, 525 VOLT, 1475 RPM, FOOT MOUNTED |  |  |  | Url Not Found | [15 empty] | MOTOR | AC | TYPE |  | FRAME SIZE | D225M | POWER RATING | 37 KW | VOLTAGE RATING | 525 V | CURRENT RATING |  | NUMBER OF POLES |  | SPEED RATING | 1475 RPM | FREQUENCY RATING |  | NUMBER OF PHASE |  | CONSTRUCTION MATERIAL |  | DEGREE OF PROTECTION |  | ENCLOSURE |  | MOUNTING TYPE | FOOT | SERVICE FACTOR |  | INSULATION CLASS |  | DUTY CYCLE |  | AMBIENT TEMPERATURE |  | HAZARD CLASS |  | CERTIFICATION/STANDARD |  | ADDITIONAL FEATURES EN |  | ADDITIONAL FEATURES ES |  | ADDITIONAL FEATURES FR | [17 empty] | Production Completed
000000000060123738 | STP-004 | DATA ENRICHMENT | MUF | MUF | OK | 2022-09-28 | 2022-10-01 |  | 000000000060123738 | BHP1 | BHP Spares & Supplies | 261016 | Motors | EA | MAN2 | MOTOR, ALTERNATING CURRENT, 38KW, 280 FR | MOTOR, ALTERNATING CURRENT, 38KW, 280 FRAME SIZE, 380 VOLT, 3 PHASE, 6, POLE, 960 RPM, FOOT MOUNTED |  |  |  | Url Not Found | [15 empty] | MOTOR | AC | TYPE |  | FRAME SIZE | 280 | POWER RATING | 38 KW | VOLTAGE RATING | 380 V | CURRENT RATING |  | NUMBER OF POLES | 6P | SPEED RATING | 960 RPM | FREQUENCY RATING |  | NUMBER OF PHASE | 3PH | CONSTRUCTION MATERIAL |  | DEGREE OF PROTECTION |  | ENCLOSURE |  | MOUNTING TYPE | FOOT | SERVICE FACTOR |  | INSULATION CLASS |  | DUTY CYCLE |  | AMBIENT TEMPERATURE |  | HAZARD CLASS |  | CERTIFICATION/STANDARD |  | ADDITIONAL FEATURES EN |  | ADDITIONAL FEATURES ES |  | ADDITIONAL FEATURES FR | [17 empty] | Production Completed
000000000060146945 | STP-004 | DATA ENRICHMENT | MUF | MUF | OK | 2022-09-28 | 2022-10-01 |  | 000000000060146945 | BHP1 | BHP Spares & Supplies | 261016 | Motors | EA | MAN2 | MOTOR, ALTERNATING CURRENT, 3KW, 100 FRA | MOTOR, ALTERNATING CURRENT, 3KW, 100 FRAME SIZE, 380 VOLT, 3 PHASE, 4, POLE, 1410 RPM, FOOT MOUNTED |  |  |  | Url Not Found | [15 empty] | MOTOR | AC | TYPE |  | FRAME SIZE | 100 | POWER RATING | 3 KW | VOLTAGE RATING | 380 V | CURRENT RATING |  | NUMBER OF POLES | 4P | SPEED RATING | 1410 RPM | FREQUENCY RATING |  | NUMBER OF PHASE | 3PH | CONSTRUCTION MATERIAL |  | DEGREE OF PROTECTION |  | ENCLOSURE |  | MOUNTING TYPE | FOOT | SERVICE FACTOR |  | INSULATION CLASS |  | DUTY CYCLE |  | AMBIENT TEMPERATURE |  | HAZARD CLASS |  | CERTIFICATION/STANDARD |  | ADDITIONAL FEATURES EN |  | ADDITIONAL FEATURES ES |  | ADDITIONAL FEATURES FR | [17 empty] | Production Completed
000000000060146951 | STP-004 | DATA ENRICHMENT | MUF | MUF | OK | 2022-09-28 | 2022-10-01 |  | 000000000060146951 | BHP1 | BHP Spares & Supplies | 261016 | Motors | EA | MAN2 | MOTOR, ALTERNATING CURRENT, 3KW, 100L FR | MOTOR, ALTERNATING CURRENT, 3KW, 100L FRAME SIZE, 380 VOLT, 3 PHASE, 4, POLE, 1410 RPM, FLANGE MOUNTED |  |  |  | Url Not Found | [15 empty] | MOTOR | AC | TYPE |  | FRAME SIZE | 100L | POWER RATING | 3 KW | VOLTAGE RATING | 380 V | CURRENT RATING |  | NUMBER OF POLES | 4P | SPEED RATING | 1410 RPM | FREQUENCY RATING |  | NUMBER OF PHASE | 3PH | CONSTRUCTION MATERIAL |  | DEGREE OF PROTECTION |  | ENCLOSURE |  | MOUNTING TYPE | FLANGE | SERVICE FACTOR |  | INSULATION CLASS |  | DUTY CYCLE |  | AMBIENT TEMPERATURE |  | HAZARD CLASS |  | CERTIFICATION/STANDARD |  | ADDITIONAL FEATURES EN |  | ADDITIONAL FEATURES ES |  | ADDITIONAL FEATURES FR | [17 empty] | Production Completed
000000000060146946 | STP-004 | DATA ENRICHMENT | MUF | MUF | OK | 2022-09-28 | 2022-10-01 |  | 000000000060146946 | BHP1 | BHP Spares & Supplies | 261016 | Motors | EA | MAN2 | MOTOR, ALTERNATING CURRENT, 3KW, 132S FR | MOTOR, ALTERNATING CURRENT, 3KW, 132S FRAME SIZE, 380 VOLT, 3 PHASE, 6, POLE, 960 RPM, FOOT/FLANGE MOUNTED |  |  |  | Url Not Found | [15 empty] | MOTOR | AC | TYPE |  | FRAME SIZE | 132S | POWER RATING | 3 KW | VOLTAGE RATING | 380 V | CURRENT RATING |  | NUMBER OF POLES | 6P | SPEED RATING | 960 RPM | FREQUENCY RATING |  | NUMBER OF PHASE | 3PH | CONSTRUCTION MATERIAL |  | DEGREE OF PROTECTION |  | ENCLOSURE |  | MOUNTING TYPE | FOOT/FLANGE | SERVICE FACTOR |  | INSULATION CLASS |  | DUTY CYCLE |  | AMBIENT TEMPERATURE |  | HAZARD CLASS |  | CERTIFICATION/STANDARD |  | ADDITIONAL FEATURES EN |  | ADDITIONAL FEATURES ES |  | ADDITIONAL FEATURES FR | [17 empty] | Production Completed
000000000060115170 | STP-004 | DATA ENRICHMENT | MUF | MUF | OK | 2022-09-28 | 2022-10-01 |  | 000000000060115170 | BHP1 | BHP Spares & Supplies | 261016 | Motors | EA | MAN2 | MOTOR, ALTERNATING CURRENT, 3KW, D100L-B | MOTOR, ALTERNATING CURRENT, 3KW, D100L-BB FRAME SIZE, 380 VOLT, 3 PHASE,, 4 POLE, 1410 RPM, FLANGE MOUNTED, MODEL DZ 22 MIXER, EIRICH |  |  |  | Url Not Found | [8 empty] | MIXER | DZ 22 | EIRICH |  |  |  |  | MOTOR | AC | TYPE |  | FRAME SIZE | D100L-BB | POWER RATING | 3 KW | VOLTAGE RATING | 380 V | CURRENT RATING |  | NUMBER OF POLES | 4P | SPEED RATING | 1410 RPM | FREQUENCY RATING |  | NUMBER OF PHASE | 3PH | CONSTRUCTION MATERIAL |  | DEGREE OF PROTECTION |  | ENCLOSURE |  | MOUNTING TYPE | FLANGE | SERVICE FACTOR |  | INSULATION CLASS |  | DUTY CYCLE |  | AMBIENT TEMPERATURE |  | HAZARD CLASS |  | CERTIFICATION/STANDARD |  | ADDITIONAL FEATURES EN |  | ADDITIONAL FEATURES ES |  | ADDITIONAL FEATURES FR | [17 empty] | Production Completed
000000000060123107 | STP-004 | DATA ENRICHMENT | MUF | MUF | OK | 2022-09-28 | 2022-10-01 |  | 000000000060123107 | BHP1 | BHP Spares & Supplies | 261016 | Motors | EA | MAN2 | MOTOR, ALTERNATING CURRENT, 3KW, DX100LQ | MOTOR, ALTERNATING CURRENT, 3KW, DX100LQ FRAME SIZE, 380 VOLT, 3 PHASE,, 4 POLE, 1450 RPM, FOOT MOUNTED |  |  |  | Url Not Found | [15 empty] | MOTOR | AC | TYPE |  | FRAME SIZE | DX100LQ | POWER RATING | 3 KW | VOLTAGE RATING | 380 V | CURRENT RATING |  | NUMBER OF POLES | 4P | SPEED RATING | 1450 RPM | FREQUENCY RATING |  | NUMBER OF PHASE | 3PH | CONSTRUCTION MATERIAL |  | DEGREE OF PROTECTION |  | ENCLOSURE |  | MOUNTING TYPE | FOOT | SERVICE FACTOR |  | INSULATION CLASS |  | DUTY CYCLE |  | AMBIENT TEMPERATURE |  | HAZARD CLASS |  | CERTIFICATION/STANDARD |  | ADDITIONAL FEATURES EN |  | ADDITIONAL FEATURES ES |  | ADDITIONAL FEATURES FR | [17 empty] | Production Completed
000000000060115874 | STP-004 | DATA ENRICHMENT | MUF | MUF | OK | 2022-09-28 | 2022-10-01 |  | 000000000060115874 | BHP1 | BHP Spares & Supplies | 261016 | Motors | EA | MAN2 | MOTOR, ALTERNATING CURRENT, 3KW, DX132S | MOTOR, ALTERNATING CURRENT, 3KW, DX132S FRAME SIZE, 380 VOLT, 3 PHASE, 6, POLE, 950 RPM, FOOT MOUNTED |  |  |  | Url Not Found | [15 empty] | MOTOR | AC | TYPE |  | FRAME SIZE | DX132S | POWER RATING | 3 KW | VOLTAGE RATING | 380 V | CURRENT RATING |  | NUMBER OF POLES | 6P | SPEED RATING | 950 RPM | FREQUENCY RATING |  | NUMBER OF PHASE | 3PH | CONSTRUCTION MATERIAL |  | DEGREE OF PROTECTION |  | ENCLOSURE |  | MOUNTING TYPE | FOOT | SERVICE FACTOR |  | INSULATION CLASS |  | DUTY CYCLE |  | AMBIENT TEMPERATURE |  | HAZARD CLASS |  | CERTIFICATION/STANDARD |  | ADDITIONAL FEATURES EN |  | ADDITIONAL FEATURES ES |  | ADDITIONAL FEATURES FR | [17 empty] | Production Completed
000000000060138944 | STP-004 | DATA ENRICHMENT | MUF | MUF | OK | 2022-09-28 | 2022-10-01 |  | 000000000060138944 | BHP1 | BHP Spares & Supplies | 261016 | Motors | EA | MAN2 | MOTOR, ALTERNATING CURRENT, 45KW, 225FR | MOTOR, ALTERNATING CURRENT, 45KW, 225FR FRAME SIZE, 525 VOLT, 3 PHASE, 4, POLE, 1460 RPM, FOOT MOUNTED |  |  |  | Url Not Found | [15 empty] | MOTOR | AC | TYPE |  | FRAME SIZE | 225FR | POWER RATING | 45 KW | VOLTAGE RATING | 525 V | CURRENT RATING |  | NUMBER OF POLES | 4P | SPEED RATING | 1460 RPM | FREQUENCY RATING |  | NUMBER OF PHASE | 3PH | CONSTRUCTION MATERIAL |  | DEGREE OF PROTECTION |  | ENCLOSURE |  | MOUNTING TYPE | FOOT | SERVICE FACTOR |  | INSULATION CLASS |  | DUTY CYCLE |  | AMBIENT TEMPERATURE |  | HAZARD CLASS |  | CERTIFICATION/STANDARD |  | ADDITIONAL FEATURES EN |  | ADDITIONAL FEATURES ES |  | ADDITIONAL FEATURES FR | [17 empty] | Production Completed
000000000060123769 | STP-004 | DATA ENRICHMENT | MUF | MUF | OK | 2022-09-28 | 2022-10-01 |  | 000000000060123769 | BHP1 | BHP Spares & Supplies | 261016 | Motors | EA | MAN2 | MOTOR, ALTERNATING CURRENT, 45KW, 280S F | MOTOR, ALTERNATING CURRENT, 45KW, 280S FRAME SIZE, 380 VOLT, 3 PHASE, 6, POLE, 960 RPM, FOOT MOUNTED, SLIPRING, TYPE 1LT42806AA10 S3, SIEMENS |  |  |  | Url Not Found |  | SIEMENS | 1LT42806AA10 S3 | [12 empty] | MOTOR | AC | TYPE |  | FRAME SIZE | 280S | POWER RATING | 45 KW | VOLTAGE RATING | 380 V | CURRENT RATING |  | NUMBER OF POLES | 6P | SPEED RATING | 960 RPM | FREQUENCY RATING |  | NUMBER OF PHASE | 3PH | CONSTRUCTION MATERIAL |  | DEGREE OF PROTECTION |  | ENCLOSURE |  | MOUNTING TYPE | FOOT | SERVICE FACTOR |  | INSULATION CLASS |  | DUTY CYCLE |  | AMBIENT TEMPERATURE |  | HAZARD CLASS |  | CERTIFICATION/STANDARD |  | ADDITIONAL FEATURES EN | SLIP RING | ADDITIONAL FEATURES ES |  | ADDITIONAL FEATURES FR | [17 empty] | Production Completed
000000000060123619 | STP-004 | DATA ENRICHMENT | MUF | MUF | OK | 2022-09-28 | 2022-10-01 |  | 000000000060123619 | BHP1 | BHP Spares & Supplies | 261016 | Motors | EA | MAN2 | MOTOR, ALTERNATING CURRENT, 45KW, D225M | MOTOR, ALTERNATING CURRENT, 45KW, D225M FRAME SIZE, 380 VOLT, 3 PHASE, 4, POLE, 1450 RPM, FOOT MOUNTED |  |  |  | Url Not Found | [15 empty] | MOTOR | AC | TYPE |  | FRAME SIZE | D225M | POWER RATING | 45 KW | VOLTAGE RATING | 380 V | CURRENT RATING |  | NUMBER OF POLES | 4P | SPEED RATING | 1450 RPM | FREQUENCY RATING |  | NUMBER OF PHASE | 3PH | CONSTRUCTION MATERIAL |  | DEGREE OF PROTECTION |  | ENCLOSURE |  | MOUNTING TYPE | FOOT | SERVICE FACTOR |  | INSULATION CLASS |  | DUTY CYCLE |  | AMBIENT TEMPERATURE |  | HAZARD CLASS |  | CERTIFICATION/STANDARD |  | ADDITIONAL FEATURES EN |  | ADDITIONAL FEATURES ES |  | ADDITIONAL FEATURES FR | [17 empty] | Production Completed
000000000060123741 | STP-004 | DATA ENRICHMENT | MUF | MUF | OK | 2022-09-28 | 2022-10-01 |  | 000000000060123741 | BHP1 | BHP Spares & Supplies | 261016 | Motors | EA | MAN2 | MOTOR, ALTERNATING CURRENT, 45KW, DW280M | MOTOR, ALTERNATING CURRENT, 45KW, DW280M FRAME SIZE, 525 VOLT, 3 PHASE,, 6 POLE, 960 RPM, FOOT MOUNTED, SLIPRING |  |  |  | Url Not Found | [15 empty] | MOTOR | AC | TYPE |  | FRAME SIZE | DW280M | POWER RATING | 45 KW | VOLTAGE RATING | 525 V | CURRENT RATING |  | NUMBER OF POLES | 6P | SPEED RATING | 960 RPM | FREQUENCY RATING |  | NUMBER OF PHASE | 3PH | CONSTRUCTION MATERIAL |  | DEGREE OF PROTECTION |  | ENCLOSURE |  | MOUNTING TYPE | FOOT | SERVICE FACTOR |  | INSULATION CLASS |  | DUTY CYCLE |  | AMBIENT TEMPERATURE |  | HAZARD CLASS |  | CERTIFICATION/STANDARD |  | ADDITIONAL FEATURES EN | SLIP RING | ADDITIONAL FEATURES ES |  | ADDITIONAL FEATURES FR | [17 empty] | Production Completed
000000000060227073 | STP-004 | DATA ENRICHMENT | MUF | MUF | OK | 2022-09-28 | 2022-10-01 |  | 000000000060227073 | BHP1 | BHP Spares & Supplies | 261016 | Motors | EA | MAN2 | MOTOR, ALTERNATING CURRENT, 45KW, FRAME | MOTOR, ALTERNATING CURRENT, 45KW, FRAME SIZE 225SM, 380V, 1460RPM, 4 POLE |  |  |  | Url Not Found | [15 empty] | MOTOR | AC | TYPE |  | FRAME SIZE | 225SM | POWER RATING | 45 KW | VOLTAGE RATING | 380 V | CURRENT RATING |  | NUMBER OF POLES | 4P | SPEED RATING | 1460 RPM | FREQUENCY RATING |  | NUMBER OF PHASE |  | CONSTRUCTION MATERIAL |  | DEGREE OF PROTECTION |  | ENCLOSURE |  | MOUNTING TYPE |  | SERVICE FACTOR |  | INSULATION CLASS |  | DUTY CYCLE |  | AMBIENT TEMPERATURE |  | HAZARD CLASS |  | CERTIFICATION/STANDARD |  | ADDITIONAL FEATURES EN |  | ADDITIONAL FEATURES ES |  | ADDITIONAL FEATURES FR | [17 empty] | Production Completed
000000000060144176 | STP-004 | DATA ENRICHMENT | MUF | MUF | OK | 2022-09-28 | 2022-10-01 |  | 000000000060144176 | BHP1 | BHP Spares & Supplies | 261016 | Motors | EA | MAN2 | MOTOR, ALTERNATING CURRENT, 45KW, FRAME | MOTOR, ALTERNATING CURRENT, 45KW, FRAME SIZE 225SM, 380V, 1460RPM, 4 POLE |  |  |  | Url Not Found | [15 empty] | MOTOR | AC | TYPE |  | FRAME SIZE | 225SM | POWER RATING | 45 KW | VOLTAGE RATING | 380 V | CURRENT RATING |  | NUMBER OF POLES | 4P | SPEED RATING | 1460 RPM | FREQUENCY RATING |  | NUMBER OF PHASE |  | CONSTRUCTION MATERIAL |  | DEGREE OF PROTECTION |  | ENCLOSURE |  | MOUNTING TYPE |  | SERVICE FACTOR |  | INSULATION CLASS |  | DUTY CYCLE |  | AMBIENT TEMPERATURE |  | HAZARD CLASS |  | CERTIFICATION/STANDARD |  | ADDITIONAL FEATURES EN |  | ADDITIONAL FEATURES ES |  | ADDITIONAL FEATURES FR | [17 empty] | Production Completed
000000000060123743 | STP-004 | DATA ENRICHMENT | MUF | MUF | OK | 2022-09-28 | 2022-10-01 |  | 000000000060123743 | BHP1 | BHP Spares & Supplies | 261016 | Motors | EA | MAN2 | MOTOR, ALTERNATING CURRENT, 47KW, 280 FR | MOTOR, ALTERNATING CURRENT, 47KW, 280 FRAME SIZE, 380 VOLT, 3 PHASE, 6, POLE, 960 RPM, FOOT MOUNTED, SLIPRING |  |  |  | Url Not Found | [15 empty] | MOTOR | AC | TYPE |  | FRAME SIZE | 280 | POWER RATING | 47 KW | VOLTAGE RATING | 380 V | CURRENT RATING |  | NUMBER OF POLES | 6P | SPEED RATING | 960 RPM | FREQUENCY RATING |  | NUMBER OF PHASE | 3PH | CONSTRUCTION MATERIAL |  | DEGREE OF PROTECTION |  | ENCLOSURE |  | MOUNTING TYPE | FOOT | SERVICE FACTOR |  | INSULATION CLASS |  | DUTY CYCLE |  | AMBIENT TEMPERATURE |  | HAZARD CLASS |  | CERTIFICATION/STANDARD |  | ADDITIONAL FEATURES EN | SLIP RING | ADDITIONAL FEATURES ES |  | ADDITIONAL FEATURES FR | [17 empty] | Production Completed
000000000060145571 | STP-004 | DATA ENRICHMENT | MUF | MUF | OK | 2022-09-28 | 2022-10-01 |  | 000000000060145571 | BHP1 | BHP Spares & Supplies | 261016 | Motors | EA | MAN2 | MOTOR, ALTERNATING CURRENT, 4KW, 112 FRA | MOTOR, ALTERNATING CURRENT, 4KW, 112 FRAME SIZE, 380 VOLT, 3 PHASE, 4, POLE, 1450 RPM, FLANGE AND FOOT MOUNTED |  |  |  | Url Not Found | [15 empty] | MOTOR | AC | TYPE |  | FRAME SIZE | 112 | POWER RATING | 4 KW | VOLTAGE RATING | 380 V | CURRENT RATING |  | NUMBER OF POLES | 4P | SPEED RATING | 1450 RPM | FREQUENCY RATING |  | NUMBER OF PHASE | 3PH | CONSTRUCTION MATERIAL |  | DEGREE OF PROTECTION |  | ENCLOSURE |  | MOUNTING TYPE | FOOT/FLANGE | SERVICE FACTOR |  | INSULATION CLASS |  | DUTY CYCLE |  | AMBIENT TEMPERATURE |  | HAZARD CLASS |  | CERTIFICATION/STANDARD |  | ADDITIONAL FEATURES EN |  | ADDITIONAL FEATURES ES |  | ADDITIONAL FEATURES FR | [17 empty] | Production Completed
000000000060152100 | STP-004 | DATA ENRICHMENT | MUF | MUF | OK | 2022-09-28 | 2022-10-01 |  | 000000000060152100 | BHP1 | BHP Spares & Supplies | 261016 | Motors | EA | MAN2 | MOTOR, ALTERNATING CURRENT, 4KW, 112M FR | MOTOR, ALTERNATING CURRENT, 4KW, 112M FRAME SIZE, 525 VOLT, 3 PHASE, 4, POLE, 1450 RPM, FOOT MOUNTED |  |  |  | Url Not Found | [15 empty] | MOTOR | AC | TYPE |  | FRAME SIZE | 112M | POWER RATING | 4 KW | VOLTAGE RATING | 525 V | CURRENT RATING |  | NUMBER OF POLES | 4P | SPEED RATING | 1450 RPM | FREQUENCY RATING |  | NUMBER OF PHASE | 3PH | CONSTRUCTION MATERIAL |  | DEGREE OF PROTECTION |  | ENCLOSURE |  | MOUNTING TYPE | FOOT | SERVICE FACTOR |  | INSULATION CLASS |  | DUTY CYCLE |  | AMBIENT TEMPERATURE |  | HAZARD CLASS |  | CERTIFICATION/STANDARD |  | ADDITIONAL FEATURES EN |  | ADDITIONAL FEATURES ES |  | ADDITIONAL FEATURES FR | [17 empty] | Production Completed
000000000060227074 | STP-004 | DATA ENRICHMENT | MUF | MUF | OK | 2022-09-28 | 2022-10-01 |  | 000000000060227074 | BHP1 | BHP Spares & Supplies | 261016 | Motors | EA | MAN2 | MOTOR, ALTERNATING CURRENT, 4KW, 525V, | MOTOR, ALTERNATING CURRENT, 4KW, 525V, 980RPM, 2 POLE, KEV 60-6, STROKE 5.5MM, MODEL H1-48-12, VIBRATOR |  |  |  | Url Not Found | [15 empty] | MOTOR | AC | TYPE |  | FRAME SIZE |  | POWER RATING | 4 KW | VOLTAGE RATING | 525 V | CURRENT RATING |  | NUMBER OF POLES | 2P | SPEED RATING | 980 RPM | FREQUENCY RATING |  | NUMBER OF PHASE |  | CONSTRUCTION MATERIAL |  | DEGREE OF PROTECTION |  | ENCLOSURE |  | MOUNTING TYPE |  | SERVICE FACTOR |  | INSULATION CLASS |  | DUTY CYCLE |  | AMBIENT TEMPERATURE |  | HAZARD CLASS |  | CERTIFICATION/STANDARD |  | ADDITIONAL FEATURES EN | FOR KEV 60-6, STROKE 5.5 MM, MODEL H1-48-12 VIBRATOR UM | ADDITIONAL FEATURES ES |  | ADDITIONAL FEATURES FR | [17 empty] | Production Completed
000000000060144194 | STP-004 | DATA ENRICHMENT | MUF | MUF | OK | 2022-09-28 | 2022-10-01 |  | 000000000060144194 | BHP1 | BHP Spares & Supplies | 261016 | Motors | EA | MAN2 | MOTOR, ALTERNATING CURRENT, 4KW, 525V, 9 | MOTOR, ALTERNATING CURRENT, 4KW, 525V, 980RPM, 2 POLE, KEV 60-6, STROKE 5.5MM, MODEL H1-48-12, VIBRATOR |  |  |  | Url Not Found | [15 empty] | MOTOR | AC | TYPE |  | FRAME SIZE |  | POWER RATING | 4 KW | VOLTAGE RATING | 525 V | CURRENT RATING |  | NUMBER OF POLES | 2P | SPEED RATING | 980 RPM | FREQUENCY RATING |  | NUMBER OF PHASE |  | CONSTRUCTION MATERIAL |  | DEGREE OF PROTECTION |  | ENCLOSURE |  | MOUNTING TYPE |  | SERVICE FACTOR |  | INSULATION CLASS |  | DUTY CYCLE |  | AMBIENT TEMPERATURE |  | HAZARD CLASS |  | CERTIFICATION/STANDARD |  | ADDITIONAL FEATURES EN | FOR KEV 60-6, STROKE 5.5 MM, MODEL H1-48-12 VIBRATOR UM | ADDITIONAL FEATURES ES |  | ADDITIONAL FEATURES FR | [17 empty] | Production Completed
000000000060122766 | STP-004 | DATA ENRICHMENT | MUF | MUF | OK | 2022-09-28 | 2022-10-01 |  | 000000000060122766 | BHP1 | BHP Spares & Supplies | 261016 | Motors | EA | MAN2 | MOTOR, ALTERNATING CURRENT, 4KW, DX112M | MOTOR, ALTERNATING CURRENT, 4KW, DX112M FRAME SIZE, 380 VOLT, 3 PHASE, 4, POLE, 1450 RPM, FOOT MOUNTED |  |  |  | Url Not Found | [15 empty] | MOTOR | AC | TYPE |  | FRAME SIZE | DX112M | POWER RATING | 4 KW | VOLTAGE RATING | 380 V | CURRENT RATING |  | NUMBER OF POLES | 4P | SPEED RATING | 1450 RPM | FREQUENCY RATING |  | NUMBER OF PHASE | 3PH | CONSTRUCTION MATERIAL |  | DEGREE OF PROTECTION |  | ENCLOSURE |  | MOUNTING TYPE | FOOT | SERVICE FACTOR |  | INSULATION CLASS |  | DUTY CYCLE |  | AMBIENT TEMPERATURE |  | HAZARD CLASS |  | CERTIFICATION/STANDARD |  | ADDITIONAL FEATURES EN |  | ADDITIONAL FEATURES ES |  | ADDITIONAL FEATURES FR | [17 empty] | Production Completed
000000000060123598 | STP-004 | DATA ENRICHMENT | MUF | MUF | OK | 2022-09-28 | 2022-10-01 |  | 000000000060123598 | BHP1 | BHP Spares & Supplies | 261016 | Motors | EA | MAN2 | MOTOR, ALTERNATING CURRENT, 4KW, DZ112M | MOTOR, ALTERNATING CURRENT, 4KW, DZ112M FRAME SIZE, 380 VOLT, 3 PHASE, 4, POLE, 1450 RPM, FOOT MOUNTED |  |  |  | Url Not Found | [15 empty] | MOTOR | AC | TYPE |  | FRAME SIZE | DZ112M | POWER RATING | 4 KW | VOLTAGE RATING | 380 V | CURRENT RATING |  | NUMBER OF POLES | 4P | SPEED RATING | 1450 RPM | FREQUENCY RATING |  | NUMBER OF PHASE | 3PH | CONSTRUCTION MATERIAL |  | DEGREE OF PROTECTION |  | ENCLOSURE |  | MOUNTING TYPE | FOOT | SERVICE FACTOR |  | INSULATION CLASS |  | DUTY CYCLE |  | AMBIENT TEMPERATURE |  | HAZARD CLASS |  | CERTIFICATION/STANDARD |  | ADDITIONAL FEATURES EN |  | ADDITIONAL FEATURES ES |  | ADDITIONAL FEATURES FR | [17 empty] | Production Completed
000000000060138947 | STP-004 | DATA ENRICHMENT | MUF | MUF | OK | 2022-09-28 | 2022-10-01 |  | 000000000060138947 | BHP1 | BHP Spares & Supplies | 261016 | Motors | EA | MAN2 | MOTOR, ALTERNATING CURRENT, 5.5KW, 132 F | MOTOR, ALTERNATING CURRENT, 5.5KW, 132 FRAME SIZE, 380 VOLT, 3 PHASE, 4, POLE, 1440 RPM, FOOT/FLANGE MOUNTED |  |  |  | Url Not Found | [15 empty] | MOTOR | AC | TYPE |  | FRAME SIZE | 132 | POWER RATING | 5.5 KW | VOLTAGE RATING | 380 V | CURRENT RATING |  | NUMBER OF POLES | 4P | SPEED RATING | 1440 RPM | FREQUENCY RATING |  | NUMBER OF PHASE | 3PH | CONSTRUCTION MATERIAL |  | DEGREE OF PROTECTION |  | ENCLOSURE |  | MOUNTING TYPE | FOOT/FLANGE | SERVICE FACTOR |  | INSULATION CLASS |  | DUTY CYCLE |  | AMBIENT TEMPERATURE |  | HAZARD CLASS |  | CERTIFICATION/STANDARD |  | ADDITIONAL FEATURES EN |  | ADDITIONAL FEATURES ES |  | ADDITIONAL FEATURES FR | [17 empty] | Production Completed
000000000060138946 | STP-004 | DATA ENRICHMENT | MUF | MUF | OK | 2022-09-28 | 2022-10-01 |  | 000000000060138946 | BHP1 | BHP Spares & Supplies | 261016 | Motors | EA | MAN2 | MOTOR, ALTERNATING CURRENT, 5.5KW, 132 F | MOTOR, ALTERNATING CURRENT, 5.5KW, 132 FRAME SIZE, 380 VOLT, 3 PHASE, 4 POLE, 1440 RPM, FLANGE MOUNTED |  |  |  | Url Not Found | [15 empty] | MOTOR | AC | TYPE |  | FRAME SIZE | 132 | POWER RATING | 5.5 KW | VOLTAGE RATING | 380 V | CURRENT RATING |  | NUMBER OF POLES | 4P | SPEED RATING | 1440 RPM | FREQUENCY RATING |  | NUMBER OF PHASE | 3PH | CONSTRUCTION MATERIAL |  | DEGREE OF PROTECTION |  | ENCLOSURE |  | MOUNTING TYPE | FLANGE | SERVICE FACTOR |  | INSULATION CLASS |  | DUTY CYCLE |  | AMBIENT TEMPERATURE |  | HAZARD CLASS |  | CERTIFICATION/STANDARD |  | ADDITIONAL FEATURES EN |  | ADDITIONAL FEATURES ES |  | ADDITIONAL FEATURES FR | [17 empty] | Production Completed
000000000060138927 | STP-004 | DATA ENRICHMENT | MUF | MUF | OK | 2022-09-28 | 2022-10-01 |  | 000000000060138927 | BHP1 | BHP Spares & Supplies | 261016 | Motors | EA | MAN2 | MOTOR, ALTERNATING CURRENT, 5.5KW, 132FR | MOTOR, ALTERNATING CURRENT, 5.5KW, 132FR FRAME SIZE, 380 VOLT, 3 PHASE, 4 POLE, 1470 RPM, FOOT/FLANGE MOUNTED, 11 AMP, BRAKE |  |  |  | Url Not Found | [15 empty] | MOTOR | AC | TYPE |  | FRAME SIZE | 132FR | POWER RATING | 5.5 KW | VOLTAGE RATING | 380 V | CURRENT RATING | 11 A | NUMBER OF POLES | 4P | SPEED RATING | 1470 RPM | FREQUENCY RATING |  | NUMBER OF PHASE | 3PH | CONSTRUCTION MATERIAL |  | DEGREE OF PROTECTION |  | ENCLOSURE |  | MOUNTING TYPE | FOOT/FLANGE | SERVICE FACTOR |  | INSULATION CLASS |  | DUTY CYCLE |  | AMBIENT TEMPERATURE |  | HAZARD CLASS |  | CERTIFICATION/STANDARD |  | ADDITIONAL FEATURES EN | W/ BRAKE | ADDITIONAL FEATURES ES |  | ADDITIONAL FEATURES FR | [17 empty] | Production Completed
000000000060138942 | STP-004 | DATA ENRICHMENT | MUF | MUF | OK | 2022-09-28 | 2022-10-01 |  | 000000000060138942 | BHP1 | BHP Spares & Supplies | 261016 | Motors | EA | MAN2 | MOTOR, ALTERNATING CURRENT, 5.5KW, 132FR | MOTOR, ALTERNATING CURRENT, 5.5KW, 132FR FRAME SIZE, 380 VOLT, 3 PHASE, 4 POLE, 1400 RPM, FOOT/FLANGE MOUNTED, 12 AMP |  |  |  | Url Not Found | [15 empty] | MOTOR | AC | TYPE |  | FRAME SIZE | 132FR | POWER RATING | 5.5 KW | VOLTAGE RATING | 380 V | CURRENT RATING | 12 A | NUMBER OF POLES | 4P | SPEED RATING | 1400 RPM | FREQUENCY RATING |  | NUMBER OF PHASE | 3PH | CONSTRUCTION MATERIAL |  | DEGREE OF PROTECTION |  | ENCLOSURE |  | MOUNTING TYPE | FOOT/FLANGE | SERVICE FACTOR |  | INSULATION CLASS |  | DUTY CYCLE |  | AMBIENT TEMPERATURE |  | HAZARD CLASS |  | CERTIFICATION/STANDARD |  | ADDITIONAL FEATURES EN |  | ADDITIONAL FEATURES ES |  | ADDITIONAL FEATURES FR | [17 empty] | Production Completed
000000000060138940 | STP-004 | DATA ENRICHMENT | MUF | MUF | OK | 2022-09-28 | 2022-10-01 |  | 000000000060138940 | BHP1 | BHP Spares & Supplies | 261016 | Motors | EA | MAN2 | MOTOR, ALTERNATING CURRENT, 5.5KW, 132FR | MOTOR, ALTERNATING CURRENT, 5.5KW, 132FR FRAME SIZE, 380 VOLT, 3 PHASE, 4 POLE, 1440 RPM, FOOT/FLANGE MOUNTED |  |  |  | Url Not Found | [15 empty] | MOTOR | AC | TYPE |  | FRAME SIZE | 132FR | POWER RATING | 5.5 KW | VOLTAGE RATING | 380 V | CURRENT RATING |  | NUMBER OF POLES | 4P | SPEED RATING | 1440 RPM | FREQUENCY RATING |  | NUMBER OF PHASE | 3PH | CONSTRUCTION MATERIAL |  | DEGREE OF PROTECTION |  | ENCLOSURE |  | MOUNTING TYPE | FOOT/FLANGE | SERVICE FACTOR |  | INSULATION CLASS |  | DUTY CYCLE |  | AMBIENT TEMPERATURE |  | HAZARD CLASS |  | CERTIFICATION/STANDARD |  | ADDITIONAL FEATURES EN |  | ADDITIONAL FEATURES ES |  | ADDITIONAL FEATURES FR | [17 empty] | Production Completed
000000000060138938 | STP-004 | DATA ENRICHMENT | MUF | MUF | OK | 2022-09-28 | 2022-10-01 |  | 000000000060138938 | BHP1 | BHP Spares & Supplies | 261016 | Motors | EA | MAN2 | MOTOR, ALTERNATING CURRENT, 5.5KW, 132FR | MOTOR, ALTERNATING CURRENT, 5.5KW, 132FR FRAME SIZE, 380 VOLT, 3 PHASE, 4 POLE, 1445 RPM, FOOT/FLANGE MOUNTED, 12 AMP |  |  |  | Url Not Found | [15 empty] | MOTOR | AC | TYPE |  | FRAME SIZE | 132FR | POWER RATING | 5.5 KW | VOLTAGE RATING | 380 V | CURRENT RATING | 12 A | NUMBER OF POLES | 4P | SPEED RATING | 1445 RPM | FREQUENCY RATING |  | NUMBER OF PHASE | 3PH | CONSTRUCTION MATERIAL |  | DEGREE OF PROTECTION |  | ENCLOSURE |  | MOUNTING TYPE | FOOT/FLANGE | SERVICE FACTOR |  | INSULATION CLASS |  | DUTY CYCLE |  | AMBIENT TEMPERATURE |  | HAZARD CLASS |  | CERTIFICATION/STANDARD |  | ADDITIONAL FEATURES EN |  | ADDITIONAL FEATURES ES |  | ADDITIONAL FEATURES FR | [17 empty] | Production Completed
000000000060138939 | STP-004 | DATA ENRICHMENT | MUF | MUF | OK | 2022-09-28 | 2022-10-01 |  | 000000000060138939 | BHP1 | BHP Spares & Supplies | 261016 | Motors | EA | MAN2 | MOTOR, ALTERNATING CURRENT, 5.5KW, 132FR | MOTOR, ALTERNATING CURRENT, 5.5KW, 132FR FRAME SIZE, 380 VOLT, 3 PHASE, 4 POLE, 1445 RPM, FLANGE MOUNTED |  |  |  | Url Not Found | [15 empty] | MOTOR | AC | TYPE |  | FRAME SIZE | 132FR | POWER RATING | 5.5 KW | VOLTAGE RATING | 380 V | CURRENT RATING |  | NUMBER OF POLES | 4P | SPEED RATING | 1445 RPM | FREQUENCY RATING |  | NUMBER OF PHASE | 3PH | CONSTRUCTION MATERIAL |  | DEGREE OF PROTECTION |  | ENCLOSURE |  | MOUNTING TYPE | FLANGE | SERVICE FACTOR |  | INSULATION CLASS |  | DUTY CYCLE |  | AMBIENT TEMPERATURE |  | HAZARD CLASS |  | CERTIFICATION/STANDARD |  | ADDITIONAL FEATURES EN |  | ADDITIONAL FEATURES ES |  | ADDITIONAL FEATURES FR | [17 empty] | Production Completed