## Sheet1
MATERIAL | Project Code | Activities | Production User | CA Code | Production Comments | Start Date | End Date | Remarks | MATERIAL CODE | MATERIAL TYPE | MATERIAL TYPE DESCRIPTION | MATERIAL GROUP | MATERIAL GROUP DESCRIPTION | UOM | MANUFACTURER PROFILE | SHORT TEXT | LONG TEXT | MANUFACTURER PART NUMBER. | MANUFACTURER. | MANUFACTURER NAME. | Reference URL | Reference URL 1 | Manufacturer Name | Manufacturer Part Number | Model Number | Alternate Manufacturer | Alternate Manufacturer Part Number | Alternate Manufacturer 1 | Alternate Manufacturer Part Number 1 | Equipment Name | Equipment Model | Equipment Manufacturer | Drawing Number | Serial Number | Item Number | Enriched/Cleansed | Noun | Modifier | Attribute Name 1 | Attribute Value 1 | Attribute Name 2 | Attribute Value 2 | Attribute Name 3 | Attribute Value 3 | Attribute Name 4 | Attribute Value 4 | Attribute Name 5 | Attribute Value 5 | Attribute Name 6 | Attribute Value 6 | Attribute Name 7 | Attribute Value 7 | Attribute Name 8 | Attribute Value 8 | Attribute Name 9 | Attribute Value 9 | Attribute Name 10 | Attribute Value 10 | Attribute Name 11 | Attribute Value 11 | Attribute Name 12 | Attribute Value 12 | Attribute Name 13 | Attribute Value 13 | Attribute Name 14 | Attribute Value 14 | Attribute Name 15 | Attribute Value 15 | Attribute Name 16 | Attribute Value 16 | Attribute Name 17 | Attribute Value 17 | Attribute Name 18 | Attribute Value 18 | Attribute Name 19 | Attribute Value 19 | Attribute Name 20 | Attribute Value 20 | Attribute Name 21 | Attribute Value 21 | Attribute Name 22 | Attribute Value 22 | Attribute Name 23 | Attribute Value 23 | Attribute Name 24 | Attribute Value 24 | Attribute Name 25 | Attribute Value 25 | Attribute Name 26 | Attribute Value 26 | Attribute Name 27 | Attribute Value 27 | Attribute Name 28 | Attribute Value 28 | Attribute Name 29 | Attribute Value 29 | Attribute Name 30 | Attribute Value 30 | Status
000000000060255891 | STP-004 | DATA ENRICHMENT | SMX | SMX | OK | 2022-09-28 | 2022-09-30 |  | 000000000060255891 | BHP1 | BHP Spares & Supplies | P3040 | Stationery | EA | MAN2 | ABACUS, PLASTIC, FLAT | ABACUS, PLASTIC, FLAT |  |  |  | URL NOT FOUND | [14 empty] | CLEANSED | ABACUS | NO MODIFIER | TYPE | FLAT | NUMBER OF ROWS |  | NUMBER OF DECKS |  | DIMENSIONS |  | FRAME MATERIAL | PLASTIC | BEAD MATERIAL |  | HAZARD CLASS |  | CERTIFICATION/STANDARD |  | ADDITIONAL FEATURES EN |  | ADDITIONAL FEATURES EN |  | ADDITIONAL FEATURES FR | [39 empty] | Production Completed
000000000060174210 | STP-004 | DATA ENRICHMENT | SMX | SMX | OK | 2022-09-28 | 2022-09-30 |  | 000000000060174210 | BHP1 | BHP Spares & Supplies | 221015 | Earth moving machinery | EA | MAN2 | ACCELARAT,DIAPH,CONTROL. SLP6 /7.4/ 4.4 | ACCELARATOR,DIAPHRAGM,CONTROL. GHH SLP6 /7.4/ 4.4 P/NR GH58588-000 | 58588000 | 0019011379 | GHH MINING MACHINES | URL NOT FOUND |  | GHH MINING MACHINES | 58588000 | [11 empty] | CLEANSED | ACCELERATOR | NO MODIFIER | TYPE | DIAPHRAGM CONTROL | CONTAINER |  | COLOUR |  | COMPOSITION |  | SPECIFIC GRAVITY |  | DRYING TIME |  | VISCOSITY |  | HAZARD CLASS |  | CERTIFICATION/STANDARD |  | ADDITIONAL FEATURES EN | FOR SLP6 /7.4/ 4.4 | ADDITIONAL FEATURES ES |  | ADDITIONAL FEATURES FR | [37 empty] | Production Completed
000000000060226724 | STP-004 | DATA ENRICHMENT | SMX | SMX | OK | 2022-09-28 | 2022-09-30 |  | 000000000060226724 | BHP1 | BHP Spares & Supplies | 201211 | Cementing equipment | TON | MAN2 | AGGREGATE, 13MM P/N AGG13 | AGGREGATE, 13MM P/N AGG13 |  |  |  | http://www.rizmistone.com/new-aggregates/ |  |  | AGG13 | [11 empty] | CLEANSED | AGGREGATE | NO MODIFIER | TYPE |  | SIZE | 13 MM | CONTAINER SIZE |  | CONTAINER TYPE |  | HAZARD CLASS |  | CERTIFICATION/STANDARD |  | ADDITIONAL FEATURES EN |  | ADDITIONAL FEATURES ES |  | ADDITIONAL FEATURES FR | [43 empty] | Production Completed
000000000060249905 | STP-004 | DATA ENRICHMENT | SMX | SMX | OK | 2022-09-28 | 2022-09-30 |  | 000000000060249905 | BHP1 | BHP Spares & Supplies | 411100 | Measuring, observing and testing instruments | EA | MAN2 | ANEMOMETER,THERMO,MT90,AIR,VELOCITY,TEMP | ANEMOMETER, THERMO, MT90, AIR, VELOCITY, TEMPERATURE, METER | MT90 | 0019011819 | Unknown | https://major-tech.com/product/mini-bluetooth-thermo-anemometer/ |  |  | MT90 | [11 empty] | CLEANSED | ANEMOMETER | NO MODIFIER | TYPE | THERMO,AIR/VELOCITY/TEMPERATURE | MEASURING RANGE |  | ACCURACY | +/-3 PCT | RESOLUTION | 0.1 DEG C,0.1 MPH | DISPLAY TYPE | LCD | CONNECTION TYPE |  | CABLE LENGTH |  | SIZE | 213 X 54 X 36 MM | INPUT RATING |  | HAZARD CLASS |  | CERTIFICATION/STANDARD |  | ADDITIONAL FEATURES EN |  | ADDITIONAL FEATURES ES |  | ADDITIONAL FEATURES FR | [33 empty] | Production Completed
000000000060188383 | STP-004 | DATA ENRICHMENT | SMX | SMX | OK | 2022-09-28 | 2022-09-30 |  | 000000000060188383 | BHP1 | BHP Spares & Supplies | 391200 | Electrical equipment and components and supplies | EA | MAN2 | MINI SUB BOOT KIT,SILICONE, RCA | MINI SUB BOOT KIT,SILICONE, RCA |  |  |  | URL NOT FOUND | [14 empty] | CLEANSED | KIT | NO MODIFIER | TYPE | MINI SUB BOOT | CONTENTS |  | NUMBER OF ITEMS |  | HAZARD CLASS |  | CERTIFICATION/STANDARD |  | ADDITIONAL FEATURES EN | CONNECTOR:RCA,MATERIAL:SILICONE | ADDITIONAL FEATURES ES |  | ADDITIONAL FEATURES FR | [45 empty] | Production Completed
000000000060226154 | STP-004 | DATA ENRICHMENT | SMX | SMX | OK | 2022-09-28 | 2022-09-30 | UNABLE TO IDNETIFY NM | 000000000060226154 | BHP1 | BHP Spares & Supplies | 461516 | Security and control equipment | EA | MAN2 | BOSAL 25MM | BOSAL 25MM |  |  |  | UNABLE TO IDNETIFY NM | [14 empty] | UNABLE TO IDNETIFY NM | UNABLE TO IDNETIFY NM | UNABLE TO IDNETIFY NM | [60 empty] | Production Completed
000000000060149715 | STP-004 | DATA ENRICHMENT | SMX | SMX | OK | 2022-09-28 | 2022-09-30 | UNABLE TO IDNETIFY NM | 000000000060149715 | BHP1 | BHP Spares & Supplies | 312700 | Machine made parts | EA | MAN2 | BOTTOM, SETTLING, COMPLETE, 954 X 976 X | BOTTOM, SETTLING, COMPLETE, 954 X 976 X 3.15 X 3.15MM, JIG 2, DWG F02-573, MULTOTEC |  |  |  | UNABLE TO IDNETIFY NM | [14 empty] | UNABLE TO IDNETIFY NM | UNABLE TO IDNETIFY NM | UNABLE TO IDNETIFY NM | [60 empty] | Production Completed
000000000060242580 | STP-004 | DATA ENRICHMENT | SMX | SMX | OK | 2022-09-28 | 2022-09-30 | SUITABLE NM NOT FOUND | 000000000060242580 | BHP1 | BHP Spares & Supplies | 271119 | Rough and finishing tools | EA | MAN2 | BRADAWL,600X600MM | BRADAWL , 600X600MM |  |  |  | SUITABLE NM NOT FOUND | [14 empty] | SUITABLE NM NOT FOUND | SUITABLE NM NOT FOUND | SUITABLE NM NOT FOUND | [60 empty] | Production Completed
000000000060253995 | STP-004 | DATA ENRICHMENT | SMX | SMX | OK | 2022-09-28 | 2022-09-30 | SUITABLE NM NOT FOUND | 000000000060253995 | BHP1 | BHP Spares & Supplies | 200000 | Mining Machinery and Accessories | EA | MAN2 | BUDS,EAR,ALEX,VARGA,INSOMNIA,TWS | BUDS, EAR, ALEX, VARGA, INSOMNIA, TWS |  |  |  | SUITABLE NM NOT FOUND | [14 empty] | SUITABLE NM NOT FOUND | SUITABLE NM NOT FOUND | SUITABLE NM NOT FOUND | [60 empty] | Production Completed
000000000060241647 | STP-004 | DATA ENRICHMENT | SMX | SMX | OK | 2022-09-28 | 2022-09-30 |  | 000000000060241647 | BHP1 | BHP Spares & Supplies | 200000 | Mining Machinery and Accessories | EA | MAN2 | BUMP,STOP,VOLVO,1629744 | BUMPSTOP,VOLVO,1629744 | 1629744 - BUMP STOP |  |  | https://lpmuk.com/shop/rubber-buffer-frame/buffer-stop-7401629744-1629744/ |  | VOLVO | 1629744 | [11 empty] | ENRICHED | STOP | NO MODIFIER | TYPE | BUMP,BUFFER | SIZE |  | MATERIAL |  | HAZARD CLASS |  | CERTIFICATION/STANDARD |  | ADDITIONAL FEATURES EN |  | ADDITIONAL FEATURES ES |  | ADDITIONAL FEATURES FR | [45 empty] | Production Completed
000000000060234546 | STP-004 | DATA ENRICHMENT | SMX | SMX | OK | 2022-09-28 | 2022-09-30 |  | 000000000060234546 | BHP1 | BHP Spares & Supplies | P1045 | Electrical equipment & parts, switches, switchboards, barrie | EA | MAN2 | BUZZER 110/240V AC C/H NO 54096 | BUZZER 110/240V AC C/H NO 5409617-970012/K876-R5 |  |  |  | https://picclick.co.uk/WERMA-693-000-55-24VDC-Hooter-134169839230.html?refresh=1 |  |  | K876-R5 | [11 empty] | CLEANSED | BUZZER | NO MODIFIER | TYPE |  | SOUND INTENSITY |  | ELECTRICAL RATING | 110/240 VAC | OPERATING FREQUENCY |  | TERMINAL TYPE |  | MOUNTING TYPE |  | SIZE |  | MATERIAL |  | HAZARD CLASS |  | CERTIFICATION/STANDARD |  | ADDITIONAL FEATURES EN | C/H NO:5409617-970012 | ADDITIONAL FEATURES ES |  | ADDITIONAL FEATURES FR | [35 empty] | Production Completed
000000000060244064 | STP-004 | DATA ENRICHMENT | SMX | SMX | OK | 2022-09-28 | 2022-09-30 | SUITABLE NM NOT FOUND | 000000000060244064 | BHP1 | BHP Spares & Supplies | 200000 | Mining Machinery and Accessories | EA | MAN2 | CAB,ENCLOSURE,R/H,ASSY,UV-09100636 | CAB,ENCLOSURE,R/H,ASSY,UV-09100636 | UV-09100636 | 0019011370 | AARD MINING | SUITABLE NM NOT FOUND |  | AARD MINING | UV-09100636 | [11 empty] | SUITABLE NM NOT FOUND | SUITABLE NM NOT FOUND | SUITABLE NM NOT FOUND | [60 empty] | Production Completed
000000000060254984 | STP-004 | DATA ENRICHMENT | SMX | SMX | OK | 2022-09-28 | 2022-09-30 |  | 000000000060254984 | BHP1 | BHP Spares & Supplies | 441018 | Calculating machines | EA | MAN2 | CALCULATOR,NEXX,PALM,CH903 | CALCULATOR,NEXX,PALM,CH903 |  |  |  | https://www.takealot.com/nexx-ch903-8-digit-palm-fit-calculator/PLID70675218 |  | NEXX | CH903 | [11 empty] | ENRICHED | CALCULATOR | NO MODIFIER | TYPE | PALM FIT | DISPLAY TYPE |  | DISPLAY DIGITS | 8 | POWER SUPPLY |  | HAZARD CLASS |  | CERTIFICATION/STANDARD |  | ADDITIONAL FEATURES EN |  | ADDITIONAL FEATURES ES |  | ADDITIONAL FEATURES FR | [43 empty] | Production Completed
000000000060251836 | STP-004 | DATA ENRICHMENT | SMX | SMX | OK | 2022-09-28 | 2022-09-30 |  | 000000000060251836 | BHP1 | BHP Spares & Supplies | 271132 | Tool kits | EA | MAN2 | CALCULATOR,SCIENTIFIC,DFC240,EDI8250080K | CALCULATOR,SCIENTIFIC,DFC240,EDI8250080K |  |  |  | https://www.cromwell.co.uk/shop/office-supplies/calculators/dfc240-scientific-calculator/p/EDI8250080K |  |  | EDI8250080K |  |  | DFC240 | [8 empty] | ENRICHED | CALCULATOR | NO MODIFIER | TYPE | SCIENTIFIC | DISPLAY TYPE | LCD | DISPLAY DIGITS | 2 LINE | POWER SUPPLY |  | HAZARD CLASS |  | CERTIFICATION/STANDARD |  | ADDITIONAL FEATURES EN |  | ADDITIONAL FEATURES ES |  | ADDITIONAL FEATURES FR | [43 empty] | Production Completed
000000000060242699 | STP-004 | DATA ENRICHMENT | SMX | SMX | OK | 2022-09-28 | 2022-09-30 |  | 000000000060242699 | BHP1 | BHP Spares & Supplies | 441017 | Printer, photocopier and facsimile accessories | EA | MAN2 | CALCULATOR,SHARP,12 DIGIT,ELSIMATE EL-21 | CALCULATOR,TWIN POWER,SHARP,12 DIGIT,ELSIMATE EL-2128V | 200-SHEL2128 |  |  | http://www.worldft.co.za/files/S1.pdf |  | SHARP | 200-SHEL2128 |  | SHARP | EL-2128V | [8 empty] | CLEANSED | CALCULATOR | NO MODIFIER | TYPE |  | DISPLAY TYPE |  | DISPLAY DIGITS | 12 | POWER SUPPLY |  | HAZARD CLASS |  | CERTIFICATION/STANDARD |  | ADDITIONAL FEATURES EN | BRAND:TWIN POWER,ELSIMATE | ADDITIONAL FEATURES ES |  | ADDITIONAL FEATURES FR | [43 empty] | Production Completed
000000000060234171 | STP-004 | DATA ENRICHMENT | SMX | SMX | OK | 2022-09-28 | 2022-09-30 |  | 000000000060234171 | BHP1 | BHP Spares & Supplies | 441018 | Calculating machines | EA | MAN2 | CALCULATOR,SHARP,EL531WHB | SHARP,EL531WHB,CALCULATOR |  |  |  | https://www.pnp.co.za/pnpstorefront/pnp/en/All-Products/Electronics-&-Office/Stationery/Calculators/Scientific-Calculators/Sharp-EL531WHB-Scientific-Calculator/p/000000000000410446_EA |  |  | EL531WHB |  | SHARP | [9 empty] | ENRICHED | CALCULATOR | NO MODIFIER | TYPE | SCIENTIFIC | DISPLAY TYPE |  | DISPLAY DIGITS | 12 | POWER SUPPLY |  | HAZARD CLASS |  | CERTIFICATION/STANDARD |  | ADDITIONAL FEATURES EN |  | ADDITIONAL FEATURES ES |  | ADDITIONAL FEATURES FR | [43 empty] | Production Completed
000000000060220279 | STP-004 | DATA ENRICHMENT | SMX | SMX | OK | 2022-09-28 | 2022-09-30 |  | 000000000060220279 | BHP1 | BHP Spares & Supplies | 401015 | Ventilation | EA | MAN2 | CALBRATOR,AUTO SENTNEL SNGLE PONT | CALIBRATOR, AUTO SENTINEL SINGLE POINT | SEN33COM342 | 0019009093 | SCHAUENBURG FLEXADUX CORP | URL NOT FOUND |  | SCHAUENBURG FLEXADUX CORP | SEN33COM342 | [11 empty] | CLEANSED | CALIBRATOR | NO MODIFIER | TYPE | AUTO SENTINEL,SINGLE POINT | MEASUREMENT TYPE |  | MEASURING RANGE |  | ACCURACY |  | DISPLAY TYPE |  | RESOLUTION |  | VOLTAGE RATING |  | CURRENT RATING |  | SIZE |  | HAZARD CLASS |  | CERTIFICATION/STANDARD |  | ADDITIONAL FEATURES EN |  | ADDITIONAL FEATURES ES |  | ADDITIONAL FEATURES FR | [33 empty] | Production Completed
000000000060013742 | STP-004 | DATA ENRICHMENT | SMX | SMX | OK | 2022-09-28 | 2022-09-30 | SUITABLE NM NOT FOUND | 000000000060013742 | BHP1 | BHP Spares & Supplies | 201211 | Cementing equipment | BAG | MAN2 | CAPCEM, CAPSULE, CEMENT SMALL, 25MMX320M | CAPCEM SMALL CEMENT CAPSULE, 25MM X 320MM, TWO TONS TENSILE STRENGTH IN, ONE HOUR |  |  |  | SUITABLE NM NOT FOUND | [14 empty] | SUITABLE NM NOT FOUND | SUITABLE NM NOT FOUND | SUITABLE NM NOT FOUND | [60 empty] | Production Completed
000000000060249740 | STP-004 | DATA ENRICHMENT | SMX | SMX | OK | 2022-09-28 | 2022-09-30 | SUITABLE NM NOT FOUND | 000000000060249740 | BHP1 | BHP Spares & Supplies | 200000 | Mining Machinery and Accessories | EA | MAN2 | CAPSULE,MSDS,50X330MM,CAPS,END | CAPSULE,MSDS,50X330MM,CAPS,END,1XGREEN,REFLECTIVE,STICKER |  |  |  | SUITABLE NM NOT FOUND | [14 empty] | SUITABLE NM NOT FOUND | SUITABLE NM NOT FOUND | SUITABLE NM NOT FOUND | [60 empty] | Production Completed
000000000060226417 | STP-004 | DATA ENRICHMENT | SMX | SMX | OK | 2022-09-28 | 2022-09-30 |  | 000000000060226417 | BHP1 | BHP Spares & Supplies | 131110 | Resins | EA | MAN2 | CAPSULES,RESN,30MM FOR A 1.5M AND 1.8M | RESIN CAPSULES 30MM FOR A 1.5MX20MM AND 1.8MX20MM BOLT, STOCK CODE:RC3050060.500510(DC)R1:2 |  |  |  | URL NOT FOUND | [14 empty] | CLEANSED | RESIN | NO MODIFIER | TYPE | CAPSULE | FORM |  | CONTAINER |  | BONDING TYPE |  | MATERIAL |  | COLOUR |  | TEMPERATURE RATING |  | HAZARD CLASS |  | CERTIFICATION/STANDARD |  | ADDITIONAL FEATURES EN | SIZE:30 MM,FOR A 1.5 M X 20 MM AND 1.8 M X 20 MM BOLT,STOCK CODE:RC3050060.500510(DC)R1:2 | ADDITIONAL FEATURES ES |  | ADDITIONAL FEATURES FR | [37 empty] | Production Completed
000000000060221780 | STP-004 | DATA ENRICHMENT | SMX | SMX | OK | 2022-09-28 | 2022-09-30 | SUITABLE NM NOT FOUND | 000000000060221780 | BHP1 | BHP Spares & Supplies | 312824 | Explosive formed components | BAG | MAN2 | STEMMNG CAPSULE,28X150MM,4000 UNTS P | STEMMING CAPSULE, 28X150MM,(4000 UNITS P/BAG) |  |  |  | SUITABLE NM NOT FOUND | [14 empty] | SUITABLE NM NOT FOUND | SUITABLE NM NOT FOUND | SUITABLE NM NOT FOUND | [60 empty] | Production Completed
000000000060246851 | STP-004 | DATA ENRICHMENT | SMX | SMX | OK | 2022-09-28 | 2022-09-30 |  | 000000000060246851 | BHP1 | BHP Spares & Supplies | 111600 | Fabrics and leather materials | EA | MAN2 | CARPET,BEDSIDE | CARPET,BEDSIDE |  |  |  | URL NOT FOUND | [14 empty] | CLEANSED | MAT | NO MODIFIER | TYPE | BEDSIDE CARPET | SIZE |  | MATERIAL |  | COLOUR |  | HAZARD CLASS |  | CERTIFICATION/STANDARD |  | ADDITIONAL FEATURES EN |  | ADDITIONAL FEATURES ES |  | ADDITIONAL FEATURES FR | [43 empty] | Production Completed
000000000060256143 | STP-004 | DATA ENRICHMENT | SMX | SMX | OK | 2022-09-28 | 2022-09-30 |  | 000000000060256143 | BHP1 | BHP Spares & Supplies | 200000 | Mining Machinery and Accessories | EA | MAN2 | CATCH,PIVOT,PLATE,ROPE,2PPP | CATCH, PIVOT, PLATE, ROPE, 2PPP |  |  |  | URL NOT FOUND | [14 empty] | CLEANSED | CATCH | NO MODIFIER | TYPE | PIVOT PLATE,ROPE | SIZE |  | MATERIAL |  | MOUNTING TYPE |  | HAZARD CLASS |  | CERTIFICATION/STANDARD |  | ADDITIONAL FEATURES EN | 2PPP | ADDITIONAL FEATURES ES |  | ADDITIONAL FEATURES FR | [43 empty] | Production Completed
000000000060240743 | STP-004 | DATA ENRICHMENT | SMX | SMX | OK | 2022-09-28 | 2022-09-30 |  | 000000000060240743 | BHP1 | BHP Spares & Supplies | 200000 | Mining Machinery and Accessories | EA | MAN2 | CONDENSER,56E,07,21132,KOMATSU | CONDENSER,56E,07,21132,KOMATSU | 56E-07-21132 CONDENSER ASSEMBLY |  |  | https://en.av-gk.ru/spare/komatsu/56e-07-21132/ |  | KOMATSU | 56E-07-21132 | [11 empty] | ENRICHED | CONDENSER | NO MODIFIER | TYPE | FRONT | CAPACITY |  | BTUH RATING |  | REFRIGERANT |  | POWER SUPPLY |  | SIZE |  | MATERIAL |  | TEMPERATURE RATING |  | HAZARD CLASS |  | CERTIFICATION/STANDARD |  | ADDITIONAL FEATURES EN | ASSEMBLY | ADDITIONAL FEATURES ES |  | ADDITIONAL FEATURES FR | [35 empty] | Production Completed
000000000060242097 | STP-004 | DATA ENRICHMENT | SMX | SMX | OK | 2022-09-28 | 2022-09-30 |  | 000000000060242097 | BHP1 | BHP Spares & Supplies | 200000 | Mining Machinery and Accessories | EA | MAN2 | CONDENSER,ASSY,56E-07-21133,KOMATSU,WA50 | CONDENSER,ASSY,56E-07-21133,KOMATSU,WA500 | 56E-07-21133 CONDENSER ASSEMBLY |  |  | https://k-part.777parts.org/spare/komatsu/56e-07-21133/ |  | KOMATSU | 56E-07-21133 | [6 empty] | WA500 | KOMATSU |  |  |  | ENRICHED | CONDENSER | NO MODIFIER | TYPE | FRONT | CAPACITY |  | BTUH RATING |  | REFRIGERANT |  | POWER SUPPLY |  | SIZE |  | MATERIAL |  | TEMPERATURE RATING |  | HAZARD CLASS |  | CERTIFICATION/STANDARD |  | ADDITIONAL FEATURES EN | ASSEMBLY | ADDITIONAL FEATURES ES |  | ADDITIONAL FEATURES FR | [35 empty] | Production Completed
000000000060022805 | STP-004 | DATA ENRICHMENT | SMX | SMX | OK | 2022-09-28 | 2022-09-30 |  | 000000000060022805 | BHP1 | BHP Spares & Supplies | 401516 | Compressors | DR | MAN2 | COOLANT, TYPE SSR 2000 ROTARY COMPRESSOR | COOLANT, TYPE SSR 2000 ROTARY COMPRESSOR, INGERSOLL RAND, 25L DRUM | 92542992 | 0019001717 | INGERSOLL-RAND CORP | https://www.industrialairpower.com/92542992-ssr-orig-25-liter-coolant.html |  | INGERSOLL-RAND CORP | 92542992 | [5 empty] | ROTARY COMPRESSOR | SSR 2000 |  |  |  |  | CLEANSED | COOLANT | NO MODIFIER | TYPE |  | TRADE NAME |  | CONTAINER SIZE | 25 L | CONTAINER TYPE | DRUM | TEMPERATURE RATING |  | HAZARD CLASS |  | CERTIFICATION/STANDARD |  | ADDITIONAL FEATURES EN |  | ADDITIONAL FEATURES ES |  | ADDITIONAL FEATURES FR | [41 empty] | Production Completed
000000000060228588 | STP-004 | DATA ENRICHMENT | SMX | SMX | OK | 2022-09-28 | 2022-09-30 |  | 000000000060228588 | BHP1 | BHP Spares & Supplies | 221015 | Earth moving machinery | DR | MAN2 | COOLANT,ENGINE ADDITIVE P/N 01110016 | COOLANT,ENGINE ADDITIVE P/N 01110016 | 1110016 | 0019011379 | GHH MINING MACHINES | URL NOT FOUND |  | GHH MINING MACHINES | 1110016 | [11 empty] | CLEANSED | COOLANT | NO MODIFIER | TYPE | ENGINE ADDITIVE | TRADE NAME |  | CONTAINER SIZE |  | CONTAINER TYPE |  | TEMPERATURE RATING |  | HAZARD CLASS |  | CERTIFICATION/STANDARD |  | ADDITIONAL FEATURES EN |  | ADDITIONAL FEATURES ES |  | ADDITIONAL FEATURES FR | [41 empty] | Production Completed
000000000060228021 | STP-004 | DATA ENRICHMENT | SMX | SMX | OK | 2022-09-28 | 2022-09-30 |  | 000000000060228021 | BHP1 | BHP Spares & Supplies | 251917 | Vehicle servicing equipment | DR | MAN2 | COOLANT,ENGINE,BELL,20 LITRE ,HLR | COOLANT, ENGINE, BELL, 20 LITRE , HLR, NEW STOCK AS PER ESSI : 908, MSDS: 0544 | DN005612 | 0019008535 | BELL EQUIPMENT CO SA (PTY) LTD | URL NOT FOUND |  | BELL EQUIPMENT CO SA (PTY) LTD | DN005612 | [11 empty] | CLEANSED | COOLANT | NO MODIFIER | TYPE |  | TRADE NAME |  | CONTAINER SIZE | 20 L | CONTAINER TYPE |  | TEMPERATURE RATING |  | HAZARD CLASS |  | CERTIFICATION/STANDARD |  | ADDITIONAL FEATURES EN | FOR HLR,NEW STOCK AS PER ESSI:908,MSDS:0544 | ADDITIONAL FEATURES ES |  | ADDITIONAL FEATURES FR | [41 empty] | Production Completed
000000000060232922 | STP-004 | DATA ENRICHMENT | SMX | SMX | OK | 2022-09-28 | 2022-09-30 |  | 000000000060232922 | BHP1 | BHP Spares & Supplies | 200000 | Mining Machinery and Accessories | EA | MAN2 | COOLANT,PUMP,BF4M1012E,M29307455,DD210L | PUMP COOLANT BF4M1012E, PN M29307455, DD210L | M29307455 | 0019008613 | DEUTZ ENGINES | URL NOT FOUND |  | DEUTZ ENGINES | M29307455 | [5 empty] | PUMP | BF4M1012E,DD210L |  |  |  |  | CLEANSED | COOLANT | NO MODIFIER | TYPE |  | TRADE NAME |  | CONTAINER SIZE |  | CONTAINER TYPE |  | TEMPERATURE RATING |  | HAZARD CLASS |  | CERTIFICATION/STANDARD |  | ADDITIONAL FEATURES EN |  | ADDITIONAL FEATURES ES |  | ADDITIONAL FEATURES FR | [41 empty] | Production Completed
000000000060226300 | STP-004 | DATA ENRICHMENT | SMX | SMX | OK | 2022-09-28 | 2022-09-30 | SERIES MATCH | 000000000060226300 | BHP1 | BHP Spares & Supplies | 401515 | Pumps | EA | MAN2 | FLUSH,MANUAL | FLUSH, MANUAL | MF-01 |  |  | https://southco.com/en_in_int/mf-01-110-60 |  |  | MF-01 | [11 empty] | ENRICHED | LATCH | DOOR | TYPE | FLUSH ENTRY,MANUAL | SIZE | 10 X 12.7 MM | MATERIAL | ALUMINUM | COATING/FINISH |  | HAZARD CLASS |  | CERTIFICATION/STANDARD |  | ADDITIONAL FEATURES EN |  | ADDITIONAL FEATURES ES |  | ADDITIONAL FEATURES FR | [43 empty] | Production Completed
000000000060247476 | STP-004 | DATA ENRICHMENT | SMX | SMX | OK | 2022-09-28 | 2022-09-30 |  | 000000000060247476 | BHP1 | BHP Spares & Supplies | 311600 | Hardware | EA | MAN2 | FLUSH,PIPE,URINAL, | URINAL,FLUSH,PIPE |  |  |  | URL NOT FOUND | [14 empty] | CLEANSED | PIPE | NO MODIFIER | TYPE | URINAL FLUSH | NOMINAL SIZE |  | LENGTH |  | END CONNECTION |  | MATERIAL |  | OUTSIDE DIAMETER |  | HAZARD CLASS |  | CERTIFICATION/STANDARD |  | ADDITIONAL FEATURES EN |  | ADDITIONAL FEATURES ES |  | ADDITIONAL FEATURES FR | [39 empty] | Production Completed
000000000060238211 | STP-004 | DATA ENRICHMENT | SMX | SMX | OK | 2022-09-28 | 2022-09-30 | SUITABLE NM NOT FOUND | 000000000060238211 | BHP1 | BHP Spares & Supplies | 200000 | Mining Machinery and Accessories | EA | MAN2 | FLUSH,REAR,ENTRY,LTPMB/16/2 | FLUSH REAR ENTRY, PN LTPMB/16/2 | LTPMB/16/2 |  |  | SUITABLE NM NOT FOUND |  |  | LTPMB/16/2 | [11 empty] | SUITABLE NM NOT FOUND | SUITABLE NM NOT FOUND | SUITABLE NM NOT FOUND | [60 empty] | Production Completed
000000000060170474 | STP-004 | DATA ENRICHMENT | SMX | SMX | OK | 2022-09-28 | 2022-09-30 |  | 60170474 | BHP1 | BHP Spares & Supplies | 391016 | Lamps | EA | MAN2 | FLUSH: 22MM, XB2-BA21 | FLUSH: 22MM, XB2-BA21, ELECTRO DIESEL |  |  |  | https://www.se.com/au/en/product/XB2BA21/black-pushbutton-%C3%B8-22-flush-spring-return-1no/ |  |  | XB2BA21 |  | ELECTRO DIESEL | [9 empty] | ENRICHED | SWITCH | PUSHBUTTON | TYPE |  | VOLTAGE RATING | 400 V | CURRENT RATING | 10 A | NUMBER OF POSITIONS |  | CONTACT CONFIGURATION | 1 NO | ACTION |  | MOUNTING TYPE | FLUSH | TEMPERATURE RATING |  | INSULATION RESISTANCE |  | POWER RATING |  | MATERIAL | ZAMAK | COLOUR | BLACK | SIZE | 22 MM | HAZARD CLASS |  | CERTIFICATION/STANDARD |  | ADDITIONAL FEATURES EN |  | ADDITIONAL FEATURES ES |  | ADDITIONAL FEATURES FR | [25 empty] | Production Completed
000000000060029372 | STP-004 | DATA ENRICHMENT | SMX | SMX | OK | 2022-09-28 | 2022-09-30 |  | 000000000060029372 | BHP1 | BHP Spares & Supplies | 461800 | Personal safety and protection | PR | MAN2 | LACES, BOOT, COMBAT, NUTRIA BROWN (PAIR) | LACES, BOOT, COMBAT, NUTRIA BROWN (PAIR), FLAT, 1500MM LONG. FBLBRN120 |  |  |  | URL NOT FOUND |  |  | FBLBRN120 | [11 empty] | CLEANSED | LACE | SHOE | TYPE |  | SIZE | LG 1500 MM | MATERIAL |  | COATING/FINISH |  | HAZARD CLASS |  | CERTIFICATION/STANDARD |  | ADDITIONAL FEATURES EN | COLOUR:NUTRIA BROWN,PACKAGING TYPE:PAIR,FOR COMBAT FLAT BOOT | ADDITIONAL FEATURES ES |  | ADDITIONAL FEATURES FR | [43 empty] | Production Completed
000000000060128717 | STP-004 | DATA ENRICHMENT | SMX | SMX | OK | 2022-09-28 | 2022-09-30 |  | 000000000060128717 | BHP1 | BHP Spares & Supplies | 461800 | Personal safety and protection | PR | MAN2 | LACES, BOOT, LEATHER, 1M LONG | LACES, BOOT, LEATHER, 1M LONG, REDUNDANT AS PER ESSI: 372 |  |  |  | URL NOT FOUND | [14 empty] | CLEANSED | LACE | SHOE | TYPE |  | SIZE | LG 1 M | MATERIAL |  | COATING/FINISH |  | HAZARD CLASS |  | CERTIFICATION/STANDARD |  | ADDITIONAL FEATURES EN | FOR LEATHER BOOT,REDUNDANT AS PER ESSI:372 | ADDITIONAL FEATURES ES |  | ADDITIONAL FEATURES FR | [43 empty] | Production Completed
000000000060029364 | STP-004 | DATA ENRICHMENT | SMX | SMX | OK | 2022-09-28 | 2022-09-30 |  | 000000000060029364 | BHP1 | BHP Spares & Supplies | 461800 | Personal safety and protection | PR | MAN2 | LACES, SHOE, NYLON/POLYESTER, BLACK, 600 | LACES, SHOE, NYLON/POLYESTER, BLACK, 600MM |  |  |  | URL NOT FOUND | [14 empty] | CLEANSED | LACE | SHOE | TYPE |  | SIZE | 600 MM | MATERIAL | NYLON/POLYESTER | COATING/FINISH |  | HAZARD CLASS |  | CERTIFICATION/STANDARD |  | ADDITIONAL FEATURES EN | COLOUR:BLACK | ADDITIONAL FEATURES ES |  | ADDITIONAL FEATURES FR | [43 empty] | Production Completed
000000000060029365 | STP-004 | DATA ENRICHMENT | SMX | SMX | OK | 2022-09-28 | 2022-09-30 |  | 000000000060029365 | BHP1 | BHP Spares & Supplies | 461800 | Personal safety and protection | PR | MAN2 | LACES, SHOE, NYLON/POLYESTER, BROWN, 600 | LACES, SHOE, NYLON/POLYESTER, BROWN, 600MM |  |  |  | URL NOT FOUND | [14 empty] | CLEANSED | LACE | SHOE | TYPE |  | SIZE | 600 MM | MATERIAL | NYLON/POLYESTER | COATING/FINISH |  | HAZARD CLASS |  | CERTIFICATION/STANDARD |  | ADDITIONAL FEATURES EN | COLOUR:BROWN | ADDITIONAL FEATURES ES |  | ADDITIONAL FEATURES FR | [43 empty] | Production Completed
000000000060145419 | STP-004 | DATA ENRICHMENT | SMX | SMX | OK | 2022-09-28 | 2022-09-30 | SUITABLE NM NOT FOUND | 000000000060145419 | BHP1 | BHP Spares & Supplies | 221015 | Earth moving machinery | EA | MAN2 | LOADER AIR COMPLETE; EIMCO 21B, BATEMAN | LOADER AIR COMPLETE; EIMCO 21B, BATEMAN |  |  |  | SUITABLE NM NOT FOUND | [14 empty] | SUITABLE NM NOT FOUND | SUITABLE NM NOT FOUND | SUITABLE NM NOT FOUND | [60 empty] | Production Completed
000000000060010156 | STP-004 | DATA ENRICHMENT | SMX | SMX | OK | 2022-09-28 | 2022-09-30 | SUITABLE NM NOT FOUND | 000000000060010156 | BHP1 | BHP Spares & Supplies | 121315 | Explosives | EA | MAN2 | LOADER, MK3, WITH 15KG BLUE BOWL & 1.8KG | LOADER, MK3, WITH 15KG BLUE BOWL & 1.8KG BLACK PIPE, L H LATEGAN | L031 | 0019008753 | L H LATEGAN | SUITABLE NM NOT FOUND |  | L H LATEGAN | L031 | [11 empty] | SUITABLE NM NOT FOUND | SUITABLE NM NOT FOUND | SUITABLE NM NOT FOUND | [60 empty] | Production Completed
000000000060249729 | STP-004 | DATA ENRICHMENT | SMX | SMX | OK | 2022-09-28 | 2022-09-30 | SUITABLE NM NOT FOUND | 000000000060249729 | BHP1 | BHP Spares & Supplies | 200000 | Mining Machinery and Accessories | EA | MAN2 | LOADER,ANFO,MKIII,25KG,GREY,BOWL,,4.0KG, | LOADER,ANFO,MKIII,25KG,GREY,BOWL,,4.0KG,YELLOW,PIPE | L042 |  |  | SUITABLE NM NOT FOUND |  |  | L042 | [11 empty] | SUITABLE NM NOT FOUND | SUITABLE NM NOT FOUND | SUITABLE NM NOT FOUND | [60 empty] | Production Completed
000000000060253491 | STP-004 | DATA ENRICHMENT | SMX | SMX | OK | 2022-09-28 | 2022-09-30 | SUITABLE NM NOT FOUND | 000000000060253491 | BHP1 | BHP Spares & Supplies | 200000 | Mining Machinery and Accessories | EA | MAN2 | LOADER,CRAWLER,MUCKING,LWLX-60 | LOADER, CRAWLER, MUCKING, LWLX-60, WITH, ELECTRICAL, MOTOR | LWLX-60 | 0019011819 | Unknown | SUITABLE NM NOT FOUND |  |  | LWLX-60 | [11 empty] | SUITABLE NM NOT FOUND | SUITABLE NM NOT FOUND | SUITABLE NM NOT FOUND | [60 empty] | Production Completed
000000000060213569 | STP-004 | DATA ENRICHMENT | SMX | SMX | OK | 2022-09-28 | 2022-10-01 |  | 000000000060213569 | BHP1 | BHP Spares & Supplies | 201427 | Pumping units | EA | MAN2 | HYDRAULC MOTOR,CHAR-LYNN 104-103400,C | HYDRAULIC MOTOR, CHAR-LYNN 104-103400, CODE CL104-1034 | CL104-1034 |  |  | https://elephant-power1.en.made-in-china.com/product/pFkTlbVrLShd/China-Char-Lynn-104-1034-006-Eaton-Hydraulic-Motors.html |  | CHAR-LYNN | CL104-103400 | [11 empty] | ENRICHED | MOTOR | HYDRAULIC | TYPE |  | FRAME SIZE |  | POWER RATING |  | TORQUE RATING |  | DISPLACEMENT |  | SPEED RATING |  | MAX PRESSURE RATING |  | FLOW RATING |  | SHAFT SIZE |  | MATERIAL |  | MOUNTING TYPE |  | PORT SIZE |  | ROTATION |  | HAZARD CLASS |  | CERTIFICATION/STANDARD | CE,ISO 9001 | ADDITIONAL FEATURES EN |  | ADDITIONAL FEATURES ES |  | ADDITIONAL FEATURES FR | [25 empty] | Production Completed
000000000060121786 | STP-004 | DATA ENRICHMENT | SMX | SMX | OK | 2022-09-28 | 2022-10-01 |  | 000000000060121786 | BHP1 | BHP Spares & Supplies | 261016 | Motors | EA | MAN2 | MOTOR, RECON, HYD STEERING, COMPLETE, DW | MOTOR, RECONDITIONED, HYDRAULIC STEERING, COMPLETE, DRG 1.43648.1, ITEM 9, TYPE 426/119-1029-001/5088, CHARLYNN, STOKER, DANGO |  |  |  | URL NOT FOUND |  | CHAR-LYNN | 426/119-1029-001/5088 |  | DANGO | [6 empty] | 1.43648.1 |  | 9 | CLEANSED | MOTOR | HYDRAULIC | TYPE | RECONDITIONED,STEERING | FRAME SIZE |  | POWER RATING |  | TORQUE RATING |  | DISPLACEMENT |  | SPEED RATING |  | MAX PRESSURE RATING |  | FLOW RATING |  | SHAFT SIZE |  | MATERIAL |  | MOUNTING TYPE |  | PORT SIZE |  | ROTATION |  | HAZARD CLASS |  | CERTIFICATION/STANDARD |  | ADDITIONAL FEATURES EN | COMPLETE,STOKER | ADDITIONAL FEATURES ES |  | ADDITIONAL FEATURES FR | [25 empty] | Production Completed
000000000060225352 | STP-004 | DATA ENRICHMENT | SMX | SMX | OK | 2022-09-28 | 2022-10-01 |  | 000000000060225352 | BHP1 | BHP Spares & Supplies | 251728 | Hydraulic systems and components | EA | MAN2 | MOTOR,HYDRAULIC SLEW DRIVE | HYDRAULIC SLEW DRIVE MOTOR C/W PINION | 263-001-50/60 | 0019008605 | DANGO DIENENTHAL | URL NOT FOUND |  | DANGO DIENENTHAL | 263-001-50/60 | [11 empty] | CLEANSED | MOTOR | HYDRAULIC | TYPE | SLEW DRIVE | FRAME SIZE |  | POWER RATING |  | TORQUE RATING |  | DISPLACEMENT |  | SPEED RATING |  | MAX PRESSURE RATING |  | FLOW RATING |  | SHAFT SIZE |  | MATERIAL |  | MOUNTING TYPE |  | PORT SIZE |  | ROTATION |  | HAZARD CLASS |  | CERTIFICATION/STANDARD |  | ADDITIONAL FEATURES EN | C/W PINION | ADDITIONAL FEATURES ES |  | ADDITIONAL FEATURES FR | [25 empty] | Production Completed
000000000060234197 | STP-004 | DATA ENRICHMENT | SMX | SMX | OK | 2022-09-28 | 2022-10-01 |  | 000000000060234197 | BHP1 | BHP Spares & Supplies | 221015 | Earth moving machinery | EA | MAN2 | MOTOR,HYDRAULIC,COOLER,GM09130005 | MOTOR, HYDRAULIC, COOLER, GM0913 0005 | GM0193-0005 | 0019011379 | GHH MINING MACHINES | URL NOT FOUND |  | GHH MINING MACHINES | GM0193-0005 | [11 empty] | CLEANSED | MOTOR | HYDRAULIC | TYPE |  | FRAME SIZE |  | POWER RATING |  | TORQUE RATING |  | DISPLACEMENT |  | SPEED RATING |  | MAX PRESSURE RATING |  | FLOW RATING |  | SHAFT SIZE |  | MATERIAL |  | MOUNTING TYPE |  | PORT SIZE |  | ROTATION |  | HAZARD CLASS |  | CERTIFICATION/STANDARD |  | ADDITIONAL FEATURES EN | FOR COOLER | ADDITIONAL FEATURES ES |  | ADDITIONAL FEATURES FR | [25 empty] | Production Completed
000000000060239755 | STP-004 | DATA ENRICHMENT | SMX | SMX | OK | 2022-09-28 | 2022-10-01 |  | 000000000060239755 | BHP1 | BHP Spares & Supplies | 401500 | Industrial pumps and compressors | EA | MAN2 | MOTOR,HYDRAULIC,DANFOSS OMS160 | MOTOR, HYDRAULIC, DANFOSS OMS160, 151F0503, W73269037 |  |  |  | https://www.neilson-hydraulics.co.uk/store/danfoss/danfoss-hydraulic-motors/danfoss-oms-hydraulic-motors/danfoss-oms-160-hydraulic-motor |  | DANFOSS | OMS160 |  |  | W73269037 |  | 151F0503 | [6 empty] | ENRICHED | MOTOR | HYDRAULIC | TYPE |  | FRAME SIZE |  | POWER RATING |  | TORQUE RATING | 490 NM CONTINUOUS,600 NM INTERMITTENT | DISPLACEMENT | GEOMETRIC | SPEED RATING | 560 RPM | MAX PRESSURE RATING | 280 BAR | FLOW RATING |  | SHAFT SIZE | 32 MM | MATERIAL |  | MOUNTING TYPE |  | PORT SIZE |  | ROTATION |  | HAZARD CLASS |  | CERTIFICATION/STANDARD |  | ADDITIONAL FEATURES EN |  | ADDITIONAL FEATURES ES |  | ADDITIONAL FEATURES FR | [25 empty] | Production Completed
000000000060173820 | STP-004 | DATA ENRICHMENT | SMX | SMX | OK | 2022-09-28 | 2022-10-01 |  | 000000000060173820 | BHP1 | BHP Spares & Supplies | 261018 | Motor components | EA | MAN2 | MOTOR,HYDRAULIC,DANFOSS,DWG 060-P43-Q, | MOTOR,HYDRAULIC,DANFOSS,(OMM32 SIDE PORT 151G0006 W80811206)DWG 060-P43-, Q,ROLLER SCREEN <(>&<)> FEEDER CONVEYOR,PSP 3 PELLETISING PLANT, MFC, MUST BE "DANFOSS" ONLY !!! | OMM32/151G0006/W80811206 | 0019000884 | DANFOSS (AUSTRALIA) PTY LTD | https://www.granit-parts.co.uk/e/product/257151G0006?locale=en |  | DANFOSS (AUSTRALIA) PTY LTD | OMM32/151G0006/W80811206 | [8 empty] | 060-P43-Q |  |  | ENRICHED | MOTOR | HYDRAULIC | TYPE |  | FRAME SIZE |  | POWER RATING | 2.4 KW | TORQUE RATING | 40 NM | DISPLACEMENT |  | SPEED RATING | 630 RPM | MAX PRESSURE RATING | 100 BAR | FLOW RATING | 20 LPM | SHAFT SIZE | 16 MM | MATERIAL |  | MOUNTING TYPE |  | PORT SIZE | G3/8 IN | ROTATION |  | HAZARD CLASS |  | CERTIFICATION/STANDARD |  | ADDITIONAL FEATURES EN | SIDE PORT,FOR ROLLER SCREEN FEEDER CONVEYOR,PSP 3 PELLETISING PLANT,MFC,MUST BE | ADDITIONAL FEATURES ES |  | ADDITIONAL FEATURES FR | [25 empty] | Production Completed
000000000060228756 | STP-004 | DATA ENRICHMENT | SMX | SMX | OK | 2022-09-28 | 2022-10-01 |  | 000000000060228756 | BHP1 | BHP Spares & Supplies | 261016 | Motors | EA | MAN2 | MOTOR,HYDRAULIC,DRILL ROTATION,PNOMTS160 | MOTOR,HYDRAULIC,DRILL ROTATION,PNOMTS160 |  |  |  | https://www.pvglobal.com.sg/omt/269-orbital-motor-omts160-151b3036.html |  |  | OMTS160 | [11 empty] | ENRICHED | MOTOR | HYDRAULIC | TYPE | LOW SPEED,DRILL ROTATION | FRAME SIZE |  | POWER RATING |  | TORQUE RATING | 470 NM CONTINUOUS,560 NM INTERMITTENT | DISPLACEMENT | GEOMETRIC | SPEED RATING | 780 RPM | MAX PRESSURE RATING |  | FLOW RATING |  | SHAFT SIZE |  | MATERIAL |  | MOUNTING TYPE |  | PORT SIZE |  | ROTATION |  | HAZARD CLASS |  | CERTIFICATION/STANDARD |  | ADDITIONAL FEATURES EN |  | ADDITIONAL FEATURES ES |  | ADDITIONAL FEATURES FR | [25 empty] | Production Completed
000000000060173770 | STP-004 | DATA ENRICHMENT | SMX | SMX | OK | 2022-09-28 | 2022-10-01 |  | 000000000060173770 | BHP1 | BHP Spares & Supplies | 251728 | Hydraulic systems and components | EA | MAN2 | MOTOR,HYDRAULIC,DRIVE,MIXER,PSP 3 PELLET | MOTOR,HYDRAULIC,DRIVE,MIXER,PSP 3 PELLETISING PLANT-MFC, MAIL SENT ON 2021-05-19 TO HENDRIK DAVIES. NOT ENOUGH INFO TO DO AN, AQUISITION, DANFOSS- OMV 315 | P41 POSITION 41660-591383 | 0019002490 | OUTOTEC | https://www.pearson-hyds.co.uk/Products/omvomvsomvw/151B3110 | https://www.pvglobal.com.sg/omv/275-orbital-motor-omv315-151b3100.html | DANFOSS | OMV315 |  | OUTOTEC | 41660-591383 | [8 empty] | ENRICHED | MOTOR | HYDRAULIC | TYPE | MIXER DRIVE | FRAME SIZE |  | POWER RATING |  | TORQUE RATING | 920 NM CONTINUOUS,1110 NM INTERMITTENT | DISPLACEMENT | GEOMETRIC | SPEED RATING | 630 RPM | MAX PRESSURE RATING |  | FLOW RATING |  | SHAFT SIZE | 60 MM | MATERIAL |  | MOUNTING TYPE |  | PORT SIZE |  | ROTATION |  | HAZARD CLASS |  | CERTIFICATION/STANDARD |  | ADDITIONAL FEATURES EN | POSITION:P41,FOR PSP 3 PELLETISING PLANT-MFC,MAIL SENT ON 2021-05-19 TO HENDRIK DAVIES,NOT ENOUGH INFO TO DO AN,ACQUISITION | ADDITIONAL FEATURES ES |  | ADDITIONAL FEATURES FR | [25 empty] | Production Completed
000000000060228806 | STP-004 | DATA ENRICHMENT | SMX | SMX | OK | 2022-09-28 | 2022-10-01 |  | 000000000060228806 | BHP1 | BHP Spares & Supplies | 201016 | Screens and feeding equipment | EA | MAN2 | MOTOR,HYDRAYLIC,32CC | MOTOR HYDRAULIC, 32CC, RF, M&S, PART NO: RS-SPS-001 |  |  |  | URL NOT FOUND |  | M&S | RS-SPS-001 | [11 empty] | CLEANSED | MOTOR | HYDRAULIC | TYPE |  | FRAME SIZE |  | POWER RATING |  | TORQUE RATING |  | DISPLACEMENT |  | SPEED RATING |  | MAX PRESSURE RATING |  | FLOW RATING |  | SHAFT SIZE |  | MATERIAL |  | MOUNTING TYPE |  | PORT SIZE |  | ROTATION |  | HAZARD CLASS |  | CERTIFICATION/STANDARD |  | ADDITIONAL FEATURES EN | VOLUME:32 CC | ADDITIONAL FEATURES ES |  | ADDITIONAL FEATURES FR | [25 empty] | Production Completed
000000000060228805 | STP-004 | DATA ENRICHMENT | SMX | SMX | OK | 2022-09-28 | 2022-10-01 |  | 000000000060228805 | BHP1 | BHP Spares & Supplies | 201016 | Screens and feeding equipment | EA | MAN2 | MOTOR,HYDRAYLIC,80CC | MOTOR HYDRAULIC, 80CC, RF, M&S, PART NO: RF-SPS-001 |  |  |  | URL NOT FOUND |  | M&S | RF-SPS-001 | [11 empty] | CLEANSED | MOTOR | HYDRAULIC | TYPE |  | FRAME SIZE |  | POWER RATING |  | TORQUE RATING |  | DISPLACEMENT |  | SPEED RATING |  | MAX PRESSURE RATING |  | FLOW RATING |  | SHAFT SIZE |  | MATERIAL |  | MOUNTING TYPE |  | PORT SIZE |  | ROTATION |  | HAZARD CLASS |  | CERTIFICATION/STANDARD |  | ADDITIONAL FEATURES EN | VOLUME:80 CC | ADDITIONAL FEATURES ES |  | ADDITIONAL FEATURES FR | [25 empty] | Production Completed
000000000060186520 | STP-004 | DATA ENRICHMENT | SMX | SMX | OK | 2022-09-28 | 2022-10-01 |  | 000000000060186520 | BHP1 | BHP Spares & Supplies | 261016 | Motors | EA | MAN2 | MOTOR,VIBRATING,12.5KW,1000RPM,380 V | MOTOR, VIBRATING, 12.5KW, 1000RPM, 380 VOLT, 6 POLE, VENANZETTI | VV171B/6 | 0019011689 | VENANZETTI | https://5.imimg.com/data5/GI/BW/AT/SELLER-3280087/venanzetti-eight-pole-unbalanced-vibratory-motors.pdf |  | VENANZETTI | VV171B/6 | [11 empty] | ENRICHED | VIBRATOR | NO MODIFIER | TYPE | MOTOR | POWER RATING | 12.5 KW | SPEED RATING | 1000 RPM | CAPACITY |  | VIBRATING AMPLITUDE |  | VOLTAGE RATING | 380 V | CURRENT RATING | 23.6 A | FREQUENCY RATING | 50 HZ | MATERIAL |  | SIZE |  | HAZARD CLASS |  | CERTIFICATION/STANDARD | CESI 02 ATEX 112 Q | ADDITIONAL FEATURES EN | NUMBER OF POLE:6 P | ADDITIONAL FEATURES ES |  | ADDITIONAL FEATURES FR | [31 empty] | Production Completed
000000000060252875 | STP-004 | DATA ENRICHMENT | SMX | SMX | OK | 2022-09-28 | 2022-10-01 |  | 000000000060252875 | BHP1 | BHP Spares & Supplies | 200000 | Mining Machinery and Accessories | EA | MAN2 | MOTOR,VIBRATOR,1800W,525V,6POLE,BLZ40-35 | MOTOR, VIBRATOR, 1800W, 525V, 6POLE, BLZ40-35/6/03 | BLZ40-35/6/03 | 0019011819 | Unknown | https://www.teco.com.au/getmedia/6ef02379-e2dd-4e3d-8575-8e08bc6ae3d3/P2047-BLz03-80-(English)-user-manual-Issue-N.pdf?ext=.pdf |  |  | BLZ40-35/6/03 | [11 empty] | ENRICHED | VIBRATOR | NO MODIFIER | TYPE | MOTOR | POWER RATING | 1800 W | SPEED RATING | 960/1152 RPM | CAPACITY |  | VIBRATING AMPLITUDE |  | VOLTAGE RATING | 525 V | CURRENT RATING |  | FREQUENCY RATING | 50 HZ | MATERIAL |  | SIZE |  | HAZARD CLASS |  | CERTIFICATION/STANDARD | EN 60079-31 | ADDITIONAL FEATURES EN | NUMBER OF POLE:6 P | ADDITIONAL FEATURES ES |  | ADDITIONAL FEATURES FR | [31 empty] | Production Completed
000000000060254385 | STP-004 | DATA ENRICHMENT | SMX | SMX | OK | 2022-09-28 | 2022-10-01 |  | 000000000060254385 | BHP1 | BHP Spares & Supplies | 251739 | Electrical components | EA | MAN2 | MOTOR,VIBRATOR,2.4KW,380VOLT,6POLE,VV60B | MOTOR, VIBRATOR, 2.4KW, 380VOLT, 6POLE, VV60B6, VENANZETTI | VV60B/6 | 0019011819 | Unknown | https://5.imimg.com/data5/GI/BW/AT/SELLER-3280087/venanzetti-eight-pole-unbalanced-vibratory-motors.pdf |  | VENANZETTI | VV60B/6 | [11 empty] | ENRICHED | VIBRATOR | NO MODIFIER | TYPE | MOTOR | POWER RATING | 2.4 KW | SPEED RATING | 1000/1200 RPM | CAPACITY |  | VIBRATING AMPLITUDE |  | VOLTAGE RATING | 380 V | CURRENT RATING | 4.8 A | FREQUENCY RATING | 50 HZ | MATERIAL |  | SIZE |  | HAZARD CLASS |  | CERTIFICATION/STANDARD | CESI 02 ATEX 112 Q | ADDITIONAL FEATURES EN | NUMBER OF POLE:6 P | ADDITIONAL FEATURES ES |  | ADDITIONAL FEATURES FR | [31 empty] | Production Completed
000000000060233837 | STP-004 | DATA ENRICHMENT | SMX | SMX | OK | 2022-09-28 | 2022-10-01 |  | 000000000060233837 | BHP1 | BHP Spares & Supplies | 261016 | Motors | EA | MAN2 | MOTOR,VIBRATOR,380V,2.3KW,1500RPM | MOTOR,VIBRATOR,380V,2.3KW,1500RPM,TYPE VV 55 B/4,VIBRAMECH,VENANZETTI,REF NO. 200312, 3.80A,50HZ | VV 55 B/4 | 0019005929 | VIBRAMECH | https://5.imimg.com/data5/GI/BW/AT/SELLER-3280087/venanzetti-eight-pole-unbalanced-vibratory-motors.pdf |  | VENANZETTI | VV55B/4 |  | VIBRAMECH | [9 empty] | ENRICHED | VIBRATOR | NO MODIFIER | TYPE | MOTOR | POWER RATING | 2.3 KW | SPEED RATING | 1500 RPM | CAPACITY |  | VIBRATING AMPLITUDE |  | VOLTAGE RATING | 380 V | CURRENT RATING | 3.8 A | FREQUENCY RATING | 50 HZ | MATERIAL |  | SIZE |  | HAZARD CLASS |  | CERTIFICATION/STANDARD | CESI 02 ATEX 112 Q | ADDITIONAL FEATURES EN | REF NO:200312 | ADDITIONAL FEATURES ES |  | ADDITIONAL FEATURES FR | [31 empty] | Production Completed
000000000060253313 | STP-004 | DATA ENRICHMENT | SMX | SMX | OK | 2022-09-28 | 2022-10-01 |  | 000000000060253313 | BHP1 | BHP Spares & Supplies | 200000 | Mining Machinery and Accessories | EA | MAN2 | MOTOR,VIBRATOR,500W,525V,4 POLE,BLZ25-14 | MOTOR, VIBRATOR, 500W, 525V, 4 POLE, BLZ25-14/4/03 | BLZ25-14/4/03 | 0019011819 | Unknown | https://www.teco.com.au/getmedia/6ef02379-e2dd-4e3d-8575-8e08bc6ae3d3/P2047-BLz03-80-(English)-user-manual-Issue-N.pdf?ext=.pdf |  |  | BLZ25-14/4/03 | [11 empty] | ENRICHED | VIBRATOR | NO MODIFIER | TYPE | MOTOR | POWER RATING | 500 W | SPEED RATING |  | CAPACITY |  | VIBRATING AMPLITUDE |  | VOLTAGE RATING | 525 V | CURRENT RATING |  | FREQUENCY RATING | 50 HZ | MATERIAL |  | SIZE |  | HAZARD CLASS |  | CERTIFICATION/STANDARD | EN 60079-31 | ADDITIONAL FEATURES EN | NUMBER OF POLE:4 P | ADDITIONAL FEATURES ES |  | ADDITIONAL FEATURES FR | [31 empty] | Production Completed
000000000060237952 | STP-004 | DATA ENRICHMENT | SMX | SMX | OK | 2022-09-28 | 2022-10-01 |  | 000000000060237952 | BHP1 | BHP Spares & Supplies | 261016 | Motors | EA | MAN2 | MOTOR,VIBRATOR,9.2KW,1000RPM,525V | MOTOR, VIBRATOR, 9.2KW 1000RPM 525V PN VV130B/6 525V | VV130B/6 525V | 0019011541 | VIPRO (PTY) LTD | https://5.imimg.com/data5/GI/BW/AT/SELLER-3280087/venanzetti-eight-pole-unbalanced-vibratory-motors.pdf |  | VENANZETTI | VV130B/6 525V |  | VIPRO (PTY) LTD | [9 empty] | ENRICHED | VIBRATOR | NO MODIFIER | TYPE | MOTOR | POWER RATING | 9.2 KW | SPEED RATING | 1000 RPM | CAPACITY |  | VIBRATING AMPLITUDE |  | VOLTAGE RATING | 525 V | CURRENT RATING | 16.3 A | FREQUENCY RATING | 50 HZ | MATERIAL |  | SIZE |  | HAZARD CLASS |  | CERTIFICATION/STANDARD | CESI 02 ATEX 112 Q | ADDITIONAL FEATURES EN |  | ADDITIONAL FEATURES ES |  | ADDITIONAL FEATURES FR | [31 empty] | Production Completed
000000000060246641 | STP-004 | DATA ENRICHMENT | SMX | SMX | OK | 2022-09-28 | 2022-10-01 |  | 000000000060246641 | BHP1 | BHP Spares & Supplies | 200000 | Mining Machinery and Accessories | EA | MAN2 | MOTOR,VIBRATOR,BLZ,30-18/4/03 | MOTOR,VIBRATOR,BLZ,30-18/4/03 | BLZ30-18/4/03 | 0019011819 | Unknown | https://www.teco.com.au/getmedia/6ef02379-e2dd-4e3d-8575-8e08bc6ae3d3/P2047-BLz03-80-(English)-user-manual-Issue-N.pdf?ext=.pdf |  |  | BLZ30-18/4/03 | [11 empty] | ENRICHED | VIBRATOR | NO MODIFIER | TYPE | MOTOR | POWER RATING | 1150 W | SPEED RATING | 1440/1728 RPM | CAPACITY |  | VIBRATING AMPLITUDE |  | VOLTAGE RATING |  | CURRENT RATING |  | FREQUENCY RATING | 50 HZ | MATERIAL |  | SIZE |  | HAZARD CLASS |  | CERTIFICATION/STANDARD | EN 60079-31 | ADDITIONAL FEATURES EN |  | ADDITIONAL FEATURES ES |  | ADDITIONAL FEATURES FR | [31 empty] | Production Completed
000000000060148632 | STP-004 | DATA ENRICHMENT | SMX | SMX | OK | 2022-09-28 | 2022-10-01 |  | 000000000060148632 | BHP1 | BHP Spares & Supplies | 261016 | Motors | EA | MAN2 | MOTOR: ELECTRICAL, VIBRATOR, 1,0KW, 380 | MOTOR: ELECTRICAL, VIBRATOR, 1,0KW, 380 VOLT, 2.1 AMP, 3 PHASE, 6 POLE,, SQUIRREL CAGE, TYPE VV50B/6, VENANZETI | VV50B/6 | 0019000000 | 1069 | https://5.imimg.com/data5/GI/BW/AT/SELLER-3280087/venanzetti-eight-pole-unbalanced-vibratory-motors.pdf |  | VENANZETTI | VV50B/6 | [11 empty] | ENRICHED | VIBRATOR | NO MODIFIER | TYPE | ELECTRICAL MOTOR,SQUIRREL CAGE | POWER RATING | 1 KW | SPEED RATING | 1000/1200 RPM | CAPACITY |  | VIBRATING AMPLITUDE |  | VOLTAGE RATING | 380 V | CURRENT RATING | 2.1 A | FREQUENCY RATING | 50 HZ | MATERIAL |  | SIZE |  | HAZARD CLASS |  | CERTIFICATION/STANDARD | CESI 02 ATEX 112 Q | ADDITIONAL FEATURES EN | NUMBER OF POLE:6 P,NUMBER OF PHASE:3 PH,REF:1069 | ADDITIONAL FEATURES ES |  | ADDITIONAL FEATURES FR | [31 empty] | Production Completed
000000000060148630 | STP-004 | DATA ENRICHMENT | SMX | SMX | OK | 2022-09-28 | 2022-10-01 |  | 000000000060148630 | BHP1 | BHP Spares & Supplies | 261016 | Motors | EA | MAN2 | MOTOR: ELECTRICAL, VIBRATOR, 1.1KW, 380 | MOTOR: ELECTRICAL, VIBRATOR, 1.1KW, 380 VOLT, 1.91 AMP, 3 PHASE, 4 POLE,, SQUIRREL CAGE, TYPE VV40B/4, VENANZETI | VV40B/4 | 0019000000 | 1069 | https://5.imimg.com/data5/GI/BW/AT/SELLER-3280087/venanzetti-eight-pole-unbalanced-vibratory-motors.pdf |  | VENANZETTI | VV40B/4 | [11 empty] | ENRICHED | VIBRATOR | NO MODIFIER | TYPE | ELECTRICAL MOTOR,SQUIRREL CAGE | POWER RATING | 1.1 KW | SPEED RATING | 1000/1200 RPM | CAPACITY |  | VIBRATING AMPLITUDE |  | VOLTAGE RATING | 380 V | CURRENT RATING | 1.91 A | FREQUENCY RATING | 50 HZ | MATERIAL |  | SIZE |  | HAZARD CLASS |  | CERTIFICATION/STANDARD | CESI 02 ATEX 112 Q | ADDITIONAL FEATURES EN | NUMBER OF POLE:4 P,NUMBER OF PHASE:3 PH,REF:1069 | ADDITIONAL FEATURES ES |  | ADDITIONAL FEATURES FR | [31 empty] | Production Completed
000000000060170061 | STP-004 | DATA ENRICHMENT | SMX | SMX | OK | 2022-09-28 | 2022-10-01 |  | 000000000060170061 | BHP1 | BHP Spares & Supplies | 311816 | Industrial seals | EA | MAN2 | MOTOR: HYDRAULIC # 3217 903 420 | MOTOR,HYDRAULIC ,3217 903 420, MOTOR,HYDRAULIC, 3217 903 420 |  | 0019008517 | ATLAS COPCO SOUTH AFRICA (PTY) | https://hidroekol.com/urun/3217903420/?lang=en |  | ATLAS COPCO SOUTH AFRICA (PTY) | 3217 903 420 | [11 empty] | CLEANSED | MOTOR | HYDRAULIC | TYPE |  | FRAME SIZE |  | POWER RATING |  | TORQUE RATING |  | DISPLACEMENT |  | SPEED RATING |  | MAX PRESSURE RATING |  | FLOW RATING |  | SHAFT SIZE |  | MATERIAL |  | MOUNTING TYPE |  | PORT SIZE |  | ROTATION |  | HAZARD CLASS |  | CERTIFICATION/STANDARD |  | ADDITIONAL FEATURES EN |  | ADDITIONAL FEATURES ES |  | ADDITIONAL FEATURES FR | [25 empty] | Production Completed
000000000060167130 | STP-004 | DATA ENRICHMENT | SMX | SMX | OK | 2022-09-28 | 2022-10-01 |  | 000000000060167130 | BHP1 | BHP Spares & Supplies | 261016 | Motors | EA | MAN2 | MOTOR: HYDRAULIC, 16MM CYLINDER SHAFT, S | MOTOR: HYDRAULIC, 16MM CYLINDER SHAFT, SIDE ENTRY, SAUER DANFOSS | 006-151G0006 | 0019008631 | DYSAN | https://www.radwell.com/en-US/Buy/DANFOSS/SAUER%20DANFOSS/151G0006/ |  | DYSAN | 006-151G0006 |  | SAUER DANFOSS | [9 empty] | ENRICHED | MOTOR | HYDRAULIC | TYPE | SIDE ENTRY | FRAME SIZE |  | POWER RATING |  | TORQUE RATING |  | DISPLACEMENT |  | SPEED RATING | 800 RPM | MAX PRESSURE RATING |  | FLOW RATING |  | SHAFT SIZE | 16 MM CYLINDER | MATERIAL |  | MOUNTING TYPE |  | PORT SIZE |  | ROTATION |  | HAZARD CLASS |  | CERTIFICATION/STANDARD |  | ADDITIONAL FEATURES EN |  | ADDITIONAL FEATURES ES |  | ADDITIONAL FEATURES FR | [25 empty] | Production Completed
000000000060170873 | STP-004 | DATA ENRICHMENT | SMX | SMX | OK | 2022-09-28 | 2022-10-01 |  | 000000000060170873 | BHP1 | BHP Spares & Supplies | 251728 | Hydraulic systems and components | EA | MAN2 | MOTOR: HYDRAULIC, OMS250, 11CC, SHAFT | MOTOR: HYDRAULIC, OMS250, 11CC, SHAFT 32MM, C/W KEYWAY, BARE SHAFT, OPERATING PRESSURE, 52BAR, MAX PRESSURE, 114 BAR, SAUER. |  |  |  | https://www.granit-parts.eu/e/product/257151F0505?locale=en |  | SAUER DANFOSS | OMS250 | [11 empty] | ENRICHED | MOTOR | HYDRAULIC | TYPE |  | FRAME SIZE |  | POWER RATING | 14.5 KW | TORQUE RATING | 72 NM | DISPLACEMENT |  | SPEED RATING | 300 RPM | MAX PRESSURE RATING | 52 BAR OPERATING,114 BAR MAX | FLOW RATING | 75 LPM | SHAFT SIZE | 32 MM BARE | MATERIAL |  | MOUNTING TYPE |  | PORT SIZE | G1/2 IN | ROTATION |  | HAZARD CLASS |  | CERTIFICATION/STANDARD |  | ADDITIONAL FEATURES EN | VOLUME:11 CC,C/W KEYWAY | ADDITIONAL FEATURES ES |  | ADDITIONAL FEATURES FR | [25 empty] | Production Completed
000000000060167131 | STP-004 | DATA ENRICHMENT | SMX | SMX | OK | 2022-09-28 | 2022-10-01 |  | 000000000060167131 | BHP1 | BHP Spares & Supplies | 261016 | Motors | EA | MAN2 | MOTOR: HYDRAULIC, TYPE OMR, SAUER DANFOS | MOTOR: HYDRAULIC, TYPE OMR, SAUER DANFOSS | 151-0411 | 0019008631 | DYSAN | https://flinthyd.com/product/151-0411/ | https://www.granit-parts.eu/e/product/2571510721?locale=en | DYSAN | 151-0411 | OMR | SAUER DANFOSS | [9 empty] | ENRICHED | MOTOR | HYDRAULIC | TYPE |  | FRAME SIZE |  | POWER RATING | 12.5 KW | TORQUE RATING | 195 NM | DISPLACEMENT |  | SPEED RATING | 750 RPM | MAX PRESSURE RATING | 175 BAR | FLOW RATING | 60 LPM | SHAFT SIZE | 1 IN | MATERIAL |  | MOUNTING TYPE |  | PORT SIZE | G1/2 IN | ROTATION |  | HAZARD CLASS |  | CERTIFICATION/STANDARD |  | ADDITIONAL FEATURES EN |  | ADDITIONAL FEATURES ES |  | ADDITIONAL FEATURES FR | [25 empty] | Production Completed
000000000060240992 | STP-004 | DATA ENRICHMENT | SMX | SMX | OK | 2022-09-28 | 2022-09-30 |  | 000000000060240992 | BHP1 | BHP Spares & Supplies | 221015 | Earth moving machinery | EA | MAN2 | NECK,FILLER,PNGH909034248 | NECK, FILLER, P/N GH909034248 | GH909034248 | 0019011379 | GHH MINING MACHINES | URL NOT FOUND |  | GHH MINING MACHINES | GH909034248 | [11 empty] | SUITABLE NM NOT FOUND | SUITABLE NM NOT FOUND | SUITABLE NM NOT FOUND | [60 empty] | Production Completed
000000000060254003 | STP-004 | DATA ENRICHMENT | SMX | SMX | OK | 2022-09-28 | 2022-09-30 |  | 000000000060254003 | BHP1 | BHP Spares & Supplies | 200000 | Mining Machinery and Accessories | EA | MAN2 | ORGANISER,COOLER,BACKSEAT,GREYSTON | ORGANISER, COOLER, BACKSEAT, GREYSTON |  |  |  | URL NOT FOUND | [14 empty] | CLEANSED | ORGANIZER | NO MODIFIER | TYPE | GREYSTON BACKSEAT COOLER | SIZE |  | MATERIAL |  | CAPACITY |  | NUMBER OF COMPARTMENTS |  | COLOUR |  | HAZARD CLASS |  | CERTIFICATION/STANDARD |  | ADDITIONAL FEATURES EN |  | ADDITIONAL FEATURES ES |  | ADDITIONAL FEATURES FR | [39 empty] | Production Completed
000000000060239659 | STP-004 | DATA ENRICHMENT | SMX | SMX | OK | 2022-09-28 | 2022-09-30 |  | 000000000060239659 | BHP1 | BHP Spares & Supplies | P2520 | Catering equipment | EA | MAN2 | ORGANISER,CUTLERY,TRAY,30CMX40CM | ORGANISER, CUTLERY, TRAY, 30CM X 40CM |  |  |  | URL NOT FOUND | [14 empty] | CLEANSED | ORGANIZER | NO MODIFIER | TYPE | CUTLERY TRAY | SIZE | 30 X 40 CM | MATERIAL |  | CAPACITY |  | NUMBER OF COMPARTMENTS |  | COLOUR |  | HAZARD CLASS |  | CERTIFICATION/STANDARD |  | ADDITIONAL FEATURES EN |  | ADDITIONAL FEATURES ES |  | ADDITIONAL FEATURES FR | [39 empty] | Production Completed
000000000060246687 | STP-004 | DATA ENRICHMENT | SMX | SMX | OK | 2022-09-28 | 2022-09-30 |  | 000000000060246687 | BHP1 | BHP Spares & Supplies | 411000 | Laboratory Equipment | EA | MAN2 | OVEN,DRYING,DIGITAL,CONTROL | OVEN,DRYING,DIGITAL,CONTROL |  |  |  | URL NOT FOUND | [14 empty] | CLEANSED | OVEN | LABORATORY | TYPE | DRYING,DIGITAL CONTROL | ELECTRICAL RATING |  | CAPACITY |  | TIMING RANGE |  | TEMPERATURE RATING |  | CHAMBER MATERIAL |  | OVEN MATERIAL |  | CONVECTION TYPE |  | BTU RATING |  | NUMBER OF SHELVES |  | NUMBER OF DOORS |  | SPEED RATING |  | PRESSURE RATING |  | CHAMBER SIZE |  | INSULATION |  | OVERALL SIZE |  | HAZARD CLASS |  | CERTIFICATION/STANDARD |  | ADDITIONAL FEATURES EN |  | ADDITIONAL FEATURES ES |  | ADDITIONAL FEATURES FR | [19 empty] | Production Completed
000000000060236698 | STP-004 | DATA ENRICHMENT | SMX | SMX | OK | 2022-09-28 | 2022-09-30 |  | 000000000060236698 | BHP1 | BHP Spares & Supplies | 401018 | Heating | EA | MAN2 | OVEN,LABORATORY,240LITRE | OVEN,LABORATORY,240LITRE, OPERATING TEMPERATURE -7 TO 250 DEGREES, ,DIGITAL CONTROL ELECTRONIC,TECHNICAL DATA,VOLUME 240LITRE,DIGITAL, OVEN278,EXTERNAL DIMENSIONS,WIDTH 625,HEIGHT 820, DEPTH810, INTERNAL, DIMENSIONS, WIDTH625, HEIGHT 680 ,DEPTH 580, SHELVES 2, SHELF POSITIONS, 9 |  |  |  | URL NOT FOUND | [14 empty] | CLEANSED | OVEN | LABORATORY | TYPE | DIGITAL CONTROL ELECTRONIC | ELECTRICAL RATING |  | CAPACITY | 240 L | TIMING RANGE |  | TEMPERATURE RATING | -7 TO 250 DEG C | CHAMBER MATERIAL |  | OVEN MATERIAL |  | CONVECTION TYPE |  | BTU RATING |  | NUMBER OF SHELVES | 2 | NUMBER OF DOORS |  | SPEED RATING |  | PRESSURE RATING |  | CHAMBER SIZE |  | INSULATION |  | OVERALL SIZE | WD 625 X HT 820 X DP 810 MM EXTERNAL,WD 625 X HT 680 X DP 580 MM INTERNAL | HAZARD CLASS |  | CERTIFICATION/STANDARD |  | ADDITIONAL FEATURES EN | REF:278,SHELF POSITION:9 | ADDITIONAL FEATURES ES |  | ADDITIONAL FEATURES FR | [19 empty] | Production Completed
000000000060126102 | STP-004 | DATA ENRICHMENT | SMX | SMX | OK | 2022-09-28 | 2022-09-30 |  | 000000000060126102 | BHP1 | BHP Spares & Supplies | 241020 | Shelving and storage | EA | MAN2 | PALLETS, 2 WAY NON-REVERSIBLE, 1000 X 10 | PALLETS, 2 WAY NON-REVERSIBLE, YELLOW, 1000 X 1000MM, 140MM HIGH, PALLETS, 2 WAY NON-REVERSIBLE, 1000 X 1000MM, 140MM HIGH |  |  |  | URL NOT FOUND | [14 empty] | CLEANSED | PALLET | NO MODIFIER | TYPE | 2-WAY,NON-REVERSIBLE | CAPACITY |  | OVERALL SIZE | WD 1000 X LG 1000 X HT 140 MM | MATERIAL |  | COLOUR | YELLOW | HAZARD CLASS |  | CERTIFICATION/STANDARD |  | ADDITIONAL FEATURES EN |  | ADDITIONAL FEATURES ES |  | ADDITIONAL FEATURES FR | [41 empty] | Production Completed
000000000060255642 | STP-004 | DATA ENRICHMENT | SMX | SMX | OK | 2022-09-28 | 2022-09-30 |  | 000000000060255642 | BHP1 | BHP Spares & Supplies | 241400 | Packing supplies | EA | MAN2 | PLASTIC,PALLET,WRAP | PLASTIC PALLET WRAP, HEAVY DUTY, 450 X 400 X 15 |  |  |  | URL NOT FOUND | [14 empty] | CLEANSED | WRAP | NO MODIFIER | TYPE | PALLET,HEAVY DUTY | SIZE | 450 X 400 X 15 MM | MATERIAL | PLASTIC | COLOUR |  | HAZARD CLASS |  | CERTIFICATION/STANDARD |  | ADDITIONAL FEATURES EN |  | ADDITIONAL FEATURES ES |  | ADDITIONAL FEATURES FR | [43 empty] | Production Completed
000000000060178083 | STP-004 | DATA ENRICHMENT | SMX | SMX | OK | 2022-09-28 | 2022-09-30 |  | 000000000060178083 | BHP1 | BHP Spares & Supplies | 731100 | Wood and paper industries | EA | MAN2 | WOODEN PALLET, TOP& BOTT. SLATS=6 OF 900 | WOODEN PALLET, TOP& BOTT. SLATS=6 OF 900X100X22 & BEARERS = 3OF 900X102X102MM. |  |  |  | URL NOT FOUND | [14 empty] | CLEANSED | PALLET | NO MODIFIER | TYPE | TOP AND BOTTOM | CAPACITY |  | OVERALL SIZE | 900 X 100 X 22 MM (SLAT 6),900 X 102 X 102 MM (BEARER 3) | MATERIAL | WOODEN | COLOUR |  | HAZARD CLASS |  | CERTIFICATION/STANDARD |  | ADDITIONAL FEATURES EN |  | ADDITIONAL FEATURES ES |  | ADDITIONAL FEATURES FR | [41 empty] | Production Completed
000000000060161123 | STP-004 | DATA ENRICHMENT | SMX | SMX | OK | 2022-09-28 | 2022-09-30 |  | 000000000060161123 | BHP1 | BHP Spares & Supplies | 241016 | Lifting equipment | EA | MAN2 | PENDANT, CRANE, TYPE RAVIOLI PKP8, 380V | PENDANT, CRANE, TYPE RAVIOLI PKP8, 380V MAX, 3A MAX IE, IP65 ENCLOSURE, C/W E-STOP, DEMAG CRANES | RAVIOLI PKP8 | 0019008935 | SITEECO | URL NOT FOUND |  | SITEECO | RAVIOLI PKP8 |  | DEMAG CRANES | [9 empty] | CLEANSED | STATION | PENDANT | TYPE |  | VOLTAGE RATING | 380 V MAX | CONTACT CONFIGURATION |  | NUMBER OF OPERATORS |  | SIZE |  | CURRENT RATING | 3 A MAX IE | MATERIAL |  | DEGREE OF PROTECTION | IP65 | HAZARD CLASS |  | CERTIFICATION/STANDARD |  | ADDITIONAL FEATURES EN | C/W E-STOP | ADDITIONAL FEATURES ES |  | ADDITIONAL FEATURES FR | [35 empty] | Production Completed
000000000060256115 | STP-004 | DATA ENRICHMENT | SMX | SMX | OK | 2022-09-28 | 2022-09-30 | SUITABLE NM NOT FOUND | 000000000060256115 | BHP1 | BHP Spares & Supplies | 200000 | Mining Machinery and Accessories | EA | MAN2 | PICNIC SET,TRAVEL,13PIECE | PICNIC SET, TRAVEL, 13PIECE |  |  |  | SUITABLE NM NOT FOUND | [14 empty] | SUITABLE NM NOT FOUND | SUITABLE NM NOT FOUND | SUITABLE NM NOT FOUND | [60 empty] | Production Completed
000000000060256108 | STP-004 | DATA ENRICHMENT | SMX | SMX | OK | 2022-09-28 | 2022-09-30 | SUITABLE NM NOT FOUND | 000000000060256108 | BHP1 | BHP Spares & Supplies | 200000 | Mining Machinery and Accessories | EA | MAN2 | PICNIC, SET,4,PERSON | PICNIC, SET, 4, PERSON |  |  |  | SUITABLE NM NOT FOUND | [14 empty] | SUITABLE NM NOT FOUND | SUITABLE NM NOT FOUND | SUITABLE NM NOT FOUND | [60 empty] | Production Completed
000000000060247266 | STP-004 | DATA ENRICHMENT | SMX | SMX | OK | 2022-09-28 | 2022-09-30 |  | 000000000060247266 | BHP1 | BHP Spares & Supplies | 271128 | Tool attachments | EA | MAN2 | PLANER,POTABLE,WOOD,MAKITA | PLANER,POTABLE,WOOD,MAKITA |  |  |  | URL NOT FOUND |  | MAKITA | [12 empty] | CLEANSED | PLANNER | NO MODIFIER | TYPE | POTABLE | SIZE |  | MATERIAL | WOOD | COLOUR |  | HAZARD CLASS |  | CERTIFICATION/STANDARD |  | ADDITIONAL FEATURES EN |  | ADDITIONAL FEATURES ES |  | ADDITIONAL FEATURES FR | [43 empty] | Production Completed
000000000060253667 | STP-004 | DATA ENRICHMENT | SMX | SMX | OK | 2022-09-28 | 2022-09-30 |  | 000000000060253667 | BHP1 | BHP Spares & Supplies | 200000 | Mining Machinery and Accessories | EA | MAN2 | PLASTERS,PLASTIC,CASE,5,PLASTERS,4X10.1X | PLASTERS, PLASTIC, CASE, 5, PLASTERS, 4 X 10.1 X 0.9CM |  |  |  | URL NOT FOUND | [14 empty] | CLEANSED | PLASTER | MEDICAL | TYPE |  | DIMENSIONS | 4 X 10.1 X 0.9 CM | MATERIAL | PLASTIC | FORM |  | PACKAGE QUANTITY |  | HAZARD CLASS |  | CERTIFICATION/STANDARD |  | ADDITIONAL FEATURES EN | PACKAGING QUANTITY:5/CASE | ADDITIONAL FEATURES ES |  | ADDITIONAL FEATURES FR | [41 empty] | Production Completed
000000000060129628 | STP-004 | DATA ENRICHMENT | SMX | SMX | OK | 2022-09-28 | 2022-09-30 |  | 000000000060129628 | BHP1 | BHP Spares & Supplies | 101915 | Insecticides | BX | MAN2 | POISON, RAT, RATTEX, 100GM BOX | POISON, RAT, RATTEX, 100GM BOX |  |  |  | URL NOT FOUND |  | RATTEX | [12 empty] | CLEANSED | INSECTICIDE | NO MODIFIER | TYPE | RAT POISON | CONTAINER | 100 GM BOX | FORM |  | CHEMICAL COMPOSITION |  | ODOR |  | COLOUR |  | HAZARD CLASS |  | CERTIFICATION/STANDARD |  | ADDITIONAL FEATURES EN |  | ADDITIONAL FEATURES ES |  | ADDITIONAL FEATURES FR | [39 empty] | Production Completed
000000000060250879 | STP-004 | DATA ENRICHMENT | SMX | SMX | OK | 2022-09-28 | 2022-09-30 |  | 000000000060250879 | BHP1 | BHP Spares & Supplies | 101900 | Pest control products | EA | MAN2 | POISON,ROUNDUP,20L,DRUM | POISON, ROUNDUP, 20 LITER, DRUM |  |  |  | URL NOT FOUND | [14 empty] | CLEANSED | PESTICIDE | NO MODIFIER | TYPE | POISON | FORM |  | CONTAINER | 20 L DRUM | COMPOSITION |  | MSDS REQUIREMENT |  | STORAGE TEMPERATURE |  | HAZARD CLASS |  | CERTIFICATION/STANDARD |  | ADDITIONAL FEATURES EN | BRAND:ROUNDUP | ADDITIONAL FEATURES ES |  | ADDITIONAL FEATURES FR | [39 empty] | Production Completed
000000000060254000 | STP-004 | DATA ENRICHMENT | SMX | SMX | OK | 2022-09-28 | 2022-09-30 | SUITABLE NM NOT FOUND | 000000000060254000 | BHP1 | BHP Spares & Supplies | 200000 | Mining Machinery and Accessories | EA | MAN2 | POPPER,POPCORN,KOOSHTY,MOVIE,NIGHT | POPPER, POPCORN, KOOSHTY, MOVIE, NIGHT |  |  |  | SUITABLE NM NOT FOUND | [14 empty] | SUITABLE NM NOT FOUND | SUITABLE NM NOT FOUND | SUITABLE NM NOT FOUND | [60 empty] | Production Completed
000000000060251406 | STP-004 | DATA ENRICHMENT | SMX | SMX | OK | 2022-09-28 | 2022-10-01 | SUITABLE NM NOT FOUND | 000000000060251406 | BHP1 | BHP Spares & Supplies | 200000 | Mining Machinery and Accessories | EA | MAN2 | SPEEDPOT,ICON3,SWING,HANDLE,YELLOW-003 | SPEEDPOT,ICON3,SWING,HANDLE,YELLOW-003 |  |  |  | SUITABLE NM NOT FOUND | [14 empty] | SUITABLE NM NOT FOUND | SUITABLE NM NOT FOUND | SUITABLE NM NOT FOUND | [60 empty] | Production Completed
000000000060252956 | STP-004 | DATA ENRICHMENT | SMX | SMX | OK | 2022-09-28 | 2022-10-01 |  | 000000000060252956 | BHP1 | BHP Spares & Supplies | 200000 | Mining Machinery and Accessories | EA | MAN2 | POUCH,APEX2,PUMP,WITH VELCRO,CYCLONE,HOL | CHEST, WORN, POUCH, WITH, VELCRO, CYCLONE, HOLDER,F OR, APEX2, PUMP | APEX2 CPCH | 0019011819 | Unknown | URL NOT FOUND | [8 empty] | PUMP | APEX2 CPCH |  |  |  |  | CLEANSED | POUCH | NO MODIFIER | TYPE | CHEST WORN | DIMENSIONS |  | MATERIAL |  | HAZARD CLASS |  | CERTIFICATION/STANDARD |  | ADDITIONAL FEATURES EN | W/VELCRO CYCLONE HOLDER | ADDITIONAL FEATURES ES |  | ADDITIONAL FEATURES FR | [45 empty] | Production Completed
000000000060186289 | STP-004 | DATA ENRICHMENT | SMX | SMX | OK | 2022-09-28 | 2022-10-01 |  | 000000000060186289 | BHP1 | BHP Spares & Supplies | 312115 | Paints and primers | CN | MAN2 | PRIMER, RED OXIDE, COASTCOTE ETCH, 5L TI | PRIMER, RED OXIDE, COASTCOTE ETCH, 5L TIN |  |  |  | URL NOT FOUND | [14 empty] | CLEANSED | PRIMER | NO MODIFIER | TYPE | RED OXIDE,COASTCOTE ETCH | CONTAINER | 5 L TIN | COVERAGE AREA |  | DRYING TIME |  | COLOUR |  | MATERIAL |  | HAZARD CLASS |  | CERTIFICATION/STANDARD |  | ADDITIONAL FEATURES EN |  | ADDITIONAL FEATURES ES |  | ADDITIONAL FEATURES FR | [39 empty] | Production Completed
000000000060248746 | STP-004 | DATA ENRICHMENT | SMX | SMX | OK | 2022-09-28 | 2022-10-01 |  | 000000000060248746 | BHP1 | BHP Spares & Supplies | 200000 | Mining Machinery and Accessories | EA | MAN2 | PRINTHEAD,HP727,PLOTTER | PRINTHEAD,HP727,PLOTTER |  |  |  | https://www.hp.com/us-en/shop/pdp/hp-727-130-ml-matte-black-designjet-ink-cartridge |  | HP | HP727 | [11 empty] | ENRICHED | CARTRIDGE | INK | TYPE |  | COLOUR | MATTE BLACK | CAPACITY | 300 ML | MATERIAL |  | INK TYPE | PIGMENT BASED | AVERAGE YIELD |  | SIZE | 7-61/64 X 5-5/64 X 1-9/16 IN | COMPATIBLE HARDWARE | DESIGNJET | HAZARD CLASS |  | CERTIFICATION/STANDARD |  | ADDITIONAL FEATURES EN | FOR PLOTTER PRINTHED | ADDITIONAL FEATURES ES |  | ADDITIONAL FEATURES FR | [35 empty] | Production Completed
000000000060255435 | STP-004 | DATA ENRICHMENT | SMX | SMX | OK | 2022-09-28 | 2022-10-01 |  | 000000000060255435 | BHP1 | BHP Spares & Supplies | 200000 | Mining Machinery and Accessories | EA | MAN2 | PROJECTOR,MINI,ULTRA,LINK,LED | PROJECTOR,MINI,ULTRA,LINK,LED |  |  |  | URL NOT FOUND | [14 empty] | CLEANSED | PROJECTOR | NO MODIFIER | TYPE | MINI,LED | RESOLUTION |  | LAMP LIFE |  | ILLUMINATION |  | ASPECT RATIO |  | CONTRAST RATIO |  | FUNCTION |  | ELECTRICAL RATING |  | SCREEN SIZE |  | CONNECTION TYPE |  | SIZE |  | MATERIAL |  | HAZARD CLASS |  | CERTIFICATION/STANDARD |  | ADDITIONAL FEATURES EN | BRAND:ULTRA-LINK | ADDITIONAL FEATURES ES |  | ADDITIONAL FEATURES FR | [27 empty] | Production Completed
000000000060252761 | STP-004 | DATA ENRICHMENT | SMX | SMX | OK | 2022-09-28 | 2022-10-01 | SUITABLE NM NOT FOUND | 000000000060252761 | BHP1 | BHP Spares & Supplies | 200000 | Mining Machinery and Accessories | EA | MAN2 | RECLOSURE,AUTO,22KV,TAVRIDA | RECLOSURE, AUTO, 22KV, TAVRIDA | LPNS018053 | 0019011819 | Unknown | SUITABLE NM NOT FOUND |  |  | LPNS018053 | [11 empty] | SUITABLE NM NOT FOUND | SUITABLE NM NOT FOUND | SUITABLE NM NOT FOUND | [60 empty] | Production Completed
000000000060229981 | STP-004 | DATA ENRICHMENT | SMX | SMX | OK | 2022-09-28 | 2022-10-01 |  | 000000000060229981 | BHP1 | BHP Spares & Supplies | 200000 | Mining Machinery and Accessories | EA | MAN2 | REPELLENT,MOISTURE Q20 163310014 PGE-190 | REPELLENT, MOISTURE Q20 163310014 PGE-190006 | PGE-190006 |  |  | URL NOT FOUND |  |  | PGE-190006 |  |  | Q20 163310014 | [8 empty] | CLEANSED | REPELLENT | NO MODIFIER | TYPE | MOISTURE | FORM |  | CONTAINER |  | HAZARD CLASS |  | CERTIFICATION/STANDARD |  | ADDITIONAL FEATURES EN |  | ADDITIONAL FEATURES ES |  | ADDITIONAL FEATURES FR | [45 empty] | Production Completed
000000000060256087 | STP-004 | DATA ENRICHMENT | SMX | SMX | OK | 2022-09-28 | 2022-10-01 |  | 000000000060256087 | BHP1 | BHP Spares & Supplies | 200000 | Mining Machinery and Accessories | EA | MAN2 | RETROFIT,MAG44,70W,LED | RETROFIT, MAG44, 70W, LED |  |  |  | https://magnitech.co.za/our-products/bulkheads/mag44-led/ |  |  | MAG44 | [11 empty] | ENRICHED | LIGHT | NO MODIFIER | TYPE | LED | LAMP WATTAGE | 70 W | POWER SUPPLY |  | COLOUR |  | BALLAST TYPE |  | SOCKET TYPE |  | NUMBER OF LAMPS |  | MOUNTING TYPE |  | MATERIAL |  | HAZARD CLASS |  | CERTIFICATION/STANDARD | SABS APPROVED | ADDITIONAL FEATURES EN | BRAND:RETROFIT | ADDITIONAL FEATURES ES |  | ADDITIONAL FEATURES FR | [33 empty] | Production Completed
000000000060243896 | STP-004 | DATA ENRICHMENT | SMX | SMX | OK | 2022-09-28 | 2022-09-30 |  | 000000000060243896 | BHP1 | BHP Spares & Supplies | 451017 | Printing accessories | EA | MAN2 | RIBBON,INKING,PART NO- R5F008EAA | RIBBON, INKING, PART NO- R5F008EAA 5 PANEL COLOUR, RIBBON YMCKO, 300 PRINTS FOR EVOLIS PRINTER, NEW STOCK AS PER ESSI: 1993 |  |  |  | https://www.digitalid.co.uk/product/evolis-r5f008eaa-ymcko-colour-ribbon-1615 |  | YMCKO | R5F008EAA | [5 empty] | PRINTER |  | EVOLIS |  |  |  | ENRICHED | RIBBON | PRINTER | TYPE | INKING | COLOUR | YELLOW,MAGENTA,CYAN,BLACK | SIZE |  | MATERIAL |  | HAZARD CLASS |  | CERTIFICATION/STANDARD |  | ADDITIONAL FEATURES EN | W/5 PANEL,300 PRINTS,NEW STOCK AS PER ESSI: 1993 | ADDITIONAL FEATURES ES |  | ADDITIONAL FEATURES FR | [43 empty] | Production Completed
000000000060253217 | STP-004 | DATA ENRICHMENT | SMX | SMX | OK | 2022-09-28 | 2022-09-30 |  | 000000000060253217 | BHP1 | BHP Spares & Supplies | 441031 | Printer, facsimile and photocopier supplies | EA | MAN2 | RIBBON,LABEL,BRADY,M71-R6000HF,BLK | RIBBON, LABEL, M71-R6000HF, BRADY RIBBON -50.8MM X 46M BLK | M71-6000HF BRADY RIBBON-50.8MMX46M BLK | 0019011819 | Unknown | https://www.cdrmarket.eu/brady-m71-r6000hf-/-114547-black-6000-series-halogen-free-thermal-transfer-printer-ribbon-50.80-mm-x-46-m/ |  | BRADY | M71-6000HF | [11 empty] | CLEANSED | RIBBON | PRINTER | TYPE | LABEL | COLOUR | BLACK | SIZE | 50.8 MM X 46 M | MATERIAL |  | HAZARD CLASS |  | CERTIFICATION/STANDARD |  | ADDITIONAL FEATURES EN |  | ADDITIONAL FEATURES ES |  | ADDITIONAL FEATURES FR | [43 empty] | Production Completed
000000000060244905 | STP-004 | DATA ENRICHMENT | SMX | SMX | OK | 2022-09-28 | 2022-10-01 | SUITABLE NM NOT FOUND | 000000000060244905 | BHP1 | BHP Spares & Supplies | 200000 | Mining Machinery and Accessories | EA | MAN2 | RIG,POWER,PORTABLE,220V | RIG,POWER,PORTABLE,220V,C/W 15M HOSE CORD,16MM AND OFF SET TOOL |  |  |  | SUITABLE NM NOT FOUND | [14 empty] | SUITABLE NM NOT FOUND | SUITABLE NM NOT FOUND | SUITABLE NM NOT FOUND | [60 empty] | Production Completed
000000000060127176 | STP-004 | DATA ENRICHMENT | SMX | SMX | OK | 2022-09-28 | 2022-10-01 |  | 000000000060127176 | BHP1 | BHP Spares & Supplies | 271118 | Measuring and layout tools | EA | MAN2 | RULE, 300MM, STAINLESS STEEL, SHINWA | RULE, 300MM, STAINLESS STEEL, SHINWA |  |  |  | URL NOT FOUND |  | SHINWA | [12 empty] | CLEANSED | RULER | NO MODIFIER | TYPE |  | MEASURING RANGE |  | GRADUATION |  | STAINLESS STEEL |  | SIZE | 300 MM | COLOUR |  | HAZARD CLASS |  | CERTIFICATION/STANDARD |  | ADDITIONAL FEATURES EN |  | ADDITIONAL FEATURES ES |  | ADDITIONAL FEATURES FR | [39 empty] | Production Completed
000000000060253691 | STP-004 | DATA ENRICHMENT | SMX | SMX | OK | 2022-09-28 | 2022-10-01 |  | 000000000060253691 | BHP1 | BHP Spares & Supplies | 200000 | Mining Machinery and Accessories | EA | MAN2 | RULE,STEEL,LINE,OF,CORDS,600MM | RULE, STEEL, LINE, OF, CORDS, 600MM |  |  |  | URL NOT FOUND | [14 empty] | CLEANSED | RULER | NO MODIFIER | TYPE |  | MEASURING RANGE |  | GRADUATION |  | MATERIAL | STEEL | SIZE | 600 MM | COLOUR |  | HAZARD CLASS |  | CERTIFICATION/STANDARD |  | ADDITIONAL FEATURES EN | LINE OF CORD | ADDITIONAL FEATURES ES |  | ADDITIONAL FEATURES FR | [39 empty] | Production Completed
000000000060247249 | STP-004 | DATA ENRICHMENT | SMX | SMX | OK | 2022-09-28 | 2022-09-30 |  | 000000000060247249 | BHP1 | BHP Spares & Supplies | 311630 | Couplings | EA | MAN2 | SANDER,MAKITA,BELD,DISC, | SANDER,MAKITA,BELD,DISC, |  |  |  | URL NOT FOUND |  | MAKITA | [12 empty] | CLEANSED | SANDER | NO MODIFIER | TYPE | DISC BELT | PAD TYPE |  | PAD SIZE |  | DIAMETER OF ORBIT |  | SPINDLE SIZE |  | INLET SIZE |  | CONNECTION TYPE |  | MATERIAL |  | COLOUR |  | INPUT RATING |  | SPEED RATING |  | PRESSURE RATING |  | HAZARD CLASS |  | CERTIFICATION/STANDARD |  | ADDITIONAL FEATURES EN |  | ADDITIONAL FEATURES ES |  | ADDITIONAL FEATURES FR | [27 empty] | Production Completed
000000000060248782 | STP-004 | DATA ENRICHMENT | SMX | SMX | OK | 2022-09-28 | 2022-09-30 |  | 000000000060248782 | BHP1 | BHP Spares & Supplies | 270000 | Tools and General Machinery | EA | MAN2 | SCALER,CHICAGO,PHNEUMATIC,LONG,REACH,MOD | SCALER, CHICAGO PHNEUMATIC, LONG REACH, MODEL B20, PART NUMBER 6151740240, LENGTH 1400MM, COMPLETED WITH CHISEL RIVET SET SHANK 15.9 |  |  |  | https://www.aptoolsltd.co.uk/shop/cp-chicago-pneumatic-b15m-3800-blows-per-minute-industrial-needle-scaler-6151740240/ |  | CHICAGO PHNEUMATIC | 6151740240 | B20 | [10 empty] | ENRICHED | SCALER | NO MODIFIER | TYPE | LONG REACH | HANDLE TYPE |  | CAPACITY |  | OVERALL LENGTH | 1400 MM | STROKE | 30 MM | TOOL OPENING |  | NEEDLE SIZE | 12 X 3 IN | IMPACT LOAD RATING |  | POWER RATING |  | HAZARD CLASS |  | CERTIFICATION/STANDARD |  | ADDITIONAL FEATURES EN | COMPLETED W/CHISEL RIVET SET SHANK 15.9 | ADDITIONAL FEATURES ES |  | ADDITIONAL FEATURES FR | [33 empty] | Production Completed
000000000060242805 | STP-004 | DATA ENRICHMENT | SMX | SMX | OK | 2022-09-28 | 2022-09-30 |  | 000000000060242805 | BHP1 | BHP Spares & Supplies | 271100 | Hand tools | EA | MAN2 | SCISSOR,LOCKOUT,S450,24 HOLES,ALUMINIUM | SCISSOR,LOCKOUT,S450,24 HOLES,ALUMINIUM,CODE MA500244,MASTER LOCK | MA500244,MASTER LOCK |  |  | URL NOT FOUND |  | MASTER LOCK | MA500244 | S450 | [10 empty] | CLEANSED | HASP AND STAPLE | NO MODIFIER | TYPE | LOCKOUT SCISSOR | HASP DIMENSION |  | STAPLE HOLE SIZE |  | FIXING HOLES | 24 | COLOUR |  | MATERIAL | ALUMINUM | HAZARD CLASS |  | CERTIFICATION/STANDARD |  | ADDITIONAL FEATURES EN |  | ADDITIONAL FEATURES ES |  | ADDITIONAL FEATURES FR | [39 empty] | Production Completed
000000000060248983 | STP-004 | DATA ENRICHMENT | SMX | SMX | OK | 2022-09-28 | 2022-09-30 |  | 000000000060248983 | BHP1 | BHP Spares & Supplies | 440000 | Office Equipment, Accessories and Supplies | EA | MAN2 | SCISSOR,TITANIUM,COATED,GERMAN,MADE,180M | SCISSOR,TITANIUM,COATED,GERMAN,MADE,180MM |  |  |  | URL NOT FOUND | [14 empty] | CLEANSED | SCISSOR | NO MODIFIER | TYPE |  | POINT TYPE |  | HANDLE TYPE |  | BLADE/CUTTING LENGTH |  | MATERIAL |  | COATING/FINISH | TITANIUM | BLADE WIDTH |  | LENGTH | 180 MM | HANDLE MATERIAL |  | HANDLE COLOUR |  | HAZARD CLASS |  | CERTIFICATION/STANDARD |  | ADDITIONAL FEATURES EN | ORIGIN:GERMAN | ADDITIONAL FEATURES ES |  | ADDITIONAL FEATURES FR | [31 empty] | Production Completed
000000000060129584 | STP-004 | DATA ENRICHMENT | SMX | SMX | OK | 2022-09-28 | 2022-10-01 |  | 000000000060129584 | BHP1 | BHP Spares & Supplies | 471318 | Cleaning and disinfecting solutions | EA | MAN2 | SHAMPOO, HAIR, TIMOTEI, ASSORTED | SHAMPOO, HAIR, TIMOTEI, ASSORTED |  |  |  | URL NOT FOUND | [14 empty] | CLEANSED | SHAMPOO | NO MODIFIER | TYPE | ASSORTED,HAIR | CONTAINER |  | ODOR |  | COMPOSITION |  | CONCENTRATION |  | PH VALUE |  | HAZARD CLASS |  | CERTIFICATION/STANDARD |  | ADDITIONAL FEATURES EN | BRAND:TIMOTEI | ADDITIONAL FEATURES ES |  | ADDITIONAL FEATURES FR | [39 empty] | Production Completed
000000000060245997 | STP-004 | DATA ENRICHMENT | SMX | SMX | OK | 2022-09-28 | 2022-10-01 |  | 000000000060245997 | BHP1 | BHP Spares & Supplies | 391200 | Electrical equipment and components and supplies | EA | MAN2 | SHAMPOO,CAR WASH,TURTLE BIG,ORANGE,5L | SHAMPOO,CAR WASH,TURTLE BIG,ORANGE,5L |  |  |  | URL NOT FOUND | [14 empty] | CLEANSED | SHAMPOO | NO MODIFIER | TYPE |  | CONTAINER | 5 L | ODOR |  | COMPOSITION |  | CONCENTRATION |  | PH VALUE |  | HAZARD CLASS |  | CERTIFICATION/STANDARD |  | ADDITIONAL FEATURES EN | BRAND:TURTLE BIG,COLOUR:ORANGE,FOR CAR WASH | ADDITIONAL FEATURES ES |  | ADDITIONAL FEATURES FR | [39 empty] | Production Completed
000000000060239447 | STP-004 | DATA ENRICHMENT | SMX | SMX | OK | 2022-09-28 | 2022-10-01 | SUITABLE NM NOT FOUND | 000000000060239447 | BHP1 | BHP Spares & Supplies | 811016 | Mechanical engineering | EA | MAN2 | SHANK FOR R32 DRILL | SHANK FOR R32 DRILL |  |  |  | SUITABLE NM NOT FOUND | [14 empty] | SUITABLE NM NOT FOUND | SUITABLE NM NOT FOUND | SUITABLE NM NOT FOUND | [60 empty] | Production Completed
000000000060247038 | STP-004 | DATA ENRICHMENT | SMX | SMX | OK | 2022-09-28 | 2022-10-01 |  | 000000000060247038 | BHP1 | BHP Spares & Supplies | 200000 | Mining Machinery and Accessories | EA | MAN2 | SHANK,ROD-C,SR22-H22,90003630 | SHANK ROD C, SR22-H22, PN 90003630 | 90003630 | 0019011819 | Unknown | https://www.industrialgate.com/en/our-products/90003630-sr22-h22-shank-rod-c |  |  | 90003630 |  |  | SR22-H22 | [8 empty] | ENRICHED | ROD | NO MODIFIER | TYPE | SHANK,C | DIAMETER |  | LENGTH | 11/32 IN | MATERIAL |  | MATERIAL SPECIFICATION |  | COATING/FINISH |  | HAZARD CLASS |  | CERTIFICATION/STANDARD |  | ADDITIONAL FEATURES EN |  | ADDITIONAL FEATURES ES |  | ADDITIONAL FEATURES FR | [39 empty] | Production Completed
000000000060248659 | STP-004 | DATA ENRICHMENT | SMX | SMX | OK | 2022-09-28 | 2022-09-30 |  | 000000000060248659 | BHP1 | BHP Spares & Supplies | 200000 | Mining Machinery and Accessories | EA | MAN2 | SHIFTER,KEN,ADJ,PHOSP,150MM | SHIFTER,KEN,ADJ,PHOSP,150MM | KEN5010060K | 0019011819 | Unknown | https://www.industrybuying.com/hand-tools-629/adjustable-wrench-826/?q=KEN5010060K&cat=629 |  |  | KEN5010060K | [11 empty] | ENRICHED | WRENCH | ADJUSTABLE | TYPE | SHIFTER | JAW CAPACITY |  | OVERALL LENGTH | 150 MM | MATERIAL |  | MATERIAL SPECIFICATION |  | COATING/FINISH | PHOSPHATE | HAZARD CLASS |  | CERTIFICATION/STANDARD |  | ADDITIONAL FEATURES EN |  | ADDITIONAL FEATURES ES |  | ADDITIONAL FEATURES FR | [39 empty] | Production Completed
000000000060248675 | STP-004 | DATA ENRICHMENT | SMX | SMX | OK | 2022-09-28 | 2022-09-30 |  | 000000000060248675 | BHP1 | BHP Spares & Supplies | 200000 | Mining Machinery and Accessories | EA | MAN2 | SHIFTER,KEN,ADJ,PHOSP,300MM | SHIFTER,KEN,ADJ,PHOSP,300MM | KEN5010120K | 0019011819 | Unknown | https://www.industrybuying.com/adjustable-wrench-kennedy-HAN.ADJ.56436940/?q=KEN5010120K&cat= |  |  | KEN5010120K | [11 empty] | ENRICHED | WRENCH | ADJUSTABLE | TYPE | SHIFTER | JAW CAPACITY |  | OVERALL LENGTH | 300 MM | MATERIAL |  | MATERIAL SPECIFICATION |  | COATING/FINISH | PHOSPHATE | HAZARD CLASS |  | CERTIFICATION/STANDARD |  | ADDITIONAL FEATURES EN |  | ADDITIONAL FEATURES ES |  | ADDITIONAL FEATURES FR | [39 empty] | Production Completed
000000000060029362 | STP-004 | DATA ENRICHMENT | SMX | SMX | OK | 2022-09-28 | 2022-10-01 |  | 000000000060029362 | BHP1 | BHP Spares & Supplies | 461800 | Personal safety and protection | PR | MAN2 | SOCKS, KHAKI, CALF LENGTH | SOCKS, KHAKI, CALF LENGTH |  |  |  | URL NOT FOUND |  | KHAKI | [12 empty] | CLEANSED | SOCKS | NO MODIFIER | TYPE |  | SIZE | CALF LENGTH | COLOUR |  | MATERIAL |  | HAZARD CLASS |  | CERTIFICATION/STANDARD |  | ADDITIONAL FEATURES EN |  | ADDITIONAL FEATURES ES |  | ADDITIONAL FEATURES FR | [43 empty] | Production Completed
000000000060215611 | STP-004 | DATA ENRICHMENT | SMX | SMX | OK | 2022-09-28 | 2022-10-01 |  | 000000000060215611 | BHP1 | BHP Spares & Supplies | 311628 | Miscellaneous hardware | EA | MAN2 | SPONGE, CODE 038218002, WRAPPING MACHINE | SPONGE, CODE 038218002, WRAPPING MACHINE |  |  |  | URL NOT FOUND |  |  | 038218002 | [11 empty] | CLEANSED | SPONGE | NO MODIFIER | TYPE |  | SIZE |  | COLOUR |  | MATERIAL |  | ABSORBING CAPACITY |  | HAZARD CLASS |  | CERTIFICATION/STANDARD |  | ADDITIONAL FEATURES EN | FOR WRAPPING MACHINE | ADDITIONAL FEATURES ES |  | ADDITIONAL FEATURES FR | [41 empty] | Production Completed
000000000060030045 | STP-004 | DATA ENRICHMENT | SMX | SMX | OK | 2022-09-28 | 2022-10-01 |  | 000000000060030045 | BHP1 | BHP Spares & Supplies | 471218 | Cleaning equipment | EA | MAN2 | SQUEEGEE, METAL, 610MM, WITH RUBBER BLAD | SQUEEGEE, METAL, 610MM, WITH RUBBER BLADES, SPRINGBOK | 9237 | 0019008943 | SPRINGBOK | URL NOT FOUND |  | SPRINGBOK | 9237 | [11 empty] | CLEANSED | SQUEEGEE | NO MODIFIER | TYPE | METAL | FRAME TYPE |  | BLADE TYPE |  | BLADE SIZE | 610 MM | HANDLE SIZE |  | BLADE MATERIAL | RUBBER | HANDLE TYPE |  | HANDLE MATERIAL |  | COLOUR |  | HAZARD CLASS |  | CERTIFICATION/STANDARD |  | ADDITIONAL FEATURES EN |  | ADDITIONAL FEATURES ES |  | ADDITIONAL FEATURES FR | [33 empty] | Production Completed
000000000060133867 | STP-004 | DATA ENRICHMENT | SMX | SMX | OK | 2022-09-28 | 2022-10-01 |  | 000000000060133867 | BHP1 | BHP Spares & Supplies | 471316 | Brooms, mops, brushes and accessories | EA | MAN2 | SQUEEGEE,RUBBER HANDLE 1,8M SCRAPER 0,6M | SQUEEGEE,RUBBER HANDLE 1,8M SCRAPER 0,6M, 1.2M, ACADAMY |  |  |  | URL NOT FOUND | [14 empty] | CLEANSED | SQUEEGEE | NO MODIFIER | TYPE | SCRAPER | FRAME TYPE |  | BLADE TYPE |  | BLADE SIZE | 0.6 M | HANDLE SIZE | 1.2 M | BLADE MATERIAL |  | HANDLE TYPE |  | HANDLE MATERIAL | RUBBER | COLOUR |  | HAZARD CLASS |  | CERTIFICATION/STANDARD |  | ADDITIONAL FEATURES EN | TOTAL SIZE:1.8 M,ACADAMY | ADDITIONAL FEATURES ES |  | ADDITIONAL FEATURES FR | [33 empty] | Production Completed
000000000060247449 | STP-004 | DATA ENRICHMENT | SMX | SMX | OK | 2022-09-28 | 2022-10-01 |  | 000000000060247449 | BHP1 | BHP Spares & Supplies | 781801 | Vehicle maintenance and repair services | EA | MAN2 | STEP,4547800,CAT,EA | STEP, 4547800, CAT, EACH | 4547800 |  |  | https://parts.cat.com/en/catcorp/454-7800 |  | CATERPILLAR | 454-7800 | [11 empty] | ENRICHED | STEP | VEHICLE | TYPE |  | NUMBER OF STEPS |  | DIMENSIONS | WD 150 X LG 340 X HT 34.5 MM | MOUNTING TYPE |  | MATERIAL | CARBON STEEL | LOAD RATING | PAINT | HAZARD CLASS |  | CERTIFICATION/STANDARD |  | ADDITIONAL FEATURES EN | PACKAGING TYPE:EACH | ADDITIONAL FEATURES ES |  | ADDITIONAL FEATURES FR | [39 empty] | Production Completed
000000000060244859 | STP-004 | DATA ENRICHMENT | SMX | SMX | OK | 2022-09-28 | 2022-10-01 |  | 000000000060244859 | BHP1 | BHP Spares & Supplies | 411000 | Laboratory Equipment | EA | MAN2 | STIRRER,MAGNETIC,140MMX140MM,EA | STIRRER, MAGNETIC, 140MM X 140MM, EACH |  |  |  | URL NOT FOUND | [14 empty] | CLEANSED | STIRRER | NO MODIFIER | TYPE | MAGNETIC | VOLTAGE RATING |  | CURRENT RATING |  | FREQUENCY RATING |  | POWER RATING |  | SPEED RATING |  | CAPACITY |  | NUMBER OF POSITIONS |  | MATERIAL |  | PLATE MATERIAL |  | SIZE | 140 X 140 MM | TEMPERATURE RATING |  | HAZARD CLASS |  | CERTIFICATION/STANDARD |  | ADDITIONAL FEATURES EN | PACKAGING TYPE:EACH | ADDITIONAL FEATURES ES |  | ADDITIONAL FEATURES FR | [27 empty] | Production Completed
000000000060255371 | STP-004 | DATA ENRICHMENT | SMX | SMX | OK | 2022-09-28 | 2022-10-01 |  | 000000000060255371 | BHP1 | BHP Spares & Supplies | 200000 | Mining Machinery and Accessories | EA | MAN2 | STOVE,ISOLATOR,4X4 | STOVE, ISOLATOR, 4X4 |  |  |  | URL NOT FOUND | [14 empty] | CLEANSED | ISOLATOR | ELECTRICAL | TYPE | STOVE | VOLTAGE RATING |  | CURRENT RATING |  | LOAD BREAKING CAPACITY |  | NUMBER OF POLES |  | INSULATION VOLTAGE |  | DEGREE OF PROTECTION |  | MATERIAL |  | MOUNTING TYPE |  | TEMPERATURE RATING |  | HAZARD CLASS |  | CERTIFICATION/STANDARD |  | ADDITIONAL FEATURES EN | 4X4 | ADDITIONAL FEATURES ES |  | ADDITIONAL FEATURES FR | [31 empty] | Production Completed
000000000060254567 | STP-004 | DATA ENRICHMENT | SMX | SMX | OK | 2022-09-28 | 2022-10-01 | SUITABLE NM NOT FOUND | 000000000060254567 | BHP1 | BHP Spares & Supplies | 130000 | Plastic, Rubber and Elastomeric Materials | PAK | MAN2 | STRAW,COLDRINK,PLASTIC,5MM,WRAPPED,1000, | STRAW, COLDRINK, PLASTIC, 5MM, WRAPPED, 1000, P/PACK |  |  |  | SUITABLE NM NOT FOUND | [14 empty] | SUITABLE NM NOT FOUND | SUITABLE NM NOT FOUND | SUITABLE NM NOT FOUND | [60 empty] | Production Completed
000000000060220617 | STP-004 | DATA ENRICHMENT | SMX | SMX | OK | 2022-09-28 | 2022-10-01 | SUITABLE NM NOT FOUND | 000000000060220617 | BHP1 | BHP Spares & Supplies | 411040 | Sampling equipment | BX | MAN2 | STRAWS, LONG,29823-00,350PCS, MICROL OIL | STRAWS, LONG,29823-00,350PCS, MICROL OIL ANALYZER |  |  |  | SUITABLE NM NOT FOUND | [14 empty] | SUITABLE NM NOT FOUND | SUITABLE NM NOT FOUND | SUITABLE NM NOT FOUND | [60 empty] | Production Completed
000000000060217168 | STP-004 | DATA ENRICHMENT | SMX | SMX | OK | 2022-09-28 | 2022-09-30 |  | 000000000060217168 | BHP1 | BHP Spares & Supplies | 391200 | Electrical equipment and components and supplies | EA | MAN2 | SUBSTATION: MINI, MODULAR&MOTORISED,630K | ONAN, VECTOR GROUP - DYN11, L.T. COMPARTMENT: THIS COMPARTMENT WILL, CONTAIN THE FOLLOWING MAIN COMPONENTS: 1 X 800 AMP MAIN CIRCUIT BREAKER,, 3 X 250 AMP 3 POLE CIRCUIT BREAKERS C/W E.L.U.?S, 1 X 100 AMP 3 POLE, CIRCUIT BREAKER C/W E.L.U, 5 X AMMETERS AND CURRENT TRANSFORMERS. 1 X, VOLTMETER AND FUSES, 1 X DIAL THERMOMETER. 1 X 110V SIREN, 1 X, AUXILLIARY TRANSFORMER. 1 X ADIT RELAY, 1 X NEUTRAL C.T, 1 X PYROGEN,, THE UNIT IS MODULAR AND EACH MODULE WILL BE FITTED WITH SKIDS AND WILL, BE FINISHED IN B26 ORANGE., 630 KVA MINISUB TO THE SAMANCOR SPECIFICATION AND AS FOLLOWS:H.T., COMPARTMENT: THIS CUBICLE WILL BE FITTED WITH A RM6 SF6 RING MAIN UNIT, WITH VIP35 RELAY AND CIRCUIT BREAKER T-OFF FITTED WITH ARC VENTING CABLE, BOXES, A MOTORISED CIRCUIT BREAKER CLOSING / OPENING MECHANISM AND, REMOTE PENDANT CONTROL POWERED BY A 24 VOLT DC BATTERY TRIPPING UNIT. NO, VT NECESSARY, TRANSFORMER : RATING - 630 KVA, H.T. VOLTAGE - 11,000, +-2.5 & 5%, L.T. VOLTAGE - 550VOLTS & NEUTRAL, PHASES - 3. COOLING - |  |  |  | URL NOT FOUND | [14 empty] | CLEANSED | STATION | NO MODIFIER | TYPE | MINI,SUB | VOLTAGE RATING |  | CURRENT RATING |  | POWER RATING |  | SIZE |  | MATERIAL |  | HAZARD CLASS |  | CERTIFICATION/STANDARD |  | ADDITIONAL FEATURES EN | VECTOR GROUP:DYN11,L.T. COMPARTMENT:THIS COMPARTMENT WILL CONTAIN THE FOLLOWING MAIN COMPONENTS:1 X 800 A MAIN CIRCUIT BREAKER,3 X 250 A 3 P CIRCUIT BREAKERS,C/W E.L.U.S 1 X 100 A 3 P,CIRCUIT BREAKER C/W E.L.U, 5 X AMMETERS AND CURRENT TRANSFORMERS,1 X VOLTMETER AND FUSES,1 X DIAL THERMOMETER,1 X 110 V SIREN,1 X, AUXILLIARY TRANSFORMER,1 X ADIT RELAY,1 X NEUTRAL C.T,1 X PYROGEN,THE UNIT IS MODULAR AND EACH MODULE WILL BE FITTED W/SKIDS AND WILL,BE FINISHED IN B26 ORANGE,630 KVA MINISUB TO THE SAMANCOR SPECIFICATION AND AS FOLLOWS:H.T,COMPARTMENT:THIS CUBICLE WILL BE FITTED WITH A RM6 SF6 RING MAIN UNIT,W/VIP35 RELAY AND CIRCUIT BREAKER T-OFF FITTED W/ARC VENTING CABLE,BOXES A MOTORISED CIRCUIT BREAKER CLOSING/OPENING MECHANISM AND REMOTE PENDANT CONTROL POWERED BY A 24 VDC BATTERY TRIPPING UNIT,NO VT NECESSARY,TRANSFORMER:RATING 630 KVA,H.T. VOLTAGE 11,000 +-2.5 AND 5 PCT,L.T. VOLTAGE 550 V AND NEUTRAL,PHASES-3 COOLING TYPE:ONAN | ADDITIONAL FEATURES ES |  | ADDITIONAL FEATURES FR | [39 empty] | Production Completed
000000000060243214 | STP-004 | DATA ENRICHMENT | SMX | SMX | OK | 2022-09-28 | 2022-10-01 |  | 000000000060243214 | BHP1 | BHP Spares & Supplies | 311600 | Hardware | EA | MAN2 | SUGAR,ICING,HULETTS,1KG | ICING, SUGAR, HULETTS, 1KG |  |  |  | URL NOT FOUND |  | HULETTS | [12 empty] | CLEANSED | SUGAR | NO MODIFIER | PHYSICAL FORM |  | PACKAGE TYPE |  | PACKAGE WEIGHT | 1 KG | HAZARD CLASS |  | CERTIFICATION/STANDARD |  | ADDITIONAL FEATURES EN | TYPE:ICING | ADDITIONAL FEATURES ES |  | ADDITIONAL FEATURES FR | [45 empty] | Production Completed
000000000060246398 | STP-004 | DATA ENRICHMENT | SMX | SMX | OK | 2022-09-28 | 2022-10-01 |  | 000000000060246398 | BHP1 | BHP Spares & Supplies | 501615 | Sugars | EA | MAN2 | SUGAR,SELATI,250G | SUGAR,SELATI,250G |  |  |  | URL NOT FOUND |  | SELATI | [12 empty] | CLEANSED | SUGAR | NO MODIFIER | PHYSICAL FORM |  | PACKAGE TYPE |  | PACKAGE WEIGHT | 250 GR | HAZARD CLASS |  | CERTIFICATION/STANDARD |  | ADDITIONAL FEATURES EN |  | ADDITIONAL FEATURES ES |  | ADDITIONAL FEATURES FR | [45 empty] | Production Completed
000000000060255328 | STP-004 | DATA ENRICHMENT | SMX | SMX | OK | 2022-09-28 | 2022-10-01 |  | 000000000060255328 | BHP1 | BHP Spares & Supplies | 200000 | Mining Machinery and Accessories | EA | MAN2 | SWITCHGEAR,MV,1250A,UP95KV,30DC,TRIP,COI | SWITCHGEAR,MV,1250A,UP95KV,30DC,TRIP,COIL,110V,AC,SPRING,RELEASE,COIL,110V,RATED,MOTOR,VOLTAGE |  |  |  | URL NOT FOUND | [14 empty] | CLEANSED | SWITCHGEAR | NO MODIFIER | TYPE | MEDIUM VOLTAGE | VOLTAGE RATING | 110 VAC COIL,30 VDC TRIP | POWER RATING |  | CURRENT RATING | 1250 A | NUMBER OF PHASE |  | BIL RATING |  | SWITCHING METHOD |  | INTERRUPT RATING |  | ENCLOSURE |  | CONNECTION TYPE |  | CABLE SIZE |  | CONNECTION LOCATION |  | NUMBER OF CABLES |  | COOLING METHOD |  | MOUNTING TYPE |  | HAZARD CLASS |  | CERTIFICATION/STANDARD |  | ADDITIONAL FEATURES EN | W/SPRING RELEASE MOTOR VOLTAGE,UNITS UP TO 95 KV | ADDITIONAL FEATURES ES |  | ADDITIONAL FEATURES FR | [21 empty] | Production Completed
000000000060253168 | STP-004 | DATA ENRICHMENT | SMX | SMX | OK | 2022-09-28 | 2022-10-01 |  | 000000000060253168 | BHP1 | BHP Spares & Supplies | 411000 | Laboratory Equipment | EA | MAN2 | SYRINGES,DISPOSABLE,20ML,EA | SYRINGES, DISPOSABLE, PREMIUM, NON-PYROGENIC, 20 MILLILITER, INDIVIDUAL,, PACKAGED, EACH, SYRINGES, DISPOSABLE, ,PREMIUM, NON-PYROGENIC, 20 MILLILITER, INDIVIDUAL, PACKAGED, EACH |  |  |  | URL NOT FOUND | [14 empty] | CLEANSED | SYRINGE | LABORATORY | TYPE | DISPOSABLE,PREMIUM,NON-PYROGENIC | TIP SYTLE |  | CAPACITY | 20 ML | MATERIAL |  | GRADUATION |  | HAZARD CLASS |  | CERTIFICATION/STANDARD |  | ADDITIONAL FEATURES EN | INDIVIDUAL PACKAGED,PACKAGING TYPE:EACH | ADDITIONAL FEATURES ES |  | ADDITIONAL FEATURES FR | [41 empty] | Production Completed
000000000060255984 | STP-004 | DATA ENRICHMENT | SMX | SMX | OK | 2022-09-28 | 2022-10-01 |  | 000000000060255984 | BHP1 | BHP Spares & Supplies | 271215 | Hydraulic presses | EA | MAN2 | PRESS,10TON,LOAD,TEST | PRESS 10 TON, LOAD TEST |  |  |  | URL NOT FOUND | [14 empty] | CLEANSED | PRESS | HYDRAULIC | TYPE | LOAD TEST | DRIVE TYPE |  | CAPACITY | 10 TON | TRAVEL |  | BASE SIZE |  | SPEED RATING |  | FORCE PRESSURE |  | MATERIAL |  | MOUNTING TYPE |  | HAZARD CLASS |  | CERTIFICATION/STANDARD |  | ADDITIONAL FEATURES EN |  | ADDITIONAL FEATURES ES |  | ADDITIONAL FEATURES FR | [33 empty] | Production Completed
000000000060255985 | STP-004 | DATA ENRICHMENT | SMX | SMX | OK | 2022-09-28 | 2022-10-01 |  | 000000000060255985 | BHP1 | BHP Spares & Supplies | 271215 | Hydraulic presses | EA | MAN2 | PRESS,20TON,LOAD,TEST | PRESS 20 TON, LOAD TEST |  |  |  | URL NOT FOUND | [14 empty] | CLEANSED | PRESS | HYDRAULIC | TYPE | LOAD TEST | DRIVE TYPE |  | CAPACITY | 20 TON | TRAVEL |  | BASE SIZE |  | SPEED RATING |  | FORCE PRESSURE |  | MATERIAL |  | MOUNTING TYPE |  | HAZARD CLASS |  | CERTIFICATION/STANDARD |  | ADDITIONAL FEATURES EN |  | ADDITIONAL FEATURES ES |  | ADDITIONAL FEATURES FR | [33 empty] | Production Completed
000000000060176153 | STP-004 | DATA ENRICHMENT | SMX | SMX | OK | 2022-09-28 | 2022-10-01 |  | 000000000060176153 | BHP1 | BHP Spares & Supplies | 401517 | Pump parts and accessories | EA | MAN2 | THROWER, 72M PUMP, NITRILE, ECO-B70TWR, | THROWER, 72M PUMP, NITRILE, ECO-B70TWR, ECO PUMPS | ECO-B40TWR | 0019011420 | ECOCHEM PUMPS (PTY) LTD | URL NOT FOUND |  | ECOCHEM PUMPS (PTY) LTD | ECO-B40TWR | [5 empty] | PUMP | 72M |  |  |  |  | CLEANSED | THROWER | NO MODIFIER | TYPE |  | SIZE |  | MATERIAL | NITRILE | HAZARD CLASS |  | CERTIFICATION/STANDARD |  | ADDITIONAL FEATURES EN |  | ADDITIONAL FEATURES ES |  | ADDITIONAL FEATURES FR | [45 empty] | Production Completed
000000000060246837 | STP-004 | DATA ENRICHMENT | SMX | SMX | OK | 2022-09-28 | 2022-10-01 |  | 000000000060246837 | BHP1 | BHP Spares & Supplies | 231516 | Cement, ceramics and glass industry machinery, equipment and | EA | MAN2 | TILE,BOXES | TILE,BOXES |  |  |  | URL NOT FOUND | [14 empty] | CLEANSED | TILE | NO MODIFIER | TYPE |  | SIZE |  | MATERIAL |  | COLOUR |  | HAZARD CLASS |  | CERTIFICATION/STANDARD |  | ADDITIONAL FEATURES EN | PACKAGING TYPE:BOX | ADDITIONAL FEATURES ES |  | ADDITIONAL FEATURES FR | [43 empty] | Production Completed
000000000060232920 | STP-004 | DATA ENRICHMENT | SMX | SMX | OK | 2022-09-28 | 2022-10-01 | SUITABLE NM NOT FOUND | 000000000060232920 | BHP1 | BHP Spares & Supplies | 200000 | Mining Machinery and Accessories | EA | MAN2 | SUMP,TIN,BF,TCD4,EC,M41908187,DD210L | SUMP TIN BF, TCD4, L, M,1012, 2012,E ,EC, PN M41908187, DD210L | M41908187 | 0019008613 | DEUTZ ENGINES | SUITABLE NM NOT FOUND |  | DEUTZ ENGINES | M41908187 | [11 empty] | SUITABLE NM NOT FOUND | SUITABLE NM NOT FOUND | SUITABLE NM NOT FOUND | [60 empty] | Production Completed
000000000060233129 | STP-004 | DATA ENRICHMENT | SMX | SMX | OK | 2022-09-28 | 2022-10-01 |  | 000000000060233129 | BHP1 | BHP Spares & Supplies | 200000 | Mining Machinery and Accessories | EA | MAN2 | TIRE,ROLLER,WEMCO.DRUM | TIRE ROLLER, FOR WEMCO DRUM P/N 28/0005/01/001 |  |  |  | URL NOT FOUND |  | WEMCO | 28/0005/01/001 | [11 empty] | CLEANSED | ROLLER | NO MODIFIER | TYPE | TIRE | DIAMETER |  | LENGTH |  | MATERIAL |  | HAZARD CLASS |  | CERTIFICATION/STANDARD |  | ADDITIONAL FEATURES EN | FOR DRUM | ADDITIONAL FEATURES ES |  | ADDITIONAL FEATURES FR | [43 empty] | Production Completed
000000000060149536 | STP-004 | DATA ENRICHMENT | SMX | SMX | OK | 2022-09-28 | 2022-09-30 |  | 000000000060149536 | BHP1 | BHP Spares & Supplies | 461800 | Personal safety and protection | PK | MAN2 | TISSUE, CLEANING, LENS, 20 PER PACK, MSA | TISSUE, CLEANING, LENS, 20 PER PACK, MSA | 12472 | 0019008819 | MSA AFRICA | https://s7d9.scene7.com/is/content/minesafetyappliances/MSA%20Eye%20Protection%20Catalog%20-%20ZA-EN |  | MSA AFRICA | 12472 | [11 empty] | CLEANSED | WIPES | NO MODIFIER | TYPE | CLEANING TISSUE,LENS | SIZE |  | MATERIAL |  | COLOUR |  | PACKAGE TYPE |  | HAZARD CLASS |  | CERTIFICATION/STANDARD |  | ADDITIONAL FEATURES EN | PACKAGING QUANTITY:20/PACK | ADDITIONAL FEATURES ES |  | ADDITIONAL FEATURES FR | [41 empty] | Production Completed
000000000060251788 | STP-004 | DATA ENRICHMENT | SMX | SMX | OK | 2022-09-28 | 2022-10-01 |  | 000000000060251788 | BHP1 | BHP Spares & Supplies | 231815 | Food preparation machinery | EA | MAN2 | TOASTER,FLAT PRESS,9 SLICE,EA | TOASTER, FLAT PRESS, 9 SLICE, MAKE: ANVIL, EACH | TSA1009 | 0019011819 | Unknown | https://chavda.com/product/bce-toaster-anvil-9-slice-flat-plate-sku-tsa1009/ |  | ANVIL | TSA1009 | [11 empty] | ENRICHED | TOASTER | NO MODIFIER | TYPE | FLAT PRESS | NUMBER OF SLICES | 9 | ELECTRICAL RATING |  | MATERIAL | CAST ALUMINUM PLATE | SIZE | 355 X 466 X 327 CM | HAZARD CLASS |  | CERTIFICATION/STANDARD |  | ADDITIONAL FEATURES EN | PACKAGING TYPE:EACH | ADDITIONAL FEATURES ES |  | ADDITIONAL FEATURES FR | [41 empty] | Production Completed
000000000060249245 | STP-004 | DATA ENRICHMENT | SMX | SMX | OK | 2022-09-28 | 2022-10-01 |  | 000000000060249245 | BHP1 | BHP Spares & Supplies | 230000 | Industrial Manufacturing and Processing Machinery and Access | EA | MAN2 | TOASTER,SANDWICH,750W 220V,EA | TOASTER,SANDWICH,750W 220V,JA-ZM202W,EA |  |  |  | https://clicks.co.za/safeway_sandwich-maker-white/p/260020 |  |  | JA-ZM202W | [11 empty] | ENRICHED | TOASTER | NO MODIFIER | TYPE | SANDWICH | NUMBER OF SLICES |  | ELECTRICAL RATING | 220 V,750 W | MATERIAL |  | SIZE |  | HAZARD CLASS |  | CERTIFICATION/STANDARD |  | ADDITIONAL FEATURES EN | PACKAGING TYPE:EACH | ADDITIONAL FEATURES ES |  | ADDITIONAL FEATURES FR | [41 empty] | Production Completed
000000000060248531 | STP-004 | DATA ENRICHMENT | SMX | SMX | OK | 2022-09-28 | 2022-10-01 |  | 000000000060248531 | BHP1 | BHP Spares & Supplies | 200000 | Mining Machinery and Accessories | EA | MAN2 | TRIMMER,A3,REXEL,420PG,PROFESSIONAL | TRIMMER,A3,REXEL,420PG,PROFESSIONAL, AA091308 | AA091308 | 0019011819 | Unknown | https://www.central.officenational.com.na/office-machines-accessories/rexpro-420pg-professional-guillotine |  | REXEL | AA091308 | [11 empty] | ENRICHED | TRIMMER | POWER | TYPE | PROFESSIONAL | BLADE SIZE |  | OVERALL LENGTH | 420 MM | MATERIAL |  | COLOUR |  | POWER SUPPLY |  | HAZARD CLASS |  | CERTIFICATION/STANDARD |  | ADDITIONAL FEATURES EN | BASE SIZE:A3 | ADDITIONAL FEATURES ES |  | ADDITIONAL FEATURES FR | [39 empty] | Production Completed
000000000060223285 | STP-004 | DATA ENRICHMENT | SMX | SMX | OK | 2022-09-28 | 2022-09-30 |  | 000000000060223285 | BHP1 | BHP Spares & Supplies | 111917 | Turnings | EA | MAN2 | TRUNNION, LOCATION TYPE MT301081100P01, | TRUNNION, LOCATION TYPE MT301081100P01, PSP | MT301081100P01 |  |  | URL NOT FOUND |  |  | MT301081100P01 | [11 empty] | CLEANSED | TRUNNION | NO MODIFIER | TYPE |  | SIZE |  | MATERIAL |  | MOUNTING TYPE |  | HAZARD CLASS |  | CERTIFICATION/STANDARD |  | ADDITIONAL FEATURES EN | TRUNNION,PSP | ADDITIONAL FEATURES ES |  | ADDITIONAL FEATURES FR | [43 empty] | Production Completed
000000000060240173 | STP-004 | DATA ENRICHMENT | SMX | SMX | OK | 2022-09-28 | 2022-09-30 |  | 000000000060240173 | BHP1 | BHP Spares & Supplies | 781801 | Vehicle maintenance and repair services | EA | MAN2 | TRUNNION,4347982,CAT,EA | TRUNNION, 4347982, CAT, EA | 4347982 |  |  | https://parts.cat.com/en/catcorp/434-7982 |  | CATERPILLAR | 434-7982 | [11 empty] | ENRICHED | TRUNNION | NO MODIFIER | TYPE |  | SIZE | OD 231.1 X LG 147 MM | MATERIAL | CAST IRON | MOUNTING TYPE |  | HAZARD CLASS |  | CERTIFICATION/STANDARD |  | ADDITIONAL FEATURES EN | PACKAGING TYPE:EACH | ADDITIONAL FEATURES ES |  | ADDITIONAL FEATURES FR | [43 empty] | Production Completed
000000000060231587 | STP-004 | DATA ENRICHMENT | SMX | SMX | OK | 2022-09-28 | 2022-10-01 |  | 000000000060231587 | BHP1 | BHP Spares & Supplies | 241016 | Lifting equipment | EA | MAN2 | TURNBUCKLE,M10 | TURNBUCKLE, STRAINING SCREW, HOOK & EYE, M10 SCREW DIAMETER, MILD STEEL, GALVANIZED |  |  |  | URL NOT FOUND | [14 empty] | CLEANSED | TURNBUCKLE | NO MODIFIER | TYPE | STRAINING SCREW,HOOK AND EYE | ADJUSTABLE RANGE |  | MATERIAL | MILD STEEL GALVANIZED | THREAD SIZE | M10 SCREW | OVERALL LENGTH |  | LOAD CAPACITY |  | HAZARD CLASS |  | CERTIFICATION/STANDARD |  | ADDITIONAL FEATURES EN |  | ADDITIONAL FEATURES ES |  | ADDITIONAL FEATURES FR | [39 empty] | Production Completed
000000000060231588 | STP-004 | DATA ENRICHMENT | SMX | SMX | OK | 2022-09-28 | 2022-10-01 |  | 000000000060231588 | BHP1 | BHP Spares & Supplies | 241016 | Lifting equipment | EA | MAN2 | TURNBUCKLE,M12 | TURNBUCKLE, STRAINING SCREW, HOOK & EYE, M12 SCREW DIAMETER, MILD STEEL, GALVANIZED |  |  |  | URL NOT FOUND | [14 empty] | CLEANSED | TURNBUCKLE | NO MODIFIER | TYPE | STRAINING SCREW,HOOK AND EYE | ADJUSTABLE RANGE |  | MATERIAL | MILD STEEL GALVANIZED | THREAD SIZE | M12 SCREW | OVERALL LENGTH |  | LOAD CAPACITY |  | HAZARD CLASS |  | CERTIFICATION/STANDARD |  | ADDITIONAL FEATURES EN |  | ADDITIONAL FEATURES ES |  | ADDITIONAL FEATURES FR | [39 empty] | Production Completed
000000000060254894 | STP-004 | DATA ENRICHMENT | SMX | SMX | OK | 2022-09-28 | 2022-10-01 |  | 000000000060254894 | BHP1 | BHP Spares & Supplies | 311620 | Nails | EA | MAN2 | TWEEZER,PINK,PLANET,NAILS | TWEEZER, PINK, PLANET, NAILS |  |  |  | URL NOT FOUND |  | PLANET NAIL | [12 empty] | CLEANSED | TWEEZER | NO MODIFIER | TYPE |  | LENGTH |  | MATERIAL |  | RESISTS |  | POINT TYPE |  | HAZARD CLASS |  | CERTIFICATION/STANDARD |  | ADDITIONAL FEATURES EN | COLOUR:PINK | ADDITIONAL FEATURES ES |  | ADDITIONAL FEATURES FR | [41 empty] | Production Completed
000000000060253599 | STP-004 | DATA ENRICHMENT | SMX | SMX | OK | 2022-09-28 | 2022-10-01 |  | 000000000060253599 | BHP1 | BHP Spares & Supplies | 470000 | Cleaning Equipment and Supplies | EA | MAN2 | VACUUM,CLEANER,2400W,SS TANK,80L | VACUUM, CLEANER, 2400W, 2 MOTORS, SS TANK, 80L, CONE FILTER |  |  |  | URL NOT FOUND | [14 empty] | CLEANSED | VACUUM CLEANER | NO MODIFIER | TYPE |  | CAPACITY | 80 L | FILTER TYPE | CONE | INPUT RATING |  | POWER RATING | 2400 W | AIR FLOW |  | CLEANING PATH |  | SIZE |  | HAZARD CLASS |  | CERTIFICATION/STANDARD |  | ADDITIONAL FEATURES EN | W/STAINLESS STEEL TANK,2 MOTORS | ADDITIONAL FEATURES ES |  | ADDITIONAL FEATURES FR | [35 empty] | Production Completed
000000000060256175 | STP-004 | DATA ENRICHMENT | SMX | SMX | OK | 2022-09-28 | 2022-10-01 |  | 000000000060256175 | BHP1 | BHP Spares & Supplies | 470000 | Cleaning Equipment and Supplies | EA | MAN2 | VACUUMCLEANER | VACUUMCLEANER |  |  |  | URL NOT FOUND | [14 empty] | CLEANSED | VACUUM CLEANER | NO MODIFIER | TYPE |  | CAPACITY |  | FILTER TYPE |  | INPUT RATING |  | POWER RATING |  | AIR FLOW |  | CLEANING PATH |  | SIZE |  | HAZARD CLASS |  | CERTIFICATION/STANDARD |  | ADDITIONAL FEATURES EN |  | ADDITIONAL FEATURES ES |  | ADDITIONAL FEATURES FR | [35 empty] | Production Completed
000000000060010193 | STP-004 | DATA ENRICHMENT | SMX | SMX | OK | 2022-09-28 | 2022-09-30 |  | 000000000060010193 | BHP1 | BHP Spares & Supplies | 121315 | Explosives | EA | MAN2 | VENTURI, 5MM ORIFICE, MK3 LOADER, L H LA | VENTURI, 5MM ORIFICE, MK3 LOADER, L H LATEGAN | L113 | 0019008753 | L H LATEGAN | URL NOT FOUND |  | L H LATEGAN | L113 | [5 empty] | LOADER | MK3 | L H LATEGAN |  |  |  | CLEANSED | VENTURI | NO MODIFIER | TYPE |  | LINE SIZE |  | ACCURACY |  | FLOW COEFFICIENT |  | MATERIAL |  | MATERIAL SPECIFICATION |  | HAZARD CLASS |  | CERTIFICATION/STANDARD |  | ADDITIONAL FEATURES EN | ORIFICE SIZE:5 MM | ADDITIONAL FEATURES ES |  | ADDITIONAL FEATURES FR | [39 empty] | Production Completed
000000000060229020 | STP-004 | DATA ENRICHMENT | SMX | SMX | OK | 2022-09-28 | 2022-10-01 |  | 000000000060229020 | BHP1 | BHP Spares & Supplies | 401015 | Ventilation | EA | MAN2 | VENTURIS,VENTURI 570MM | VENTURIS, VENTURI 570MM |  |  |  | URL NOT FOUND | [14 empty] | CLEANSED | VENTURI | NO MODIFIER | TYPE |  | LINE SIZE | 570 MM | ACCURACY |  | FLOW COEFFICIENT |  | MATERIAL |  | MATERIAL SPECIFICATION |  | HAZARD CLASS |  | CERTIFICATION/STANDARD |  | ADDITIONAL FEATURES EN |  | ADDITIONAL FEATURES ES |  | ADDITIONAL FEATURES FR | [39 empty] | Production Completed
000000000060244800 | STP-004 | DATA ENRICHMENT | SMX | SMX | OK | 2022-09-28 | 2022-10-01 |  | 000000000060244800 | BHP1 | BHP Spares & Supplies | 411165 | Instrument parts and accessories | EA | MAN2 | MILLING VESSEL,CARBON,100CC,EA | MILLING VESSEL, CARBON, STEEL GRINDING, 100CC, EACH |  |  |  | URL NOT FOUND | [14 empty] | CLEANSED | VESSEL | NO MODIFIER | TYPE | MILLING,GRINDING | CAPACITY | 100 CC | SIZE |  | MATERIAL | CARON STEEL | COATING/FINISH |  | COLOUR |  | TEMPERATURE RATING |  | HAZARD CLASS |  | CERTIFICATION/STANDARD |  | ADDITIONAL FEATURES EN | PACKAGING TYPE:EACH | ADDITIONAL FEATURES ES |  | ADDITIONAL FEATURES FR | [37 empty] | Production Completed
000000000060029621 | STP-004 | DATA ENRICHMENT | SMX | SMX | OK | 2022-09-28 | 2022-10-01 |  | 000000000060029621 | BHP1 | BHP Spares & Supplies | 461800 | Personal safety and protection | EA | MAN2 | REFLECTIVE SAFETY VEST, FISHNET, WITH 20 | REFLECTIVE SAFETY VEST, FISHNET, WITH 20 X 200MM REFLECTIVE CROSS ON FRONT & BACK |  |  |  | URL NOT FOUND | [14 empty] | CLEANSED | VEST | SAFETY | TYPE | REFLECTIVE,FISHNET | SIZE DESIGNATION |  | MATERIAL |  | COLOUR |  | CLOSURE DETAILS |  | HAZARD CLASS |  | CERTIFICATION/STANDARD |  | ADDITIONAL FEATURES EN | W/20 X 200 MM REFLECTIVE CROSS ON FRONT AND BACK | ADDITIONAL FEATURES ES |  | ADDITIONAL FEATURES FR |  | SIZE - DNU, Use SIZE DESIGNATION | [39 empty] | Production Completed
000000000060218772 | STP-004 | DATA ENRICHMENT | SMX | SMX | OK | 2022-09-28 | 2022-10-01 |  | 000000000060218772 | BHP1 | BHP Spares & Supplies | 461800 | Personal safety and protection | EA | MAN2 | VEST, LADIES, THERMAL, PINK, XXXXL | LADIES, VEST, THERMAL, PINK, XXXX LARGE, NEW STOCK AS PER ESSI: 2380 |  |  |  | URL NOT FOUND | [14 empty] | CLEANSED | VEST | SAFETY | TYPE | LADIES,THERMAL | SIZE DESIGNATION | 4X-LARGE | MATERIAL |  | COLOUR | PINK | CLOSURE DETAILS |  | HAZARD CLASS |  | CERTIFICATION/STANDARD |  | ADDITIONAL FEATURES EN | NEW STOCK AS PER ESSI:2380 | ADDITIONAL FEATURES ES |  | ADDITIONAL FEATURES FR |  | SIZE - DNU, Use SIZE DESIGNATION | [39 empty] | Production Completed
000000000060253848 | STP-004 | DATA ENRICHMENT | SMX | SMX | OK | 2022-09-28 | 2022-10-01 | SUITABLE NM NOT FOUND | 000000000060253848 | BHP1 | BHP Spares & Supplies | 200000 | Mining Machinery and Accessories | EA | MAN2 | VOUCHER,JEWELRY,LONG,SERVICE,AWARD | VOUCHER, JEWELRY, LONG, SERVICE, AWARD |  |  |  | SUITABLE NM NOT FOUND | [14 empty] | SUITABLE NM NOT FOUND | SUITABLE NM NOT FOUND | SUITABLE NM NOT FOUND | [60 empty] | Production Completed
000000000060128988 | STP-004 | DATA ENRICHMENT | SMX | SMX | OK | 2022-09-28 | 2022-10-01 |  | 000000000060128988 | BHP1 | BHP Spares & Supplies | 441200 | Office supplies | EA | MAN2 | WALLET, DOCUMENT, FOOLSCAP, REF W218, WA | WALLET, DOCUMENT, FOOLSCAP, REF W218, WALTONS | W218 | 0019009008 | WALTONS | URL NOT FOUND |  | WALTONS | W218 | [11 empty] | CLEANSED | FOLDER | NO MODIFIER | TYPE | DOCUMENT WALLET | HEIGHT |  | WIDTH |  | PAPER SIZE | FOOLSCAP | MATERIAL |  | NUMBER OF TABS |  | NUMBER OF SHEETS |  | HAZARD CLASS |  | CERTIFICATION/STANDARD |  | ADDITIONAL FEATURES EN |  | ADDITIONAL FEATURES ES |  | ADDITIONAL FEATURES FR | [37 empty] | Production Completed
000000000060233279 | STP-004 | DATA ENRICHMENT | SMX | SMX | OK | 2022-09-28 | 2022-10-01 |  | 000000000060233279 | BHP1 | BHP Spares & Supplies | 411000 | Laboratory Equipment | EA | MAN2 | WATCH,WALL | WALL,WATCH |  |  |  | URL NOT FOUND | [14 empty] | CLEANSED | CLOCK | WALL | TYPE |  | DISPLAY TYPE |  | TIME FORMAT |  | BATTERY DETAILS |  | MATERIAL |  | SIZE |  | COLOUR |  | MOUNTING TYPE |  | HAZARD CLASS |  | CERTIFICATION/STANDARD |  | ADDITIONAL FEATURES EN |  | ADDITIONAL FEATURES ES |  | ADDITIONAL FEATURES FR | [35 empty] | Production Completed
000000000060251013 | STP-004 | DATA ENRICHMENT | SMX | SMX | OK | 2022-09-28 | 2022-10-01 |  | 000000000060251013 | BHP1 | BHP Spares & Supplies | 200000 | Mining Machinery and Accessories | EA | MAN2 | WATCH,WRIST,CASIO,STANDARD,COLLECTION,ME | WATCH,WRIST,CASIO,STANDARD,COLLECTION,MENS,100M,ANALOG,STAINLESS,STEEL,10 |  |  |  | URL NOT FOUND |  | CASIO | [12 empty] | CLEANSED | WATCH | WRIST | TYPE | STANDARD,MENS COLLECTION | DISPLAY TYPE | ANALOG | STRAP MATERIAL |  | CASE COLOUR |  | CASE MATERIAL | STAINLESS STEEL | DIAL COLOUR |  | FACE MATERIAL |  | DIMENSIONS |  | POWER SOURCE |  | HAZARD CLASS |  | CERTIFICATION/STANDARD |  | ADDITIONAL FEATURES EN | 100M,10 | ADDITIONAL FEATURES ES |  | ADDITIONAL FEATURES FR |  | MNFR |  | PTNO |  | DRAWING NO |  | DRAWING VERSION |  | ITEM/POSITION NO | [23 empty] | Production Completed
000000000060231562 | STP-004 | DATA ENRICHMENT | SMX | SMX | OK | 2022-09-28 | 2022-10-01 |  | 000000000060231562 | BHP1 | BHP Spares & Supplies | 141117 | Personal paper products | CT | MAN2 | WIPE,STERI | WIPE, STERI |  |  |  | URL NOT FOUND |  | STERI | [12 empty] | CLEANSED | WIPES | NO MODIFIER | TYPE |  | SIZE |  | MATERIAL |  | COLOUR |  | PACKAGE TYPE |  | HAZARD CLASS |  | CERTIFICATION/STANDARD |  | ADDITIONAL FEATURES EN |  | ADDITIONAL FEATURES ES |  | ADDITIONAL FEATURES FR | [41 empty] | Production Completed
000000000060233593 | STP-004 | DATA ENRICHMENT | SMX | SMX | OK | 2022-09-28 | 2022-10-01 |  | 000000000060233593 | BHP1 | BHP Spares & Supplies | 501300 | Dairy products and eggs | PAK | MAN2 | YOGHURT,CLOVER,FRUIT,FOREST,DAIRY,SNACK, | CLOVER , FRUIT , FOREST , DAIRY , SNACK , 100KG |  |  |  | URL NOT FOUND |  | CLOVER | [12 empty] | CLEANSED | YOGURT | NO MODIFIER | FLAVOUR | FRUIT | NUTRITIVE QUALITY |  | PACKAGE TYPE |  | PACKAGE WEIGHT | 100 KG | HAZARD CLASS |  | CERTIFICATION/STANDARD |  | ADDITIONAL FEATURES EN | FOREST DAIRY SNACK | ADDITIONAL FEATURES ES |  | ADDITIONAL FEATURES FR | [43 empty] | Production Completed