## Sheet1
MATERIAL | Project Code | Activities | Production User | CA Code | Production Comments | Start Date | End Date | Remarks | MATERIAL CODE | MATERIAL TYPE | MATERIAL TYPE DESCRIPTION | MATERIAL GROUP | MATERIAL GROUP DESCRIPTION | UOM | MANUFACTURER PROFILE | SHORT TEXT | LONG TEXT | MANUFACTURER PART NUMBER. | MANUFACTURER. | MANUFACTURER NAME. | Reference URL | Reference URL 1 | Manufacturer Name | Manufacturer Part Number | Model Number | Alternate Manufacturer | Alternate Manufacturer Part Number | Alternate Manufacturer 1 | Alternate Manufacturer Part Number 1 | Equipment Name | Equipment Model | Equipment Manufacturer | Drawing Number | Serial Number | Item Number | Enriched/Cleansed | Noun | Modifier | Attribute Name 1 | Attribute Value 1 | Attribute Name 2 | Attribute Value 2 | Attribute Name 3 | Attribute Value 3 | Attribute Name 4 | Attribute Value 4 | Attribute Name 5 | Attribute Value 5 | Attribute Name 6 | Attribute Value 6 | Attribute Name 7 | Attribute Value 7 | Attribute Name 8 | Attribute Value 8 | Attribute Name 9 | Attribute Value 9 | Attribute Name 10 | Attribute Value 10 | Attribute Name 11 | Attribute Value 11 | Attribute Name 12 | Attribute Value 12 | Attribute Name 13 | Attribute Value 13 | Attribute Name 14 | Attribute Value 14 | Attribute Name 15 | Attribute Value 15 | Attribute Name 16 | Attribute Value 16 | Attribute Name 17 | Attribute Value 17 | Attribute Name 18 | Attribute Value 18 | Attribute Name 19 | Attribute Value 19 | Attribute Name 20 | Attribute Value 20 | Attribute Name 21 | Attribute Value 21 | Attribute Name 22 | Attribute Value 22 | Attribute Name 23 | Attribute Value 23 | Attribute Name 24 | Attribute Value 24 | Attribute Name 25 | Attribute Value 25 | Attribute Name 26 | Attribute Value 26 | Attribute Name 27 | Attribute Value 27 | Attribute Name 28 | Attribute Value 28 | Attribute Name 29 | Attribute Value 29 | Attribute Name 30 | Attribute Value 30 | Status
000000000060255206 | STP-004 | DATA ENRICHMENT | MUF | ATS | OK | 2022-09-28 | 2022-10-03 |  | 000000000060255206 | BHP1 | BHP Spares & Supplies | 261016 | Motors | EA | MAN2 | MOTOR, 22KW, FRAME 180L, 380V AC, 3 PHA | MOTOR, 22KW, FRAME 180L, 380V AC, 3 PHASE, 2 POLE, 3000RPM, FOOT AND FLANGE MOUNTED,WEG |  |  |  | URL NOT FOUND |  | WEG | [12 empty] | CLEANSED | MOTOR | AC | TYPE |  | FRAME SIZE | 180L | POWER RATING | 22 KW | VOLTAGE RATING | 380 VAC | CURRENT RATING |  | NUMBER OF POLES | 2 P | SPEED RATING | 3000 RPM | FREQUENCY RATING |  | NUMBER OF PHASE | 3 PH | CONSTRUCTION MATERIAL |  | DEGREE OF PROTECTION |  | ENCLOSURE |  | MOUNTING TYPE | FOOT AND FLANGE | SERVICE FACTOR |  | INSULATION CLASS |  | DUTY CYCLE |  | AMBIENT TEMPERATURE |  | HAZARD CLASS |  | CERTIFICATION/STANDARD |  | ADDITIONAL FEATURES EN |  | ADDITIONAL FEATURES ES |  | ADDITIONAL FEATURES FR | [17 empty] | PRODUCTION COMPLETED
000000000060224252 | STP-004 | DATA ENRICHMENT | MUF | ATS | OK | 2022-09-28 | 2022-10-03 |  | 000000000060224252 | BHP1 | BHP Spares & Supplies | 391200 | Electrical equipment and components and supplies | EA | MAN2 | MOTOR, 15KW, 525V, 4 POLE, 160l, B5 , IP | MOTOR, BENEFICIATION THICKENER UNDERFLOW PUMP, 15KW, 525V, 4 POLE (1475RPM), FRAME 160L, B5 (FLANGE MOUNTED), IP66, MAKE: WEG | TPW3205050 |  |  | https://www.zestweg.com/products/electric-motors/low-voltage-iec-motors/general-purpose-odp-tefc/w22-ie3/15kw-4p-525-1000v-b5-160l-ie3-ip66-w22/ |  | ZEST WEG | TPW3205050 | [5 empty] | BENEFICIATION THICKENER UNDERFLOW PUMP | [5 empty] | ENRICHED | MOTOR | AC | TYPE |  | FRAME SIZE | 160L | POWER RATING | 15 KW | VOLTAGE RATING | 525 VAC | CURRENT RATING |  | NUMBER OF POLES | 4 P | SPEED RATING | 1465 RPM | FREQUENCY RATING |  | NUMBER OF PHASE |  | CONSTRUCTION MATERIAL |  | DEGREE OF PROTECTION | IP66 | ENCLOSURE |  | MOUNTING TYPE | B5 FLANGE | SERVICE FACTOR |  | INSULATION CLASS |  | DUTY CYCLE |  | AMBIENT TEMPERATURE |  | HAZARD CLASS |  | CERTIFICATION/STANDARD | IE3 | ADDITIONAL FEATURES EN |  | ADDITIONAL FEATURES ES |  | ADDITIONAL FEATURES FR | [17 empty] | PRODUCTION COMPLETED
000000000060222086 | STP-004 | DATA ENRICHMENT | MUF | ATS | OK | 2022-09-28 | 2022-10-03 |  | 000000000060222086 | BHP1 | BHP Spares & Supplies | 200000 | Mining Machinery and Accessories | EA | MAN2 | MOTOR, 18.5KW, FLANGE MOUNT, PECKER | MOTOR, 18.5KW, FLANGE MOUNT, PECKER |  |  |  | URL NOT FOUND | [14 empty] | CLEANSED | MOTOR | NO MODIFIER | TYPE |  | POWER RATING | 18.5 KW | SPEED RATING |  | CONSTRUCTION MATERIAL |  | ENCLOSURE |  | MOUNTING TYPE | FLANGE | SERVICE FACTOR |  | HAZARD CLASS |  | CERTIFICATION/STANDARD |  | ADDITIONAL FEATURES EN | PECKER | ADDITIONAL FEATURES ES |  | ADDITIONAL FEATURES FR | [37 empty] | PRODUCTION COMPLETED
000000000060224254 | STP-004 | DATA ENRICHMENT | MUF | ATS | OK | 2022-09-28 | 2022-10-03 |  | 000000000060224254 | BHP1 | BHP Spares & Supplies | 391200 | Electrical equipment and components and supplies | EA | MAN2 | MOTOR, 220KW, 525V, 6 POLE, 355ML, B3 , | MOTOR, BAG HOUSE DUST FAN , 220KW, 525V, 6 POLE (1475RPM), FRAME 355ML, B3 (FOOT MOUNTED), IP66, MAKE: WEG | TPW7695030 |  |  | https://www.zestweg.com/products/electric-motors/low-voltage-iec-motors/general-purpose-odp-tefc/w22-ie3/w22-ie3-cast-iron-motors-220kw-6p-525-550v-b3-355ml-ie3-ip66-w22/ |  | ZEST WEG | TPW7695030 | [11 empty] | ENRICHED | MOTOR | AC | TYPE | BAG HOUSE DUST FAN | FRAME SIZE | 355ML | POWER RATING | 220 KW | VOLTAGE RATING | 525 VAC | CURRENT RATING |  | NUMBER OF POLES | 6 P | SPEED RATING | 991 RPM | FREQUENCY RATING |  | NUMBER OF PHASE |  | CONSTRUCTION MATERIAL |  | DEGREE OF PROTECTION | IP66 | ENCLOSURE |  | MOUNTING TYPE | B3 FOOT | SERVICE FACTOR |  | INSULATION CLASS |  | DUTY CYCLE |  | AMBIENT TEMPERATURE |  | HAZARD CLASS |  | CERTIFICATION/STANDARD | IE3 | ADDITIONAL FEATURES EN |  | ADDITIONAL FEATURES ES |  | ADDITIONAL FEATURES FR | [17 empty] | PRODUCTION COMPLETED
000000000060224249 | STP-004 | DATA ENRICHMENT | MUF | ATS | OK | 2022-09-28 | 2022-10-03 |  | 000000000060224249 | BHP1 | BHP Spares & Supplies | 391200 | Electrical equipment and components and supplies | EA | MAN2 | MOTOR, 22KW, 525V, 4 POLE, 180L, B5, IP6 | MOTOR, MIXER PAN DRIVE, 22KW, 525V, 4 POLE (1475RPM), FRAME 180L, B5 (FLANGE MOUNTED), IP66, MAKE: WEG | TPW3605050 |  |  | https://www.zestweg.com/products/electric-motors/low-voltage-iec-motors/general-purpose-odp-tefc/w22-ie3/22kw-4p-525-1000v-b5-180l-ie3-ip66-w22/ |  | ZEST WEG | TPW3605050 | [5 empty] | MIXER PAN DRIVE | [5 empty] | ENRICHED | MOTOR | AC | TYPE |  | FRAME SIZE | 180L | POWER RATING | 22 KW | VOLTAGE RATING | 525 VAC | CURRENT RATING |  | NUMBER OF POLES | 4 P | SPEED RATING | 1460 RPM | FREQUENCY RATING |  | NUMBER OF PHASE |  | CONSTRUCTION MATERIAL |  | DEGREE OF PROTECTION | IP66 | ENCLOSURE |  | MOUNTING TYPE | B5 FLANGE | SERVICE FACTOR |  | INSULATION CLASS |  | DUTY CYCLE |  | AMBIENT TEMPERATURE |  | HAZARD CLASS |  | CERTIFICATION/STANDARD | IE3 | ADDITIONAL FEATURES EN |  | ADDITIONAL FEATURES ES |  | ADDITIONAL FEATURES FR | [17 empty] | PRODUCTION COMPLETED
000000000060224251 | STP-004 | DATA ENRICHMENT | MUF | ATS | OK | 2022-09-28 | 2022-10-03 |  | 000000000060224251 | BHP1 | BHP Spares & Supplies | 391200 | Electrical equipment and components and supplies | EA | MAN2 | MOTOR, 45KW, 525V, 4 POLE, 225SM, B5 , I | MOTOR, PELLETISING DRUM DRIVE, 45KW, 525V, 4 POLE (1475RPM), FRAME 225SM, B5 (FLANGE MOUNTED), IP66, MAKE: WEG, C/W FORCED COOLING F | TPW4205050 |  |  | URL NOT FOUND |  | WEG | TPW4205050 | [5 empty] | PELLETISING DRUM DRIVE | [5 empty] | CLEANSED | MOTOR | AC | TYPE |  | FRAME SIZE | 225SM | POWER RATING | 45 KW | VOLTAGE RATING | 525 VAC | CURRENT RATING |  | NUMBER OF POLES | 4 P | SPEED RATING | 1475 RPM | FREQUENCY RATING |  | NUMBER OF PHASE |  | CONSTRUCTION MATERIAL |  | DEGREE OF PROTECTION | IP66 | ENCLOSURE |  | MOUNTING TYPE | B5 FLANGE | SERVICE FACTOR |  | INSULATION CLASS |  | DUTY CYCLE |  | AMBIENT TEMPERATURE |  | HAZARD CLASS |  | CERTIFICATION/STANDARD |  | ADDITIONAL FEATURES EN | C/W FORCED COOLING FAN | ADDITIONAL FEATURES ES |  | ADDITIONAL FEATURES FR | [17 empty] | PRODUCTION COMPLETED
000000000060224255 | STP-004 | DATA ENRICHMENT | MUF | ATS | OK | 2022-09-28 | 2022-10-03 |  | 000000000060224255 | BHP1 | BHP Spares & Supplies | 391200 | Electrical equipment and components and supplies | EA | MAN2 | MOTOR, 55KW, 525V, 4 POLE, 250SM, B5, IP | MOTOR, SLURRY MIXING TANK AGITATOR, 55KW, 525V, 4 POLE (1475RPM), FRAME 250SM, B5 (FLANGE MOUNTED), IP66, MAKE: WEG | TPW4405050 |  |  | URL NOT FOUND |  | WEG | TPW4405050 | [5 empty] | SLURRY MIXING TANK AGITATOR | [5 empty] | CLEANSED | MOTOR | AC | TYPE |  | FRAME SIZE | 250SM | POWER RATING | 55 KW | VOLTAGE RATING | 525 VAC | CURRENT RATING |  | NUMBER OF POLES | 4 P | SPEED RATING | 1475 RPM | FREQUENCY RATING |  | NUMBER OF PHASE |  | CONSTRUCTION MATERIAL |  | DEGREE OF PROTECTION | IP66 | ENCLOSURE |  | MOUNTING TYPE | B5 FLANGE | SERVICE FACTOR |  | INSULATION CLASS |  | DUTY CYCLE |  | AMBIENT TEMPERATURE |  | HAZARD CLASS |  | CERTIFICATION/STANDARD |  | ADDITIONAL FEATURES EN |  | ADDITIONAL FEATURES ES |  | ADDITIONAL FEATURES FR | [17 empty] | PRODUCTION COMPLETED
000000000060224253 | STP-004 | DATA ENRICHMENT | MUF | ATS | OK | 2022-09-28 | 2022-10-03 |  | 000000000060224253 | BHP1 | BHP Spares & Supplies | 391200 | Electrical equipment and components and supplies | EA | MAN2 | MOTOR, 7.5KW, 525V, 6 POLE, 160M, B5 , I | MOTOR, STEEL BELT CONVEYOR, 7.5KW, 525V, 6 POLE (960RPM), FRAME 160M, B5 (FLANGE MOUNTED), IP66, MAKE: WEG, C/W FORCED COOLING FAN ( | TPW2515050 |  |  | https://www.zestweg.com/products/electric-motors/low-voltage-iec-motors/general-purpose-odp-tefc/w22-ie3/7-5kw-6p-525-1000v-b5-160m-ie3-ip66-w22/ |  | ZEST WEG | TPW2515050 | [5 empty] | STEEL BELT CONVEYOR | [5 empty] | ENRICHED | MOTOR | AC | TYPE |  | FRAME SIZE | 160M | POWER RATING | 7.5 KW | VOLTAGE RATING | 525 VAC | CURRENT RATING |  | NUMBER OF POLES | 6 P | SPEED RATING | 960 RPM | FREQUENCY RATING |  | NUMBER OF PHASE |  | CONSTRUCTION MATERIAL |  | DEGREE OF PROTECTION | IP66 | ENCLOSURE |  | MOUNTING TYPE | B5 FLANGE | SERVICE FACTOR |  | INSULATION CLASS |  | DUTY CYCLE |  | AMBIENT TEMPERATURE |  | HAZARD CLASS |  | CERTIFICATION/STANDARD | IE3 | ADDITIONAL FEATURES EN | C/W FORCED COOLING FAN | ADDITIONAL FEATURES ES |  | ADDITIONAL FEATURES FR | [17 empty] | PRODUCTION COMPLETED
000000000060149026 | STP-004 | DATA ENRICHMENT | MUF | ATS | OK | 2022-09-28 | 2022-10-03 |  | 000000000060149026 | BHP1 | BHP Spares & Supplies | 261016 | Motors | EA | MAN2 | MOTOR, 75KW, FRAME 315, 380V AC, 3 PHASE | MOTOR, 75KW, FRAME 315, 380V AC, 3 PHASE, 6 POLE, SLIPRING, S4, 150, STARTS, ED 60%, WEG, 70/70 TON OVERHEAD CRANE, WOLFF, COMPLETE WITH, COUPLING, RED SPIDER, TYPE ST360, SURFLEX AND DRUM, BRAKE: 500 MM DIA,, BORE DIAMETER 70MM, H7 MOTOR SIDE, DEMAG DRAWING 65371260, DEMAG |  |  |  | URL NOT FOUND |  | WEG | [6 empty] | 70/70 TON OVERHEAD CRANE |  |  | 65371260 |  |  | CLEANSED | MOTOR | AC | TYPE | SLIPRING | FRAME SIZE | 315 | POWER RATING | 75 KW | VOLTAGE RATING | 380 VAC | CURRENT RATING |  | NUMBER OF POLES | 6 P | SPEED RATING |  | FREQUENCY RATING |  | NUMBER OF PHASE | 3 PH | CONSTRUCTION MATERIAL |  | DEGREE OF PROTECTION |  | ENCLOSURE |  | MOUNTING TYPE |  | SERVICE FACTOR |  | INSULATION CLASS |  | DUTY CYCLE | S4 | AMBIENT TEMPERATURE |  | HAZARD CLASS |  | CERTIFICATION/STANDARD |  | ADDITIONAL FEATURES EN | 150,STARTS,ED 60 PCT,WOLFF,COMPLETE WITH COUPLING, RED SPIDER,TYPE ST360,SURFLEX AND DRUM,BRAKE: DIA 500 MM,BORE DIAMETER: 70 MM,H7 MOTOR SIDE | ADDITIONAL FEATURES ES |  | ADDITIONAL FEATURES FR | [17 empty] | PRODUCTION COMPLETED
000000000060213929 | STP-004 | DATA ENRICHMENT | MUF | ATS | OK | 2022-09-28 | 2022-10-03 |  | 000000000060213929 | BHP1 | BHP Spares & Supplies | 391200 | Electrical equipment and components and supplies | EA | MAN2 | MOTOR, A.C. 7.5KW, 132 FRAME SIZE, 380V | MOTOR, A.C. 7.5KW, 132 FRAME SIZE, 380 VOLT, 3 PHASE, 8 POLE, NOTE:, STANDARD FRAME SIZE FOR A 8 POLE MOTOR IS NOT 132. THE FLANGE AND FRAME, SIZE MUST BE CHANGED TO THAT OF A 7.5KW, 4 POLE, 132 FLANGE SIZE MOTOR., THE SHAFT SIZE AND LENGTH MUST BE THE SAME AS THAT OF A 7.5KW, 4 POLE, FLANGE SIZE MOTOR. MOTOR IS HORIZONTAL MOUNTED |  |  |  | URL NOT FOUND | [14 empty] | CLEANSED | MOTOR | AC | TYPE |  | FRAME SIZE | 132 | POWER RATING | 7.5 KW | VOLTAGE RATING | 380 VAC | CURRENT RATING |  | NUMBER OF POLES | 8 P | SPEED RATING |  | FREQUENCY RATING |  | NUMBER OF PHASE | 3 PH | CONSTRUCTION MATERIAL |  | DEGREE OF PROTECTION |  | ENCLOSURE |  | MOUNTING TYPE | FLANGE | SERVICE FACTOR |  | INSULATION CLASS |  | DUTY CYCLE |  | AMBIENT TEMPERATURE |  | HAZARD CLASS |  | CERTIFICATION/STANDARD |  | ADDITIONAL FEATURES EN | NOTE: STANDARD FRAME SIZE FOR A 8 POLE MOTOR IS NOT 132,THE SHAFT SIZE AND LENGTH MUST BE THE SAME AS THAT OF A 7.5 KW, 4 P,MOUNTING POSITION: HORIZONTAL | ADDITIONAL FEATURES ES |  | ADDITIONAL FEATURES FR | [17 empty] | PRODUCTION COMPLETED
000000000060253958 | STP-004 | DATA ENRICHMENT | MUF | ATS | OK | 2022-09-28 | 2022-10-03 |  | 000000000060253958 | BHP1 | BHP Spares & Supplies | 261016 | Motors | EA | MAN2 | MOTOR, AC, 75KW, D250S/M WEG4, 380/400V, | MOTOR, AC, 75KW, D250S/M WEG4, 380/400V, 1475RPM, B3, SEW, GEARBOX RATIO 53.98, CV05/506 |  |  |  | URL NOT FOUND |  | WEG |  |  | SEW | [9 empty] | CLEANSED | MOTOR | AC | TYPE |  | FRAME SIZE | D250S/M | POWER RATING | 75 KW | VOLTAGE RATING | 380/400 VAC | CURRENT RATING |  | NUMBER OF POLES |  | SPEED RATING | 1475 RPM | FREQUENCY RATING |  | NUMBER OF PHASE |  | CONSTRUCTION MATERIAL |  | DEGREE OF PROTECTION |  | ENCLOSURE |  | MOUNTING TYPE | B3 | SERVICE FACTOR |  | INSULATION CLASS |  | DUTY CYCLE |  | AMBIENT TEMPERATURE |  | HAZARD CLASS |  | CERTIFICATION/STANDARD |  | ADDITIONAL FEATURES EN | GEARBOX RATIO: 53.98,CV05/506 | ADDITIONAL FEATURES ES |  | ADDITIONAL FEATURES FR | [17 empty] | PRODUCTION COMPLETED
000000000060223420 | STP-004 | DATA ENRICHMENT | MUF | ATS | OK | 2022-09-28 | 2022-10-03 |  | 000000000060223420 | BHP1 | BHP Spares & Supplies | 270000 | Tools and General Machinery | EA | MAN2 | MOTOR, COOLING AIR FAN COOLING FAN,1.5KW | MOTOR, COOLING AIR FAN COOLING FAN, 1.5KW,2.6A, 525V, 1400RPM, FRAME 90L, IP55, FOOT MOUNTED, MAKE: ALSTOM |  |  |  | URL NOT FOUND |  | ALSTOM | [12 empty] | CLEANSED | MOTOR | AC | TYPE | AIR COOLING FAN | FRAME SIZE | 90L | POWER RATING | 1.5 KW | VOLTAGE RATING | 525 VAC | CURRENT RATING | 2.6 A | NUMBER OF POLES |  | SPEED RATING | 1400 RPM | FREQUENCY RATING |  | NUMBER OF PHASE |  | CONSTRUCTION MATERIAL |  | DEGREE OF PROTECTION | IP55 | ENCLOSURE |  | MOUNTING TYPE | FOOT | SERVICE FACTOR |  | INSULATION CLASS |  | DUTY CYCLE |  | AMBIENT TEMPERATURE |  | HAZARD CLASS |  | CERTIFICATION/STANDARD |  | ADDITIONAL FEATURES EN |  | ADDITIONAL FEATURES ES |  | ADDITIONAL FEATURES FR | [17 empty] | PRODUCTION COMPLETED
000000000060116585 | STP-004 | DATA ENRICHMENT | MUF | ATS | OK | 2022-09-28 | 2022-10-03 |  | 000000000060116585 | BHP1 | BHP Spares & Supplies | 261016 | Motors | EA | MAN2 | MOTOR, ELEC, 0.37KW, 0.86A, 525V AC, 3 P | MOTOR, ELEC, 0.37KW, 0.86A, 525V AC, 3 PHASE, 4 POLE, FLANGE MOUNTED, SQUIRREL CAGE, S/NO 11288, 89 TAG, FURNACE, MFC |  |  |  | URL NOT FOUND | [12 empty] | 11288 |  | CLEANSED | MOTOR | AC | TYPE | ELECTRICAL,SQUIRREL CAGE | FRAME SIZE |  | POWER RATING | 0.37 KW | VOLTAGE RATING | 525 VAC | CURRENT RATING | 0.86 A | NUMBER OF POLES | 4 P | SPEED RATING |  | FREQUENCY RATING |  | NUMBER OF PHASE | 3 PH | CONSTRUCTION MATERIAL |  | DEGREE OF PROTECTION |  | ENCLOSURE |  | MOUNTING TYPE | FLANGE | SERVICE FACTOR |  | INSULATION CLASS |  | DUTY CYCLE |  | AMBIENT TEMPERATURE |  | HAZARD CLASS |  | CERTIFICATION/STANDARD |  | ADDITIONAL FEATURES EN | 89 TAG,FURNACE,MFC | ADDITIONAL FEATURES ES |  | ADDITIONAL FEATURES FR | [17 empty] | PRODUCTION COMPLETED
000000000060116503 | STP-004 | DATA ENRICHMENT | MUF | ATS | OK | 2022-09-28 | 2022-10-03 |  | 000000000060116503 | BHP1 | BHP Spares & Supplies | 261016 | Motors | EA | MAN2 | MOTOR, ELEC, 0.75KW, 3.2A, 525V AC, 3 PH | MOTOR, ELECTRIC, 0.75KW, 3.2A, 525V AC, 3 PHASE, FLANGE MOUNTED,, SQUIRREL CAGE, C27 TAG, 52MVA ELECTRIC ARC FURNACE, MIDDELBURG, FERROCHROME, MOTOR, ELEC, 0.75KW, 3.2A, 525V AC, 3 PHASE, FLANGE MOUNTED, SQUIRREL, CAGE, C27 TAG, 52MVA ELEC ARC FURNACE, MFC |  |  |  | URL NOT FOUND |  | MIDDELBURG FERROCHROME MFC | [6 empty] | 52 MVA ELECTRIC ARC FURNACE | [5 empty] | CLEANSED | MOTOR | AC | TYPE | ELECTRICAL,SQUIRREL CAGE | FRAME SIZE |  | POWER RATING | 0.75 KW | VOLTAGE RATING | 525 VAC | CURRENT RATING | 3.2 A | NUMBER OF POLES |  | SPEED RATING |  | FREQUENCY RATING |  | NUMBER OF PHASE | 3 PH | CONSTRUCTION MATERIAL |  | DEGREE OF PROTECTION |  | ENCLOSURE |  | MOUNTING TYPE | FLANGE | SERVICE FACTOR |  | INSULATION CLASS |  | DUTY CYCLE |  | AMBIENT TEMPERATURE |  | HAZARD CLASS |  | CERTIFICATION/STANDARD |  | ADDITIONAL FEATURES EN | C27 TAG | ADDITIONAL FEATURES ES |  | ADDITIONAL FEATURES FR | [17 empty] | PRODUCTION COMPLETED
000000000060123649 | STP-004 | DATA ENRICHMENT | MUF | ATS | OK | 2022-09-28 | 2022-10-03 |  | 000000000060123649 | BHP1 | BHP Spares & Supplies | 261016 | Motors | EA | MAN2 | MOTOR, ELEC, 0.75KW, FRAME DFT 80N, 525V | MOTOR, ELEC, 0.75KW, FRAME DFT 80N, 525V AC, 3 PHASE, 4 POLE, 160MM DIA FLANGE, C/W REF 41327 MOTOR PINION, SEW |  |  |  | URL NOT FOUND |  | SEW | [12 empty] | CLEANSED | MOTOR | AC | TYPE | ELECTRICAL | FRAME SIZE | DFT80N | POWER RATING | 0.75 KW | VOLTAGE RATING | 525 VAC | CURRENT RATING |  | NUMBER OF POLES | 4 P | SPEED RATING |  | FREQUENCY RATING |  | NUMBER OF PHASE | 3 PH | CONSTRUCTION MATERIAL |  | DEGREE OF PROTECTION |  | ENCLOSURE |  | MOUNTING TYPE | FLANGE | SERVICE FACTOR |  | INSULATION CLASS |  | DUTY CYCLE |  | AMBIENT TEMPERATURE |  | HAZARD CLASS |  | CERTIFICATION/STANDARD |  | ADDITIONAL FEATURES EN | FLANGE SIZE: DIA 160 MM,C/W REF 41327 MOTOR PINION | ADDITIONAL FEATURES ES |  | ADDITIONAL FEATURES FR | [17 empty] | PRODUCTION COMPLETED
000000000060123681 | STP-004 | DATA ENRICHMENT | MUF | ATS | OK | 2022-09-28 | 2022-10-03 |  | 000000000060123681 | BHP1 | BHP Spares & Supplies | 261016 | Motors | EA | MAN2 | MOTOR, ELEC, 0.85KW, TYPE KEE-17-4 URAS, | MOTOR, ELECTRIC, 0.85KW, TYPE KEE-17-4 URAS, 380V AC, 3 PHASE, 4 POLE, SQUIRREL CAGE, VIBRATOR TYPE, MURAKAMI SEIKI YASKAWA |  |  |  | https://apparel.clevelandvibrator.com/product/36/1117/re-17-4-kee-17-4 | https://www.uras-techno.co.jp/pdf/catalog/en//uras_vibrator_na.pdf | URAS | KEE-17-4 URAS |  | MURAKAMI SEIKI YASKAWA | [9 empty] | ENRICHED | MOTOR | AC | TYPE | ROTARY ELECTRIC VIBRATOR,SQUIRREL CAGE | FRAME SIZE |  | POWER RATING | 0.85 KW | VOLTAGE RATING | 380 VAC | CURRENT RATING | 2.1 A | NUMBER OF POLES | 4 P | SPEED RATING | 1500 RPM | FREQUENCY RATING | 50 HZ | NUMBER OF PHASE | 3 PH | CONSTRUCTION MATERIAL |  | DEGREE OF PROTECTION | IP66 | ENCLOSURE |  | MOUNTING TYPE |  | SERVICE FACTOR |  | INSULATION CLASS | E | DUTY CYCLE |  | AMBIENT TEMPERATURE |  | HAZARD CLASS |  | CERTIFICATION/STANDARD | CSA,CE | ADDITIONAL FEATURES EN |  | ADDITIONAL FEATURES ES |  | ADDITIONAL FEATURES FR | [17 empty] | PRODUCTION COMPLETED
000000000060122701 | STP-004 | DATA ENRICHMENT | MUF | ATS | OK | 2022-09-28 | 2022-10-03 |  | 000000000060122701 | BHP1 | BHP Spares & Supplies | 261016 | Motors | EA | MAN2 | MOTOR, ELEC, 1.1KW, FRAME 90S-4, 525V AC | MOTOR, ELECTRIC, 1.1KW, FRAME 90S-4, 525V AC, 3 PHASE, 4 POLE, SQUIRREL CAGE, TEFC, FLANGE MOUNTED |  |  |  | URL NOT FOUND | [14 empty] | CLEANSED | MOTOR | AC | TYPE | ELECTRICAL,SQUIRREL CAGE | FRAME SIZE | 90S-4 | POWER RATING | 1.1 KW | VOLTAGE RATING | 525 VAC | CURRENT RATING |  | NUMBER OF POLES | 4 P | SPEED RATING |  | FREQUENCY RATING |  | NUMBER OF PHASE | 3 PH | CONSTRUCTION MATERIAL |  | DEGREE OF PROTECTION |  | ENCLOSURE | TEFC | MOUNTING TYPE | FLANGE | SERVICE FACTOR |  | INSULATION CLASS |  | DUTY CYCLE |  | AMBIENT TEMPERATURE |  | HAZARD CLASS |  | CERTIFICATION/STANDARD |  | ADDITIONAL FEATURES EN |  | ADDITIONAL FEATURES ES |  | ADDITIONAL FEATURES FR | [17 empty] | PRODUCTION COMPLETED
000000000060122707 | STP-004 | DATA ENRICHMENT | MUF | ATS | OK | 2022-09-28 | 2022-10-03 |  | 000000000060122707 | BHP1 | BHP Spares & Supplies | 261016 | Motors | EA | MAN2 | MOTOR, ELEC, 1.1KW, FRAME D80, 525V AC, | MOTOR, ELEC, 1.1KW, FRAME D80, 525V AC, 3 PHASE, 2 POLE, SQUIRREL CAGE, TEFC, FOOT MOUNTED |  |  |  | URL NOT FOUND | [14 empty] | CLEANSED | MOTOR | AC | TYPE | ELECTRICAL,SQUIRREL CAGE | FRAME SIZE | D80 | POWER RATING | 1.1 KW | VOLTAGE RATING | 525 VAC | CURRENT RATING |  | NUMBER OF POLES | 2 P | SPEED RATING |  | FREQUENCY RATING |  | NUMBER OF PHASE | 3 PH | CONSTRUCTION MATERIAL |  | DEGREE OF PROTECTION |  | ENCLOSURE | TEFC | MOUNTING TYPE | FOOT | SERVICE FACTOR |  | INSULATION CLASS |  | DUTY CYCLE |  | AMBIENT TEMPERATURE |  | HAZARD CLASS |  | CERTIFICATION/STANDARD |  | ADDITIONAL FEATURES EN |  | ADDITIONAL FEATURES ES |  | ADDITIONAL FEATURES FR | [17 empty] | PRODUCTION COMPLETED
000000000060122706 | STP-004 | DATA ENRICHMENT | MUF | ATS | OK | 2022-09-28 | 2022-10-03 |  | 000000000060122706 | BHP1 | BHP Spares & Supplies | 261016 | Motors | EA | MAN2 | MOTOR, ELEC, 1.1KW, FRAME DZ80, 525V AC, | MOTOR, ELECTRIC, 1.1KW, FRAME DZ80, 525V AC, 3 PHASE, 2 POLE, SQUIRREL CAGE, TEFC, FOOT MOUNTED |  |  |  | URL NOT FOUND | [14 empty] | CLEANSED | MOTOR | AC | TYPE | ELECTRICAL,SQUIRREL CAGE | FRAME SIZE | DZ80 | POWER RATING | 1.1 KW | VOLTAGE RATING | 525 VAC | CURRENT RATING |  | NUMBER OF POLES | 2 P | SPEED RATING |  | FREQUENCY RATING |  | NUMBER OF PHASE | 3 PH | CONSTRUCTION MATERIAL |  | DEGREE OF PROTECTION |  | ENCLOSURE | TEFC | MOUNTING TYPE | FOOT | SERVICE FACTOR |  | INSULATION CLASS |  | DUTY CYCLE |  | AMBIENT TEMPERATURE |  | HAZARD CLASS |  | CERTIFICATION/STANDARD |  | ADDITIONAL FEATURES EN |  | ADDITIONAL FEATURES ES |  | ADDITIONAL FEATURES FR | [17 empty] | PRODUCTION COMPLETED
000000000060252014 | STP-004 | DATA ENRICHMENT | MUF | ATS | OK | 2022-09-28 | 2022-10-03 |  | 000000000060252014 | BHP1 | BHP Spares & Supplies | 251739 | Electrical components | EA | MAN2 | MOTOR, ELEC, 1.5KW, EXTENDED SHAFT C/W M | MOTOR, ELEC, 1.5KW, EXTENDED SHAFT C/W MOTOR BRAKES, FRAME D90L, 380V AC, 3 PHASE, 4 POLE, SQUIRREL CAGE, TEFC, B5/FLANGE MOUNTED, |  |  |  | URL NOT FOUND | [14 empty] | CLEANSED | MOTOR | AC | TYPE | ELECTRICAL,SQUIRREL CAGE | FRAME SIZE | D90L | POWER RATING | 1.5 KW | VOLTAGE RATING | 380 VAC | CURRENT RATING |  | NUMBER OF POLES | 4 P | SPEED RATING |  | FREQUENCY RATING |  | NUMBER OF PHASE | 3 PH | CONSTRUCTION MATERIAL |  | DEGREE OF PROTECTION |  | ENCLOSURE | TEFC | MOUNTING TYPE | B5 FLANGE | SERVICE FACTOR |  | INSULATION CLASS |  | DUTY CYCLE |  | AMBIENT TEMPERATURE |  | HAZARD CLASS |  | CERTIFICATION/STANDARD |  | ADDITIONAL FEATURES EN | EXTENDED SHAFT C/W MOTOR BRAKE | ADDITIONAL FEATURES ES |  | ADDITIONAL FEATURES FR | [17 empty] | PRODUCTION COMPLETED
000000000060116524 | STP-004 | DATA ENRICHMENT | MUF | ATS | OK | 2022-09-28 | 2022-10-03 |  | 000000000060116524 | BHP1 | BHP Spares & Supplies | 261016 | Motors | EA | MAN2 | MOTOR, ELEC, 115KW, 190A, 525V AC, 3 PHA | MOTOR, ELECTRIC, 115KW, 190A, 525V AC, 3 PHASE, 8 POLE, FOOT MOUNTED, SLIPRING, S/NO 54384, C86 TAG, 52MVA ELECTRIC ARC FURNACE, MID, DELBURG FERROCHROME |  |  |  | URL NOT FOUND |  | MIDDELBURG FERROCHROME MFC | [6 empty] | 52 MVA ELECTRIC ARC FURNACE |  |  |  | 54384 |  | CLEANSED | MOTOR | AC | TYPE | ELECTRICAL,SLIPRING | FRAME SIZE |  | POWER RATING | 115 KW | VOLTAGE RATING | 525 VAC | CURRENT RATING |  | NUMBER OF POLES | 8 P | SPEED RATING |  | FREQUENCY RATING |  | NUMBER OF PHASE | 3 PH | CONSTRUCTION MATERIAL |  | DEGREE OF PROTECTION |  | ENCLOSURE |  | MOUNTING TYPE | FOOT | SERVICE FACTOR |  | INSULATION CLASS |  | DUTY CYCLE |  | AMBIENT TEMPERATURE |  | HAZARD CLASS |  | CERTIFICATION/STANDARD |  | ADDITIONAL FEATURES EN | C86 TAG | ADDITIONAL FEATURES ES |  | ADDITIONAL FEATURES FR | [17 empty] | PRODUCTION COMPLETED
000000000060123718 | STP-004 | DATA ENRICHMENT | MUF | ATS | OK | 2022-09-28 | 2022-10-03 |  | 000000000060123718 | BHP1 | BHP Spares & Supplies | 261016 | Motors | EA | MAN2 | MOTOR, ELEC, 12KW, FRAME 200L, 250V AC, | MOTOR, ELECTRIC, 12KW, FRAME 200L, 250V AC, 3 PHASE, 8 POLE, SLIPRING, FOOT MOUNTED |  |  |  | URL NOT FOUND | [14 empty] | CLEANSED | MOTOR | AC | TYPE | ELECTRICAL,SLIPRING | FRAME SIZE | 200L | POWER RATING | 12 KW | VOLTAGE RATING | 250 VAC | CURRENT RATING |  | NUMBER OF POLES | 8 P | SPEED RATING |  | FREQUENCY RATING |  | NUMBER OF PHASE | 3 PH | CONSTRUCTION MATERIAL |  | DEGREE OF PROTECTION |  | ENCLOSURE |  | MOUNTING TYPE | FOOT | SERVICE FACTOR |  | INSULATION CLASS |  | DUTY CYCLE |  | AMBIENT TEMPERATURE |  | HAZARD CLASS |  | CERTIFICATION/STANDARD |  | ADDITIONAL FEATURES EN |  | ADDITIONAL FEATURES ES |  | ADDITIONAL FEATURES FR | [17 empty] | PRODUCTION COMPLETED
000000000060123754 | STP-004 | DATA ENRICHMENT | MUF | ATS | OK | 2022-09-28 | 2022-10-03 |  | 000000000060123754 | BHP1 | BHP Spares & Supplies | 261016 | Motors | EA | MAN2 | MOTOR, ELEC, 132KW, FRAME FBL335L, 525V | MOTOR, ELECTRIC, 132KW, FRAME FBL335L, 525V AC, 3 PHASE, 8 POLE, SLIPRING, FOOT MOUNTED |  |  |  | URL NOT FOUND | [14 empty] | CLEANSED | MOTOR | AC | TYPE | ELECTRICAL,SLIPRING | FRAME SIZE | FBL335L | POWER RATING | 132 KW | VOLTAGE RATING | 525 VAC | CURRENT RATING |  | NUMBER OF POLES | 8 P | SPEED RATING |  | FREQUENCY RATING |  | NUMBER OF PHASE | 3 PH | CONSTRUCTION MATERIAL |  | DEGREE OF PROTECTION |  | ENCLOSURE |  | MOUNTING TYPE | FOOT | SERVICE FACTOR |  | INSULATION CLASS |  | DUTY CYCLE |  | AMBIENT TEMPERATURE |  | HAZARD CLASS |  | CERTIFICATION/STANDARD |  | ADDITIONAL FEATURES EN |  | ADDITIONAL FEATURES ES |  | ADDITIONAL FEATURES FR | [17 empty] | PRODUCTION COMPLETED
000000000060123656 | STP-004 | DATA ENRICHMENT | MUF | ATS | OK | 2022-09-28 | 2022-10-03 |  | 000000000060123656 | BHP1 | BHP Spares & Supplies | 261016 | Motors | EA | MAN2 | MOTOR, ELEC, 2.2KW, FRAME DFT 100LS, 525 | MOTOR, ELEC, 2.2KW, FRAME DFT 100LS, 525V AC, 3 PHASE, 4 POLE, 250MM DIA FLANGE, C/W REF 41475 MOTOR PINION, SEW |  |  |  | URL NOT FOUND |  | SEW | [12 empty] | CLEANSED | MOTOR | AC | TYPE | ELECTRICAL | FRAME SIZE | DFT100LS | POWER RATING | 2.2 KW | VOLTAGE RATING | 525 VAC | CURRENT RATING |  | NUMBER OF POLES | 4 P | SPEED RATING |  | FREQUENCY RATING |  | NUMBER OF PHASE | 3 PH | CONSTRUCTION MATERIAL |  | DEGREE OF PROTECTION |  | ENCLOSURE |  | MOUNTING TYPE | FLANGE | SERVICE FACTOR |  | INSULATION CLASS |  | DUTY CYCLE |  | AMBIENT TEMPERATURE |  | HAZARD CLASS |  | CERTIFICATION/STANDARD |  | ADDITIONAL FEATURES EN | FLANGE SIZE: DIA 250 MM,C/W REF 41475 MOTOR PINION | ADDITIONAL FEATURES ES |  | ADDITIONAL FEATURES FR | [17 empty] | PRODUCTION COMPLETED
000000000060123657 | STP-004 | DATA ENRICHMENT | MUF | ATS | OK | 2022-09-28 | 2022-10-03 |  | 000000000060123657 | BHP1 | BHP Spares & Supplies | 261016 | Motors | EA | MAN2 | MOTOR, ELEC, 3KW, FRAME DFT 100L, 525V A | MOTOR, ELEC, 3KW, FRAME DFT 100L, 525V AC, 3 PHASE, 4 POLE, 300MM DIA FLANGE, C/W REF 41548 MOTOR PINION, SEW |  |  |  | URL NOT FOUND |  | SEW | [12 empty] | CLEANSED | MOTOR | AC | TYPE | ELECTRICAL | FRAME SIZE | DFT100L | POWER RATING | 3 KW | VOLTAGE RATING | 525 VAC | CURRENT RATING |  | NUMBER OF POLES | 4 P | SPEED RATING |  | FREQUENCY RATING |  | NUMBER OF PHASE | 3 PH | CONSTRUCTION MATERIAL |  | DEGREE OF PROTECTION |  | ENCLOSURE |  | MOUNTING TYPE | FLANGE | SERVICE FACTOR |  | INSULATION CLASS |  | DUTY CYCLE |  | AMBIENT TEMPERATURE |  | HAZARD CLASS |  | CERTIFICATION/STANDARD |  | ADDITIONAL FEATURES EN | FLANGE SIZE: DIA 300 MM,C/W REF 41548 MOTOR PINION | ADDITIONAL FEATURES ES |  | ADDITIONAL FEATURES FR | [17 empty] | PRODUCTION COMPLETED
000000000060122839 | STP-004 | DATA ENRICHMENT | MUF | ATS | OK | 2022-09-28 | 2022-10-03 |  | 000000000060122839 | BHP1 | BHP Spares & Supplies | 261016 | Motors | EA | MAN2 | MOTOR, ELEC, RECON, 37KW, 380V AC, 4 POL | MOTOR, ELECTRIC, RECONDITIONED, 37KW, 380V AC, 4 POLE, WINCH MOUNTED |  |  |  | URL NOT FOUND | [14 empty] | CLEANSED | MOTOR | AC | TYPE | ELECTRICAL | FRAME SIZE |  | POWER RATING | 37 KW | VOLTAGE RATING | 380 VAC | CURRENT RATING |  | NUMBER OF POLES | 4 P | SPEED RATING |  | FREQUENCY RATING |  | NUMBER OF PHASE |  | CONSTRUCTION MATERIAL |  | DEGREE OF PROTECTION |  | ENCLOSURE |  | MOUNTING TYPE | WINCH | SERVICE FACTOR |  | INSULATION CLASS |  | DUTY CYCLE |  | AMBIENT TEMPERATURE |  | HAZARD CLASS |  | CERTIFICATION/STANDARD |  | ADDITIONAL FEATURES EN | RECONDITIONED | ADDITIONAL FEATURES ES |  | ADDITIONAL FEATURES FR | [17 empty] | PRODUCTION COMPLETED
000000000060122895 | STP-004 | DATA ENRICHMENT | MUF | ATS | OK | 2022-09-28 | 2022-10-03 |  | 000000000060122895 | BHP1 | BHP Spares & Supplies | 261016 | Motors | EA | MAN2 | MOTOR, ELEC, RECON, 55KW, 380V AC, 1640R | MOTOR, ELECTRIC, RECONDITIONED, 55KW, 380V AC, 1640RPM, WINCH MOUNTED |  |  |  | URL NOT FOUND | [14 empty] | CLEANSED | MOTOR | AC | TYPE | ELECTRICAL | FRAME SIZE |  | POWER RATING | 55 KW | VOLTAGE RATING | 380 VAC | CURRENT RATING |  | NUMBER OF POLES |  | SPEED RATING | 1640 RPM | FREQUENCY RATING |  | NUMBER OF PHASE |  | CONSTRUCTION MATERIAL |  | DEGREE OF PROTECTION |  | ENCLOSURE |  | MOUNTING TYPE | WINCH | SERVICE FACTOR |  | INSULATION CLASS |  | DUTY CYCLE |  | AMBIENT TEMPERATURE |  | HAZARD CLASS |  | CERTIFICATION/STANDARD |  | ADDITIONAL FEATURES EN | RECONDITIONED | ADDITIONAL FEATURES ES |  | ADDITIONAL FEATURES FR | [17 empty] | PRODUCTION COMPLETED
000000000060122832 | STP-004 | DATA ENRICHMENT | MUF | ATS | OK | 2022-09-28 | 2022-10-03 |  | 000000000060122832 | BHP1 | BHP Spares & Supplies | 261016 | Motors | EA | MAN2 | MOTOR, ELECRICAL, 15KW, FRAME 160L | MOTOR, ELECRICAL, 15KW, FRAME 160L, 525V, 3 PHASE, 6 POLE, FLANGE, MOUNT,COMES WITH FORCE COOLING FAN 525 VOLT, CHANGED AS PER NEW STOCK REQUEST ESSI-2828 |  |  |  | URL NOT FOUND | [14 empty] | CLEANSED | MOTOR | AC | TYPE | ELECTRICAL | FRAME SIZE | 160L | POWER RATING | 15 KW | VOLTAGE RATING | 525 VAC | CURRENT RATING |  | NUMBER OF POLES | 6 P | SPEED RATING |  | FREQUENCY RATING |  | NUMBER OF PHASE | 3 PH | CONSTRUCTION MATERIAL |  | DEGREE OF PROTECTION |  | ENCLOSURE |  | MOUNTING TYPE | FLANGE | SERVICE FACTOR |  | INSULATION CLASS |  | DUTY CYCLE |  | AMBIENT TEMPERATURE |  | HAZARD CLASS |  | CERTIFICATION/STANDARD |  | ADDITIONAL FEATURES EN | C/WFORCE COOLING FAN,CHANGED AS PER NEW STOCK REQUEST ESSI-2828 | ADDITIONAL FEATURES ES |  | ADDITIONAL FEATURES FR | [17 empty] | PRODUCTION COMPLETED
000000000060181705 | STP-004 | DATA ENRICHMENT | MUF | ATS | OK | 2022-09-28 | 2022-10-03 |  | 000000000060181705 | BHP1 | BHP Spares & Supplies | 261016 | Motors | EA | MAN2 | MOTOR, ELECTRIC , 380 VOLT, 5.5 KW, FRAM | MOTOR, ELECTRIC , 380 VOLT, 5.5 KW, FRAME 132S, 1460 RPM, FLANGE MOUNTED, COMPLETE WITH PINION GEAR, WEG |  |  |  | URL NOT FOUND |  | WEG | [12 empty] | CLEANSED | MOTOR | AC | TYPE | ELECTRICAL | FRAME SIZE | 132S | POWER RATING | 5.5 KW | VOLTAGE RATING | 380 VAC | CURRENT RATING |  | NUMBER OF POLES |  | SPEED RATING | 1460 RPM | FREQUENCY RATING |  | NUMBER OF PHASE |  | CONSTRUCTION MATERIAL |  | DEGREE OF PROTECTION |  | ENCLOSURE |  | MOUNTING TYPE | FLANGE | SERVICE FACTOR |  | INSULATION CLASS |  | DUTY CYCLE |  | AMBIENT TEMPERATURE |  | HAZARD CLASS |  | CERTIFICATION/STANDARD |  | ADDITIONAL FEATURES EN | C/WPINION GEAR | ADDITIONAL FEATURES ES |  | ADDITIONAL FEATURES FR | [17 empty] | PRODUCTION COMPLETED
000000000060227082 | STP-004 | DATA ENRICHMENT | MUF | ATS | OK | 2022-09-28 | 2022-10-03 |  | 000000000060227082 | BHP1 | BHP Spares & Supplies | 261016 | Motors | EA | MAN2 | MOTOR, ELECTRIC, 110KW,525V,4POLE,1460RP | MOTOR, ELECTRIC, 110KW,525V,4POLE,1460RPM,280S/M FRAME B3 FOOT MOUNTED |  |  |  | URL NOT FOUND | [14 empty] | CLEANSED | MOTOR | AC | TYPE | ELECTRICAL | FRAME SIZE | 280S/M | POWER RATING | 110 KW | VOLTAGE RATING | 525 VAC | CURRENT RATING |  | NUMBER OF POLES | 4 P | SPEED RATING | 1460 RPM | FREQUENCY RATING |  | NUMBER OF PHASE |  | CONSTRUCTION MATERIAL |  | DEGREE OF PROTECTION |  | ENCLOSURE |  | MOUNTING TYPE | B3 FOOT | SERVICE FACTOR |  | INSULATION CLASS |  | DUTY CYCLE |  | AMBIENT TEMPERATURE |  | HAZARD CLASS |  | CERTIFICATION/STANDARD |  | ADDITIONAL FEATURES EN |  | ADDITIONAL FEATURES ES |  | ADDITIONAL FEATURES FR | [17 empty] | PRODUCTION COMPLETED
000000000060175096 | STP-004 | DATA ENRICHMENT | MUF | ATS | OK | 2022-09-28 | 2022-10-03 |  | 000000000060175096 | BHP1 | BHP Spares & Supplies | 261016 | Motors | EA | MAN2 | MOTOR, ELECTRIC, 110KW,525V,4POLE,1460RP | MOTOR, ELECTRIC, 110KW,525V,4POLE,1460RPM,280S/M FRAME B3 FOOT MOUNTED T/BOX RHS |  |  |  | URL NOT FOUND | [14 empty] | CLEANSED | MOTOR | AC | TYPE | ELECTRICAL | FRAME SIZE | 280S/M | POWER RATING | 110 KW | VOLTAGE RATING | 525 VAC | CURRENT RATING |  | NUMBER OF POLES | 4 P | SPEED RATING | 1460 RPM | FREQUENCY RATING |  | NUMBER OF PHASE |  | CONSTRUCTION MATERIAL |  | DEGREE OF PROTECTION |  | ENCLOSURE |  | MOUNTING TYPE | B3 FOOT | SERVICE FACTOR |  | INSULATION CLASS |  | DUTY CYCLE |  | AMBIENT TEMPERATURE |  | HAZARD CLASS |  | CERTIFICATION/STANDARD |  | ADDITIONAL FEATURES EN | T/BOX RHS | ADDITIONAL FEATURES ES |  | ADDITIONAL FEATURES FR | [17 empty] | PRODUCTION COMPLETED
000000000060175092 | STP-004 | DATA ENRICHMENT | MUF | ATS | OK | 2022-09-28 | 2022-10-03 |  | 000000000060175092 | BHP1 | BHP Spares & Supplies | 261016 | Motors | EA | MAN2 | MOTOR, ELECTRIC, 22KW 1460RPM 525V | MOTOR, ELECTRIC, 22KW 1460RPM 525V 4POLE 180L FRAME B3 FOOT MOUNTED T/BOX RHS |  |  |  | URL NOT FOUND | [14 empty] | CLEANSED | MOTOR | AC | TYPE | ELECTRICAL | FRAME SIZE | 180L | POWER RATING | 22 KW | VOLTAGE RATING | 525 VAC | CURRENT RATING |  | NUMBER OF POLES | 4 P | SPEED RATING | 1460 RPM | FREQUENCY RATING |  | NUMBER OF PHASE |  | CONSTRUCTION MATERIAL |  | DEGREE OF PROTECTION |  | ENCLOSURE |  | MOUNTING TYPE | B3 FOOT | SERVICE FACTOR |  | INSULATION CLASS |  | DUTY CYCLE |  | AMBIENT TEMPERATURE |  | HAZARD CLASS |  | CERTIFICATION/STANDARD |  | ADDITIONAL FEATURES EN | T/BOX RHS | ADDITIONAL FEATURES ES |  | ADDITIONAL FEATURES FR | [17 empty] | PRODUCTION COMPLETED
000000000060167531 | STP-004 | DATA ENRICHMENT | MUF | ATS | OK | 2022-09-28 | 2022-10-03 |  | 000000000060167531 | BHP1 | BHP Spares & Supplies | 261016 | Motors | EA | MAN2 | MOTOR, ELECTRIC, 45KW 525VOLT 1475RPM FR | MOTOR, ELECTRIC, 45KW 525VOLT 1475RPM FRAME SIZE 225S/M |  |  |  | URL NOT FOUND | [14 empty] | CLEANSED | MOTOR | AC | TYPE | ELECTRICAL | FRAME SIZE | 225S/M | POWER RATING | 45 KW | VOLTAGE RATING | 525 VAC | CURRENT RATING |  | NUMBER OF POLES |  | SPEED RATING | 1475 RPM | FREQUENCY RATING |  | NUMBER OF PHASE |  | CONSTRUCTION MATERIAL |  | DEGREE OF PROTECTION |  | ENCLOSURE |  | MOUNTING TYPE |  | SERVICE FACTOR |  | INSULATION CLASS |  | DUTY CYCLE |  | AMBIENT TEMPERATURE |  | HAZARD CLASS |  | CERTIFICATION/STANDARD |  | ADDITIONAL FEATURES EN |  | ADDITIONAL FEATURES ES |  | ADDITIONAL FEATURES FR | [17 empty] | PRODUCTION COMPLETED
000000000060175103 | STP-004 | DATA ENRICHMENT | MUF | ATS | OK | 2022-09-28 | 2022-10-03 |  | 000000000060175103 | BHP1 | BHP Spares & Supplies | 261016 | Motors | EA | MAN2 | MOTOR, ELECTRIC, 5,5KW,525V,4POLE,1460RP | MOTOR, ELECTRIC, 5,5KW,525V,4POLE,1460RPM,132S FRAME B3 FOOT MOUNTED T/BOX RHS |  |  |  | URL NOT FOUND | [14 empty] | CLEANSED | MOTOR | AC | TYPE | ELECTRICAL | FRAME SIZE | 132S | POWER RATING | 5.5 KW | VOLTAGE RATING | 525 VAC | CURRENT RATING |  | NUMBER OF POLES | 4 P | SPEED RATING | 1460 RPM | FREQUENCY RATING |  | NUMBER OF PHASE |  | CONSTRUCTION MATERIAL |  | DEGREE OF PROTECTION |  | ENCLOSURE |  | MOUNTING TYPE | B3 FOOT | SERVICE FACTOR |  | INSULATION CLASS |  | DUTY CYCLE |  | AMBIENT TEMPERATURE |  | HAZARD CLASS |  | CERTIFICATION/STANDARD |  | ADDITIONAL FEATURES EN | T/BOX RHS | ADDITIONAL FEATURES ES |  | ADDITIONAL FEATURES FR | [17 empty] | PRODUCTION COMPLETED
000000000060149591 | STP-004 | DATA ENRICHMENT | MUF | ATS | OK | 2022-09-28 | 2022-10-03 |  | 000000000060149591 | BHP1 | BHP Spares & Supplies | 261016 | Motors | EA | MAN2 | MOTOR, ELECTRIC, 55KW, 380V, 1475 RPM, M | MOTOR, ELECTRIC, 55KW, 380V, 1475 RPM, M2AA 250 SMA4, IP55, ABB |  |  |  | https://www.electricautomationnetwork.com/en/abb/m2aa-250-sma-4-3gaa252210-hdf-abb-aluminium-motor-for-general-performance-55kw-400-690v-ie2-4p-mounting-b¦https://hosbv.com/product/8636/electric-motors/ABB-M2AA-250-SMA-4.html | https://library.e.abb.com/public/367c91cdc1dee017c1257b130057111e/Catalogue%20GenPurpMotors_GB_12_2004%20RevA.pdf | ABB | M2AA 250 SMA4 | [11 empty] | ENRICHED | MOTOR | AC | TYPE | ELECTRICAL,GENERAL PURPOSE,SQUIRREL CAGE | FRAME SIZE |  | POWER RATING | 55 KW | VOLTAGE RATING | 415 VAC | CURRENT RATING | 97.4 A | NUMBER OF POLES | 4 P | SPEED RATING | 1475 RPM | FREQUENCY RATING | 50 HZ | NUMBER OF PHASE | 3 PH | CONSTRUCTION MATERIAL | ALUMINIUM AND CAST IRON | DEGREE OF PROTECTION | IP55 | ENCLOSURE | IC411 | MOUNTING TYPE | B35 FOOT AND FLANGE | SERVICE FACTOR |  | INSULATION CLASS | F | DUTY CYCLE |  | AMBIENT TEMPERATURE |  | HAZARD CLASS |  | CERTIFICATION/STANDARD | IE2 | ADDITIONAL FEATURES EN |  | ADDITIONAL FEATURES ES |  | ADDITIONAL FEATURES FR | [17 empty] | PRODUCTION COMPLETED
000000000060149534 | STP-004 | DATA ENRICHMENT | MUF | ATS | OK | 2022-09-28 | 2022-10-03 |  | 000000000060149534 | BHP1 | BHP Spares & Supplies | 261016 | Motors | EA | MAN2 | MOTOR, ELECTRIC, FRAME D180 L-4, 22KW, 3 | MOTOR, ELECTRIC, FRAME D180 L-4, 22KW, 380V, 1460RPM, AMP44/25, WEG |  |  |  | URL NOT FOUND |  | WEG | [12 empty] | CLEANSED | MOTOR | AC | TYPE | ELECTRICAL | FRAME SIZE | D180 L-4 | POWER RATING | 22 KW | VOLTAGE RATING | 380 VAC | CURRENT RATING | 44/25 A | NUMBER OF POLES |  | SPEED RATING | 1460 RPM | FREQUENCY RATING |  | NUMBER OF PHASE |  | CONSTRUCTION MATERIAL |  | DEGREE OF PROTECTION |  | ENCLOSURE |  | MOUNTING TYPE |  | SERVICE FACTOR |  | INSULATION CLASS |  | DUTY CYCLE |  | AMBIENT TEMPERATURE |  | HAZARD CLASS |  | CERTIFICATION/STANDARD |  | ADDITIONAL FEATURES EN |  | ADDITIONAL FEATURES ES |  | ADDITIONAL FEATURES FR | [17 empty] | PRODUCTION COMPLETED
000000000060149532 | STP-004 | DATA ENRICHMENT | MUF | ATS | OK | 2022-09-28 | 2022-10-03 |  | 000000000060149532 | BHP1 | BHP Spares & Supplies | 261016 | Motors | EA | MAN2 | MOTOR, ELECTRIC, FRAME D315 S-6, 75KW, 3 | MOTOR, ELECTRIC, FRAME D315 S-6, 75KW, 380V, 990RPM, AMP140/86, IP65, WEG |  |  |  | URL NOT FOUND |  | WEG | [12 empty] | CLEANSED | MOTOR | AC | TYPE | ELECTRICAL | FRAME SIZE | D315S-6 | POWER RATING | 75 KW | VOLTAGE RATING | 380 VAC | CURRENT RATING | 140/86 A | NUMBER OF POLES |  | SPEED RATING | 990 RPM | FREQUENCY RATING |  | NUMBER OF PHASE |  | CONSTRUCTION MATERIAL |  | DEGREE OF PROTECTION | IP65 | ENCLOSURE |  | MOUNTING TYPE |  | SERVICE FACTOR |  | INSULATION CLASS |  | DUTY CYCLE |  | AMBIENT TEMPERATURE |  | HAZARD CLASS |  | CERTIFICATION/STANDARD |  | ADDITIONAL FEATURES EN |  | ADDITIONAL FEATURES ES |  | ADDITIONAL FEATURES FR | [17 empty] | PRODUCTION COMPLETED
000000000060123695 | STP-004 | DATA ENRICHMENT | MUF | ATS | OK | 2022-09-28 | 2022-10-03 |  | 000000000060123695 | BHP1 | BHP Spares & Supplies | 261016 | Motors | EA | MAN2 | MOTOR, ELECTRIC, SLIPRING, TAPERED DRIVE | MOTOR, ELECTRIC, SLIPRING, TAPERED DRIVE SHAFT, 120KW, 224 AMPS, 380, VOLT, 6 POLE, 315M FRAME, ROTOR - 310 DELTA VOLT, 239 AMP, TYPE VEM S11D, 315M 6 VL HW, COMPLETE WITH COUPLING HUB FITTED, TYPE CANTERBURY, WATERFALL, H236, E RION INNER HUB 90B/K AND BULLETS, BR236 C80 NT, BLACK, BUFFER (12 SET) |  |  |  | https://www.vem-group.com/fileadmin/content/pdf/Download/Brosch%C3%BCren/Flyer_VEM-motors/10_PB_en.pdf |  | VEM | S11D 315M 6 VL HW | [11 empty] | ENRICHED | MOTOR | AC | TYPE | ELECTRICAL,SLIPRING | FRAME SIZE | 315M | POWER RATING | 120 KW | VOLTAGE RATING | 380 VAC | CURRENT RATING | 224 A | NUMBER OF POLES | 6 P | SPEED RATING | 1000 RPM | FREQUENCY RATING |  | NUMBER OF PHASE | 3 PH | CONSTRUCTION MATERIAL |  | DEGREE OF PROTECTION | IP54/55 | ENCLOSURE | IC411 | MOUNTING TYPE |  | SERVICE FACTOR |  | INSULATION CLASS |  | DUTY CYCLE | S3,S4/5 | AMBIENT TEMPERATURE |  | HAZARD CLASS |  | CERTIFICATION/STANDARD | DIN 42679,IEC/EN 60034-6 | ADDITIONAL FEATURES EN | ROTOR - DELTA 310 V,239 A,C/WCOUPLING HUB FITTED,TYPE CANTERBURY,WATERFALL,H236,E RION INNER HUB 90B/K AND BULLETS,BR236 C80 NT,BLACK,BUFFER (12 SET) | ADDITIONAL FEATURES ES |  | ADDITIONAL FEATURES FR | [17 empty] | PRODUCTION COMPLETED
000000000060220500 | STP-004 | DATA ENRICHMENT | MUF | ATS | OK | 2022-09-28 | 2022-10-03 |  | 000000000060220500 | BHP1 | BHP Spares & Supplies | 251739 | Electrical components | EA | MAN2 | MOTOR, ELECTRICAL, 0.18KW, POLE 4 , FRAM | MOTOR, ELECTRICAL, 0.18KW, POLE 4, FRAME SIZE 63, SHAFT SIZE 11MM, MOUNT, B3 FOOT MOUNT, 380 VOLT, IP 66, WEG SQUIRREL CAGE TOP PREMIUM EFFICIENCY, PLUS |  |  |  | URL NOT FOUND |  | WEG | [12 empty] | CLEANSED | MOTOR | AC | TYPE | ELECTRICAL,SQUIRREL CAGE | FRAME SIZE | 63 | POWER RATING | 0.18 KW | VOLTAGE RATING | 380 VAC | CURRENT RATING |  | NUMBER OF POLES | 4 P | SPEED RATING |  | FREQUENCY RATING |  | NUMBER OF PHASE |  | CONSTRUCTION MATERIAL |  | DEGREE OF PROTECTION | IP66 | ENCLOSURE |  | MOUNTING TYPE | B3 FOOT | SERVICE FACTOR |  | INSULATION CLASS |  | DUTY CYCLE |  | AMBIENT TEMPERATURE |  | HAZARD CLASS |  | CERTIFICATION/STANDARD |  | ADDITIONAL FEATURES EN | SHAFT SIZE: 11 MM,TOP PREMIUM EFFICIENCY,PLUS | ADDITIONAL FEATURES ES |  | ADDITIONAL FEATURES FR | [17 empty] | PRODUCTION COMPLETED
000000000060188603 | STP-004 | DATA ENRICHMENT | MUF | ATS | OK | 2022-09-28 | 2022-10-03 |  | 000000000060188603 | BHP1 | BHP Spares & Supplies | 391200 | Electrical equipment and components and supplies | EA | MAN2 | MOTOR, ELECTRICAL, 110KW, 380V AC, 3 PHA | MOTOR, ELECTRICAL, 110KW, 380V AC, 3 PHASE 50HZ, 6 POLE, IP66 EFF1, S1 DTY, FRAME 315S/M, MOUNT B3,SQUIRREL CAGE, CAST IRON, TEFC, W |  |  |  | URL NOT FOUND | [14 empty] | CLEANSED | MOTOR | AC | TYPE | ELECTRICAL,SQUIRREL CAGE | FRAME SIZE | 315S/M | POWER RATING | 110 KW | VOLTAGE RATING | 380 VAC | CURRENT RATING |  | NUMBER OF POLES | 6 P | SPEED RATING |  | FREQUENCY RATING | 50 HZ | NUMBER OF PHASE | 3 PH | CONSTRUCTION MATERIAL | CAST IRON | DEGREE OF PROTECTION | IP66 | ENCLOSURE | TEFC | MOUNTING TYPE | B3 | SERVICE FACTOR |  | INSULATION CLASS |  | DUTY CYCLE | S1 | AMBIENT TEMPERATURE |  | HAZARD CLASS |  | CERTIFICATION/STANDARD |  | ADDITIONAL FEATURES EN |  | ADDITIONAL FEATURES ES |  | ADDITIONAL FEATURES FR | [17 empty] | PRODUCTION COMPLETED
000000000060173211 | STP-004 | DATA ENRICHMENT | MUF | ATS | OK | 2022-09-28 | 2022-10-03 |  | 000000000060173211 | BHP1 | BHP Spares & Supplies | 261016 | Motors | EA | MAN2 | MOTOR, ELECTRICAL, 260KW, 380 VOLT, FRAM | MOTOR, ELECTRICAL, 260KW, 380 VOLT, FRAME 355ML, 4 POLE, 1485 RP, M, FOOT MOUNTED, SQUIRREL CAGE, CAST IRON, IP55, CLASS F INSULAT, ION, CLASS B TEMPRATURE RISE |  |  |  | URL NOT FOUND | [14 empty] | CLEANSED | MOTOR | AC | TYPE | ELECTRICAL,SQUIRREL CAGE | FRAME SIZE | 355ML | POWER RATING | 260 KW | VOLTAGE RATING | 380 VAC | CURRENT RATING |  | NUMBER OF POLES | 4 P | SPEED RATING | 1485 RPM | FREQUENCY RATING |  | NUMBER OF PHASE |  | CONSTRUCTION MATERIAL | CAST IRON | DEGREE OF PROTECTION | IP55 | ENCLOSURE |  | MOUNTING TYPE | FOOT | SERVICE FACTOR |  | INSULATION CLASS | F | DUTY CYCLE |  | AMBIENT TEMPERATURE |  | HAZARD CLASS |  | CERTIFICATION/STANDARD |  | ADDITIONAL FEATURES EN | CLASS B TEMPRATURE RISE | ADDITIONAL FEATURES ES |  | ADDITIONAL FEATURES FR | [17 empty] | PRODUCTION COMPLETED
000000000060182848 | STP-004 | DATA ENRICHMENT | MUF | ATS | OK | 2022-09-28 | 2022-10-03 |  | 000000000060182848 | BHP1 | BHP Spares & Supplies | 261016 | Motors | EA | MAN2 | MOTOR, ELECTRICAL, SLIPRING, 22KW, 400 V | MOTOR, ELECTRICAL, SLIPRING, 22KW, 400 VOLTS, 6 POLE, 975 RPM, B3 FOOT, MOUNTED, FRAME: SPED 200 M6 HW, DRIVE SHAFT 60MM X 140MM, NON-DRIVE, SHAFT 55MM X 110MM, COMPLETE WITH TERMINAL BOX ON TOP. VEM-GERMANY |  |  |  | URL NOT FOUND | [14 empty] | CLEANSED | MOTOR | AC | TYPE | ELECTRICAL,SLIPRING | FRAME SIZE | 200 M6 HW | POWER RATING | 22 KW | VOLTAGE RATING | 400 VAC | CURRENT RATING |  | NUMBER OF POLES | 6 P | SPEED RATING | 975 RPM | FREQUENCY RATING |  | NUMBER OF PHASE |  | CONSTRUCTION MATERIAL |  | DEGREE OF PROTECTION |  | ENCLOSURE |  | MOUNTING TYPE | B3 FOOT | SERVICE FACTOR |  | INSULATION CLASS |  | DUTY CYCLE |  | AMBIENT TEMPERATURE |  | HAZARD CLASS |  | CERTIFICATION/STANDARD |  | ADDITIONAL FEATURES EN | DRIVE SHAFT SIZE: 60 X 140 MM,NON-DRIVE,SHAFT SIZE: 55 X 110 MM,C/WTERMINAL BOX ON TOP VEM-GERMANY | ADDITIONAL FEATURES ES |  | ADDITIONAL FEATURES FR | [17 empty] | PRODUCTION COMPLETED
000000000060183730 | STP-004 | DATA ENRICHMENT | MUF | ATS | OK | 2022-09-28 | 2022-10-03 |  | 000000000060183730 | BHP1 | BHP Spares & Supplies | 261016 | Motors | EA | MAN2 | MOTOR, ELECTRICAL, SQUIRREL CAGE, 75KW, | MOTOR, ELECTRICAL, SQUIRREL CAGE, 75KW, PREMIUM EFFICIENCY, FRAME SIZE, 250SM, B3 FOOT MOUNTED, CAST IRON FRAME, IP66 RATED, 380 V AC, 3 PHASE,, 4 POLE, 1475 RPM, SHAFT SIZE 70MM, WEG |  |  |  | URL NOT FOUND |  | WEG | [12 empty] | CLEANSED | MOTOR | AC | TYPE | ELECTRICAL,SQUIRREL CAGE | FRAME SIZE | 250SM | POWER RATING | 75 KW | VOLTAGE RATING | 380 VAC | CURRENT RATING |  | NUMBER OF POLES | 4 P | SPEED RATING | 1475 RPM | FREQUENCY RATING |  | NUMBER OF PHASE | 3 PH | CONSTRUCTION MATERIAL | CAST IRON | DEGREE OF PROTECTION | IP66 | ENCLOSURE |  | MOUNTING TYPE | B3 FOOT | SERVICE FACTOR |  | INSULATION CLASS |  | DUTY CYCLE |  | AMBIENT TEMPERATURE |  | HAZARD CLASS |  | CERTIFICATION/STANDARD |  | ADDITIONAL FEATURES EN | SHAFT SIZE: 70 MM,PREMIUM EFFICIENCY | ADDITIONAL FEATURES ES |  | ADDITIONAL FEATURES FR | [17 empty] | PRODUCTION COMPLETED
000000000060249316 | STP-004 | DATA ENRICHMENT | MUF | ATS | OK | 2022-09-28 | 2022-10-06 |  | 000000000060249316 | BHP1 | BHP Spares & Supplies | 261016 | Motors | EA | MAN2 | MOTOR, ELECTRICAL, TYPE K107AM160/RS, 15 | MOTOR, ELECTRICAL, TYPE K107AM160/RS, 15KW, 400V, 1460RPM, SEW, CV21 |  |  |  | https://www.pcssupply.com/sew-eurodrive-k-series-k107a-gear-unit/ | https://www.pcssupply.com/downloads/sew-eurodrive-gear-unit.pdf | SEW EURODRIVE | K107AM160/R | [11 empty] | ENRICHED | MOTOR | GEAR | TYPE | ELECTRICAL,VERY SHORT LENGTH | POWER RATING | 15 KW | OUTPUT SPEED RATING | 1460 RPM | VOLTAGE RATING | 400 V | NEMA/IEC SIZE |  | TORQUE RATING |  | SPEED RATIO |  | SERVICE FACTOR |  | CURRENT RATING |  | FREQUENCY RATING |  | NUMBER OF PHASE |  | MOUNTING TYPE | FOOT | DEGREE OF PROTECTION |  | HAZARD CLASS |  | CERTIFICATION/STANDARD |  | ADDITIONAL FEATURES EN | CV21 | ADDITIONAL FEATURES ES |  | ADDITIONAL FEATURES FR | [25 empty] | PRODUCTION COMPLETED
000000000060249307 | STP-004 | DATA ENRICHMENT | MUF | ATS | OK | 2022-09-28 | 2022-10-06 |  | 000000000060249307 | BHP1 | BHP Spares & Supplies | 261016 | Motors | EA | MAN2 | MOTOR, ELECTRICAL, TYPE K97AM132S/M/RS, | MOTOR, ELECTRICAL, TYPE K97AM132S/M/RS, 7.5KW, 400V, 1460RPM, SEW, CV26 |  |  |  | https://www.pcssupply.com/sew-eurodrive-k-series-k97a-gear-unit/ | https://www.pcssupply.com/downloads/sew-eurodrive-gear-unit.pdf | SEW EURODRIVE | K97AM132S/M/RS | [11 empty] | ENRICHED | MOTOR | GEAR | TYPE | ELECTRICAL,VERY SHORT LENGTH | POWER RATING | 7.5 KW | OUTPUT SPEED RATING | 1460 RPM | VOLTAGE RATING | 400 V | NEMA/IEC SIZE |  | TORQUE RATING |  | SPEED RATIO |  | SERVICE FACTOR |  | CURRENT RATING |  | FREQUENCY RATING |  | NUMBER OF PHASE |  | MOUNTING TYPE | FOOT | DEGREE OF PROTECTION |  | HAZARD CLASS |  | CERTIFICATION/STANDARD |  | ADDITIONAL FEATURES EN | CV26 | ADDITIONAL FEATURES ES |  | ADDITIONAL FEATURES FR | [25 empty] | PRODUCTION COMPLETED
000000000060249308 | STP-004 | DATA ENRICHMENT | MUF | ATS | OK | 2022-09-28 | 2022-10-06 |  | 000000000060249308 | BHP1 | BHP Spares & Supplies | 261016 | Motors | EA | MAN2 | MOTOR, ELECTRICAL, TYPE K97AM160/RS, 11K | MOTOR, ELECTRICAL, TYPE K97AM160/RS, 11KW, 400V, 1475RPM, SEW, CV23 |  |  |  | https://www.pcssupply.com/sew-eurodrive-k-series-k97a-gear-unit/ | https://www.pcssupply.com/downloads/sew-eurodrive-gear-unit.pdf | SEW EURODRIVE | K97AM160/RS | [11 empty] | ENRICHED | MOTOR | GEAR | TYPE | ELECTRICAL,VERY SHORT LENGTH | POWER RATING | 11 KW | OUTPUT SPEED RATING | 1475 RPM | VOLTAGE RATING | 400 V | NEMA/IEC SIZE |  | TORQUE RATING |  | SPEED RATIO |  | SERVICE FACTOR |  | CURRENT RATING |  | FREQUENCY RATING |  | NUMBER OF PHASE |  | MOUNTING TYPE | FOOT | DEGREE OF PROTECTION |  | HAZARD CLASS |  | CERTIFICATION/STANDARD |  | ADDITIONAL FEATURES EN | CV23 | ADDITIONAL FEATURES ES |  | ADDITIONAL FEATURES FR | [25 empty] | PRODUCTION COMPLETED
000000000060167721 | STP-004 | DATA ENRICHMENT | MUF | ATS | OK | 2022-09-28 | 2022-10-06 |  | 000000000060167721 | BHP1 | BHP Spares & Supplies | 261016 | Motors | EA | MAN2 | MOTOR, ELECTRICAL: 5.5KW, KEE 80-6, 380 | MOTOR, ELECTRICAL: 5.5KW, KEE 80-6, 380V |  |  |  | https://www.clevelandvibrator.com/product/36/1140/re-80-6-kee-80-6 | https://www.uras-techno.co.jp/pdf/catalog/en//uras_vibrator_na.pdf | URAS | KEE 80-6 | [11 empty] | ENRICHED | MOTOR | AC | TYPE | ROTARY ELECTRIC VIBRATOR | FRAME SIZE |  | POWER RATING | 5.5 KW | VOLTAGE RATING | 380 VAC | CURRENT RATING | 11.6 A | NUMBER OF POLES | 6 P | SPEED RATING | 1200 RPM | FREQUENCY RATING | 50 HZ | NUMBER OF PHASE | 3 PH | CONSTRUCTION MATERIAL |  | DEGREE OF PROTECTION | IP66 | ENCLOSURE |  | MOUNTING TYPE |  | SERVICE FACTOR |  | INSULATION CLASS | E | DUTY CYCLE |  | AMBIENT TEMPERATURE | -15 TO 40 DEG C | HAZARD CLASS |  | CERTIFICATION/STANDARD | CE,CSA | ADDITIONAL FEATURES EN |  | ADDITIONAL FEATURES ES |  | ADDITIONAL FEATURES FR | [17 empty] | PRODUCTION COMPLETED
000000000060097558 | STP-004 | DATA ENRICHMENT | MUF | ATS | OK | 2022-09-28 | 2022-10-06 |  | 000000000060097558 | BHP1 | BHP Spares & Supplies | 261016 | Motors | EA | MAN2 | MOTOR, ELECTRICAL: 7.5KW, FRAME DFV132M | MOTOR, ELECTRICAL: 7.5KW, FRAME DFV132M4, 380V AC, 1440 RPM, SEW |  |  |  | https://www.radwell.com/en-US/Buy/SEW%20EURODRIVE/SEW%20EURODRIVE/DFV132M4/ | https://www.nriparts.com/products/sew-eurodrive-r87dv132m4-dfv132m4-electric-motors-obsolete/208302 | SEW EURODRIVE | DFV132M4 | [11 empty] | ENRICHED | MOTOR | GEAR | TYPE | ELECTRICAL | POWER RATING | 7.5 KW | OUTPUT SPEED RATING | 1740 RPM | VOLTAGE RATING | 460 VAC | NEMA/IEC SIZE |  | TORQUE RATING |  | SPEED RATIO | 15.35:1 | SERVICE FACTOR |  | CURRENT RATING |  | FREQUENCY RATING |  | NUMBER OF PHASE | 3 PH | MOUNTING TYPE |  | DEGREE OF PROTECTION |  | HAZARD CLASS |  | CERTIFICATION/STANDARD |  | ADDITIONAL FEATURES EN |  | ADDITIONAL FEATURES ES |  | ADDITIONAL FEATURES FR | [25 empty] | PRODUCTION COMPLETED
000000000060123696 | STP-004 | DATA ENRICHMENT | MUF | ATS | OK | 2022-09-28 | 2022-10-06 |  | 000000000060123696 | BHP1 | BHP Spares & Supplies | 261016 | Motors | EA | MAN2 | MOTOR, ELECTRICAL: SLIPRING, 62KW, FRAM | MOTOR, ELECTRICAL: SLIPRING, 62KW, FRAME 315M, 380V AC, 3 PHASE, 6, POLE, FOOT MOUNTED, C/W BIBBY COUPLING |  |  |  | URL NOT FOUND | [14 empty] | CLEANSED | MOTOR | AC | TYPE | ELECTRICAL,SLIPRING | FRAME SIZE | 315M | POWER RATING | 62 KW | VOLTAGE RATING | 380 VAC | CURRENT RATING |  | NUMBER OF POLES | 6 P | SPEED RATING |  | FREQUENCY RATING |  | NUMBER OF PHASE | 3 PH | CONSTRUCTION MATERIAL |  | DEGREE OF PROTECTION |  | ENCLOSURE |  | MOUNTING TYPE | FOOT | SERVICE FACTOR |  | INSULATION CLASS |  | DUTY CYCLE |  | AMBIENT TEMPERATURE |  | HAZARD CLASS |  | CERTIFICATION/STANDARD |  | ADDITIONAL FEATURES EN | C/WBIBBY COUPLING | ADDITIONAL FEATURES ES |  | ADDITIONAL FEATURES FR | [17 empty] | PRODUCTION COMPLETED
000000000060167558 | STP-004 | DATA ENRICHMENT | MUF | ATS | OK | 2022-09-28 | 2022-10-06 |  | 000000000060167558 | BHP1 | BHP Spares & Supplies | 251739 | Electrical components | EA | MAN2 | MOTOR, ELECTRICAL: VIBRATING, INVICTA T | MOTOR, ELECTRICAL: VIBRATING, INVICTA TYPE BLZ 30-25/4, 1.15KW, 380V, 3, PHASE, 1440 RPM, LOCKERS, C8 TUBULAR FEEDER, FVD |  |  |  | https://www.airmatic.com/products/vibratory-motors/foot-mounted-motors/BLz-30-25-4 | https://www.teco.com.au/getmedia/6ef02379-e2dd-4e3d-8575-8e08bc6ae3d3/P2047-BLz03-80-(English)-user-manual-Issue-N.pdf?ext=.pdf¦https://airmatic.b-cdn.net/assets/downloads/vibratory_motors_and_drives/invicta_series_vibrators.pdf | INVICTA | BLZ 30-25/4 | [11 empty] | ENRICHED | MOTOR | AC | TYPE | ELECTRIC VIBRATOR | FRAME SIZE |  | POWER RATING | 1150 W | VOLTAGE RATING | 380 VAC | CURRENT RATING |  | NUMBER OF POLES | 4 P | SPEED RATING | 1800 RPM | FREQUENCY RATING | 60 HZ | NUMBER OF PHASE | 3 PH | CONSTRUCTION MATERIAL |  | DEGREE OF PROTECTION |  | ENCLOSURE |  | MOUNTING TYPE | BASE | SERVICE FACTOR |  | INSULATION CLASS |  | DUTY CYCLE |  | AMBIENT TEMPERATURE | -13 TO 104 DEG F | HAZARD CLASS |  | CERTIFICATION/STANDARD | CE,CSA,EX,IECEX | ADDITIONAL FEATURES EN | LOCKERS,C8 TUBULAR FEEDER,FVD | ADDITIONAL FEATURES ES |  | ADDITIONAL FEATURES FR | [17 empty] | PRODUCTION COMPLETED
000000000060117768 | STP-004 | DATA ENRICHMENT | MUF | ATS | OK | 2022-09-28 | 2022-10-06 | URL FOR REFRENCE | 000000000060117768 | BHP1 | BHP Spares & Supplies | 261016 | Motors | EA | MAN2 | MOTOR, ELECTRICAL: VIBRATOR, TYPE JV104 | MOTOR, ELECTRICAL: VIBRATOR, TYPE JV104-500, 0.15KW, 4 POLE, 380V,, VIBRATING FEEDER, JOEST |  |  |  | https://www.kayo.co.th/2017/12/jost-jvm-vibrator-vibrating-motor.html |  | JOEST | JV104-500 | [5 empty] | VIBRATING FEEDER | [5 empty] | CLEANSED | MOTOR | NO MODIFIER | TYPE | ELECTRICAL,VIBRATOR | POWER RATING | 0.15 KW | SPEED RATING |  | CONSTRUCTION MATERIAL |  | ENCLOSURE |  | MOUNTING TYPE |  | SERVICE FACTOR |  | HAZARD CLASS |  | CERTIFICATION/STANDARD |  | ADDITIONAL FEATURES EN | NO OF POLE: 4 P,VOLTAGE RATING: 380 V | [40 empty] | PRODUCTION COMPLETED
000000000060123756 | STP-004 | DATA ENRICHMENT | MUF | ATS | OK | 2022-09-28 | 2022-10-06 |  | 000000000060123756 | BHP1 | BHP Spares & Supplies | 261016 | Motors | EA | MAN2 | MOTOR, ELECTRICAL: 1050KW, FRAME, 6.6KV | MOTOR, ELECTRICAL: 1050KW, FRAME, 6.6KV AC, 3 PHASE, 6 POLE, FOOT, MOUNTED, BI-DIRECTIONAL ROTATION, C/W BASEPLATE, CONNECTION BOX TO BE, CONFIRMED, 1RQ44546JE70-Z A40 A65 G50 K09 K99 M13 M52 | 1RQ44546JE70-Z A40A65G50K09K99M13M52 |  |  | URL NOT FOUND |  |  | 1RQ44546JE70-Z A40A65G50K09K99M13M52 | [11 empty] | CLEANSED | MOTOR | AC | TYPE | ELECTRICAL | FRAME SIZE |  | POWER RATING | 1050 KW | VOLTAGE RATING | 6.6 KVAC | CURRENT RATING |  | NUMBER OF POLES | 6 P | SPEED RATING |  | FREQUENCY RATING |  | NUMBER OF PHASE | 3 PH | CONSTRUCTION MATERIAL |  | DEGREE OF PROTECTION |  | ENCLOSURE |  | MOUNTING TYPE | FOOT | SERVICE FACTOR |  | INSULATION CLASS |  | DUTY CYCLE |  | AMBIENT TEMPERATURE |  | HAZARD CLASS |  | CERTIFICATION/STANDARD |  | ADDITIONAL FEATURES EN | BI-DIRECTIONAL ROTATION,C/W BASEPLATE,CONNECTION BOX TO BE,CONFIRMED | ADDITIONAL FEATURES ES |  | ADDITIONAL FEATURES FR | [17 empty] | PRODUCTION COMPLETED
000000000060222839 | STP-004 | DATA ENRICHMENT | MUF | ATS | OK | 2022-09-28 | 2022-10-06 |  | 000000000060222839 | BHP1 | BHP Spares & Supplies | 261016 | Motors | EA | MAN2 | MOTOR, ELECTRICAL: VIBRATOR, 0.3KW | MOTOR, ELECTRICAL: VIBRATOR, 0.3KW, MVE 400/15, 380V AC, 3 PHASE, 1500 RPM, 4 POLE, SQUIRREL CAGE, FOOT MOUNTED, |  |  |  | https://www.olivibra.com/products/mve-standard-range/ | https://www.hydraulic-master.com/electric-oli-vibrator-vibrator-motor-oli-mve-40015.html¦https://login.wamgroup.com/contents/rangemve/scheda.asp?unmis=m&fsn=n&codmve=69&codlang=1 | OLI | MVE 400/15 | [11 empty] | ENRICHED | MOTOR | AC | TYPE | ELECTRICAL VIBRATOR,SQUIRREL CAGE | FRAME SIZE |  | POWER RATING | 0.3 KW | VOLTAGE RATING | 230/400 VAC | CURRENT RATING | 1.46/0.839 A | NUMBER OF POLES | 4 P | SPEED RATING | 1500 RPM | FREQUENCY RATING | 50 HZ | NUMBER OF PHASE | 3 PH | CONSTRUCTION MATERIAL |  | DEGREE OF PROTECTION |  | ENCLOSURE |  | MOUNTING TYPE | FOOT | SERVICE FACTOR |  | INSULATION CLASS |  | DUTY CYCLE |  | AMBIENT TEMPERATURE | -20 TO 40 DEG C | HAZARD CLASS |  | CERTIFICATION/STANDARD | ETL,ATEX,CE,EAC,EX,IEC,IECEX | ADDITIONAL FEATURES EN |  | ADDITIONAL FEATURES ES |  | ADDITIONAL FEATURES FR | [17 empty] | PRODUCTION COMPLETED
000000000060215983 | STP-004 | DATA ENRICHMENT | MUF | ATS | OK | 2022-09-28 | 2022-10-06 |  | 000000000060215983 | BHP1 | BHP Spares & Supplies | 261016 | Motors | EA | MAN2 | MOTOR, ELECTRICAL: VIBRATOR, 0.525KW, FR | MOTOR, ELECTRICAL: VIBRATOR, 0.525KW, FRAME MVSI 15/700-S02, 230/400V, AC, 3 PHASE, 1500 RPM, SQUIRREL CAGE, FOOT MOUNTED, ITALVIBRAS, RRP |  |  |  | https://www.mvsi-vibrator.com/mvsi-15-700-s02/4-poles-1500-1800-rpm-single-phase | https://www.italvibrasusa.com/wp_ita/wp-content/uploads/2020/06/07-2019-USA-Gen-Catalogue.pdf | ITALVIBRAS | MVSI 15/700-S02 | [11 empty] | ENRICHED | MOTOR | AC | TYPE | ELECTRICAL VIBRATOR,SQUIRREL CAGE | FRAME SIZE |  | POWER RATING | 0.525 KW | VOLTAGE RATING | 400 VAC | CURRENT RATING | 0.92 A | NUMBER OF POLES | 4 P | SPEED RATING | 1500 RPM | FREQUENCY RATING | 50 HZ | NUMBER OF PHASE | 3 PH | CONSTRUCTION MATERIAL | ALUMINIUM ALLOY | DEGREE OF PROTECTION | IP66 | ENCLOSURE |  | MOUNTING TYPE | FOOT | SERVICE FACTOR |  | INSULATION CLASS | F | DUTY CYCLE |  | AMBIENT TEMPERATURE | -4 TO 104 DEG F | HAZARD CLASS |  | CERTIFICATION/STANDARD | CE,CSAUS,EX,IECEX,EAC | ADDITIONAL FEATURES EN | RRP | ADDITIONAL FEATURES ES |  | ADDITIONAL FEATURES FR | [17 empty] | PRODUCTION COMPLETED
000000000060222835 | STP-004 | DATA ENRICHMENT | MUF | ATS | OK | 2022-09-28 | 2022-10-06 |  | 000000000060222835 | BHP1 | BHP Spares & Supplies | 261016 | Motors | EA | MAN2 | MOTOR, ELECTRICAL: VIBRATOR, 1.15KW | MOTOR, ELECTRICAL: VIBRATOR, 1.15KW, MVE 1700/15, 380V AC, 3 PHASE, 1000 RPM, 6 POLE, SQUIRREL CAGE, FOOT MOUNTED, |  |  |  | https://login.wamgroup.com/contents/rangemve/scheda.asp?unmis=m&fsn=n&codmve=81&codlang=1 | https://falkinnismar.is/wp-content/uploads/2022/03/MVE-1700_15.pdf | OLI | MVE 1700/15 | [11 empty] | ENRICHED | MOTOR | AC | TYPE | ELECTRICAL VIBRATOR,SQUIRREL CAGE | FRAME SIZE |  | POWER RATING | 1.15 KW | VOLTAGE RATING | 230/400 VAC | CURRENT RATING | 3.76/2.16 A | NUMBER OF POLES | 4 P | SPEED RATING | 1500 RPM | FREQUENCY RATING | 50 HZ | NUMBER OF PHASE | 3 PH | CONSTRUCTION MATERIAL |  | DEGREE OF PROTECTION |  | ENCLOSURE |  | MOUNTING TYPE | FOOT | SERVICE FACTOR |  | INSULATION CLASS |  | DUTY CYCLE |  | AMBIENT TEMPERATURE | -20 TO 40 DEG C | HAZARD CLASS |  | CERTIFICATION/STANDARD | ETL,ATEX | ADDITIONAL FEATURES EN |  | ADDITIONAL FEATURES ES |  | ADDITIONAL FEATURES FR | [17 empty] | PRODUCTION COMPLETED
000000000060218439 | STP-004 | DATA ENRICHMENT | MUF | ATS | OK | 2022-09-28 | 2022-10-06 |  | 000000000060218439 | BHP1 | BHP Spares & Supplies | 261016 | Motors | EA | MAN2 | MOTOR, ELECTRICAL: VIBRATOR, 1.58KW, FRA | MOTOR, ELECTRICAL: VIBRATOR, 1.58KW, FRAME MVSI 10/2100-S08, 230/400V, AC, 3 PHASE, 1000 RPM, SQUIRREL CAGE, FOOT MOUNTED, ITALVIBRAS, RRP |  |  |  | https://mvsi-vibrator.com/mvsi-10-2100-s08/6-poles-1000-1200-rpm-three-phase | https://www.italvibrasusa.com/wp_ita/wp-content/uploads/2020/06/07-2019-USA-Gen-Catalogue.pdf | ITALVIBRAS | MVSI 10/2100-S08 | [11 empty] | ENRICHED | MOTOR | AC | TYPE | ELECTRICAL VIBRATOR,SQUIRREL CAGE | FRAME SIZE |  | POWER RATING | 1.58 KW | VOLTAGE RATING | 400 VAC | CURRENT RATING | 3 A | NUMBER OF POLES | 6 P | SPEED RATING | 1000 RPM | FREQUENCY RATING | 50 HZ | NUMBER OF PHASE | 3 PH | CONSTRUCTION MATERIAL | ALUMINIUM ALLOY | DEGREE OF PROTECTION | IP66 | ENCLOSURE |  | MOUNTING TYPE | FOOT | SERVICE FACTOR |  | INSULATION CLASS | F | DUTY CYCLE |  | AMBIENT TEMPERATURE | -4 TO 104 DEG F | HAZARD CLASS |  | CERTIFICATION/STANDARD | CE,CSAUS,EX,IECEX,EAC | ADDITIONAL FEATURES EN | RRP | ADDITIONAL FEATURES ES |  | ADDITIONAL FEATURES FR | [17 empty] | PRODUCTION COMPLETED
000000000060222832 | STP-004 | DATA ENRICHMENT | MUF | ATS | OK | 2022-09-28 | 2022-10-06 |  | 000000000060222832 | BHP1 | BHP Spares & Supplies | 261016 | Motors | EA | MAN2 | MOTOR, ELECTRICAL: VIBRATOR, 2.2KW, | MOTOR, ELECTRICAL: VIBRATOR, 2.2KW, MVE 3000/1, 380V AC, 3 PHASE, 1000 RPM, 6 POLE, SQUIRREL CAGE, FOOT MOUNTED, |  |  |  | https://login.wamgroup.com/contents/rangemve/scheda.asp?unmis=m&fsn=n&codmve=242&codlang=1 | https://www.hydraulic-master.com/electric-oli-vibrator-vibrator-motor-oli-mve-30001.html¦https://vibraxtion.fr/en/detail-produit/oli-mve-1000-rpm-electric-vibrator-6-poles/ | OLI | MVE 3000/1 | [11 empty] | ENRICHED | MOTOR | AC | TYPE | ELECTRICAL VIBRATOR | FRAME SIZE |  | POWER RATING | 2.2 KW | VOLTAGE RATING | 400 VAC | CURRENT RATING | 7.83/4.5 A | NUMBER OF POLES | 6 P | SPEED RATING | 1000 RPM | FREQUENCY RATING | 50 HZ | NUMBER OF PHASE | 3 PH | CONSTRUCTION MATERIAL |  | DEGREE OF PROTECTION | IP66 | ENCLOSURE |  | MOUNTING TYPE | FOOT | SERVICE FACTOR |  | INSULATION CLASS |  | DUTY CYCLE |  | AMBIENT TEMPERATURE | -20 TO 40 DEG C | HAZARD CLASS |  | CERTIFICATION/STANDARD | CE,EX,ATEX,IEC | ADDITIONAL FEATURES EN |  | ADDITIONAL FEATURES ES |  | ADDITIONAL FEATURES FR | [17 empty] | PRODUCTION COMPLETED
000000000060222834 | STP-004 | DATA ENRICHMENT | MUF | ATS | OK | 2022-09-28 | 2022-10-06 |  | 000000000060222834 | BHP1 | BHP Spares & Supplies | 261016 | Motors | EA | MAN2 | MOTOR, ELECTRICAL: VIBRATOR, 4.3KW | MOTOR, ELECTRICAL: VIBRATOR, 4.3KW, MVE 6500/1, 380V AC, 3 PHASE, 1000 RPM, 6 POLE, SQUIRREL CAGE, FOOT MOUNTED, |  |  |  | https://www.hydraulic-master.com/electric-oli-vibrator-vibrator-motor-oli-mve-65001.html | http://hmagrp.com/wp-content/uploads/2018/01/FLO-DS-0018-Vibrating-Motors-MVE.pdf¦https://vibraxtion.fr/en/detail-produit/oli-mve-1000-rpm-electric-vibrator-6-poles/ | OLI | MVE 6500/1 | [11 empty] | ENRICHED | MOTOR | AC | TYPE | ELECTRICAL VIBRATOR | FRAME SIZE |  | POWER RATING | 4.3 KW | VOLTAGE RATING | 400 VAC | CURRENT RATING | 13.5/7.76 A | NUMBER OF POLES | 6 P | SPEED RATING | 1000 RPM | FREQUENCY RATING | 50 HZ | NUMBER OF PHASE | 3 PH | CONSTRUCTION MATERIAL |  | DEGREE OF PROTECTION | IP66 | ENCLOSURE |  | MOUNTING TYPE | FOOT | SERVICE FACTOR |  | INSULATION CLASS |  | DUTY CYCLE |  | AMBIENT TEMPERATURE | -20 TO 40 DEG C | HAZARD CLASS |  | CERTIFICATION/STANDARD | CE,EX,ATEX,IEC | ADDITIONAL FEATURES EN |  | ADDITIONAL FEATURES ES |  | ADDITIONAL FEATURES FR | [17 empty] | PRODUCTION COMPLETED
000000000060215982 | STP-004 | DATA ENRICHMENT | MUF | ATS | OK | 2022-09-28 | 2022-10-06 |  | 000000000060215982 | BHP1 | BHP Spares & Supplies | 261016 | Motors | EA | MAN2 | MOTOR, ELECTRICAL: VIBRATOR, 4.3KW, FRAM | MOTOR, ELECTRICAL: VIBRATOR, 4.3KW, FRAME MVSI 10/6500 -S02, 380V AC, 3, PHASE, 1000 RPM, 6 POLE, SQUIRREL CAGE, FOOT MOUNTED, ITALVIBRAS, RRP |  |  |  | https://www.ontrium.com/en/usa/brands/italvibras/mvsi-10-6500-s02 | https://www.italvibrasusa.com/wp_ita/wp-content/uploads/2020/06/07-2019-USA-Gen-Catalogue.pdf | ITALVIBRAS | MVSI 10/6500 -S02 | [11 empty] | ENRICHED | MOTOR | AC | TYPE | ELECTRICAL VIBRATOR,SQUIRREL CAGE | FRAME SIZE |  | POWER RATING | 4.3 KW | VOLTAGE RATING | 400 VAC | CURRENT RATING | 8.2 A | NUMBER OF POLES | 6 P | SPEED RATING | 1000 RPM | FREQUENCY RATING | 50 HZ | NUMBER OF PHASE | 3 PH | CONSTRUCTION MATERIAL | CAST IRON | DEGREE OF PROTECTION | IP66 | ENCLOSURE |  | MOUNTING TYPE | FOOT | SERVICE FACTOR |  | INSULATION CLASS | F | DUTY CYCLE |  | AMBIENT TEMPERATURE | -4 TO 104 DEG F | HAZARD CLASS |  | CERTIFICATION/STANDARD | CE,CSAUS,EX,IECEX,EAC | ADDITIONAL FEATURES EN | RRP | ADDITIONAL FEATURES ES |  | ADDITIONAL FEATURES FR | [17 empty] | PRODUCTION COMPLETED
000000000060222833 | STP-004 | DATA ENRICHMENT | MUF | ATS | OK | 2022-09-28 | 2022-10-06 |  | 000000000060222833 | BHP1 | BHP Spares & Supplies | 261016 | Motors | EA | MAN2 | MOTOR, ELECTRICAL: VIBRATOR, 7.1KW | MOTOR, ELECTRICAL: VIBRATOR, 7.1KW, MVE 8000/1, 380V AC, 3 PHASE, 1000 RPM, 6 POLE, SQUIRREL CAGE, FOOT MOUNTED, |  |  |  | https://www.ontrium.com/en/usa/brands/oli/mve-8000-1 | https://vibraxtion.fr/en/detail-produit/oli-mve-1000-rpm-electric-vibrator-6-poles/ | OLI | MVE 8000/1 | [11 empty] | ENRICHED | MOTOR | AC | TYPE | ELECTRICAL VIBRATOR,SQUIRREL CAGE | FRAME SIZE |  | POWER RATING | 7.1 KW | VOLTAGE RATING | 380 VAC | CURRENT RATING | 12.6 A | NUMBER OF POLES | 6 P | SPEED RATING | 1000 RPM | FREQUENCY RATING | 50 HZ | NUMBER OF PHASE | 3 PH | CONSTRUCTION MATERIAL | CAST STEEL | DEGREE OF PROTECTION | IP66 | ENCLOSURE |  | MOUNTING TYPE | FOOT | SERVICE FACTOR |  | INSULATION CLASS |  | DUTY CYCLE |  | AMBIENT TEMPERATURE | -20 TO 40 DEG C | HAZARD CLASS |  | CERTIFICATION/STANDARD | CE,EX,ATEX,IEC | ADDITIONAL FEATURES EN |  | ADDITIONAL FEATURES ES |  | ADDITIONAL FEATURES FR | [17 empty] | PRODUCTION COMPLETED
000000000060215981 | STP-004 | DATA ENRICHMENT | MUF | ATS | OK | 2022-09-28 | 2022-10-06 |  | 000000000060215981 | BHP1 | BHP Spares & Supplies | 261016 | Motors | EA | MAN2 | MOTOR, ELECTRICAL: VIBRATOR, 7.5KW, FRAM | MOTOR, ELECTRICAL: VIBRATOR, 7.5KW, FRAME MVSI 10/9000 -S90, 380V AC, 3, PHASE, 1000 RPM, 6 POLE, SQUIRREL CAGE, FOOT MOUNTED, ITALVIBRAS, RRP |  |  |  | https://mvsi-vibrator.com/mvsi-10-9000-s90/6-poles-1000-1200-rpm-three-phase | https://www.italvibrasusa.com/wp_ita/wp-content/uploads/2020/06/07-2019-USA-Gen-Catalogue.pdf | ITALVIBRAS | MVSI 10/9000 -S90 | [11 empty] | ENRICHED | MOTOR | AC | TYPE | ELECTRICAL VIBRATOR,SQUIRREL CAGE | FRAME SIZE |  | POWER RATING | 7.5 KW | VOLTAGE RATING | 400 VAC | CURRENT RATING | 14 A | NUMBER OF POLES | 6 P | SPEED RATING | 1000 RPM | FREQUENCY RATING | 50 HZ | NUMBER OF PHASE | 3 PH | CONSTRUCTION MATERIAL | CAST IRON | DEGREE OF PROTECTION | IP66 | ENCLOSURE |  | MOUNTING TYPE | FOOT | SERVICE FACTOR |  | INSULATION CLASS | F | DUTY CYCLE |  | AMBIENT TEMPERATURE | -4 TO 104 DEG F | HAZARD CLASS |  | CERTIFICATION/STANDARD | CE,CSAUS,EX,IECEX,EAC | ADDITIONAL FEATURES EN | RRP | ADDITIONAL FEATURES ES |  | ADDITIONAL FEATURES FR | [17 empty] | PRODUCTION COMPLETED
000000000060110893 | STP-004 | DATA ENRICHMENT | MUF | ATS | OK | 2022-09-28 | 2022-10-06 |  | 000000000060110893 | BHP1 | BHP Spares & Supplies | 261016 | Motors | EA | MAN2 | MOTOR, FEED, TYPE ZV80S, MODEL HM-755X-H | MOTOR, FEED, TYPE ZV80S, MODEL HM-755X-H FURNACE TAPPING DRILL, BOHLER |  |  |  | https://www.zauba.com/import-FEED+ASSEMBLY/hs-code-8501-hs-code.html |  | BOHLER | ZV80S | [5 empty] | FURNACE TAPPING DRILL | HM-755X-H |  |  |  |  | CLEANSED | MOTOR | NO MODIFIER | TYPE | FEED | POWER RATING |  | SPEED RATING |  | CONSTRUCTION MATERIAL |  | ENCLOSURE |  | MOUNTING TYPE |  | SERVICE FACTOR |  | HAZARD CLASS |  | CERTIFICATION/STANDARD |  | ADDITIONAL FEATURES EN |  | ADDITIONAL FEATURES ES |  | ADDITIONAL FEATURES FR | [37 empty] | PRODUCTION COMPLETED
000000000060186497 | STP-004 | DATA ENRICHMENT | MUF | ATS | OK | 2022-09-28 | 2022-10-06 |  | 000000000060186497 | BHP1 | BHP Spares & Supplies | 261016 | Motors | EA | MAN2 | MOTOR, HOIST, TYPE KBH 160H, 380 VOLT, F | MOTOR, HOIST, TYPE KBH 160H, 380 VOLT, FERROVELD CRANE NO 2, DEMAG |  |  |  | https://www.ontrium.com/en/usa/brands/demag/hoist-moto-2-speeds-type-kbh-160-b2-12-11-4-1-7-kw-2870-460-rpm-26-17-a-12-nos | https://karincranes.com/wp-content/uploads/catalogs/Hoists/demag/Component%20parts%20DH1000.pdf | DEMAG | KBH 160H | [5 empty] | FERROVELD CRANE NO 2 | [5 empty] | ENRICHED | MOTOR | HOIST | TYPE | MAIN | FRAME SIZE |  | POWER RATING | 11.4/1.7 KW | VOLTAGE RATING | 380 V | CURRENT RATING | 26/17 A | ARMATURE VOLTAGE RATING |  | ARMATURE CURRENT RATING |  | SPEED RATING | 2870/460 RPM | NUMBER OF PHASE |  | FIELD VOLTAGE RATING |  | FIELD CURRENT RATING |  | FREQUENCY RATING |  | INSULATION CLASS |  | ENCLOSURE |  | HAZARD CLASS |  | CERTIFICATION/STANDARD |  | ADDITIONAL FEATURES EN |  | ADDITIONAL FEATURES ES |  | ADDITIONAL FEATURES FR | [23 empty] | PRODUCTION COMPLETED
000000000060223915 | STP-004 | DATA ENRICHMENT | MUF | ATS | OK | 2022-09-28 | 2022-10-06 | BASED ON SERIES | 000000000060223915 | BHP1 | BHP Spares & Supplies | 261018 | Motor components | EA | MAN2 | MOTOR, MAKE WEG, 0.18KW, 525VAC, 4 POLE | MOTOR, MAKE WEG, 0.18KW, 525VAC, 4 POLE, 1370RPM, FLANGE MOUNT B3L(E), SHAFT SIZE 11MM, APPLICATION W22, LIQUID STARTER BALL MILL PS |  |  |  | https://www.weg.net/catalog/weg/GB/en/Electric-Motors/Low-Voltage-IEC-Motors/Severe-Duty/TEFC/W22-%28Cast-Iron%29/W22---Cast-Iron-TEFC-/p/MKT_WMO_TEXT_IMAGE_CASTIRON_TEFC_GENERAL_W22 | https://static.weg.net/medias/downloadcenter/h7a/hdd/WEG-w22-three-phase-electric-motor-50029265-brochure-english-web.pdf | WEG | W22 | [5 empty] | LIQUID STARTER BALL MILL PS | [5 empty] | ENRICHED | MOTOR | AC | TYPE | ELECTRICAL | FRAME SIZE |  | POWER RATING | 0.18 KW | VOLTAGE RATING | 525 VAC | CURRENT RATING |  | NUMBER OF POLES | 4 P | SPEED RATING | 1370 RPM | FREQUENCY RATING |  | NUMBER OF PHASE | 3 PH | CONSTRUCTION MATERIAL | CAST IRON | DEGREE OF PROTECTION | IP55 | ENCLOSURE | IC411 | MOUNTING TYPE | B3L(E) FLANGE | SERVICE FACTOR |  | INSULATION CLASS | F | DUTY CYCLE | S1 | AMBIENT TEMPERATURE | -30 TO 40 DEG C | HAZARD CLASS |  | CERTIFICATION/STANDARD | UL,CSA | ADDITIONAL FEATURES EN | SHAFT SIZE: 11 MM | ADDITIONAL FEATURES ES |  | ADDITIONAL FEATURES FR | [17 empty] | PRODUCTION COMPLETED
000000000060223916 | STP-004 | DATA ENRICHMENT | MUF | ATS | OK | 2022-09-28 | 2022-10-06 |  | 000000000060223916 | BHP1 | BHP Spares & Supplies | 261018 | Motor components | EA | MAN2 | MOTOR, MAKE WEG, 0.37KW, 525VAC, 4 POLE | MOTOR, MAKE WEG, 0.37KW, 525VAC, 4 POLE, 1370RPM, FLANGE MOUNT, STIRRER MOTOR, LIQUID STARTER BALL MILL PSP4 |  |  |  | URL NOT FOUND |  | WEG | [6 empty] | LIQUID STARTER BALL MILL PSP4 | [5 empty] | CLEANSED | MOTOR | AC | TYPE | STIRRER | FRAME SIZE |  | POWER RATING | 0.37 KW | VOLTAGE RATING | 525 VAC | CURRENT RATING |  | NUMBER OF POLES | 4 P | SPEED RATING | 1370 RPM | FREQUENCY RATING |  | NUMBER OF PHASE |  | CONSTRUCTION MATERIAL |  | DEGREE OF PROTECTION |  | ENCLOSURE |  | MOUNTING TYPE | FLANGE | SERVICE FACTOR |  | INSULATION CLASS |  | DUTY CYCLE |  | AMBIENT TEMPERATURE |  | HAZARD CLASS |  | CERTIFICATION/STANDARD |  | ADDITIONAL FEATURES EN |  | ADDITIONAL FEATURES ES |  | ADDITIONAL FEATURES FR | [17 empty] | PRODUCTION COMPLETED
000000000060250494 | STP-004 | DATA ENRICHMENT | MUF | ATS | OK | 2022-09-28 | 2022-10-06 |  | 000000000060250494 | BHP1 | BHP Spares & Supplies | 261016 | Motors | EA | MAN2 | MOTOR, MORRIS, 0.9KW, 2.40A, 2890RPM, IP | MOTOR, MORRIS, 0.9KW, 2.40A, 2890RPM, IP55, 380V, 50HZ, SERIAL NUMBER, ZF38-A90L12/8R-L16 |  |  |  | URL NOT FOUND |  | MORRIS | [10 empty] | ZF38-A90L12/8R-L16 |  | CLEANSED | MOTOR | AC | TYPE |  | FRAME SIZE |  | POWER RATING | 0.9 KW | VOLTAGE RATING |  | CURRENT RATING | 2.40 A | NUMBER OF POLES |  | SPEED RATING | 2890 RPM | FREQUENCY RATING | 50 HZ | NUMBER OF PHASE |  | CONSTRUCTION MATERIAL |  | DEGREE OF PROTECTION | IP55 | ENCLOSURE |  | MOUNTING TYPE |  | SERVICE FACTOR |  | INSULATION CLASS |  | DUTY CYCLE |  | AMBIENT TEMPERATURE |  | HAZARD CLASS |  | CERTIFICATION/STANDARD |  | ADDITIONAL FEATURES EN |  | ADDITIONAL FEATURES ES |  | ADDITIONAL FEATURES FR | [17 empty] | PRODUCTION COMPLETED
000000000060223418 | STP-004 | DATA ENRICHMENT | MUF | ATS | OK | 2022-09-28 | 2022-10-06 |  | 000000000060223418 | BHP1 | BHP Spares & Supplies | 270000 | Tools and General Machinery | EA | MAN2 | MOTOR, OFF GAS COOLING FAN 1.5KW, 2.5A | MOTOR, OFF GAS COOLING FAN 1.5KW, 2.5A, 525V, 2800RPM, FRAME 400JM/COU, FOOT MOUNTED, MAKE: WOODS AIR MOVEMENT |  |  |  | URL NOT FOUND |  | WOODS AIR MOVEMENT | [12 empty] | CLEANSED | MOTOR | AC | TYPE | OFF GAS COOLING FAN | FRAME SIZE | 400JM/COU | POWER RATING | 1.5 KW | VOLTAGE RATING | 525 VAC | CURRENT RATING | 2.5 A | NUMBER OF POLES |  | SPEED RATING | 2800 RPM | FREQUENCY RATING |  | NUMBER OF PHASE |  | CONSTRUCTION MATERIAL |  | DEGREE OF PROTECTION |  | ENCLOSURE |  | MOUNTING TYPE | FOOT | SERVICE FACTOR |  | INSULATION CLASS |  | DUTY CYCLE |  | AMBIENT TEMPERATURE |  | HAZARD CLASS |  | CERTIFICATION/STANDARD |  | ADDITIONAL FEATURES EN |  | ADDITIONAL FEATURES ES |  | ADDITIONAL FEATURES FR | [17 empty] | PRODUCTION COMPLETED
000000000060223417 | STP-004 | DATA ENRICHMENT | MUF | ATS | OK | 2022-09-28 | 2022-10-06 |  | 000000000060223417 | BHP1 | BHP Spares & Supplies | 270000 | Tools and General Machinery | EA | MAN2 | MOTOR, OFF GAS FAN 1, 710KW, 525V, 4P | MOTOR, OFF GAS FAN 1, HGF450 710kW 525V 4 P, FOOT MOUNTED,C/W FORCED, COOLING, MAKE: ALSTOM, MOTOR, OFF GAS FAN 1, 675KW, 900A, 525V, 1483RPM, FRAME IM/001, FOOT MOUNTED, MAKE: ALSTOM |  |  |  | URL NOT FOUND |  | ALSTOM | [12 empty] | CLEANSED | MOTOR | AC | TYPE |  | FRAME SIZE | HGF450 | POWER RATING | 710 KW | VOLTAGE RATING | 525 VAC | CURRENT RATING | 900 A | NUMBER OF POLES | 4 P | SPEED RATING | 1483 RPM | FREQUENCY RATING |  | NUMBER OF PHASE |  | CONSTRUCTION MATERIAL |  | DEGREE OF PROTECTION |  | ENCLOSURE |  | MOUNTING TYPE | FOOT | SERVICE FACTOR |  | INSULATION CLASS |  | DUTY CYCLE |  | AMBIENT TEMPERATURE |  | HAZARD CLASS |  | CERTIFICATION/STANDARD |  | ADDITIONAL FEATURES EN | C/W FORCED COOLING OFF GAS FAN | ADDITIONAL FEATURES ES |  | ADDITIONAL FEATURES FR | [17 empty] | PRODUCTION COMPLETED
000000000060241886 | STP-004 | DATA ENRICHMENT | MUF | ATS | OK | 2022-09-28 | 2022-10-06 |  | 000000000060241886 | BHP1 | BHP Spares & Supplies | 261016 | Motors | EA | MAN2 | MOTOR, OLI VIBRATOR | MOTOR 2.5kw 380V,1500RPM,FC.LB6887 |  |  |  | URL NOT FOUND |  | OLI | [12 empty] | CLEANSED | MOTOR | NO MODIFIER | TYPE | VIBRATOR | POWER RATING | 2.5 KW | SPEED RATING | 1500 RPM | CONSTRUCTION MATERIAL |  | ENCLOSURE |  | MOUNTING TYPE |  | SERVICE FACTOR |  | HAZARD CLASS |  | CERTIFICATION/STANDARD |  | ADDITIONAL FEATURES EN | VOLTAGE RATING: 380 V,FC.LB6887 | ADDITIONAL FEATURES ES |  | ADDITIONAL FEATURES FR | [37 empty] | PRODUCTION COMPLETED
000000000060115171 | STP-004 | DATA ENRICHMENT | MUF | ATS | OK | 2022-09-28 | 2022-10-06 |  | 000000000060115171 | BHP1 | BHP Spares & Supplies | 261016 | Motors | EA | MAN2 | MOTOR, PAN DRIVE, 15KW, 380 VOLT, 1470 R | MOTOR, PAN DRIVE, 15KW, 380 VOLT, 1470 RPM, FLANGE MOUNTED, TEFC, FRAME, D160M-4, SHAFT LOAD LANDING 60MM LONG, WITH 12MM HOLE DRILLED AND TAPPED, IN CENTRE OF DRIVE SHAFT, COMPLETE WITH 20 TEETH PINION PART NUMBER, 01-008065 FITTED, MODEL DZ 22 MIXER, EIRICH, SSI FMT00128 |  |  |  | URL NOT FOUND |  | EIRICH | [6 empty] | MIXER | DZ 22 |  |  |  |  | CLEANSED | MOTOR | AC | TYPE |  | FRAME SIZE | D160M-4 | POWER RATING | 15 KW | VOLTAGE RATING | 380 VAC | CURRENT RATING |  | NUMBER OF POLES |  | SPEED RATING | 1470 RPM | FREQUENCY RATING |  | NUMBER OF PHASE |  | CONSTRUCTION MATERIAL |  | DEGREE OF PROTECTION |  | ENCLOSURE | TEFC | MOUNTING TYPE | FLANGE | SERVICE FACTOR |  | INSULATION CLASS |  | DUTY CYCLE |  | AMBIENT TEMPERATURE |  | HAZARD CLASS |  | CERTIFICATION/STANDARD |  | ADDITIONAL FEATURES EN | SERIES: PAN DRIVE,SHAFT LOAD LANDING LG 60 MM,W/12 MM HOLE DRILLED AND TAPPED,IN CENTRE OF DRIVE SHAFT,COMPLETE WITH 20 TEETH PINION 01-008065 FITTED,SSI FMT00128 | ADDITIONAL FEATURES ES |  | ADDITIONAL FEATURES FR | [17 empty] | PRODUCTION COMPLETED
000000000060214423 | STP-004 | DATA ENRICHMENT | MUF | ATS | OK | 2022-09-28 | 2022-10-06 |  | 000000000060214423 | BHP1 | BHP Spares & Supplies | 261016 | Motors | EA | MAN2 | MOTOR, SCREEN, TYPE W71B/6, 400V, 6.6KW | MOTOR, SCREEN, TYPE W71B/6, 400V, MAX C.F KN 79, PROT IP 66 |  |  |  | URL NOT FOUND |  |  | W71B/6 | [11 empty] | CLEANSED | MOTOR | NO MODIFIER | TYPE |  | POWER RATING | 6.6 KW | SPEED RATING |  | CONSTRUCTION MATERIAL |  | ENCLOSURE | IP66 | MOUNTING TYPE |  | SERVICE FACTOR |  | HAZARD CLASS |  | CERTIFICATION/STANDARD |  | ADDITIONAL FEATURES EN | VOLTAGE RATING: 400 V,MAX C.F KN 79,PROT | ADDITIONAL FEATURES ES |  | ADDITIONAL FEATURES FR | [37 empty] | PRODUCTION COMPLETED
000000000060217391 | STP-004 | DATA ENRICHMENT | MUF | ATS | OK | 2022-09-28 | 2022-10-06 |  | 000000000060217391 | BHP1 | BHP Spares & Supplies | 721022 | Electrical services | EA | MAN2 | MOTOR, SERVO, SINOSTEEL | MOTOR, SERVO, SINOSTEEL |  |  |  | URL NOT FOUND |  | SINOSTEEL | [12 empty] | CLEANSED | MOTOR | SERVO | TYPE |  | FRAME SIZE |  | POWER RATING |  | VOLTAGE RATING |  | CURRENT RATING |  | NUMBER OF POLES |  | SPEED RATING |  | TORQUE RATING |  | DEGREE OF PROTECTION |  | ENCLOSURE |  | MOUNTING TYPE |  | SHAFT SIZE |  | FREQUENCY RATING |  | NUMBER OF PHASE |  | SPEED SENSOR TYPE |  | TEMPERATURE RATING |  | HAZARD CLASS |  | CERTIFICATION/STANDARD |  | ADDITIONAL FEATURES EN |  | ADDITIONAL FEATURES ES |  | ADDITIONAL FEATURES FR | [19 empty] | PRODUCTION COMPLETED
000000000060223419 | STP-004 | DATA ENRICHMENT | MUF | ATS | OK | 2022-09-28 | 2022-10-06 |  | 000000000060223419 | BHP1 | BHP Spares & Supplies | 270000 | Tools and General Machinery | EA | MAN2 | MOTOR, SINTERING OFF GAS COOLING FAN | MOTOR, SINTERING OFF GAS COOLING FAN 400KW, 520A, 525V, 1491RPM, FRAME 355LX, IP55, FOOT MOUNTED, MAKE: ALSTOM |  |  |  | URL NOT FOUND |  | ALSTOM | [12 empty] | CLEANSED | MOTOR | AC | TYPE | SINTERING OFF GAS COOLING FAN | FRAME SIZE | 355LX | POWER RATING | 400 KW | VOLTAGE RATING | 525 VAC | CURRENT RATING | 520 A | NUMBER OF POLES |  | SPEED RATING | 1491 RPM | FREQUENCY RATING |  | NUMBER OF PHASE |  | CONSTRUCTION MATERIAL |  | DEGREE OF PROTECTION | IP55 | ENCLOSURE |  | MOUNTING TYPE | FOOT | SERVICE FACTOR |  | INSULATION CLASS |  | DUTY CYCLE |  | AMBIENT TEMPERATURE |  | HAZARD CLASS |  | CERTIFICATION/STANDARD |  | ADDITIONAL FEATURES EN |  | ADDITIONAL FEATURES ES |  | ADDITIONAL FEATURES FR | [17 empty] | PRODUCTION COMPLETED
000000000060148655 | STP-004 | DATA ENRICHMENT | MUF | ATS | OK | 2022-09-28 | 2022-10-06 |  | 000000000060148655 | BHP1 | BHP Spares & Supplies | 261016 | Motors | EA | MAN2 | MOTOR, SLIPRING INDUCTION, 3250KW, 8 POL | MOTOR, SLIPRING INDUCTION, 3250KW, 8 POLE, 6600V, IP 55 CACA, HORIZONTAL FOOT IM1001, ROLLING BEARINGS, CLASS F VACUUM PRESSURE IMPR, EGNATED, FRAME CSLRII 800/8, C/W SOLE PLATES |  |  |  | URL NOT FOUND | [14 empty] | CLEANSED | MOTOR | AC | TYPE | SLIPRING INDUCTION | FRAME SIZE | CSLRII 800/8 | POWER RATING | 3250 KW | VOLTAGE RATING | 6600 VAC | CURRENT RATING |  | NUMBER OF POLES | 8 P | SPEED RATING |  | FREQUENCY RATING |  | NUMBER OF PHASE |  | CONSTRUCTION MATERIAL |  | DEGREE OF PROTECTION | IP55 | ENCLOSURE |  | MOUNTING TYPE | IM1001 HORIZONTAL FOOT | SERVICE FACTOR |  | INSULATION CLASS | F | DUTY CYCLE |  | AMBIENT TEMPERATURE |  | HAZARD CLASS |  | CERTIFICATION/STANDARD |  | ADDITIONAL FEATURES EN | CACA,ROLLING BEARINGS,VACUUM PRESSURE IMPR,EGNATED,C/W SOLE PLATES | ADDITIONAL FEATURES ES |  | ADDITIONAL FEATURES FR | [17 empty] | PRODUCTION COMPLETED
000000000060115311 | STP-004 | DATA ENRICHMENT | MUF | ATS | OK | 2022-09-28 | 2022-10-06 |  | 000000000060115311 | BHP1 | BHP Spares & Supplies | 261016 | Motors | EA | MAN2 | MOTOR, VIBRATING, TYPE BLZ20-5/4, 350 WA | MOTOR, VIBRATING, TYPE BLZ20-5/4, 350 WATT, 380 VOLT, 3 PHASE, 1440 RPM,, INVICTA |  |  |  | https://www.airmatic.com/products/vibratory-motors/foot-mounted-motors/BLz-20-5-4 | https://airmatic.b-cdn.net/assets/downloads/vibratory_motors_and_drives/invicta_series_vibrators.pdf | INVICTA | BLZ20-5/4 | [11 empty] | ENRICHED | MOTOR | AC | TYPE | VIBRATOR | FRAME SIZE |  | POWER RATING | 350 W | VOLTAGE RATING | 380 VAC | CURRENT RATING |  | NUMBER OF POLES | 4 P | SPEED RATING | 1800 RPM | FREQUENCY RATING | 60 HZ | NUMBER OF PHASE | 3 PH | CONSTRUCTION MATERIAL |  | DEGREE OF PROTECTION |  | ENCLOSURE |  | MOUNTING TYPE | BASE | SERVICE FACTOR |  | INSULATION CLASS |  | DUTY CYCLE |  | AMBIENT TEMPERATURE | -13 TO 104 DEG F | HAZARD CLASS |  | CERTIFICATION/STANDARD | ATEX,CE,CSA,EX,IECEX | ADDITIONAL FEATURES EN |  | ADDITIONAL FEATURES ES |  | ADDITIONAL FEATURES FR | [17 empty] | PRODUCTION COMPLETED
000000000060253710 | STP-004 | DATA ENRICHMENT | MUF | ATS | OK | 2022-09-28 | 2022-10-06 | BASED ON SERIES | 000000000060253710 | BHP1 | BHP Spares & Supplies | 261016 | Motors | EA | MAN2 | MOTOR,1.5KW,4P,230/400V,B3,90L,IE3,WEG,W | MOTOR, 1.5KW, 4P, 230/400V, B3, 90L, IE3, WEG, W22, IP66, CI |  |  |  | https://www.weg.net/catalog/weg/GB/en/Electric-Motors/Low-Voltage-IEC-Motors/Severe-Duty/TEFC/W22-%28Cast-Iron%29/W22---Cast-Iron-TEFC-/p/MKT_WMO_TEXT_IMAGE_CASTIRON_TEFC_GENERAL_W22 | https://static.weg.net/medias/downloadcenter/h7a/hdd/WEG-w22-three-phase-electric-motor-50029265-brochure-english-web.pdf | WEG | W22 | [11 empty] | ENRICHED | MOTOR | AC | TYPE | ELECTRICAL | FRAME SIZE | 90L | POWER RATING | 1.5 KW | VOLTAGE RATING | 230/400 VAC | CURRENT RATING |  | NUMBER OF POLES | 4 P | SPEED RATING |  | FREQUENCY RATING |  | NUMBER OF PHASE | 3 PH | CONSTRUCTION MATERIAL | CAST IRON | DEGREE OF PROTECTION | IP66 | ENCLOSURE | IC411 | MOUNTING TYPE | B3 | SERVICE FACTOR |  | INSULATION CLASS | F | DUTY CYCLE | S1 | AMBIENT TEMPERATURE | -30 TO 40 DEG C | HAZARD CLASS |  | CERTIFICATION/STANDARD | UL,CSA,IE3 | ADDITIONAL FEATURES EN |  | ADDITIONAL FEATURES ES |  | ADDITIONAL FEATURES FR | [17 empty] | PRODUCTION COMPLETED
000000000060247761 | STP-004 | DATA ENRICHMENT | MUF | ATS | OK | 2022-09-28 | 2022-10-06 |  | 000000000060247761 | BHP1 | BHP Spares & Supplies | 261016 | Motors | EA | MAN2 | MOTOR,18V,MAKITA,AS-890-MS18-R | MOTOR SET,MAKITA,18V, FOR DUB182 BLOWER, PART NO.AS-890-MS18-R |  |  |  | https://www.ereplacementparts.com/motoras890ms18r-p-223296.html | https://www.tools.com/z-makita-motor-set-as-890-ms18-r-dub183-dub182-tp00000113.html | MAKITA | AS-890-MS18-R | [5 empty] | BLOWER | DUB182 |  |  |  |  | CLEANSED | MOTOR | NO MODIFIER | TYPE |  | POWER RATING |  | SPEED RATING |  | CONSTRUCTION MATERIAL |  | ENCLOSURE |  | MOUNTING TYPE |  | SERVICE FACTOR |  | HAZARD CLASS |  | CERTIFICATION/STANDARD |  | ADDITIONAL FEATURES EN | SET,VOLTAGE RATING: 18 V | ADDITIONAL FEATURES ES |  | ADDITIONAL FEATURES FR | [37 empty] | PRODUCTION COMPLETED
000000000060229427 | STP-004 | DATA ENRICHMENT | MUF | ATS | OK | 2022-09-28 | 2022-10-06 |  | 000000000060229427 | BHP1 | BHP Spares & Supplies | 261016 | Motors | EA | MAN2 | MOTOR,315KW,2-POLE,2980 RPM | MOTOR,315KW,2-POLE,2980 RPM,400 VOLT,MAKE:WEM,CAST IRON BODY,D355ML FRAME SIZE,S1 DUTY CYCLE,B3-FOOT MOUNTED | VENDOR IS EMAG |  |  | URL NOT FOUND |  | WEM | VENDOR IS EMAG | [11 empty] | CLEANSED | MOTOR | AC | TYPE |  | FRAME SIZE | D355ML | POWER RATING | 315 KW | VOLTAGE RATING | 400 VAC | CURRENT RATING |  | NUMBER OF POLES | 2 P | SPEED RATING | 2980 RPM | FREQUENCY RATING |  | NUMBER OF PHASE |  | CONSTRUCTION MATERIAL | CAST IRON | DEGREE OF PROTECTION |  | ENCLOSURE |  | MOUNTING TYPE | B3 FOOT | SERVICE FACTOR |  | INSULATION CLASS |  | DUTY CYCLE | S1 | AMBIENT TEMPERATURE |  | HAZARD CLASS |  | CERTIFICATION/STANDARD |  | ADDITIONAL FEATURES EN |  | ADDITIONAL FEATURES ES |  | ADDITIONAL FEATURES FR | [17 empty] | PRODUCTION COMPLETED
000000000060243898 | STP-004 | DATA ENRICHMENT | MUF | ATS | OK | 2022-09-28 | 2022-10-06 | BASED ON SERIES | 000000000060243898 | BHP1 | BHP Spares & Supplies | 261016 | Motors | EA | MAN2 | MOTOR,380V,1.1KW,90S,EA | MOTOR,380V,WEG, W22, IP55, 1.1KW,90S FRAME, HV125, MAB EXTRACTION FANS |  |  |  | https://www.weg.net/catalog/weg/GB/en/Electric-Motors/Low-Voltage-IEC-Motors/Severe-Duty/TEFC/W22-%28Cast-Iron%29/W22---Cast-Iron-TEFC-/p/MKT_WMO_TEXT_IMAGE_CASTIRON_TEFC_GENERAL_W22 | https://static.weg.net/medias/downloadcenter/h7a/hdd/WEG-w22-three-phase-electric-motor-50029265-brochure-english-web.pdf | WEG | W22 | [11 empty] | ENRICHED | MOTOR | AC | TYPE | ELECTRICAL,MAB EXTRACTION FAN | FRAME SIZE | 90S | POWER RATING | 1.1 KW | VOLTAGE RATING | 380 VAC | CURRENT RATING |  | NUMBER OF POLES |  | SPEED RATING |  | FREQUENCY RATING |  | NUMBER OF PHASE | 3 PH | CONSTRUCTION MATERIAL | CAST IRON | DEGREE OF PROTECTION | IP55 | ENCLOSURE | IC411 | MOUNTING TYPE |  | SERVICE FACTOR |  | INSULATION CLASS | F | DUTY CYCLE | S1 | AMBIENT TEMPERATURE | -30 TO 40 DEG C | HAZARD CLASS |  | CERTIFICATION/STANDARD | UL,CSA | ADDITIONAL FEATURES EN | HV125,EA | ADDITIONAL FEATURES ES |  | ADDITIONAL FEATURES FR | [17 empty] | PRODUCTION COMPLETED
000000000060228596 | STP-004 | DATA ENRICHMENT | MUF | ATS | OK | 2022-09-28 | 2022-10-06 |  | 000000000060228596 | BHP1 | BHP Spares & Supplies | 391200 | Electrical equipment and components and supplies | EA | MAN2 | MOTOR,3KW,525V,6 POLE,B3/5 FS132S | MOTOR, 3KW, 525V, 6 POLE, B3/5 FS132S, WEG STD EFFICIENCY |  |  |  | URL NOT FOUND |  | WEG | [12 empty] | CLEANSED | MOTOR | AC | TYPE |  | FRAME SIZE | FS132S | POWER RATING | 3 KW | VOLTAGE RATING | 525 VAC | CURRENT RATING |  | NUMBER OF POLES | 6 P | SPEED RATING |  | FREQUENCY RATING |  | NUMBER OF PHASE |  | CONSTRUCTION MATERIAL |  | DEGREE OF PROTECTION |  | ENCLOSURE |  | MOUNTING TYPE | B3/5 | SERVICE FACTOR |  | INSULATION CLASS |  | DUTY CYCLE |  | AMBIENT TEMPERATURE |  | HAZARD CLASS |  | CERTIFICATION/STANDARD |  | ADDITIONAL FEATURES EN | STD EFFICIENCY | ADDITIONAL FEATURES ES |  | ADDITIONAL FEATURES FR | [17 empty] | PRODUCTION COMPLETED
000000000060176200 | STP-004 | DATA ENRICHMENT | MUF | ATS | OK | 2022-09-28 | 2022-10-06 |  | 000000000060176200 | BHP1 | BHP Spares & Supplies | 401515 | Pumps | EA | MAN2 | MOTOR,45KW,4 POLE,FRAME SIZE 225M,KVM#31 | MOTOR,45KW,4 POLE,FRAME SIZE 225M,KVM # 31-5200-071,PADDLE MIXER |  |  |  | URL NOT FOUND | [8 empty] | PADDLE MIXER | KVM # 31-5200-071 |  |  |  |  | CLEANSED | MOTOR | AC | TYPE |  | FRAME SIZE | 225M | POWER RATING | 45 KW | VOLTAGE RATING |  | CURRENT RATING |  | NUMBER OF POLES | 4 P | SPEED RATING |  | FREQUENCY RATING |  | NUMBER OF PHASE |  | CONSTRUCTION MATERIAL |  | DEGREE OF PROTECTION |  | ENCLOSURE |  | MOUNTING TYPE |  | SERVICE FACTOR |  | INSULATION CLASS |  | DUTY CYCLE |  | AMBIENT TEMPERATURE |  | HAZARD CLASS |  | CERTIFICATION/STANDARD |  | ADDITIONAL FEATURES EN |  | ADDITIONAL FEATURES ES |  | ADDITIONAL FEATURES FR | [17 empty] | PRODUCTION COMPLETED
000000000060254578 | STP-004 | DATA ENRICHMENT | MUF | ATS | OK | 2022-09-28 | 2022-10-06 | BASED ON SERIES | 000000000060254578 | BHP1 | BHP Spares & Supplies | 391217 | Electrical hardware and supplies | EA | MAN2 | MOTOR,4KW,4P,112M,525V,B5,IE3,EA | MOTOR, 4KW, 4 POLE, 112M, 525V, B5, IE3, WEG, W22, IP66, H CLASS WINDING, FLANGE MOUNTED, SCREW FEEDER MOTOR, EACH |  |  |  | https://www.weg.net/catalog/weg/GB/en/Electric-Motors/Low-Voltage-IEC-Motors/Severe-Duty/TEFC/W22-%28Cast-Iron%29/W22---Cast-Iron-TEFC-/p/MKT_WMO_TEXT_IMAGE_CASTIRON_TEFC_GENERAL_W22 | https://static.weg.net/medias/downloadcenter/h7a/hdd/WEG-w22-three-phase-electric-motor-50029265-brochure-english-web.pdf | WEG | W22 | [11 empty] | ENRICHED | MOTOR | AC | TYPE | ELECTRICAL,SCREW FEEDER | FRAME SIZE | 112M | POWER RATING | 4 KW | VOLTAGE RATING | 525 VAC | CURRENT RATING |  | NUMBER OF POLES | 4 P | SPEED RATING |  | FREQUENCY RATING |  | NUMBER OF PHASE | 3 PH | CONSTRUCTION MATERIAL | CAST IRON | DEGREE OF PROTECTION | IP66 | ENCLOSURE | IC411 | MOUNTING TYPE | B5 FLANGE | SERVICE FACTOR |  | INSULATION CLASS | H | DUTY CYCLE | S1 | AMBIENT TEMPERATURE | -30 TO 40 DEG C | HAZARD CLASS |  | CERTIFICATION/STANDARD | UL,CSA,IE3 | ADDITIONAL FEATURES EN | EACH | ADDITIONAL FEATURES ES |  | ADDITIONAL FEATURES FR | [17 empty] | PRODUCTION COMPLETED
000000000060227145 | STP-004 | DATA ENRICHMENT | MUF | ATS | OK | 2022-09-28 | 2022-10-06 | BASED ON SERIES | 000000000060227145 | BHP1 | BHP Spares & Supplies | 251739 | Electrical components | EA | MAN2 | MOTOR,4KW,525V,4P B5 112M | MOTOR 4KW 525V 4P B5 112M WEG TOP PREMIUM EFFICIENCY W22 |  |  |  | https://www.weg.net/catalog/weg/GB/en/Electric-Motors/Low-Voltage-IEC-Motors/Severe-Duty/TEFC/W22-%28Cast-Iron%29/W22---Cast-Iron-TEFC-/p/MKT_WMO_TEXT_IMAGE_CASTIRON_TEFC_GENERAL_W22 | https://static.weg.net/medias/downloadcenter/h7a/hdd/WEG-w22-three-phase-electric-motor-50029265-brochure-english-web.pdf | WEG | W22 | [11 empty] | ENRICHED | MOTOR | AC | TYPE | ELECTRICAL | FRAME SIZE | 112M | POWER RATING | 4 KW | VOLTAGE RATING | 525 VAC | CURRENT RATING |  | NUMBER OF POLES | 4 P | SPEED RATING |  | FREQUENCY RATING |  | NUMBER OF PHASE | 3 PH | CONSTRUCTION MATERIAL | CAST IRON | DEGREE OF PROTECTION | IP55 | ENCLOSURE | IC411 | MOUNTING TYPE | B5 | SERVICE FACTOR |  | INSULATION CLASS | F | DUTY CYCLE | S1 | AMBIENT TEMPERATURE | -30 TO 40 DEG C | HAZARD CLASS |  | CERTIFICATION/STANDARD | UL,CSA | ADDITIONAL FEATURES EN | TOP PREMIUM EFFICIENCY | ADDITIONAL FEATURES ES |  | ADDITIONAL FEATURES FR | [17 empty] | PRODUCTION COMPLETED
000000000060255365 | STP-004 | DATA ENRICHMENT | MUF | ATS | OK | 2022-09-28 | 2022-10-06 |  | 000000000060255365 | BHP1 | BHP Spares & Supplies | 261016 | Motors | EA | MAN2 | MOTOR,5.2KW, 380V AC, 3 PHASE, 4 POLE, F | MOTOR,5.2KW, 380V AC, 3 PHASE, 4 POLE, FOOT/FLANGE MOUNTED,ABB |  |  |  | URL NOT FOUND |  | ABB | [12 empty] | CLEANSED | MOTOR | AC | TYPE |  | FRAME SIZE |  | POWER RATING | 5.2 KW | VOLTAGE RATING | 380 VAC | CURRENT RATING |  | NUMBER OF POLES | 4 P | SPEED RATING |  | FREQUENCY RATING |  | NUMBER OF PHASE | 3 PH | CONSTRUCTION MATERIAL |  | DEGREE OF PROTECTION |  | ENCLOSURE |  | MOUNTING TYPE | FOOT/FLANGE | SERVICE FACTOR |  | INSULATION CLASS |  | DUTY CYCLE |  | AMBIENT TEMPERATURE |  | HAZARD CLASS |  | CERTIFICATION/STANDARD |  | ADDITIONAL FEATURES EN |  | ADDITIONAL FEATURES ES |  | ADDITIONAL FEATURES FR | [17 empty] | PRODUCTION COMPLETED
000000000060244298 | STP-004 | DATA ENRICHMENT | MUF | ATS | OK | 2022-09-28 | 2022-10-06 |  | 000000000060244298 | BHP1 | BHP Spares & Supplies | 261016 | Motors | EA | MAN2 | MOTOR,55KW,525V,2P,B3,IE3 | MOTOR, 55KW 525V 2 POLE, B3 IE3 PREMIUM EFFICIENCY |  |  |  | URL NOT FOUND | [14 empty] | CLEANSED | MOTOR | NO MODIFIER | TYPE |  | POWER RATING | 55 KW | SPEED RATING |  | CONSTRUCTION MATERIAL |  | ENCLOSURE |  | MOUNTING TYPE | B3 | SERVICE FACTOR |  | HAZARD CLASS |  | CERTIFICATION/STANDARD | IE3 | ADDITIONAL FEATURES EN | VOLTAGE RATING: 525 V,NO OF POLE: 2 P,PREMIUM EFFICIENCY | ADDITIONAL FEATURES ES |  | ADDITIONAL FEATURES FR | [37 empty] | PRODUCTION COMPLETED
000000000060246531 | STP-004 | DATA ENRICHMENT | MUF | ATS | OK | 2022-09-28 | 2022-10-06 |  | 000000000060246531 | BHP1 | BHP Spares & Supplies | 200000 | Mining Machinery and Accessories | EA | MAN2 | MOTOR,7.5KW,MOTORLINE,BMG,C4P5B5,F | MOTOR,7.5KW,MOTORLINE,BMG,C4P5B5,F |  |  |  | URL NOT FOUND | [14 empty] | CLEANSED | MOTOR | NO MODIFIER | TYPE |  | POWER RATING | 7.5 KW | SPEED RATING |  | CONSTRUCTION MATERIAL |  | ENCLOSURE |  | MOUNTING TYPE |  | SERVICE FACTOR |  | HAZARD CLASS |  | CERTIFICATION/STANDARD |  | ADDITIONAL FEATURES EN | MOTORLINE,BMG,C4P5B5,INSULATION CLASS: F | ADDITIONAL FEATURES ES |  | ADDITIONAL FEATURES FR | [37 empty] | PRODUCTION COMPLETED
000000000060253165 | STP-004 | DATA ENRICHMENT | MUF | ATS | OK | 2022-09-28 | 2022-10-06 |  | 000000000060253165 | BHP1 | BHP Spares & Supplies | 261016 | Motors | EA | MAN2 | MOTOR,BENCO,7.5KW,160M,970RPM,EA | MOTOR,BENCO,7.5KW,TYPE IE2 160M 4,FLANGE MOUNT,FITTED WITH FORCE COOLING FAN,EA |  |  |  | URL NOT FOUND |  | BENCO | [12 empty] | CLEANSED | MOTOR | AC | TYPE |  | FRAME SIZE | 160M | POWER RATING | 7.5 KW | VOLTAGE RATING |  | CURRENT RATING |  | NUMBER OF POLES | 4 P | SPEED RATING | 970 RPM | FREQUENCY RATING |  | NUMBER OF PHASE |  | CONSTRUCTION MATERIAL |  | DEGREE OF PROTECTION |  | ENCLOSURE |  | MOUNTING TYPE | FLANGE | SERVICE FACTOR |  | INSULATION CLASS |  | DUTY CYCLE |  | AMBIENT TEMPERATURE |  | HAZARD CLASS |  | CERTIFICATION/STANDARD | IE2 | ADDITIONAL FEATURES EN | FITTED W/FORCE COOLING FAN,EA | ADDITIONAL FEATURES ES |  | ADDITIONAL FEATURES FR | [17 empty] | PRODUCTION COMPLETED
000000000060242158 | STP-004 | DATA ENRICHMENT | MUF | ATS | OK | 2022-09-28 | 2022-10-06 |  | 000000000060242158 | BHP1 | BHP Spares & Supplies | 261016 | Motors | EA | MAN2 | MOTOR,BRAKE,7.5KW,525V,4P,MEG170 | MOTOR BRAKE, 7.5KW 525V 4P, FITTED WITH MEG170 525V 100NM BRAKE | TPW2505030 |  |  | https://www.zestweg.com/products/electric-motors/low-voltage-iec-motors/general-purpose-odp-tefc/w22-ie3/w22-ie3-cast-iron-motors-7-5kw-4p-525-550v-b3-132m-ie3-ip66-w22/ |  | ZEST WEG | TPW2505030 | [11 empty] | ENRICHED | MOTOR | BRAKE | TYPE |  | FRAME SIZE | 132M | POWER RATING | 7.5 KW | VOLTAGE RATING | 525 V | CURRENT RATING |  | SPEED RATING | 1460 RPM | TORQUE RATING | 100 NM | BRAKE VOLTAGE |  | CONSTRUCTION MATERIAL |  | MOUNTING TYPE | B3 FOOT | ENCLOSURE |  | BRAKE CURRENT |  | NUMBER OF POLES | 4 P | FREQUENCY RATING |  | NUMBER OF PHASE |  | SERVICE FACTOR |  | INSULATION CLASS |  | DUTY CYCLE |  | HAZARD CLASS |  | CERTIFICATION/STANDARD |  | ADDITIONAL FEATURES EN | FITTED W/MEG170 | ADDITIONAL FEATURES ES |  | ADDITIONAL FEATURES FR | [15 empty] | PRODUCTION COMPLETED
000000000060242135 | STP-004 | DATA ENRICHMENT | MUF | ATS | OK | 2022-09-28 | 2022-10-06 |  | 000000000060242135 | BHP1 | BHP Spares & Supplies | 261016 | Motors | ST | MAN2 | MOTOR,C/W FAN,TYPE B3,SIZE YY5624,220V,5 | MOTOR,C/W FAN,TYPE B3,SIZE YY5624,220V,50Hz,0.64A,0.09kW,EXCITER COOLING FAN |  |  |  | URL NOT FOUND | [14 empty] | CLEANSED | MOTOR | AC | TYPE |  | FRAME SIZE | YY5624 | POWER RATING | 0.09 KW | VOLTAGE RATING | 220 VAC | CURRENT RATING | 0.64 A | NUMBER OF POLES |  | SPEED RATING |  | FREQUENCY RATING | 50 HZ | NUMBER OF PHASE |  | CONSTRUCTION MATERIAL |  | DEGREE OF PROTECTION |  | ENCLOSURE |  | MOUNTING TYPE | B3 | SERVICE FACTOR |  | INSULATION CLASS |  | DUTY CYCLE |  | AMBIENT TEMPERATURE |  | HAZARD CLASS |  | CERTIFICATION/STANDARD |  | ADDITIONAL FEATURES EN | C/WEXCITER COOLING FAN | ADDITIONAL FEATURES ES |  | ADDITIONAL FEATURES FR | [17 empty] | PRODUCTION COMPLETED
000000000060223630 | STP-004 | DATA ENRICHMENT | MUF | ATS | OK | 2022-09-28 | 2022-10-06 |  | 000000000060223630 | BHP1 | BHP Spares & Supplies | 401017 | Cooling | EA | MAN2 | MOTOR,ELEC,0.75KW,FRAME 80,B5 FLANGED | MOTOR,ELEC,0.75KW,4 POLE, 1475 RPM, 525 VOLT,FRAME 80,B5 FLANGED |  |  |  | URL NOT FOUND | [14 empty] | CLEANSED | MOTOR | AC | TYPE | ELECTRICAL | FRAME SIZE | 80 | POWER RATING | 0.75 KW | VOLTAGE RATING | 525 VAC | CURRENT RATING |  | NUMBER OF POLES | 4 P | SPEED RATING | 1475 RPM | FREQUENCY RATING |  | NUMBER OF PHASE |  | CONSTRUCTION MATERIAL |  | DEGREE OF PROTECTION |  | ENCLOSURE |  | MOUNTING TYPE | B5 FLANGE | SERVICE FACTOR |  | INSULATION CLASS |  | DUTY CYCLE |  | AMBIENT TEMPERATURE |  | HAZARD CLASS |  | CERTIFICATION/STANDARD |  | ADDITIONAL FEATURES EN |  | ADDITIONAL FEATURES ES |  | ADDITIONAL FEATURES FR | [17 empty] | PRODUCTION COMPLETED
000000000060219587 | STP-004 | DATA ENRICHMENT | MUF | ATS | OK | 2022-09-28 | 2022-10-06 |  | 000000000060219587 | BHP1 | BHP Spares & Supplies | 261016 | Motors | EA | MAN2 | MOTOR,ELEC,110KW,525V,6P,FS 315M,FOOT | MOTOR,ELEC,110KW,525V,6P,FS 315M,FOOT MOUNT, MIXER ROTOR 2, WOLFER, PSP 3, NEW STOCK AS PER "ESSI 10"., (TEST CERTIFICATE REQUIRED WHEN ORDERING NEW!) |  |  |  | URL NOT FOUND | [14 empty] | CLEANSED | MOTOR | AC | TYPE | ELECTRICAL | FRAME SIZE | 315M | POWER RATING | 110 KW | VOLTAGE RATING | 525 VAC | CURRENT RATING |  | NUMBER OF POLES | 6 P | SPEED RATING |  | FREQUENCY RATING |  | NUMBER OF PHASE |  | CONSTRUCTION MATERIAL |  | DEGREE OF PROTECTION |  | ENCLOSURE |  | MOUNTING TYPE | FOOT | SERVICE FACTOR |  | INSULATION CLASS |  | DUTY CYCLE |  | AMBIENT TEMPERATURE |  | HAZARD CLASS |  | CERTIFICATION/STANDARD |  | ADDITIONAL FEATURES EN | MIXER ROTOR 2,WOLFER,PSP 3,NEW STOCK AS PER ESSI 10,(TEST CERTIFICATE REQUIRED WHEN ORDERING NEW!) | ADDITIONAL FEATURES ES |  | ADDITIONAL FEATURES FR | [17 empty] | PRODUCTION COMPLETED
000000000060116523 | STP-004 | DATA ENRICHMENT | MUF | ATS | OK | 2022-09-28 | 2022-10-06 |  | 000000000060116523 | BHP1 | BHP Spares & Supplies | 261016 | Motors | EA | MAN2 | MOTOR,ELEC,132KW,200A,525V AC,3 PHA | MOTOR, ELECTRIC, 132KW, 200A, 525V AC, 3 PHASE, 8 POLE, FOOT MOUNTED, SLIPRING, S/NO 22591, C60 TAG, 52MVA ELECTRIC ARC FURNACE, MID, DELBURG FERROCHROME, MOTOR, ELECTRIC, 132KW, 200A, 525V AC, 3 PHASE, 8 POLE, FOOT MOUNTED,, SLIPRING, S/NO 22591, C60 TAG, 52MVA ELECTRIC ARC FURNACE, MIDDELBURG, FERROCHROME |  |  |  | URL NOT FOUND |  | MID, DELBURG FERROCHROME | [6 empty] | 52 MVA ELECTRIC ARC FURNACE |  |  |  | 22591 |  | CLEANSED | MOTOR | AC | TYPE | ELECTRICAL,SLIPRING | FRAME SIZE |  | POWER RATING | 132 KW | VOLTAGE RATING | 525 VAC | CURRENT RATING | 200 A | NUMBER OF POLES | 8 P | SPEED RATING |  | FREQUENCY RATING |  | NUMBER OF PHASE | 3 PH | CONSTRUCTION MATERIAL |  | DEGREE OF PROTECTION |  | ENCLOSURE |  | MOUNTING TYPE | FOOT | SERVICE FACTOR |  | INSULATION CLASS |  | DUTY CYCLE |  | AMBIENT TEMPERATURE |  | HAZARD CLASS |  | CERTIFICATION/STANDARD |  | ADDITIONAL FEATURES EN |  | ADDITIONAL FEATURES ES |  | ADDITIONAL FEATURES FR | [17 empty] | PRODUCTION COMPLETED
000000000060243927 | STP-004 | DATA ENRICHMENT | MUF | ATS | OK | 2022-09-28 | 2022-10-06 |  | 000000000060243927 | BHP1 | BHP Spares & Supplies | 261016 | Motors | EA | MAN2 | MOTOR,ELEC,37KW,525V,2 POLE | MOTOR, ELEC, 37KW, 525V, 2 POLE, LS6207-2AB, ACTOM, FRAME 200L, FOOT, MOUNTED., NEW STOCK AS PER ESSI: 1876 |  |  |  | https://www.acdc.co.za/products/525vac-37kw-hi-eff-cast-iron-2pole-motor-b3-mount |  | ACDC DYNAMICS | LS6207-2AB |  | ACTOM | [9 empty] | ENRICHED | MOTOR | AC | TYPE | ELECTRICAL | FRAME SIZE | 200L | POWER RATING | 37 KW | VOLTAGE RATING | 525 VAC | CURRENT RATING |  | NUMBER OF POLES | 2 P | SPEED RATING |  | FREQUENCY RATING |  | NUMBER OF PHASE |  | CONSTRUCTION MATERIAL | CAST IRON | DEGREE OF PROTECTION |  | ENCLOSURE |  | MOUNTING TYPE | B3 FOOT | SERVICE FACTOR |  | INSULATION CLASS |  | DUTY CYCLE |  | AMBIENT TEMPERATURE |  | HAZARD CLASS |  | CERTIFICATION/STANDARD |  | ADDITIONAL FEATURES EN | NEW STOCK AS PER ESSI: 1876 | ADDITIONAL FEATURES ES |  | ADDITIONAL FEATURES FR | [17 empty] | PRODUCTION COMPLETED
000000000060214896 | STP-004 | DATA ENRICHMENT | MUF | ATS | OK | 2022-09-28 | 2022-10-06 |  | 000000000060214896 | BHP1 | BHP Spares & Supplies | 261016 | Motors | EA | MAN2 | MOTOR,ELEC,7.5 KW,525V AC,3 PHASE,6 POLE | MOTOR,ELEC,7.5 KW,525V AC,3 PHASE,6 POLE C/W COOLING TOWER FAN AND GUARD, AS PER SSI 4220. |  |  |  | URL NOT FOUND | [14 empty] | CLEANSED | MOTOR | AC | TYPE | ELECTRICAL | FRAME SIZE |  | POWER RATING | 7.5 KW | VOLTAGE RATING | 525 VAC | CURRENT RATING |  | NUMBER OF POLES | 6 P | SPEED RATING |  | FREQUENCY RATING |  | NUMBER OF PHASE | 3 PH | CONSTRUCTION MATERIAL |  | DEGREE OF PROTECTION |  | ENCLOSURE |  | MOUNTING TYPE |  | SERVICE FACTOR |  | INSULATION CLASS |  | DUTY CYCLE |  | AMBIENT TEMPERATURE |  | HAZARD CLASS |  | CERTIFICATION/STANDARD |  | ADDITIONAL FEATURES EN | C/W COOLING TOWER FAN AND GUARD,AS PER SSI 4220. | ADDITIONAL FEATURES ES |  | ADDITIONAL FEATURES FR | [17 empty] | PRODUCTION COMPLETED
000000000060227105 | STP-004 | DATA ENRICHMENT | MUF | ATS | OK | 2022-09-28 | 2022-10-06 |  | 000000000060227105 | BHP1 | BHP Spares & Supplies | 261016 | Motors | EA | MAN2 | MOTOR,ELECTRC,45KW 525VOLT 1475RPM FR | MOTOR,ELECTRIC,45KW 525VOLT 1475RPM FRAME SIZE 225S/M |  |  |  | URL NOT FOUND | [14 empty] | CLEANSED | MOTOR | AC | TYPE | ELECTRICAL | FRAME SIZE | 225S/M | POWER RATING | 45 KW | VOLTAGE RATING | 525 VAC | CURRENT RATING |  | NUMBER OF POLES |  | SPEED RATING | 1475 RPM | FREQUENCY RATING |  | NUMBER OF PHASE |  | CONSTRUCTION MATERIAL |  | DEGREE OF PROTECTION |  | ENCLOSURE |  | MOUNTING TYPE |  | SERVICE FACTOR |  | INSULATION CLASS |  | DUTY CYCLE |  | AMBIENT TEMPERATURE |  | HAZARD CLASS |  | CERTIFICATION/STANDARD |  | ADDITIONAL FEATURES EN |  | ADDITIONAL FEATURES ES |  | ADDITIONAL FEATURES FR | [17 empty] | PRODUCTION COMPLETED
000000000060227083 | STP-004 | DATA ENRICHMENT | MUF | ATS | OK | 2022-09-28 | 2022-10-06 |  | 000000000060227083 | BHP1 | BHP Spares & Supplies | 261016 | Motors | EA | MAN2 | MOTOR,ELECTRC,55KW,525V,4POLE,1460RPM, | MOTOR, ELECTRIC,55KW,525V,4POLE,1460RPM,250S/M FRAME B3 FOOT MOUNTED |  |  |  | URL NOT FOUND | [14 empty] | CLEANSED | MOTOR | AC | TYPE | ELECTRICAL | FRAME SIZE | 250S/M | POWER RATING | 55 KW | VOLTAGE RATING | 525 VAC | CURRENT RATING |  | NUMBER OF POLES | 4 P | SPEED RATING | 1460 RPM | FREQUENCY RATING |  | NUMBER OF PHASE |  | CONSTRUCTION MATERIAL |  | DEGREE OF PROTECTION |  | ENCLOSURE |  | MOUNTING TYPE | B3 FOOT | SERVICE FACTOR |  | INSULATION CLASS |  | DUTY CYCLE |  | AMBIENT TEMPERATURE |  | HAZARD CLASS |  | CERTIFICATION/STANDARD |  | ADDITIONAL FEATURES EN |  | ADDITIONAL FEATURES ES |  | ADDITIONAL FEATURES FR | [17 empty] | PRODUCTION COMPLETED
000000000060227081 | STP-004 | DATA ENRICHMENT | MUF | ATS | OK | 2022-09-28 | 2022-10-06 |  | 000000000060227081 | BHP1 | BHP Spares & Supplies | 261016 | Motors | EA | MAN2 | MOTOR,ELECTRC,7.5KW,525V,4POLE,1460RPM | MOTOR,ELECTRIC,7.5KW,525V,4POLE,1460RPM,132M FRAME B3 FOOT MOUNTED T/BOX |  |  |  | URL NOT FOUND | [14 empty] | CLEANSED | MOTOR | AC | TYPE | ELECTRICAL | FRAME SIZE | 132M | POWER RATING | 7.5 KW | VOLTAGE RATING | 525 VAC | CURRENT RATING |  | NUMBER OF POLES | 4 P | SPEED RATING | 1460 RPM | FREQUENCY RATING |  | NUMBER OF PHASE |  | CONSTRUCTION MATERIAL |  | DEGREE OF PROTECTION |  | ENCLOSURE |  | MOUNTING TYPE | B3 FOOT | SERVICE FACTOR |  | INSULATION CLASS |  | DUTY CYCLE |  | AMBIENT TEMPERATURE |  | HAZARD CLASS |  | CERTIFICATION/STANDARD |  | ADDITIONAL FEATURES EN | T/BOX | ADDITIONAL FEATURES ES |  | ADDITIONAL FEATURES FR | [17 empty] | PRODUCTION COMPLETED
000000000060227531 | STP-004 | DATA ENRICHMENT | MUF | ATS | OK | 2022-09-28 | 2022-10-06 |  | 000000000060227531 | BHP1 | BHP Spares & Supplies | 261016 | Motors | EA | MAN2 | MOTOR,ELECTRC,VBRATOR,7.5KW,380VOLT | MOTOR, ELECTRIC, VIBRATOR,7.5KW, 380VOLT, 1460RPM |  |  |  | URL NOT FOUND | [14 empty] | CLEANSED | MOTOR | NO MODIFIER | TYPE | ELECTRIC,VIBRATOR | POWER RATING | 7.5 KW | SPEED RATING | 1460 RPM | CONSTRUCTION MATERIAL |  | ENCLOSURE |  | MOUNTING TYPE |  | SERVICE FACTOR |  | HAZARD CLASS |  | CERTIFICATION/STANDARD |  | ADDITIONAL FEATURES EN | VOLTAGE RATING: 380 V | ADDITIONAL FEATURES ES |  | ADDITIONAL FEATURES FR | [37 empty] | PRODUCTION COMPLETED
000000000060218281 | STP-004 | DATA ENRICHMENT | MUF | ATS | OK | 2022-09-28 | 2022-10-06 |  | 000000000060218281 | BHP1 | BHP Spares & Supplies | 401515 | Pumps | EA | MAN2 | MOTOR,ELECTRCAL,90KW,FRAME SZE 280S | MOTOR, ELECTRICAL, 90KW, FRAME SIZE 280SM, VOLT 380, POLE 2, MOUNT B3, IP55, EFF IE1, MATERIAL CAST IRON, WEG |  |  |  | URL NOT FOUND |  | WEG | [12 empty] | CLEANSED | MOTOR | AC | TYPE | ELECTRICAL | FRAME SIZE | 280SM | POWER RATING | 90 KW | VOLTAGE RATING | 380 VAC | CURRENT RATING |  | NUMBER OF POLES | 2 P | SPEED RATING |  | FREQUENCY RATING |  | NUMBER OF PHASE |  | CONSTRUCTION MATERIAL | CAST IRON | DEGREE OF PROTECTION | IP55 | ENCLOSURE |  | MOUNTING TYPE | B3 | SERVICE FACTOR |  | INSULATION CLASS |  | DUTY CYCLE |  | AMBIENT TEMPERATURE |  | HAZARD CLASS |  | CERTIFICATION/STANDARD | IE1 | ADDITIONAL FEATURES EN |  | ADDITIONAL FEATURES ES |  | ADDITIONAL FEATURES FR | [17 empty] | PRODUCTION COMPLETED
000000000060221495 | STP-004 | DATA ENRICHMENT | MUF | ATS | OK | 2022-09-28 | 2022-10-06 |  | 000000000060221495 | BHP1 | BHP Spares & Supplies | 261016 | Motors | EA | MAN2 | MOTOR,ELECTRCAL,SLPRNG,10.5KW,4 POLE | MOTOR,ELECTRICAL,SLIPRING,10.5KW,4 POLE,160L,1440RPM,525V,FOOT MOUNTED, NEW STOCK AS PER SSI 6605. |  |  |  | URL NOT FOUND | [14 empty] | CLEANSED | MOTOR | AC | TYPE | ELECTRICAL,SLIPRING | FRAME SIZE | 160L | POWER RATING | 10.5 KW | VOLTAGE RATING | 525 VAC | CURRENT RATING |  | NUMBER OF POLES | 4 P | SPEED RATING | 1440 RPM | FREQUENCY RATING |  | NUMBER OF PHASE |  | CONSTRUCTION MATERIAL |  | DEGREE OF PROTECTION |  | ENCLOSURE |  | MOUNTING TYPE | FOOT | SERVICE FACTOR |  | INSULATION CLASS |  | DUTY CYCLE |  | AMBIENT TEMPERATURE |  | HAZARD CLASS |  | CERTIFICATION/STANDARD |  | ADDITIONAL FEATURES EN | NEW STOCK AS PER SSI 6605 | ADDITIONAL FEATURES ES |  | ADDITIONAL FEATURES FR | [17 empty] | PRODUCTION COMPLETED