## Sheet1
MATERIAL | Project Code | Activities | Production User | CA Code | Production Comments | Start Date | End Date | Remarks | MATERIAL CODE | MATERIAL TYPE | MATERIAL TYPE DESCRIPTION | MATERIAL GROUP | MATERIAL GROUP DESCRIPTION | UOM | MANUFACTURER PROFILE | SHORT TEXT | LONG TEXT | MANUFACTURER PART NUMBER. | MANUFACTURER. | MANUFACTURER NAME. | Reference URL | Reference URL 1 | Manufacturer Name | Manufacturer Part Number | Model Number | Alternate Manufacturer | Alternate Manufacturer Part Number | Alternate Manufacturer 1 | Alternate Manufacturer Part Number 1 | Equipment Name | Equipment Model | Equipment Manufacturer | Drawing Number | Serial Number | Item Number | Enriched/Cleansed | Noun | Modifier | Attribute Name 1 | Attribute Value 1 | Attribute Name 2 | Attribute Value 2 | Attribute Name 3 | Attribute Value 3 | Attribute Name 4 | Attribute Value 4 | Attribute Name 5 | Attribute Value 5 | Attribute Name 6 | Attribute Value 6 | Attribute Name 7 | Attribute Value 7 | Attribute Name 8 | Attribute Value 8 | Attribute Name 9 | Attribute Value 9 | Attribute Name 10 | Attribute Value 10 | Attribute Name 11 | Attribute Value 11 | Attribute Name 12 | Attribute Value 12 | Attribute Name 13 | Attribute Value 13 | Attribute Name 14 | Attribute Value 14 | Attribute Name 15 | Attribute Value 15 | Attribute Name 16 | Attribute Value 16 | Attribute Name 17 | Attribute Value 17 | Attribute Name 18 | Attribute Value 18 | Attribute Name 19 | Attribute Value 19 | Attribute Name 20 | Attribute Value 20 | Attribute Name 21 | Attribute Value 21 | Attribute Name 22 | Attribute Value 22 | Attribute Name 23 | Attribute Value 23 | Attribute Name 24 | Attribute Value 24 | Attribute Name 25 | Attribute Value 25 | Attribute Name 26 | Attribute Value 26 | Attribute Name 27 | Attribute Value 27 | Attribute Name 28 | Attribute Value 28 | Attribute Name 29 | Attribute Value 29 | Attribute Name 30 | Attribute Value 30 | Status
000000000060231048 | STP-004 | DATA ENRICHMENT | ATS | ATS | OK | 2022-09-28 | 2022-09-29 |  | 000000000060231048 | BHP1 | BHP Spares & Supplies | 251917 | Vehicle servicing equipment | EA | MAN2 | ?MOTOR,STARTING,GP-ELECTRIC,207-1556 | #MOTOR, STARTING, GP-ELECTRIC, 207-1556, NEW STOCK AS PER ESSI : 1270, CHANGED AS PER QUOTE- 2020-06-04, PART NUMBER : 2071556 | 2071556 | 0019011537 | BARLOWORLD EQUIPMENT | https://parts.cat.com/en/catcorp/207-1556 |  | CATERPILLER | 207-1556 |  | BARLOWORLD EQUIPMENT | [9 empty] | ENRICHED | MOTOR | NO MODIFIER | TYPE | ELECTRIC STARTING,HEAVY DUTY | POWER RATING |  | SPEED RATING |  | CONSTRUCTION MATERIAL |  | ENCLOSURE |  | MOUNTING TYPE |  | SERVICE FACTOR |  | HAZARD CLASS |  | CERTIFICATION/STANDARD |  | ADDITIONAL FEATURES EN | VOLTAGE RATING: 24 V,CURRENT RATING: 80 A,GP,NEW STOCK AS PER ESSI : 1270,CHANGED AS PER QUOTE- 2020-06-04 | ADDITIONAL FEATURES ES |  | ADDITIONAL FEATURES FR | [37 empty] | PRODUCTION COMPLETED
000000000060254055 | STP-004 | DATA ENRICHMENT | ATS | ATS | OK | 2022-09-28 | 2022-09-29 |  | 000000000060254055 | BHP1 | BHP Spares & Supplies | 261016 | Motors | EA | MAN2 | 0OTOR,6INCH,13KW,400V | MOTOR,6INCH,13KW,400VELSUB,PREMIER,PVC |  |  |  | URL NOT FOUND | [14 empty] | CLEANSED | MOTOR | NO MODIFIER | TYPE |  | POWER RATING | 13 KW | SPEED RATING |  | CONSTRUCTION MATERIAL |  | ENCLOSURE |  | MOUNTING TYPE |  | SERVICE FACTOR |  | HAZARD CLASS |  | CERTIFICATION/STANDARD |  | ADDITIONAL FEATURES EN | VOLTAGE RATING: 400 V,SIZE: 6 IN,ELSUB,PREMIER,PVC | ADDITIONAL FEATURES ES |  | ADDITIONAL FEATURES FR | [37 empty] | PRODUCTION COMPLETED
000000000060227080 | STP-004 | DATA ENRICHMENT | ATS | ATS | OK | 2022-09-28 | 2022-09-29 |  | 000000000060227080 | BHP1 | BHP Spares & Supplies | 261016 | Motors | EA | MAN2 | 75KW MOTOR, 1460RPM. 4POLE, B3 MOUNT, FR | 75KW MOTOR, 1460RPM. 4POLE, B3 MOUNT, FRAME SIZE 250S/M. 380V. SQUIRREL |  |  |  | URL NOT FOUND | [14 empty] | CLEANSED | MOTOR | AC | TYPE | SQUIRREL CAGE | FRAME SIZE | 250S/M | POWER RATING | 75 KW | VOLTAGE RATING | 380 VAC | CURRENT RATING |  | NUMBER OF POLES | 4 P | SPEED RATING | 1460 RPM | FREQUENCY RATING |  | NUMBER OF PHASE |  | CONSTRUCTION MATERIAL |  | DEGREE OF PROTECTION |  | ENCLOSURE |  | MOUNTING TYPE | B3 | SERVICE FACTOR |  | INSULATION CLASS |  | DUTY CYCLE |  | AMBIENT TEMPERATURE |  | HAZARD CLASS |  | CERTIFICATION/STANDARD |  | ADDITIONAL FEATURES EN |  | ADDITIONAL FEATURES ES |  | ADDITIONAL FEATURES FR | [17 empty] | PRODUCTION COMPLETED
000000000060253521 | STP-004 | DATA ENRICHMENT | ATS | ATS | OK | 2022-09-28 | 2022-09-29 |  | 000000000060253521 | BHP1 | BHP Spares & Supplies | P6010 | Training | EA | MAN2 | EXCITATIONMOTOR,COMPOUND,240VDC | EXCITATION MOTOR, DC COMPOUND, 240 V DC |  |  |  | URL NOT FOUND | [14 empty] | CLEANSED | MOTOR | DC | TYPE | EXCITATION | FRAME SIZE |  | POWER RATING |  | ARMATURE VOLTAGE RATING | 240 VDC | ARMATURE CURRENT RATING |  | NUMBER OF POLES |  | SPEED RATING |  | TORQUE RATING |  | CONSTRUCTION MATERIAL |  | MOUNTING TYPE |  | ENCLOSURE |  | FIELD VOLTAGE RATING |  | FIELD CURRENT RATING |  | DUTY CYCLE |  | INSULATION CLASS |  | BRAKE DETAILS |  | ROTATION |  | HAZARD CLASS |  | CERTIFICATION/STANDARD |  | ADDITIONAL FEATURES EN |  | ADDITIONAL FEATURES ES |  | ADDITIONAL FEATURES FR | [17 empty] | PRODUCTION COMPLETED
000000000060214421 | STP-004 | DATA ENRICHMENT | ATS | ATS | OK | 2022-09-28 | 2022-09-29 | URL FOR REFRENCE | 000000000060214421 | BHP1 | BHP Spares & Supplies | 261016 | Motors | EA | MAN2 | GEARBOX, MOTORIZED, CNHXM 6135, 5.5KW, 3 | MOTORIZED GEARBOX CYCLO PART NO: CNHXM 6135, RATIO 43:1, MOTOR 5.5KW, 380V, 11.7A, RPM 1445 | CNHXM 6135 |  |  | https://motorsandcontrol.com/us-electric-motors-6135-16hp-1550rpm-1ph-208v-230v-48y-frame-refrigeration-condenser-fan-5-6-dia-motor/ |  |  | CNHXM 6135 | [11 empty] | CLEANSED | MOTOR | AC | TYPE |  | FRAME SIZE |  | POWER RATING | 5.5 KW | VOLTAGE RATING | 380 VAC | CURRENT RATING | 11.7 A | NUMBER OF POLES |  | SPEED RATING | 1445 RPM | FREQUENCY RATING |  | NUMBER OF PHASE |  | CONSTRUCTION MATERIAL |  | DEGREE OF PROTECTION |  | ENCLOSURE |  | MOUNTING TYPE |  | SERVICE FACTOR |  | INSULATION CLASS |  | DUTY CYCLE |  | AMBIENT TEMPERATURE |  | HAZARD CLASS |  | CERTIFICATION/STANDARD |  | ADDITIONAL FEATURES EN | MOTORIZED GEARBOX CYCLO,RATIO: 43:1 | [20 empty] | PRODUCTION COMPLETED
000000000060247568 | STP-004 | DATA ENRICHMENT | ATS | ATS | OK | 2022-09-28 | 2022-09-29 |  | 000000000060247568 | BHP1 | BHP Spares & Supplies | 311717 | Gears | EA | MAN2 | GEARMOTOR,BAUER,MOTOR,NR,FIN1001648-2,13 | GEARMOTOR,BAUER,MOTOR,NR,FIN1001648-2,13/08,TYPE BF70-73K/IEC132/C1-SP |  |  |  | https://www.bauergears.com/products/Geared-Motors/BF-Series | https://www.bauergears.com/-/media/Files/Literature/Brand/bauer-gear-motor/catalogs/p-7112-bgm-a4.ashx | BAUER | BF70-73K/IEC132/C1-SP | [11 empty] | ENRICHED | MOTOR | GEAR | TYPE |  | POWER RATING | 75 KW | OUTPUT SPEED RATING | 0.2-190 RPM | VOLTAGE RATING | 110-690 VAC | NEMA/IEC SIZE |  | TORQUE RATING | 90-18.500 NM | SPEED RATIO |  | SERVICE FACTOR |  | CURRENT RATING |  | FREQUENCY RATING | 50/60 HZ | NUMBER OF PHASE |  | MOUNTING TYPE | SHAFT | DEGREE OF PROTECTION | IP65,66 | HAZARD CLASS |  | CERTIFICATION/STANDARD | CE,CSA,UL,ATEX,GOST,CCC,ISO9001,14001,OHSAS18001 | ADDITIONAL FEATURES EN | FIN1001648-2,13/08 | ADDITIONAL FEATURES ES |  | ADDITIONAL FEATURES FR | [25 empty] | PRODUCTION COMPLETED
000000000060228582 | STP-004 | DATA ENRICHMENT | ATS | ATS | OK | 2022-09-28 | 2022-09-29 |  | 000000000060228582 | BHP1 | BHP Spares & Supplies | 261016 | Motors | EA | MAN2 | GEARMOTOR,HELICA-BEVEL,K67 DRN80M4/BE1HF | HELICA-BEVEL GEARMOTOR,K67 DRN80M4/BE1HF |  |  |  | https://www.seweurodrive.com/products/gear_units/standard_gear_units/helical-bevel_gear_units_k/helical-bevel_gear_units_k.html#panel-849b5e42-d591-474e-8888-8a91e0289fff-1 | https://download.sew-eurodrive.com/download/pdf/21284997_G01.pdf | SEW-EURODRIVE | K67 DRN80M4/BE1HF | [11 empty] | ENRICHED | MOTOR | GEAR | TYPE | HELICA-BEVEL | POWER RATING | 0.12-90 KW | OUTPUT SPEED RATING |  | VOLTAGE RATING |  | NEMA/IEC SIZE |  | TORQUE RATING | 200-50000 NM | SPEED RATIO |  | SERVICE FACTOR |  | CURRENT RATING |  | FREQUENCY RATING |  | NUMBER OF PHASE |  | MOUNTING TYPE |  | DEGREE OF PROTECTION |  | HAZARD CLASS |  | CERTIFICATION/STANDARD |  | ADDITIONAL FEATURES EN |  | ADDITIONAL FEATURES ES |  | ADDITIONAL FEATURES FR | [25 empty] | PRODUCTION COMPLETED
000000000060235849 | STP-004 | DATA ENRICHMENT | ATS | ATS | OK | 2022-09-28 | 2022-09-29 |  | 000000000060235849 | BHP1 | BHP Spares & Supplies | 811016 | Mechanical engineering | EA | MAN2 | GEARMOTOR,HELICAL - BEVEL KA 47/T DRN100 | HELICAL - BEVEL GEARMOTOR KA 47/T DRN100 |  |  |  | https://www.seweurodrive.com/products/gear_units/standard_gear_units/helical-bevel_gear_units_k/helical-bevel_gear_units_k.html#panel-076e2a78-12e6-42f9-9ba4-55e086135cfd-2 | https://www.fifepearce.com/ka47 | SEW-EURODRIVE | KA 47/T DRN100 | [11 empty] | ENRICHED | MOTOR | GEAR | TYPE | HELICA-BEVEL | POWER RATING | 0.12-90 KW | OUTPUT SPEED RATING |  | VOLTAGE RATING |  | NEMA/IEC SIZE |  | TORQUE RATING | 200-50000 NM | SPEED RATIO |  | SERVICE FACTOR |  | CURRENT RATING |  | FREQUENCY RATING |  | NUMBER OF PHASE |  | MOUNTING TYPE | HOLLOW SHAFT | DEGREE OF PROTECTION |  | HAZARD CLASS |  | CERTIFICATION/STANDARD |  | ADDITIONAL FEATURES EN |  | ADDITIONAL FEATURES ES |  | ADDITIONAL FEATURES FR | [25 empty] | PRODUCTION COMPLETED
000000000060250497 | STP-004 | DATA ENRICHMENT | ATS | ATS | OK | 2022-09-28 | 2022-09-29 |  | 000000000060250497 | BHP1 | BHP Spares & Supplies | 261118 | Drive belts | ST | MAN2 | GEARMOTOR,HELICAL-BEVEL,TYPE KA57/T, D | GEARMOTOR,HELICAL-BEVEL, TYPE KA57/T, DRN100L4, M4B, SEW, 3KW COMPLETE |  |  |  | https://www.seweurodrive.com/products/gear_units/standard_gear_units/helical-bevel_gear_units_k/helical-bevel_gear_units_k.html#panel-076e2a78-12e6-42f9-9ba4-55e086135cfd-2 |  | SEW-EURODRIVE | KA57/T DRN100L4 M4B | [11 empty] | ENRICHED | MOTOR | GEAR | TYPE | HELICA-BEVEL | POWER RATING | 3 KW | OUTPUT SPEED RATING |  | VOLTAGE RATING |  | NEMA/IEC SIZE |  | TORQUE RATING | 200-50000 NM | SPEED RATIO |  | SERVICE FACTOR |  | CURRENT RATING |  | FREQUENCY RATING |  | NUMBER OF PHASE |  | MOUNTING TYPE |  | DEGREE OF PROTECTION |  | HAZARD CLASS |  | CERTIFICATION/STANDARD |  | ADDITIONAL FEATURES EN | COMPLETE | ADDITIONAL FEATURES ES |  | ADDITIONAL FEATURES FR | [25 empty] | PRODUCTION COMPLETED
000000000060224507 | STP-004 | DATA ENRICHMENT | ATS | ATS | OK | 2022-09-28 | 2022-09-29 |  | 000000000060224507 | BHP1 | BHP Spares & Supplies | 311717 | Gears | EA | MAN2 | GEARMOTOR,SEW,AERATOR,HELCAL-BEVEL | GEARMOTOR, SEW, AERATOR, HELICAL-BEVEL, K77 DRN132M4, 7.5KW MOTOR,, 1445rpm | K77DRN132M4 | 0019008928 | SEW | https://www.seweurodrive.com/products/gear_units/standard_gear_units/helical-bevel_gear_units_k/helical-bevel_gear_units_k.html#panel-076e2a78-12e6-42f9-9ba4-55e086135cfd-2 |  | SEW-EURODRIVE | K77DRN132M4 | [5 empty] | AERATOR | [5 empty] | ENRICHED | MOTOR | GEAR | TYPE | HELICA-BEVEL | POWER RATING | 7.5 KW | OUTPUT SPEED RATING | 1445 RPM | VOLTAGE RATING |  | NEMA/IEC SIZE |  | TORQUE RATING |  | SPEED RATIO |  | SERVICE FACTOR |  | CURRENT RATING |  | FREQUENCY RATING |  | NUMBER OF PHASE |  | MOUNTING TYPE |  | DEGREE OF PROTECTION |  | HAZARD CLASS |  | CERTIFICATION/STANDARD |  | ADDITIONAL FEATURES EN |  | ADDITIONAL FEATURES ES |  | ADDITIONAL FEATURES FR | [25 empty] | PRODUCTION COMPLETED
000000000060228491 | STP-004 | DATA ENRICHMENT | ATS | ATS | OK | 2022-09-28 | 2022-09-29 |  | 000000000060228491 | BHP1 | BHP Spares & Supplies | 261016 | Motors | EA | MAN2 | GEARMOTOR,SEW,LEFT HAND,BUCKET ELEVATOR | GEARMOTOR, HELICAL-BEVEL, KT107/T DRN132S4/RS, M1A, LEFT-HAND MOUNTING, OUTPUT COUNTER CLOCKWISE, 5.5 KW, SEW, BUCKET ELEVATOR FVD | KT107/T DRN132S4/RS, M1A | 0019003014 | SEW-EURODRIVE,PORTUGAL (MOTORS) | https://www.seweurodrive.com/products/gear_units/standard_gear_units/helical-bevel_gear_units_k/helical-bevel_gear_units_k.html#panel-076e2a78-12e6-42f9-9ba4-55e086135cfd-2 |  | SEW-EURODRIVE | KT107/T DRN132S4/RS, M1A | [5 empty] | BUCKET ELEVATOR FVD | [5 empty] | ENRICHED | MOTOR | GEAR | TYPE | HELICA-BEVEL | POWER RATING | 5.5 KW | OUTPUT SPEED RATING |  | VOLTAGE RATING |  | NEMA/IEC SIZE |  | TORQUE RATING |  | SPEED RATIO |  | SERVICE FACTOR |  | CURRENT RATING |  | FREQUENCY RATING |  | NUMBER OF PHASE |  | MOUNTING TYPE | LEFT-HAND | DEGREE OF PROTECTION |  | HAZARD CLASS |  | CERTIFICATION/STANDARD |  | ADDITIONAL FEATURES EN | OUTPUT COUNTER CLOCKWISE | ADDITIONAL FEATURES ES |  | ADDITIONAL FEATURES FR | [25 empty] | PRODUCTION COMPLETED
000000000060228492 | STP-004 | DATA ENRICHMENT | ATS | ATS | OK | 2022-09-28 | 2022-09-29 |  | 000000000060228492 | BHP1 | BHP Spares & Supplies | 261016 | Motors | EA | MAN2 | GEARMOTOR,SEW,RIGHT HAND,BUCKET ELEVATOR | GEARMOTOR, HELICAL-BEVEL, KT107/T DRN132S4/RS, M1B, RIGHT-HAND MOUNTING, OUTPUT CLOCKWISE, 5.5 KW, SEW, BUCKET ELEVATOR FVD | KT107/T DRN132S4/RS, M1B | 0019003014 | SEW-EURODRIVE,PORTUGAL (MOTORS) | https://www.seweurodrive.com/products/gear_units/standard_gear_units/helical-bevel_gear_units_k/helical-bevel_gear_units_k.html#panel-076e2a78-12e6-42f9-9ba4-55e086135cfd-2 |  | SEW-EURODRIVE | KT107/T DRN132S4/RS, M1B | [5 empty] | BUCKET ELEVATOR FVD | [5 empty] | ENRICHED | MOTOR | GEAR | TYPE | HELICA-BEVEL | POWER RATING | 5.5 KW | OUTPUT SPEED RATING |  | VOLTAGE RATING |  | NEMA/IEC SIZE |  | TORQUE RATING |  | SPEED RATIO |  | SERVICE FACTOR |  | CURRENT RATING |  | FREQUENCY RATING |  | NUMBER OF PHASE |  | MOUNTING TYPE | RIGHT-HAND | DEGREE OF PROTECTION |  | HAZARD CLASS |  | CERTIFICATION/STANDARD |  | ADDITIONAL FEATURES EN | OUTPUT COUNTER CLOCKWISE | ADDITIONAL FEATURES ES |  | ADDITIONAL FEATURES FR | [25 empty] | PRODUCTION COMPLETED
000000000060217267 | STP-004 | DATA ENRICHMENT | ATS | ATS | OK | 2022-09-28 | 2022-10-03 |  | 000000000060217267 | BHP1 | BHP Spares & Supplies | 270000 | Tools and General Machinery | EA | MAN2 | GUILLOTINE, HAIAN QH11D, MOTORISED, 1250 | GUILLOTINE, HAIAN QH11D, MOTORISED, 1250X | PSM1250/380 | 0019011481 | TOOLQUIP | https://www.darley.com/documents/catalogs/Darley_Pump_Catalog_2017.pdf |  | TOOLQUIP | PSM1250/380 | [6 empty] | HAIAN QH11D,1250X |  |  |  |  | CLEANSED | MOTOR | NO MODIFIER | TYPE |  | POWER RATING |  | SPEED RATING |  | CONSTRUCTION MATERIAL |  | ENCLOSURE |  | MOUNTING TYPE |  | SERVICE FACTOR |  | HAZARD CLASS |  | CERTIFICATION/STANDARD |  | ADDITIONAL FEATURES EN | GUILLOTINE | ADDITIONAL FEATURES ES |  | ADDITIONAL FEATURES FR | [37 empty] | PRODUCTION COMPLETED
000000000060215765 | STP-004 | DATA ENRICHMENT | ATS | ATS | OK | 2022-09-28 | 2022-10-03 |  | 000000000060215765 | BHP1 | BHP Spares & Supplies | 311717 | Gears | EA | MAN2 | HELICAL GEARED MOTOR, R47 DRS90M4, INPUT | HELICAL GEARED MOTOR, R47 DRS90M4, INPUT/OUTPUT SPEED RPM 1395/52,, OUTPUT TORQUE 275 NM, MOUNTING POSITION/IM M1, SERVICE FACTOR FB 1.10,, RATIO 26.70, OUTPUT SHAFT END 30X60MM LG, ISO CODE/VISCOSITY, CLP220/0.700, PINION BORE 14MM, MOTOR POWER 1.5KW, MOTOR, VOLTAGE/FREQUENCY 380VOLT/50HZ, RATED CURRENT 5.90/3.40 A, ENCLOSURE, IP55 |  |  |  | https://www.mrosupply.com/speed-reducers/5815622_r47-drs90m42be2tf_sew-eurodrive/ | https://download.sew-eurodrive.com/download/pdf/21284997_G01.pdf | SEW-EURODRIVE | R47 DRS90M4 | [11 empty] | ENRICHED | MOTOR | GEAR | TYPE | HELICAL | POWER RATING | 1.5 KW | OUTPUT SPEED RATING | 1395/52 RPM | VOLTAGE RATING | 380 VAC | NEMA/IEC SIZE |  | TORQUE RATING | 275 NM | SPEED RATIO |  | SERVICE FACTOR | FB 1.10 | CURRENT RATING | 5.90/3.40 A | FREQUENCY RATING | 50 HZ | NUMBER OF PHASE |  | MOUNTING TYPE | IM M1 | DEGREE OF PROTECTION | IP55 | HAZARD CLASS |  | CERTIFICATION/STANDARD | IEC,CULUS,ISO | ADDITIONAL FEATURES EN | RATIO: 26.70,OUTPUT SHAFT END: 30 X LG 60 MM, CODE/VISCOSITY,CLP220/0.700,PINION BORE: 14 MM | ADDITIONAL FEATURES ES |  | ADDITIONAL FEATURES FR | [25 empty] | PRODUCTION COMPLETED
000000000060181561 | STP-004 | DATA ENRICHMENT | ATS | ATS | OK | 2022-09-28 | 2022-09-29 |  | 000000000060181561 | BHP1 | BHP Spares & Supplies | 391200 | Electrical equipment and components and supplies | EA | MAN2 | MOTOR ,ELECTRICAL,37KW,4-POLE, 1475RPM, | MOTOR ,ELECTRICAL,37KW,4-POLE, 1475RPM, FRAME SIZE 225S, SHAFT DIAMETER, 60MM, 380V, 3 PHASE, FLANGE MOUNTED (B5), HIGH EFFICIENCY RATING | 1LG4 220-4 | 0019008044 | SIEMENS MILLTRONICS | https://mall.industry.siemens.com/mall/en/uk/Catalog/Product/1LG4220-4AA60 | https://www.maxodeals.com/mdenglish/siemens-1lg4220-4aa60-z-new-nmp | SIEMENS MILLTRONICS | 1LG4220-4 | [11 empty] | ENRICHED | MOTOR | AC | TYPE | SQUIRREL CAGE | FRAME SIZE | 225S | POWER RATING | 37 KW | VOLTAGE RATING | 400/690 VAC | CURRENT RATING | 69/40 A | NUMBER OF POLES | 4 P | SPEED RATING | 1475 RPM | FREQUENCY RATING | 50 HZ | NUMBER OF PHASE | 3 PH | CONSTRUCTION MATERIAL | CAST IRON | DEGREE OF PROTECTION | IP55 | ENCLOSURE |  | MOUNTING TYPE | B5 FLANGE | SERVICE FACTOR |  | INSULATION CLASS | F TO B | DUTY CYCLE | S1 | AMBIENT TEMPERATURE | -20 TO 40 DEG C | HAZARD CLASS |  | CERTIFICATION/STANDARD | IEC,DIN,ISO,VDE,EN | ADDITIONAL FEATURES EN | SHAFT DIAMETER: 60 MM,HIGH EFFICIENCY RATING | ADDITIONAL FEATURES ES |  | ADDITIONAL FEATURES FR | [17 empty] | PRODUCTION COMPLETED
000000000060234721 | STP-004 | DATA ENRICHMENT | ATS | ATS | OK | 2022-09-28 | 2022-09-29 |  | 000000000060234721 | BHP1 | BHP Spares & Supplies | P1047 | Electrical machinery, motors, generators | EA | MAN2 | MOTOR 0.75KW 1500RPM 80 400V | MOTOR 0.75KW 1500RPM 80 400V |  |  |  | URL NOT FOUND | [14 empty] | CLEANSED | MOTOR | NO MODIFIER | TYPE |  | POWER RATING | 0.75 KW | SPEED RATING | 1500 RPM | CONSTRUCTION MATERIAL |  | ENCLOSURE |  | MOUNTING TYPE |  | SERVICE FACTOR |  | HAZARD CLASS |  | CERTIFICATION/STANDARD |  | ADDITIONAL FEATURES EN | VOLTAGE RATING: 400 V,80 | ADDITIONAL FEATURES ES |  | ADDITIONAL FEATURES FR | [37 empty] | PRODUCTION COMPLETED
000000000060237961 | STP-004 | DATA ENRICHMENT | ATS | ATS | OK | 2022-09-28 | 2022-09-29 |  | 000000000060237961 | BHP1 | BHP Spares & Supplies | 261016 | Motors | EA | MAN2 | MOTOR 1.52kw 380V,1500RPM,FC.LB6887 | MOTOR 1.52kw 380V,1500RPM,FC.LB6887 |  |  |  | URL NOT FOUND | [14 empty] | CLEANSED | MOTOR | NO MODIFIER | TYPE |  | POWER RATING | 1.52 KW | SPEED RATING | 1500 RPM | CONSTRUCTION MATERIAL |  | ENCLOSURE |  | MOUNTING TYPE |  | SERVICE FACTOR |  | HAZARD CLASS |  | CERTIFICATION/STANDARD |  | ADDITIONAL FEATURES EN | VOLTAGE RATING: 380 V,FC.LB6887 | ADDITIONAL FEATURES ES |  | ADDITIONAL FEATURES FR | [37 empty] | PRODUCTION COMPLETED
000000000060234672 | STP-004 | DATA ENRICHMENT | ATS | ATS | OK | 2022-09-28 | 2022-09-29 |  | 000000000060234672 | BHP1 | BHP Spares & Supplies | P1047 | Electrical machinery, motors, generators | EA | MAN2 | MOTOR 1.5KW 1500 RPM FOOT MOUN | MOTOR 1.5KW 1500 RPM FOOT MOUN |  |  |  | URL NOT FOUND | [14 empty] | CLEANSED | MOTOR | NO MODIFIER | TYPE |  | POWER RATING | 1.5 KW | SPEED RATING | 1500 RPM | CONSTRUCTION MATERIAL |  | ENCLOSURE |  | MOUNTING TYPE | FOOT | SERVICE FACTOR |  | HAZARD CLASS |  | CERTIFICATION/STANDARD |  | ADDITIONAL FEATURES EN |  | ADDITIONAL FEATURES ES |  | ADDITIONAL FEATURES FR | [37 empty] | PRODUCTION COMPLETED
000000000060228864 | STP-004 | DATA ENRICHMENT | ATS | ATS | OK | 2022-09-28 | 2022-09-29 |  | 000000000060228864 | BHP1 | BHP Spares & Supplies | 410000 | Laboratory, Measuring, Observing and Testing Equipment | EA | MAN2 | MOTOR 1.5KW 380V 960 RPM 100L-MILMOT3801 | MOTOR1.5KW 380V 960 RPM 100L-MILMOT38015 |  |  |  | URL NOT FOUND | [14 empty] | CLEANSED | MOTOR | AC | TYPE |  | FRAME SIZE | 100L | POWER RATING | 1.5 KW | VOLTAGE RATING | 380 VAC | CURRENT RATING |  | NUMBER OF POLES |  | SPEED RATING | 960 RPM | FREQUENCY RATING |  | NUMBER OF PHASE |  | CONSTRUCTION MATERIAL |  | DEGREE OF PROTECTION |  | ENCLOSURE |  | MOUNTING TYPE |  | SERVICE FACTOR |  | INSULATION CLASS |  | DUTY CYCLE |  | AMBIENT TEMPERATURE |  | HAZARD CLASS |  | CERTIFICATION/STANDARD |  | ADDITIONAL FEATURES EN | MILMOT38015 | ADDITIONAL FEATURES ES |  | ADDITIONAL FEATURES FR | [17 empty] | PRODUCTION COMPLETED
000000000060234645 | STP-004 | DATA ENRICHMENT | ATS | ATS | OK | 2022-09-28 | 2022-09-29 |  | 000000000060234645 | BHP1 | BHP Spares & Supplies | P1047 | Electrical machinery, motors, generators | EA | MAN2 | MOTOR 110KW 1500RPM 280S/M 400 | MOTOR 110KW 1500RPM 280S/M 400 |  |  |  | URL NOT FOUND | [14 empty] | CLEANSED | MOTOR | AC | TYPE |  | FRAME SIZE | 280S/M | POWER RATING | 110 KW | VOLTAGE RATING | 400 VAC | CURRENT RATING |  | NUMBER OF POLES |  | SPEED RATING | 1500 RPM | FREQUENCY RATING |  | NUMBER OF PHASE |  | CONSTRUCTION MATERIAL |  | DEGREE OF PROTECTION |  | ENCLOSURE |  | MOUNTING TYPE |  | SERVICE FACTOR |  | INSULATION CLASS |  | DUTY CYCLE |  | AMBIENT TEMPERATURE |  | HAZARD CLASS |  | CERTIFICATION/STANDARD |  | ADDITIONAL FEATURES EN |  | ADDITIONAL FEATURES ES |  | ADDITIONAL FEATURES FR | [17 empty] | PRODUCTION COMPLETED
000000000060234616 | STP-004 | DATA ENRICHMENT | ATS | ATS | OK | 2022-09-28 | 2022-09-29 |  | 000000000060234616 | BHP1 | BHP Spares & Supplies | P1047 | Electrical machinery, motors, generators | EA | MAN2 | MOTOR 110KW 3000RPM FOOT | MOTOR 110KW 3000RPM FOOT |  |  |  | URL NOT FOUND | [14 empty] | CLEANSED | MOTOR | NO MODIFIER | TYPE |  | POWER RATING | 110 KW | SPEED RATING | 3000 RPM | CONSTRUCTION MATERIAL |  | ENCLOSURE |  | MOUNTING TYPE | FOOT | SERVICE FACTOR |  | HAZARD CLASS |  | CERTIFICATION/STANDARD |  | ADDITIONAL FEATURES EN |  | ADDITIONAL FEATURES ES |  | ADDITIONAL FEATURES FR | [37 empty] | PRODUCTION COMPLETED
000000000060234665 | STP-004 | DATA ENRICHMENT | ATS | ATS | OK | 2022-09-28 | 2022-09-29 |  | 000000000060234665 | BHP1 | BHP Spares & Supplies | P1047 | Electrical machinery, motors, generators | EA | MAN2 | MOTOR 11KW 3000RPM FOOT | MOTOR 11KW 3000RPM FOOT |  |  |  | URL NOT FOUND | [14 empty] | CLEANSED | MOTOR | NO MODIFIER | TYPE |  | POWER RATING | 11 KW | SPEED RATING | 3000 RPM | CONSTRUCTION MATERIAL |  | ENCLOSURE |  | MOUNTING TYPE | FOOT | SERVICE FACTOR |  | HAZARD CLASS |  | CERTIFICATION/STANDARD |  | ADDITIONAL FEATURES EN |  | ADDITIONAL FEATURES ES |  | ADDITIONAL FEATURES FR | [37 empty] | PRODUCTION COMPLETED
000000000060234646 | STP-004 | DATA ENRICHMENT | ATS | ATS | OK | 2022-09-28 | 2022-09-29 |  | 000000000060234646 | BHP1 | BHP Spares & Supplies | P1047 | Electrical machinery, motors, generators | EA | MAN2 | MOTOR 132KW 1500RPM 315S/M 400 | MOTOR 132KW 1500RPM 315S/M 400 |  |  |  | URL NOT FOUND | [14 empty] | CLEANSED | MOTOR | AC | TYPE |  | FRAME SIZE | 315S/M | POWER RATING | 132 KW | VOLTAGE RATING | 400 VAC | CURRENT RATING |  | NUMBER OF POLES |  | SPEED RATING | 1500 RPM | FREQUENCY RATING |  | NUMBER OF PHASE |  | CONSTRUCTION MATERIAL |  | DEGREE OF PROTECTION |  | ENCLOSURE |  | MOUNTING TYPE |  | SERVICE FACTOR |  | INSULATION CLASS |  | DUTY CYCLE |  | AMBIENT TEMPERATURE |  | HAZARD CLASS |  | CERTIFICATION/STANDARD |  | ADDITIONAL FEATURES EN |  | ADDITIONAL FEATURES ES |  | ADDITIONAL FEATURES FR | [17 empty] | PRODUCTION COMPLETED
000000000060234693 | STP-004 | DATA ENRICHMENT | ATS | ATS | OK | 2022-09-28 | 2022-09-29 |  | 000000000060234693 | BHP1 | BHP Spares & Supplies | P1047 | Electrical machinery, motors, generators | EA | MAN2 | MOTOR 15KW 1500RPM FOOT MOUNT | MOTOR 15KW 1500RPM FOOT MOUNT |  |  |  | URL NOT FOUND | [14 empty] | CLEANSED | MOTOR | NO MODIFIER | TYPE |  | POWER RATING | 15 KW | SPEED RATING | 1500 RPM | CONSTRUCTION MATERIAL |  | ENCLOSURE |  | MOUNTING TYPE | FOOT | SERVICE FACTOR |  | HAZARD CLASS |  | CERTIFICATION/STANDARD |  | ADDITIONAL FEATURES EN |  | ADDITIONAL FEATURES ES |  | ADDITIONAL FEATURES FR | [37 empty] | PRODUCTION COMPLETED
000000000060234647 | STP-004 | DATA ENRICHMENT | ATS | ATS | OK | 2022-09-28 | 2022-09-29 |  | 000000000060234647 | BHP1 | BHP Spares & Supplies | P1047 | Electrical machinery, motors, generators | EA | MAN2 | MOTOR 160KW 1500RPM 315S/M 400 | MOTOR 160KW 1500RPM 315S/M 400 |  |  |  | URL NOT FOUND | [14 empty] | CLEANSED | MOTOR | AC | TYPE |  | FRAME SIZE | 315S/M | POWER RATING | 160 KW | VOLTAGE RATING | 400 VAC | CURRENT RATING |  | NUMBER OF POLES |  | SPEED RATING | 1500 RPM | FREQUENCY RATING |  | NUMBER OF PHASE |  | CONSTRUCTION MATERIAL |  | DEGREE OF PROTECTION |  | ENCLOSURE |  | MOUNTING TYPE |  | SERVICE FACTOR |  | INSULATION CLASS |  | DUTY CYCLE |  | AMBIENT TEMPERATURE |  | HAZARD CLASS |  | CERTIFICATION/STANDARD |  | ADDITIONAL FEATURES EN |  | ADDITIONAL FEATURES ES |  | ADDITIONAL FEATURES FR | [17 empty] | PRODUCTION COMPLETED
000000000060234640 | STP-004 | DATA ENRICHMENT | ATS | ATS | OK | 2022-09-28 | 2022-09-29 |  | 000000000060234640 | BHP1 | BHP Spares & Supplies | P1047 | Electrical machinery, motors, generators | EA | MAN2 | MOTOR 160KW 3000RPM 315S/M 400 | MOTOR 160KW 3000RPM 315S/M 400 |  |  |  | URL NOT FOUND | [14 empty] | CLEANSED | MOTOR | AC | TYPE |  | FRAME SIZE | 315S/M | POWER RATING | 160 KW | VOLTAGE RATING | 400 VAC | CURRENT RATING |  | NUMBER OF POLES |  | SPEED RATING | 3000 RPM | FREQUENCY RATING |  | NUMBER OF PHASE |  | CONSTRUCTION MATERIAL |  | DEGREE OF PROTECTION |  | ENCLOSURE |  | MOUNTING TYPE |  | SERVICE FACTOR |  | INSULATION CLASS |  | DUTY CYCLE |  | AMBIENT TEMPERATURE |  | HAZARD CLASS |  | CERTIFICATION/STANDARD |  | ADDITIONAL FEATURES EN |  | ADDITIONAL FEATURES ES |  | ADDITIONAL FEATURES FR | [17 empty] | PRODUCTION COMPLETED
000000000060234694 | STP-004 | DATA ENRICHMENT | ATS | ATS | OK | 2022-09-28 | 2022-09-29 |  | 000000000060234694 | BHP1 | BHP Spares & Supplies | P1047 | Electrical machinery, motors, generators | EA | MAN2 | MOTOR 18.5KW 1500RPM 180M 400V | MOTOR 18.5KW 1500RPM 180M 400V |  |  |  | URL NOT FOUND | [14 empty] | CLEANSED | MOTOR | AC | TYPE |  | FRAME SIZE | 180M | POWER RATING | 18.5 KW | VOLTAGE RATING | 400 VAC | CURRENT RATING |  | NUMBER OF POLES |  | SPEED RATING | 1500 RPM | FREQUENCY RATING |  | NUMBER OF PHASE |  | CONSTRUCTION MATERIAL |  | DEGREE OF PROTECTION |  | ENCLOSURE |  | MOUNTING TYPE |  | SERVICE FACTOR |  | INSULATION CLASS |  | DUTY CYCLE |  | AMBIENT TEMPERATURE |  | HAZARD CLASS |  | CERTIFICATION/STANDARD |  | ADDITIONAL FEATURES EN |  | ADDITIONAL FEATURES ES |  | ADDITIONAL FEATURES FR | [17 empty] | PRODUCTION COMPLETED
000000000060234668 | STP-004 | DATA ENRICHMENT | ATS | ATS | OK | 2022-09-28 | 2022-09-29 |  | 000000000060234668 | BHP1 | BHP Spares & Supplies | P1047 | Electrical machinery, motors, generators | EA | MAN2 | MOTOR 18.5KW 3000RPM FOOT | MOTOR 18.5KW 3000RPM FOOT |  |  |  | URL NOT FOUND | [14 empty] | CLEANSED | MOTOR | NO MODIFIER | TYPE |  | POWER RATING | 18.5 KW | SPEED RATING | 3000 RPM | CONSTRUCTION MATERIAL |  | ENCLOSURE |  | MOUNTING TYPE | FOOT | SERVICE FACTOR |  | HAZARD CLASS |  | CERTIFICATION/STANDARD |  | ADDITIONAL FEATURES EN |  | ADDITIONAL FEATURES ES |  | ADDITIONAL FEATURES FR | [37 empty] | PRODUCTION COMPLETED
000000000060234648 | STP-004 | DATA ENRICHMENT | ATS | ATS | OK | 2022-09-28 | 2022-09-29 |  | 000000000060234648 | BHP1 | BHP Spares & Supplies | P1047 | Electrical machinery, motors, generators | EA | MAN2 | MOTOR 184KW 1500RPM 400V | MOTOR 184KW 1500RPM 400V |  |  |  | URL NOT FOUND | [14 empty] | CLEANSED | MOTOR | NO MODIFIER | TYPE |  | POWER RATING | 184 KW | SPEED RATING | 1500 RPM | CONSTRUCTION MATERIAL |  | ENCLOSURE |  | MOUNTING TYPE |  | SERVICE FACTOR |  | HAZARD CLASS |  | CERTIFICATION/STANDARD |  | ADDITIONAL FEATURES EN | VOLTAGE RATING: 400 V | ADDITIONAL FEATURES ES |  | ADDITIONAL FEATURES FR | [37 empty] | PRODUCTION COMPLETED
000000000060234649 | STP-004 | DATA ENRICHMENT | ATS | ATS | OK | 2022-09-28 | 2022-09-29 |  | 000000000060234649 | BHP1 | BHP Spares & Supplies | P1047 | Electrical machinery, motors, generators | EA | MAN2 | MOTOR 185KW 1500RPM 315S/M 400 | MOTOR 185KW 1500RPM 315S/M 400 |  |  |  | URL NOT FOUND | [14 empty] | CLEANSED | MOTOR | AC | TYPE |  | FRAME SIZE | 315S/M | POWER RATING | 185 KW | VOLTAGE RATING | 400 VAC | CURRENT RATING |  | NUMBER OF POLES |  | SPEED RATING | 1500 RPM | FREQUENCY RATING |  | NUMBER OF PHASE |  | CONSTRUCTION MATERIAL |  | DEGREE OF PROTECTION |  | ENCLOSURE |  | MOUNTING TYPE |  | SERVICE FACTOR |  | INSULATION CLASS |  | DUTY CYCLE |  | AMBIENT TEMPERATURE |  | HAZARD CLASS |  | CERTIFICATION/STANDARD |  | ADDITIONAL FEATURES EN |  | ADDITIONAL FEATURES ES |  | ADDITIONAL FEATURES FR | [17 empty] | PRODUCTION COMPLETED
000000000060234675 | STP-004 | DATA ENRICHMENT | ATS | ATS | OK | 2022-09-28 | 2022-09-29 |  | 000000000060234675 | BHP1 | BHP Spares & Supplies | P1047 | Electrical machinery, motors, generators | EA | MAN2 | MOTOR 2.2KW 1500RPM 100L 400V | MOTOR 2.2KW 1500RPM 100L 400V |  |  |  | URL NOT FOUND | [14 empty] | CLEANSED | MOTOR | AC | TYPE |  | FRAME SIZE | 100L | POWER RATING | 2.2 KW | VOLTAGE RATING | 400 VAC | CURRENT RATING |  | NUMBER OF POLES |  | SPEED RATING | 1500 RPM | FREQUENCY RATING |  | NUMBER OF PHASE |  | CONSTRUCTION MATERIAL |  | DEGREE OF PROTECTION |  | ENCLOSURE |  | MOUNTING TYPE |  | SERVICE FACTOR |  | INSULATION CLASS |  | DUTY CYCLE |  | AMBIENT TEMPERATURE |  | HAZARD CLASS |  | CERTIFICATION/STANDARD |  | ADDITIONAL FEATURES EN |  | ADDITIONAL FEATURES ES |  | ADDITIONAL FEATURES FR | [17 empty] | PRODUCTION COMPLETED
000000000060234652 | STP-004 | DATA ENRICHMENT | ATS | ATS | OK | 2022-09-28 | 2022-09-29 |  | 000000000060234652 | BHP1 | BHP Spares & Supplies | P1047 | Electrical machinery, motors, generators | EA | MAN2 | MOTOR 225KW 1500RPM FOOT MOUNT | MOTOR 225KW 1500RPM FOOT MOUNT |  |  |  | URL NOT FOUND | [14 empty] | CLEANSED | MOTOR | NO MODIFIER | TYPE |  | POWER RATING | 225 KW | SPEED RATING | 1500 RPM | CONSTRUCTION MATERIAL |  | ENCLOSURE |  | MOUNTING TYPE | FOOT | SERVICE FACTOR |  | HAZARD CLASS |  | CERTIFICATION/STANDARD |  | ADDITIONAL FEATURES EN |  | ADDITIONAL FEATURES ES |  | ADDITIONAL FEATURES FR | [37 empty] | PRODUCTION COMPLETED
000000000060234653 | STP-004 | DATA ENRICHMENT | ATS | ATS | OK | 2022-09-28 | 2022-09-29 |  | 000000000060234653 | BHP1 | BHP Spares & Supplies | P1047 | Electrical machinery, motors, generators | EA | MAN2 | MOTOR 250KW 1500RPM 355M/L 400 | MOTOR 250KW 1500RPM 355M/L 400 |  |  |  | URL NOT FOUND | [14 empty] | CLEANSED | MOTOR | AC | TYPE |  | FRAME SIZE | 355M/L | POWER RATING | 250 KW | VOLTAGE RATING | 400 VAC | CURRENT RATING |  | NUMBER OF POLES |  | SPEED RATING | 1500 RPM | FREQUENCY RATING |  | NUMBER OF PHASE |  | CONSTRUCTION MATERIAL |  | DEGREE OF PROTECTION |  | ENCLOSURE |  | MOUNTING TYPE |  | SERVICE FACTOR |  | INSULATION CLASS |  | DUTY CYCLE |  | AMBIENT TEMPERATURE |  | HAZARD CLASS |  | CERTIFICATION/STANDARD |  | ADDITIONAL FEATURES EN |  | ADDITIONAL FEATURES ES |  | ADDITIONAL FEATURES FR | [17 empty] | PRODUCTION COMPLETED
000000000060234655 | STP-004 | DATA ENRICHMENT | ATS | ATS | OK | 2022-09-28 | 2022-09-29 |  | 000000000060234655 | BHP1 | BHP Spares & Supplies | P1047 | Electrical machinery, motors, generators | EA | MAN2 | MOTOR 300KW 1500RPM FOOT MOUNT | MOTOR 300KW 1500RPM FOOT MOUNT |  |  |  | URL NOT FOUND | [14 empty] | CLEANSED | MOTOR | NO MODIFIER | TYPE |  | POWER RATING | 300 KW | SPEED RATING | 1500 RPM | CONSTRUCTION MATERIAL |  | ENCLOSURE |  | MOUNTING TYPE | FOOT | SERVICE FACTOR |  | HAZARD CLASS |  | CERTIFICATION/STANDARD |  | ADDITIONAL FEATURES EN |  | ADDITIONAL FEATURES ES |  | ADDITIONAL FEATURES FR | [37 empty] | PRODUCTION COMPLETED
000000000060234670 | STP-004 | DATA ENRICHMENT | ATS | ATS | OK | 2022-09-28 | 2022-09-29 |  | 000000000060234670 | BHP1 | BHP Spares & Supplies | P1047 | Electrical machinery, motors, generators | EA | MAN2 | MOTOR 30KW 3000RPM 200L 400V | MOTOR 30KW 3000RPM 200L 400V |  |  |  | URL NOT FOUND | [14 empty] | CLEANSED | MOTOR | AC | TYPE |  | FRAME SIZE | 200L | POWER RATING | 30 KW | VOLTAGE RATING | 400 VAC | CURRENT RATING |  | NUMBER OF POLES |  | SPEED RATING | 3000 RPM | FREQUENCY RATING |  | NUMBER OF PHASE |  | CONSTRUCTION MATERIAL |  | DEGREE OF PROTECTION |  | ENCLOSURE |  | MOUNTING TYPE |  | SERVICE FACTOR |  | INSULATION CLASS |  | DUTY CYCLE |  | AMBIENT TEMPERATURE |  | HAZARD CLASS |  | CERTIFICATION/STANDARD |  | ADDITIONAL FEATURES EN |  | ADDITIONAL FEATURES ES |  | ADDITIONAL FEATURES FR | [17 empty] | PRODUCTION COMPLETED
000000000060234620 | STP-004 | DATA ENRICHMENT | ATS | ATS | OK | 2022-09-28 | 2022-09-29 |  | 000000000060234620 | BHP1 | BHP Spares & Supplies | P1047 | Electrical machinery, motors, generators | EA | MAN2 | MOTOR 315KW 3000RPM 355S/M 400 | MOTOR 315KW 3000RPM 355S/M 400 |  |  |  | URL NOT FOUND | [14 empty] | CLEANSED | MOTOR | AC | TYPE |  | FRAME SIZE | 355S/M | POWER RATING | 315 KW | VOLTAGE RATING | 400 VAC | CURRENT RATING |  | NUMBER OF POLES |  | SPEED RATING | 3000 RPM | FREQUENCY RATING |  | NUMBER OF PHASE |  | CONSTRUCTION MATERIAL |  | DEGREE OF PROTECTION |  | ENCLOSURE |  | MOUNTING TYPE |  | SERVICE FACTOR |  | INSULATION CLASS |  | DUTY CYCLE |  | AMBIENT TEMPERATURE |  | HAZARD CLASS |  | CERTIFICATION/STANDARD |  | ADDITIONAL FEATURES EN |  | ADDITIONAL FEATURES ES |  | ADDITIONAL FEATURES FR | [17 empty] | PRODUCTION COMPLETED
000000000060234656 | STP-004 | DATA ENRICHMENT | ATS | ATS | OK | 2022-09-28 | 2022-09-29 |  | 000000000060234656 | BHP1 | BHP Spares & Supplies | P1047 | Electrical machinery, motors, generators | EA | MAN2 | MOTOR 375KW 1500RPM 400V | MOTOR 375KW 1500RPM 400V |  |  |  | URL NOT FOUND | [14 empty] | CLEANSED | MOTOR | NO MODIFIER | TYPE |  | POWER RATING | 375 KW | SPEED RATING | 1500 RPM | CONSTRUCTION MATERIAL |  | ENCLOSURE |  | MOUNTING TYPE |  | SERVICE FACTOR |  | HAZARD CLASS |  | CERTIFICATION/STANDARD |  | ADDITIONAL FEATURES EN | VOLTAGE RATING: 400 V | ADDITIONAL FEATURES ES |  | ADDITIONAL FEATURES FR | [37 empty] | PRODUCTION COMPLETED
000000000060234699 | STP-004 | DATA ENRICHMENT | ATS | ATS | OK | 2022-09-28 | 2022-09-29 |  | 000000000060234699 | BHP1 | BHP Spares & Supplies | P1047 | Electrical machinery, motors, generators | EA | MAN2 | MOTOR 37KW 1500RPM 225S/M 400V | MOTOR 37KW 1500RPM 225S/M 400V |  |  |  | URL NOT FOUND | [14 empty] | CLEANSED | MOTOR | AC | TYPE |  | FRAME SIZE | 225S/M | POWER RATING | 37 KW | VOLTAGE RATING | 400 VAC | CURRENT RATING |  | NUMBER OF POLES |  | SPEED RATING | 1500 RPM | FREQUENCY RATING |  | NUMBER OF PHASE |  | CONSTRUCTION MATERIAL |  | DEGREE OF PROTECTION |  | ENCLOSURE |  | MOUNTING TYPE |  | SERVICE FACTOR |  | INSULATION CLASS |  | DUTY CYCLE |  | AMBIENT TEMPERATURE |  | HAZARD CLASS |  | CERTIFICATION/STANDARD |  | ADDITIONAL FEATURES EN |  | ADDITIONAL FEATURES ES |  | ADDITIONAL FEATURES FR | [17 empty] | PRODUCTION COMPLETED
000000000060234611 | STP-004 | DATA ENRICHMENT | ATS | ATS | OK | 2022-09-28 | 2022-09-29 |  | 000000000060234611 | BHP1 | BHP Spares & Supplies | P1047 | Electrical machinery, motors, generators | EA | MAN2 | MOTOR 37KW 3000RPM 200L 400V | MOTOR 37KW 3000RPM 200L 400V |  |  |  | URL NOT FOUND | [14 empty] | CLEANSED | MOTOR | AC | TYPE |  | FRAME SIZE | 200L | POWER RATING | 37 KW | VOLTAGE RATING | 400 VAC | CURRENT RATING |  | NUMBER OF POLES |  | SPEED RATING | 3000 RPM | FREQUENCY RATING |  | NUMBER OF PHASE |  | CONSTRUCTION MATERIAL |  | DEGREE OF PROTECTION |  | ENCLOSURE |  | MOUNTING TYPE |  | SERVICE FACTOR |  | INSULATION CLASS |  | DUTY CYCLE |  | AMBIENT TEMPERATURE |  | HAZARD CLASS |  | CERTIFICATION/STANDARD |  | ADDITIONAL FEATURES EN |  | ADDITIONAL FEATURES ES |  | ADDITIONAL FEATURES FR | [17 empty] | PRODUCTION COMPLETED
000000000060234677 | STP-004 | DATA ENRICHMENT | ATS | ATS | OK | 2022-09-28 | 2022-09-29 |  | 000000000060234677 | BHP1 | BHP Spares & Supplies | P1047 | Electrical machinery, motors, generators | EA | MAN2 | MOTOR 3KW 1500RPM 100L 400V | MOTOR 3KW 1500RPM 100L 400V |  |  |  | URL NOT FOUND | [14 empty] | CLEANSED | MOTOR | AC | TYPE |  | FRAME SIZE | 100L | POWER RATING | 3 KW | VOLTAGE RATING | 400 VAC | CURRENT RATING |  | NUMBER OF POLES |  | SPEED RATING | 1500 RPM | FREQUENCY RATING |  | NUMBER OF PHASE |  | CONSTRUCTION MATERIAL |  | DEGREE OF PROTECTION |  | ENCLOSURE |  | MOUNTING TYPE |  | SERVICE FACTOR |  | INSULATION CLASS |  | DUTY CYCLE |  | AMBIENT TEMPERATURE |  | HAZARD CLASS |  | CERTIFICATION/STANDARD |  | ADDITIONAL FEATURES EN |  | ADDITIONAL FEATURES ES |  | ADDITIONAL FEATURES FR | [17 empty] | PRODUCTION COMPLETED
000000000060234663 | STP-004 | DATA ENRICHMENT | ATS | ATS | OK | 2022-09-28 | 2022-09-29 |  | 000000000060234663 | BHP1 | BHP Spares & Supplies | P1047 | Electrical machinery, motors, generators | EA | MAN2 | MOTOR 3KW 3000RPM FOOT MOUNT | MOTOR 3KW 3000RPM FOOT MOUNT |  |  |  | URL NOT FOUND | [14 empty] | CLEANSED | MOTOR | NO MODIFIER | TYPE |  | POWER RATING | 3 KW | SPEED RATING | 3000 RPM | CONSTRUCTION MATERIAL |  | ENCLOSURE |  | MOUNTING TYPE | FOOT | SERVICE FACTOR |  | HAZARD CLASS |  | CERTIFICATION/STANDARD |  | ADDITIONAL FEATURES EN |  | ADDITIONAL FEATURES ES |  | ADDITIONAL FEATURES FR | [37 empty] | PRODUCTION COMPLETED
000000000060237960 | STP-004 | DATA ENRICHMENT | ATS | ATS | OK | 2022-09-28 | 2022-09-29 |  | 000000000060237960 | BHP1 | BHP Spares & Supplies | 261016 | Motors | EA | MAN2 | MOTOR 4.1KW,1000RPM,380V,CF,K.N62.8 | MOTOR 4.1KW,1000RPM,380V,CF,K.N62.8 |  |  |  | URL NOT FOUND | [14 empty] | CLEANSED | MOTOR | NO MODIFIER | TYPE |  | POWER RATING | 4.1 KW | SPEED RATING | 1000 RPM | CONSTRUCTION MATERIAL |  | ENCLOSURE |  | MOUNTING TYPE |  | SERVICE FACTOR |  | HAZARD CLASS |  | CERTIFICATION/STANDARD |  | ADDITIONAL FEATURES EN | VOLTAGE RATING: 380 V,CF,K.N62.8 | ADDITIONAL FEATURES ES |  | ADDITIONAL FEATURES FR | [37 empty] | PRODUCTION COMPLETED
000000000060234657 | STP-004 | DATA ENRICHMENT | ATS | ATS | OK | 2022-09-28 | 2022-09-29 |  | 000000000060234657 | BHP1 | BHP Spares & Supplies | P1047 | Electrical machinery, motors, generators | EA | MAN2 | MOTOR 400KW 1500RPM 355M/L 400 | MOTOR 400KW 1500RPM 355M/L 400 |  |  |  | URL NOT FOUND | [14 empty] | CLEANSED | MOTOR | AC | TYPE |  | FRAME SIZE | 355M/L | POWER RATING | 400 KW | VOLTAGE RATING | 400 VAC | CURRENT RATING |  | NUMBER OF POLES |  | SPEED RATING | 1500 RPM | FREQUENCY RATING |  | NUMBER OF PHASE |  | CONSTRUCTION MATERIAL |  | DEGREE OF PROTECTION |  | ENCLOSURE |  | MOUNTING TYPE |  | SERVICE FACTOR |  | INSULATION CLASS |  | DUTY CYCLE |  | AMBIENT TEMPERATURE |  | HAZARD CLASS |  | CERTIFICATION/STANDARD |  | ADDITIONAL FEATURES EN |  | ADDITIONAL FEATURES ES |  | ADDITIONAL FEATURES FR | [17 empty] | PRODUCTION COMPLETED
000000000060234612 | STP-004 | DATA ENRICHMENT | ATS | ATS | OK | 2022-09-28 | 2022-09-29 |  | 000000000060234612 | BHP1 | BHP Spares & Supplies | P1047 | Electrical machinery, motors, generators | EA | MAN2 | MOTOR 45KW 3000RPM 225S/M 400V | MOTOR 45KW 3000RPM 225S/M 400V |  |  |  | URL NOT FOUND | [14 empty] | CLEANSED | MOTOR | AC | TYPE |  | FRAME SIZE | 225S/M | POWER RATING | 45 KW | VOLTAGE RATING | 400 VAC | CURRENT RATING |  | NUMBER OF POLES |  | SPEED RATING | 3000 RPM | FREQUENCY RATING |  | NUMBER OF PHASE |  | CONSTRUCTION MATERIAL |  | DEGREE OF PROTECTION |  | ENCLOSURE |  | MOUNTING TYPE |  | SERVICE FACTOR |  | INSULATION CLASS |  | DUTY CYCLE |  | AMBIENT TEMPERATURE |  | HAZARD CLASS |  | CERTIFICATION/STANDARD |  | ADDITIONAL FEATURES EN |  | ADDITIONAL FEATURES ES |  | ADDITIONAL FEATURES FR | [17 empty] | PRODUCTION COMPLETED
000000000060234679 | STP-004 | DATA ENRICHMENT | ATS | ATS | OK | 2022-09-28 | 2022-09-29 |  | 000000000060234679 | BHP1 | BHP Spares & Supplies | P1047 | Electrical machinery, motors, generators | EA | MAN2 | MOTOR 4KW B3/B5 1500RPM | MOTOR 4KW B3/B5 1500RPM |  |  |  | URL NOT FOUND | [14 empty] | CLEANSED | MOTOR | NO MODIFIER | TYPE |  | POWER RATING | 4 KW | SPEED RATING | 1500 RPM | CONSTRUCTION MATERIAL |  | ENCLOSURE |  | MOUNTING TYPE | B3/B5 | SERVICE FACTOR |  | HAZARD CLASS |  | CERTIFICATION/STANDARD |  | ADDITIONAL FEATURES EN |  | ADDITIONAL FEATURES ES |  | ADDITIONAL FEATURES FR | [37 empty] | PRODUCTION COMPLETED
000000000060234681 | STP-004 | DATA ENRICHMENT | ATS | ATS | OK | 2022-09-28 | 2022-09-29 |  | 000000000060234681 | BHP1 | BHP Spares & Supplies | P1047 | Electrical machinery, motors, generators | EA | MAN2 | MOTOR 5.5KW 1500RPM 132S 400V | MOTOR 5.5KW 1500RPM 132S 400V |  |  |  | URL NOT FOUND | [14 empty] | CLEANSED | MOTOR | AC | TYPE |  | FRAME SIZE | 132S | POWER RATING | 5.5 KW | VOLTAGE RATING | 400 VAC | CURRENT RATING |  | NUMBER OF POLES |  | SPEED RATING | 1500 RPM | FREQUENCY RATING |  | NUMBER OF PHASE |  | CONSTRUCTION MATERIAL |  | DEGREE OF PROTECTION |  | ENCLOSURE |  | MOUNTING TYPE |  | SERVICE FACTOR |  | INSULATION CLASS |  | DUTY CYCLE |  | AMBIENT TEMPERATURE |  | HAZARD CLASS |  | CERTIFICATION/STANDARD |  | ADDITIONAL FEATURES EN |  | ADDITIONAL FEATURES ES |  | ADDITIONAL FEATURES FR | [17 empty] | PRODUCTION COMPLETED
000000000060234470 | STP-004 | DATA ENRICHMENT | ATS | ATS | OK | 2022-09-28 | 2022-09-29 |  | 000000000060234470 | BHP1 | BHP Spares & Supplies | P1047 | Electrical machinery, motors, generators | EA | MAN2 | MOTOR 5.5KW 715RPM 400V 160M FRAME | MOTOR 5.5KW 715 RPM EVAPCO SPEC 400V 160M FRAME FOOTMOUNT WITH T |  |  |  | URL NOT FOUND |  | EVAPCO | [12 empty] | CLEANSED | MOTOR | AC | TYPE |  | FRAME SIZE | 160M | POWER RATING | 5.5 KW | VOLTAGE RATING | 400 VAC | CURRENT RATING |  | NUMBER OF POLES |  | SPEED RATING | 715 RPM | FREQUENCY RATING |  | NUMBER OF PHASE |  | CONSTRUCTION MATERIAL |  | DEGREE OF PROTECTION |  | ENCLOSURE |  | MOUNTING TYPE | FOOT | SERVICE FACTOR |  | INSULATION CLASS |  | DUTY CYCLE |  | AMBIENT TEMPERATURE |  | HAZARD CLASS |  | CERTIFICATION/STANDARD |  | ADDITIONAL FEATURES EN | SPEC,W/T | ADDITIONAL FEATURES ES |  | ADDITIONAL FEATURES FR | [17 empty] | PRODUCTION COMPLETED
000000000060234641 | STP-004 | DATA ENRICHMENT | ATS | ATS | OK | 2022-09-28 | 2022-09-29 |  | 000000000060234641 | BHP1 | BHP Spares & Supplies | P1047 | Electrical machinery, motors, generators | EA | MAN2 | MOTOR 55KW 1500RPM 250S/M 400V | MOTOR 55KW 1500RPM 250S/M 400V |  |  |  | URL NOT FOUND | [14 empty] | CLEANSED | MOTOR | AC | TYPE |  | FRAME SIZE | 250S/M | POWER RATING | 55 KW | VOLTAGE RATING | 400 VAC | CURRENT RATING |  | NUMBER OF POLES |  | SPEED RATING | 1500 RPM | FREQUENCY RATING |  | NUMBER OF PHASE |  | CONSTRUCTION MATERIAL |  | DEGREE OF PROTECTION |  | ENCLOSURE |  | MOUNTING TYPE |  | SERVICE FACTOR |  | INSULATION CLASS |  | DUTY CYCLE |  | AMBIENT TEMPERATURE |  | HAZARD CLASS |  | CERTIFICATION/STANDARD |  | ADDITIONAL FEATURES EN |  | ADDITIONAL FEATURES ES |  | ADDITIONAL FEATURES FR | [17 empty] | PRODUCTION COMPLETED
000000000060234613 | STP-004 | DATA ENRICHMENT | ATS | ATS | OK | 2022-09-28 | 2022-09-29 |  | 000000000060234613 | BHP1 | BHP Spares & Supplies | P1047 | Electrical machinery, motors, generators | EA | MAN2 | MOTOR 55KW 3000RPM FOOT | MOTOR 55KW 3000RPM FOOT |  |  |  | URL NOT FOUND | [14 empty] | CLEANSED | MOTOR | NO MODIFIER | TYPE |  | POWER RATING | 55 KW | SPEED RATING | 3000 RPM | CONSTRUCTION MATERIAL |  | ENCLOSURE |  | MOUNTING TYPE | FOOT | SERVICE FACTOR |  | HAZARD CLASS |  | CERTIFICATION/STANDARD |  | ADDITIONAL FEATURES EN |  | ADDITIONAL FEATURES ES |  | ADDITIONAL FEATURES FR | [37 empty] | PRODUCTION COMPLETED
000000000060234658 | STP-004 | DATA ENRICHMENT | ATS | ATS | OK | 2022-09-28 | 2022-09-30 |  | 000000000060234658 | BHP1 | BHP Spares & Supplies | P1047 | Electrical machinery, motors, generators | EA | MAN2 | MOTOR 570KW 1500RPM HGF400 400 | MOTOR 570KW 1500RPM HGF400 400 |  |  |  | URL NOT FOUND | [14 empty] | CLEANSED | MOTOR | AC | TYPE |  | FRAME SIZE | HGF400 | POWER RATING | 570 KW | VOLTAGE RATING | 400 VAC | CURRENT RATING |  | NUMBER OF POLES |  | SPEED RATING | 1500 RPM | FREQUENCY RATING |  | NUMBER OF PHASE |  | CONSTRUCTION MATERIAL |  | DEGREE OF PROTECTION |  | ENCLOSURE |  | MOUNTING TYPE |  | SERVICE FACTOR |  | INSULATION CLASS |  | DUTY CYCLE |  | AMBIENT TEMPERATURE |  | HAZARD CLASS |  | CERTIFICATION/STANDARD |  | ADDITIONAL FEATURES EN |  | ADDITIONAL FEATURES ES |  | ADDITIONAL FEATURES FR | [17 empty] | PRODUCTION COMPLETED
000000000060234712 | STP-004 | DATA ENRICHMENT | ATS | ATS | OK | 2022-09-28 | 2022-09-30 |  | 000000000060234712 | BHP1 | BHP Spares & Supplies | P1047 | Electrical machinery, motors, generators | EA | MAN2 | MOTOR 63KW 965RPM 315M/L 400V | MOTOR 63KW 965RPM 315M/L 400V |  |  |  | URL NOT FOUND | [14 empty] | CLEANSED | MOTOR | AC | TYPE |  | FRAME SIZE | 315M/L | POWER RATING | 63 KW | VOLTAGE RATING | 400 VAC | CURRENT RATING |  | NUMBER OF POLES |  | SPEED RATING | 965 RPM | FREQUENCY RATING |  | NUMBER OF PHASE |  | CONSTRUCTION MATERIAL |  | DEGREE OF PROTECTION |  | ENCLOSURE |  | MOUNTING TYPE |  | SERVICE FACTOR |  | INSULATION CLASS |  | DUTY CYCLE |  | AMBIENT TEMPERATURE |  | HAZARD CLASS |  | CERTIFICATION/STANDARD |  | ADDITIONAL FEATURES EN |  | ADDITIONAL FEATURES ES |  | ADDITIONAL FEATURES FR | [17 empty] | PRODUCTION COMPLETED
000000000060234715 | STP-004 | DATA ENRICHMENT | ATS | ATS | OK | 2022-09-28 | 2022-09-30 |  | 000000000060234715 | BHP1 | BHP Spares & Supplies | P1047 | Electrical machinery, motors, generators | EA | MAN2 | MOTOR 7.2KW 1000RPM VIB | MOTOR 7.2KW 1000RPM VIB |  |  |  | URL NOT FOUND | [14 empty] | CLEANSED | MOTOR | NO MODIFIER | TYPE | VIBRATOR | POWER RATING | 7.2 KW | SPEED RATING | 1000 RPM | CONSTRUCTION MATERIAL |  | ENCLOSURE |  | MOUNTING TYPE |  | SERVICE FACTOR |  | HAZARD CLASS |  | CERTIFICATION/STANDARD |  | ADDITIONAL FEATURES EN |  | ADDITIONAL FEATURES ES |  | ADDITIONAL FEATURES FR | [37 empty] | PRODUCTION COMPLETED
000000000060234686 | STP-004 | DATA ENRICHMENT | ATS | ATS | OK | 2022-09-28 | 2022-09-30 |  | 000000000060234686 | BHP1 | BHP Spares & Supplies | P1047 | Electrical machinery, motors, generators | EA | MAN2 | MOTOR 7.5KW 1500RPM 132M 400V | MOTOR 7.5KW 1500RPM 132M 400V |  |  |  | URL NOT FOUND | [14 empty] | CLEANSED | MOTOR | AC | TYPE |  | FRAME SIZE | 132M | POWER RATING | 7.5 KW | VOLTAGE RATING | 400 VAC | CURRENT RATING |  | NUMBER OF POLES |  | SPEED RATING | 1500 RPM | FREQUENCY RATING |  | NUMBER OF PHASE |  | CONSTRUCTION MATERIAL |  | DEGREE OF PROTECTION |  | ENCLOSURE |  | MOUNTING TYPE |  | SERVICE FACTOR |  | INSULATION CLASS |  | DUTY CYCLE |  | AMBIENT TEMPERATURE |  | HAZARD CLASS |  | CERTIFICATION/STANDARD |  | ADDITIONAL FEATURES EN |  | ADDITIONAL FEATURES ES |  | ADDITIONAL FEATURES FR | [17 empty] | PRODUCTION COMPLETED
000000000060234659 | STP-004 | DATA ENRICHMENT | ATS | ATS | OK | 2022-09-28 | 2022-09-30 |  | 000000000060234659 | BHP1 | BHP Spares & Supplies | P1047 | Electrical machinery, motors, generators | EA | MAN2 | MOTOR 750KW 1500RPM 400V | MOTOR 750KW 1500RPM 400VMGF 400 |  |  |  | URL NOT FOUND | [14 empty] | CLEANSED | MOTOR | AC | TYPE |  | FRAME SIZE | 400VMGF | POWER RATING | 750 KW | VOLTAGE RATING | 400 VAC | CURRENT RATING |  | NUMBER OF POLES |  | SPEED RATING | 1500 RPM | FREQUENCY RATING |  | NUMBER OF PHASE |  | CONSTRUCTION MATERIAL |  | DEGREE OF PROTECTION |  | ENCLOSURE |  | MOUNTING TYPE |  | SERVICE FACTOR |  | INSULATION CLASS |  | DUTY CYCLE |  | AMBIENT TEMPERATURE |  | HAZARD CLASS |  | CERTIFICATION/STANDARD |  | ADDITIONAL FEATURES EN |  | ADDITIONAL FEATURES ES |  | ADDITIONAL FEATURES FR | [17 empty] | PRODUCTION COMPLETED
000000000060234614 | STP-004 | DATA ENRICHMENT | ATS | ATS | OK | 2022-09-28 | 2022-09-30 |  | 000000000060234614 | BHP1 | BHP Spares & Supplies | P1047 | Electrical machinery, motors, generators | EA | MAN2 | MOTOR 75KW 3000RPM FOOT | MOTOR 75KW 3000RPM FOOT |  |  |  | URL NOT FOUND | [14 empty] | CLEANSED | MOTOR | NO MODIFIER | TYPE |  | POWER RATING | 75 KW | SPEED RATING | 3000 RPM | CONSTRUCTION MATERIAL |  | ENCLOSURE |  | MOUNTING TYPE | FOOT | SERVICE FACTOR |  | HAZARD CLASS |  | CERTIFICATION/STANDARD |  | ADDITIONAL FEATURES EN |  | ADDITIONAL FEATURES ES |  | ADDITIONAL FEATURES FR | [37 empty] | PRODUCTION COMPLETED
000000000060234644 | STP-004 | DATA ENRICHMENT | ATS | ATS | OK | 2022-09-28 | 2022-09-30 |  | 000000000060234644 | BHP1 | BHP Spares & Supplies | P1047 | Electrical machinery, motors, generators | EA | MAN2 | MOTOR 90KW 1500RPM 280S/M 400V | MOTOR 90KW 1500RPM 280S/M 400V |  |  |  | URL NOT FOUND | [14 empty] | CLEANSED | MOTOR | AC | TYPE |  | FRAME SIZE | 280S/M | POWER RATING | 90 KW | VOLTAGE RATING | 400 VAC | CURRENT RATING |  | NUMBER OF POLES |  | SPEED RATING | 1500 RPM | FREQUENCY RATING |  | NUMBER OF PHASE |  | CONSTRUCTION MATERIAL |  | DEGREE OF PROTECTION |  | ENCLOSURE |  | MOUNTING TYPE |  | SERVICE FACTOR |  | INSULATION CLASS |  | DUTY CYCLE |  | AMBIENT TEMPERATURE |  | HAZARD CLASS |  | CERTIFICATION/STANDARD |  | ADDITIONAL FEATURES EN |  | ADDITIONAL FEATURES ES |  | ADDITIONAL FEATURES FR | [17 empty] | PRODUCTION COMPLETED
000000000060222311 | STP-004 | DATA ENRICHMENT | ATS | ATS | OK | 2022-09-28 | 2022-09-30 |  | 000000000060222311 | BHP1 | BHP Spares & Supplies | 251739 | Electrical components | EA | MAN2 | MOTOR ADAPTOR, BREVINI, FRAME 160M | MOTOR ADAPTOR, BREVINI, FRAME 160M, SSI-FMT00473 |  |  |  | URL NOT FOUND |  | BREVINI | [12 empty] | CLEANSED | MOTOR | AC | TYPE |  | FRAME SIZE | 160M | POWER RATING |  | VOLTAGE RATING |  | CURRENT RATING |  | NUMBER OF POLES |  | SPEED RATING |  | FREQUENCY RATING |  | NUMBER OF PHASE |  | CONSTRUCTION MATERIAL |  | DEGREE OF PROTECTION |  | ENCLOSURE |  | MOUNTING TYPE |  | SERVICE FACTOR |  | INSULATION CLASS |  | DUTY CYCLE |  | AMBIENT TEMPERATURE |  | HAZARD CLASS |  | CERTIFICATION/STANDARD |  | ADDITIONAL FEATURES EN | ADAPTOR,SSI-FMT00473 | ADDITIONAL FEATURES ES |  | ADDITIONAL FEATURES FR | [17 empty] | PRODUCTION COMPLETED
000000000060230205 | STP-004 | DATA ENRICHMENT | ATS | ATS | OK | 2022-09-28 | 2022-09-30 |  | 000000000060230205 | BHP1 | BHP Spares & Supplies | 200000 | Mining Machinery and Accessories | EA | MAN2 | MOTOR ASSY,FAN MOTOR,WA480-6 | MOTOR ASSY FAN MOTOR WA480-6 | 708-7S-00550 |  |  | http://www.andersonequip.com/web/files/prod/web/parts/PN-KAC_R708_7S_00550.html |  | KOMATSU | 708-7S-00550 | [6 empty] | WA480-6 |  |  |  |  | CLEANSED | MOTOR | NO MODIFIER | TYPE | FAN | POWER RATING |  | SPEED RATING |  | CONSTRUCTION MATERIAL |  | ENCLOSURE |  | MOUNTING TYPE |  | SERVICE FACTOR |  | HAZARD CLASS |  | CERTIFICATION/STANDARD |  | ADDITIONAL FEATURES EN | ASSY | ADDITIONAL FEATURES ES |  | ADDITIONAL FEATURES FR | [37 empty] | PRODUCTION COMPLETED
000000000060235131 | STP-004 | DATA ENRICHMENT | ATS | ATS | OK | 2022-09-28 | 2022-09-30 |  | 000000000060235131 | BHP1 | BHP Spares & Supplies | 261016 | Motors | EA | MAN2 | MOTOR BALL MILL 6600V 2350KW | MOTOR BALL MILL 6600V 2350KW993RPM CLASS F OSBORN |  |  |  | URL NOT FOUND |  | OSBORN | [12 empty] | CLEANSED | MOTOR | AC | TYPE | BALL MILL | FRAME SIZE |  | POWER RATING | 2350 KW | VOLTAGE RATING | 6600 VAC | CURRENT RATING |  | NUMBER OF POLES |  | SPEED RATING | 993 RPM | FREQUENCY RATING |  | NUMBER OF PHASE |  | CONSTRUCTION MATERIAL |  | DEGREE OF PROTECTION |  | ENCLOSURE |  | MOUNTING TYPE |  | SERVICE FACTOR |  | INSULATION CLASS | F | DUTY CYCLE |  | AMBIENT TEMPERATURE |  | HAZARD CLASS |  | CERTIFICATION/STANDARD |  | ADDITIONAL FEATURES EN |  | ADDITIONAL FEATURES ES |  | ADDITIONAL FEATURES FR | [17 empty] | PRODUCTION COMPLETED
000000000060222312 | STP-004 | DATA ENRICHMENT | ATS | ATS | OK | 2022-09-28 | 2022-09-30 |  | 000000000060222312 | BHP1 | BHP Spares & Supplies | 251739 | Electrical components | EA | MAN2 | MOTOR COUPLING, BREVINI, SPLINED BUSH | MOTOR COUPLING, BREVINI, SPLINED BUSH, 4KW 160M MOTOR, SSI-FMT00473 |  |  |  | URL NOT FOUND |  | BREVINI | [12 empty] | CLEANSED | MOTOR | AC | TYPE |  | FRAME SIZE | 160M | POWER RATING | 4 KW | VOLTAGE RATING |  | CURRENT RATING |  | NUMBER OF POLES |  | SPEED RATING |  | FREQUENCY RATING |  | NUMBER OF PHASE |  | CONSTRUCTION MATERIAL |  | DEGREE OF PROTECTION |  | ENCLOSURE |  | MOUNTING TYPE |  | SERVICE FACTOR |  | INSULATION CLASS |  | DUTY CYCLE |  | AMBIENT TEMPERATURE |  | HAZARD CLASS |  | CERTIFICATION/STANDARD |  | ADDITIONAL FEATURES EN | SSI-FMT00473,SPLINED BUSH,COUPLING | ADDITIONAL FEATURES ES |  | ADDITIONAL FEATURES FR | [17 empty] | PRODUCTION COMPLETED
000000000060186260 | STP-004 | DATA ENRICHMENT | ATS | ATS | OK | 2022-09-28 | 2022-09-30 |  | 000000000060186260 | BHP1 | BHP Spares & Supplies | 391200 | Electrical equipment and components and supplies | EA | MAN2 | MOTOR DRIVE,BERG,3201E3P121,525V AC,3 PH | MOTOR DRIVE,BERG,3201E3P121,525V AC,3 PHASE, AS PER SSI 3157. | 3201E3P121 | 0019000459 | BERG MANUFACTURING CO | URL NOT FOUND |  | BERG MANUFACTURING CO | 3201E3P121 | [11 empty] | CLEANSED | MOTOR | AC | TYPE | DRIVE | FRAME SIZE |  | POWER RATING |  | VOLTAGE RATING | 525 VAC | CURRENT RATING |  | NUMBER OF POLES |  | SPEED RATING |  | FREQUENCY RATING |  | NUMBER OF PHASE | 3 PH | CONSTRUCTION MATERIAL |  | DEGREE OF PROTECTION |  | ENCLOSURE |  | MOUNTING TYPE |  | SERVICE FACTOR |  | INSULATION CLASS |  | DUTY CYCLE |  | AMBIENT TEMPERATURE |  | HAZARD CLASS |  | CERTIFICATION/STANDARD |  | ADDITIONAL FEATURES EN | AS PER SSI 3157 | ADDITIONAL FEATURES ES |  | ADDITIONAL FEATURES FR | [17 empty] | PRODUCTION COMPLETED
000000000060227509 | STP-004 | DATA ENRICHMENT | ATS | ATS | OK | 2022-09-28 | 2022-09-30 |  | 000000000060227509 | BHP1 | BHP Spares & Supplies | 261016 | Motors | EA | MAN2 | MOTOR ELECTRC 22KW,380VOLT,4POLE | MOTOR ELECTRIC 22KW,380VOLT,4POLE |  |  |  | URL NOT FOUND | [14 empty] | CLEANSED | MOTOR | NO MODIFIER | TYPE | ELECTRIC | POWER RATING | 22 KW | SPEED RATING |  | CONSTRUCTION MATERIAL |  | ENCLOSURE |  | MOUNTING TYPE |  | SERVICE FACTOR |  | HAZARD CLASS |  | CERTIFICATION/STANDARD |  | ADDITIONAL FEATURES EN | VOLTAGE RATING: 380 V,NO OF POLES: 4 P | ADDITIONAL FEATURES ES |  | ADDITIONAL FEATURES FR | [37 empty] | PRODUCTION COMPLETED
000000000060227541 | STP-004 | DATA ENRICHMENT | ATS | ATS | OK | 2022-09-28 | 2022-09-30 |  | 000000000060227541 | BHP1 | BHP Spares & Supplies | 261016 | Motors | EA | MAN2 | MOTOR ELECTRC,15KW,525VOLT,4POLE | MOTOR ELECTRIC, 15KW, 525VOLT, 4POLE |  |  |  | URL NOT FOUND | [14 empty] | CLEANSED | MOTOR | NO MODIFIER | TYPE | ELECTRIC | POWER RATING | 15 KW | SPEED RATING |  | CONSTRUCTION MATERIAL |  | ENCLOSURE |  | MOUNTING TYPE |  | SERVICE FACTOR |  | HAZARD CLASS |  | CERTIFICATION/STANDARD |  | ADDITIONAL FEATURES EN | VOLTAGE RATING: 525 V,NO OF POLES: 4 P | ADDITIONAL FEATURES ES |  | ADDITIONAL FEATURES FR | [37 empty] | PRODUCTION COMPLETED
000000000060227544 | STP-004 | DATA ENRICHMENT | ATS | ATS | OK | 2022-09-28 | 2022-09-30 |  | 000000000060227544 | BHP1 | BHP Spares & Supplies | 261016 | Motors | EA | MAN2 | MOTOR ELECTRC,22 KW ,525VOLT,4POLE | MOTOR ELECTRIC, 22 KW ,525VOLT, 4POLE |  |  |  | URL NOT FOUND | [14 empty] | CLEANSED | MOTOR | NO MODIFIER | TYPE | ELECTRIC | POWER RATING | 22 KW | SPEED RATING |  | CONSTRUCTION MATERIAL |  | ENCLOSURE |  | MOUNTING TYPE |  | SERVICE FACTOR |  | HAZARD CLASS |  | CERTIFICATION/STANDARD |  | ADDITIONAL FEATURES EN | VOLTAGE RATING: 525 V,NO OF POLES: 4 P | ADDITIONAL FEATURES ES |  | ADDITIONAL FEATURES FR | [37 empty] | PRODUCTION COMPLETED
000000000060227547 | STP-004 | DATA ENRICHMENT | ATS | ATS | OK | 2022-09-28 | 2022-09-30 |  | 000000000060227547 | BHP1 | BHP Spares & Supplies | 261016 | Motors | EA | MAN2 | MOTOR ELECTRC,75KW ,525VOLT,4POLE | MOTOR ELECTRIC, 75KW ,525VOLT, 4POLE |  |  |  | URL NOT FOUND | [14 empty] | CLEANSED | MOTOR | NO MODIFIER | TYPE | ELECTRIC | POWER RATING | 75 KW | SPEED RATING |  | CONSTRUCTION MATERIAL |  | ENCLOSURE |  | MOUNTING TYPE |  | SERVICE FACTOR |  | HAZARD CLASS |  | CERTIFICATION/STANDARD |  | ADDITIONAL FEATURES EN | VOLTAGE RATING: 525 V,NO OF POLES: 4 P | ADDITIONAL FEATURES ES |  | ADDITIONAL FEATURES FR | [37 empty] | PRODUCTION COMPLETED
000000000060227500 | STP-004 | DATA ENRICHMENT | ATS | ATS | OK | 2022-09-28 | 2022-09-30 |  | 000000000060227500 | BHP1 | BHP Spares & Supplies | 261016 | Motors | EA | MAN2 | MOTOR ELECTRIC 0.75KKW,380VOLT,4POLE | MOTOR ELECTRIC 0.75KKW,380VOLT,4POLE |  |  |  | URL NOT FOUND | [14 empty] | CLEANSED | MOTOR | NO MODIFIER | TYPE | ELECTRIC | POWER RATING | 0.75 KW | SPEED RATING |  | CONSTRUCTION MATERIAL |  | ENCLOSURE |  | MOUNTING TYPE |  | SERVICE FACTOR |  | HAZARD CLASS |  | CERTIFICATION/STANDARD |  | ADDITIONAL FEATURES EN | VOLTAGE RATING: 380 V,NO OF POLES: 4 P | ADDITIONAL FEATURES ES |  | ADDITIONAL FEATURES FR | [37 empty] | PRODUCTION COMPLETED
000000000060227501 | STP-004 | DATA ENRICHMENT | ATS | ATS | OK | 2022-09-28 | 2022-09-30 |  | 000000000060227501 | BHP1 | BHP Spares & Supplies | 261016 | Motors | EA | MAN2 | MOTOR ELECTRIC 1.5KW,380VOLT,4POLE | MOTOR ELECTRIC 1.5KW,380VOLT,4POLE |  |  |  | URL NOT FOUND | [14 empty] | CLEANSED | MOTOR | NO MODIFIER | TYPE | ELECTRIC | POWER RATING | 1.5 KW | SPEED RATING |  | CONSTRUCTION MATERIAL |  | ENCLOSURE |  | MOUNTING TYPE |  | SERVICE FACTOR |  | HAZARD CLASS |  | CERTIFICATION/STANDARD |  | ADDITIONAL FEATURES EN | VOLTAGE RATING: 380 V,NO OF POLES: 4 P | ADDITIONAL FEATURES ES |  | ADDITIONAL FEATURES FR | [37 empty] | PRODUCTION COMPLETED
000000000060227502 | STP-004 | DATA ENRICHMENT | ATS | ATS | OK | 2022-09-28 | 2022-09-30 |  | 000000000060227502 | BHP1 | BHP Spares & Supplies | 261016 | Motors | EA | MAN2 | MOTOR ELECTRIC 2.2KW,380VOLT,4POLE | MOTOR ELECTRIC 2.2KW,380VOLT,4POLE |  |  |  | URL NOT FOUND | [14 empty] | CLEANSED | MOTOR | NO MODIFIER | TYPE | ELECTRIC | POWER RATING | 2.2 KW | SPEED RATING |  | CONSTRUCTION MATERIAL |  | ENCLOSURE |  | MOUNTING TYPE |  | SERVICE FACTOR |  | HAZARD CLASS |  | CERTIFICATION/STANDARD |  | ADDITIONAL FEATURES EN | VOLTAGE RATING: 380 V,NO OF POLES: 4 P | ADDITIONAL FEATURES ES |  | ADDITIONAL FEATURES FR | [37 empty] | PRODUCTION COMPLETED
000000000060227503 | STP-004 | DATA ENRICHMENT | ATS | ATS | OK | 2022-09-28 | 2022-09-30 |  | 000000000060227503 | BHP1 | BHP Spares & Supplies | 261016 | Motors | EA | MAN2 | MOTOR ELECTRIC 3KW,380VOLT,4POLE | MOTOR ELECTRIC 3KW,380VOLT,4POLE |  |  |  | URL NOT FOUND | [14 empty] | CLEANSED | MOTOR | NO MODIFIER | TYPE | ELECTRIC | POWER RATING | 3 KW | SPEED RATING |  | CONSTRUCTION MATERIAL |  | ENCLOSURE |  | MOUNTING TYPE |  | SERVICE FACTOR |  | HAZARD CLASS |  | CERTIFICATION/STANDARD |  | ADDITIONAL FEATURES EN | VOLTAGE RATING: 380 V,NO OF POLES: 4 P | ADDITIONAL FEATURES ES |  | ADDITIONAL FEATURES FR | [37 empty] | PRODUCTION COMPLETED
000000000060227505 | STP-004 | DATA ENRICHMENT | ATS | ATS | OK | 2022-09-28 | 2022-09-30 |  | 000000000060227505 | BHP1 | BHP Spares & Supplies | 261016 | Motors | EA | MAN2 | MOTOR ELECTRIC 5.5KW,380VOLT,4POLE | MOTOR ELECTRIC 5.5KW,380VOLT,4POLE |  |  |  | URL NOT FOUND | [14 empty] | CLEANSED | MOTOR | NO MODIFIER | TYPE | ELECTRIC | POWER RATING | 5.5 KW | SPEED RATING |  | CONSTRUCTION MATERIAL |  | ENCLOSURE |  | MOUNTING TYPE |  | SERVICE FACTOR |  | HAZARD CLASS |  | CERTIFICATION/STANDARD |  | ADDITIONAL FEATURES EN | VOLTAGE RATING: 380 V,NO OF POLES: 4 P | ADDITIONAL FEATURES ES |  | ADDITIONAL FEATURES FR | [37 empty] | PRODUCTION COMPLETED
000000000060227512 | STP-004 | DATA ENRICHMENT | ATS | ATS | OK | 2022-09-28 | 2022-09-30 |  | 000000000060227512 | BHP1 | BHP Spares & Supplies | 261016 | Motors | EA | MAN2 | MOTOR ELECTRIC, 160KW, 380 VOLT, 4 POLE | MOTOR ELECTRIC, 160KW, 380 VOLT, 4 POLE |  |  |  | URL NOT FOUND | [14 empty] | CLEANSED | MOTOR | NO MODIFIER | TYPE | ELECTRIC | POWER RATING | 160 KW | SPEED RATING |  | CONSTRUCTION MATERIAL |  | ENCLOSURE |  | MOUNTING TYPE |  | SERVICE FACTOR |  | HAZARD CLASS |  | CERTIFICATION/STANDARD |  | ADDITIONAL FEATURES EN | VOLTAGE RATING: 380 V,NO OF POLES: 4 P | ADDITIONAL FEATURES ES |  | ADDITIONAL FEATURES FR | [37 empty] | PRODUCTION COMPLETED
000000000060227542 | STP-004 | DATA ENRICHMENT | ATS | ATS | OK | 2022-09-28 | 2022-09-30 |  | 000000000060227542 | BHP1 | BHP Spares & Supplies | 261016 | Motors | EA | MAN2 | MOTOR ELECTRIC, 18.5KW,525VOLT | MOTOR ELECTRIC, 18.5KW,525VOLT |  |  |  | URL NOT FOUND | [14 empty] | CLEANSED | MOTOR | NO MODIFIER | TYPE | ELECTRIC | POWER RATING | 18.5 KW | SPEED RATING |  | CONSTRUCTION MATERIAL |  | ENCLOSURE |  | MOUNTING TYPE |  | SERVICE FACTOR |  | HAZARD CLASS |  | CERTIFICATION/STANDARD |  | ADDITIONAL FEATURES EN | VOLTAGE RATING: 525 V | ADDITIONAL FEATURES ES |  | ADDITIONAL FEATURES FR | [37 empty] | PRODUCTION COMPLETED
000000000060228601 | STP-004 | DATA ENRICHMENT | ATS | ATS | OK | 2022-09-28 | 2022-09-30 |  | 000000000060228601 | BHP1 | BHP Spares & Supplies | 251739 | Electrical components | EA | MAN2 | MOTOR ELECTRIC, 185KW, 525VOLT | MOTOR ELECTRIC, 185KW, 525VOLT |  |  |  | URL NOT FOUND | [14 empty] | CLEANSED | MOTOR | NO MODIFIER | TYPE | ELECTRIC | POWER RATING | 185 KW | SPEED RATING |  | CONSTRUCTION MATERIAL |  | ENCLOSURE |  | MOUNTING TYPE |  | SERVICE FACTOR |  | HAZARD CLASS |  | CERTIFICATION/STANDARD |  | ADDITIONAL FEATURES EN | VOLTAGE RATING: 525 V | ADDITIONAL FEATURES ES |  | ADDITIONAL FEATURES FR | [37 empty] | PRODUCTION COMPLETED
000000000060227535 | STP-004 | DATA ENRICHMENT | ATS | ATS | OK | 2022-09-28 | 2022-09-30 |  | 000000000060227535 | BHP1 | BHP Spares & Supplies | 261016 | Motors | EA | MAN2 | MOTOR ELECTRIC, 2.2KW, 525VOLT, 4POLE | MOTOR ELECTRIC, 2.2KW, 525VOLT, 4POLE |  |  |  | URL NOT FOUND | [14 empty] | CLEANSED | MOTOR | NO MODIFIER | TYPE | ELECTRIC | POWER RATING | 2.2 KW | SPEED RATING |  | CONSTRUCTION MATERIAL |  | ENCLOSURE |  | MOUNTING TYPE |  | SERVICE FACTOR |  | HAZARD CLASS |  | CERTIFICATION/STANDARD |  | ADDITIONAL FEATURES EN | VOLTAGE RATING: 525 V,NO OF POLES: 4 P | ADDITIONAL FEATURES ES |  | ADDITIONAL FEATURES FR | [37 empty] | PRODUCTION COMPLETED
000000000060227548 | STP-004 | DATA ENRICHMENT | ATS | ATS | OK | 2022-09-28 | 2022-09-30 |  | 000000000060227548 | BHP1 | BHP Spares & Supplies | 261016 | Motors | EA | MAN2 | MOTOR ELECTRIC, 225KW ,525VOLT, 4POLE | MOTOR ELECTRIC, 225KW ,525VOLT, 4POLE |  |  |  | URL NOT FOUND | [14 empty] | CLEANSED | MOTOR | NO MODIFIER | TYPE | ELECTRIC | POWER RATING | 225 KW | SPEED RATING |  | CONSTRUCTION MATERIAL |  | ENCLOSURE |  | MOUNTING TYPE |  | SERVICE FACTOR |  | HAZARD CLASS |  | CERTIFICATION/STANDARD |  | ADDITIONAL FEATURES EN | VOLTAGE RATING: 525 V,NO OF POLES: 4 P | ADDITIONAL FEATURES ES |  | ADDITIONAL FEATURES FR | [37 empty] | PRODUCTION COMPLETED
000000000060227536 | STP-004 | DATA ENRICHMENT | ATS | ATS | OK | 2022-09-28 | 2022-09-30 |  | 000000000060227536 | BHP1 | BHP Spares & Supplies | 261016 | Motors | EA | MAN2 | MOTOR ELECTRIC, 4KW, 525VOLT, 4POLE | MOTOR ELECTRIC, 4KW, 525VOLT, 4POLE |  |  |  | URL NOT FOUND | [14 empty] | CLEANSED | MOTOR | NO MODIFIER | TYPE | ELECTRIC | POWER RATING | 4 KW | SPEED RATING |  | CONSTRUCTION MATERIAL |  | ENCLOSURE |  | MOUNTING TYPE |  | SERVICE FACTOR |  | HAZARD CLASS |  | CERTIFICATION/STANDARD |  | ADDITIONAL FEATURES EN | VOLTAGE RATING: 525 V,NO OF POLES: 4 P | ADDITIONAL FEATURES ES |  | ADDITIONAL FEATURES FR | [37 empty] | PRODUCTION COMPLETED
000000000060227537 | STP-004 | DATA ENRICHMENT | ATS | ATS | OK | 2022-09-28 | 2022-09-30 |  | 000000000060227537 | BHP1 | BHP Spares & Supplies | 261016 | Motors | EA | MAN2 | MOTOR ELECTRIC, 5.5KW, 525VOLT, 4POLE | MOTOR ELECTRIC, 5.5KW, 525VOLT, 4POLE |  |  |  | URL NOT FOUND | [14 empty] | CLEANSED | MOTOR | NO MODIFIER | TYPE | ELECTRIC | POWER RATING | 5.5 KW | SPEED RATING |  | CONSTRUCTION MATERIAL |  | ENCLOSURE |  | MOUNTING TYPE |  | SERVICE FACTOR |  | HAZARD CLASS |  | CERTIFICATION/STANDARD |  | ADDITIONAL FEATURES EN | VOLTAGE RATING: 525 V,NO OF POLES: 4 P | ADDITIONAL FEATURES ES |  | ADDITIONAL FEATURES FR | [37 empty] | PRODUCTION COMPLETED
000000000060227539 | STP-004 | DATA ENRICHMENT | ATS | ATS | OK | 2022-09-28 | 2022-09-30 |  | 000000000060227539 | BHP1 | BHP Spares & Supplies | 261016 | Motors | EA | MAN2 | MOTOR ELECTRIC, 9.2KW, 525VOLT, 4POLE | MOTOR ELECTRIC, 9.2KW, 525VOLT, 4POLE |  |  |  | URL NOT FOUND | [14 empty] | CLEANSED | MOTOR | NO MODIFIER | TYPE | ELECTRIC | POWER RATING | 9.2 KW | SPEED RATING |  | CONSTRUCTION MATERIAL |  | ENCLOSURE |  | MOUNTING TYPE |  | SERVICE FACTOR |  | HAZARD CLASS |  | CERTIFICATION/STANDARD |  | ADDITIONAL FEATURES EN | VOLTAGE RATING: 525 V,NO OF POLES: 4 P | ADDITIONAL FEATURES ES |  | ADDITIONAL FEATURES FR | [37 empty] | PRODUCTION COMPLETED
000000000060214685 | STP-004 | DATA ENRICHMENT | ATS | ATS | OK | 2022-09-28 | 2022-09-30 |  | 000000000060214685 | BHP1 | BHP Spares & Supplies | 261016 | Motors | EA | MAN2 | MOTOR ELECTRICAL, 132 KW, 380 VOLT, 3 PH | MOTOR ELECTRICAL, 132 KW, 380 VOLT, 3 PHASE 50 HZ, 4 POLE, B5, FRAME, SIZE 315S, S1 DUTY, CAST IRON, ITEM NO 1LG4313-4AA61, SIEMENS |  |  |  | https://iteu.com.ua/en/products/1lg4313-4aa61-en/ | https://mall.industry.siemens.com/mall/en/WW/Catalog/Product/1LG4313-4AA61 | SIEMENS | 1LG4313-4AA61 | [11 empty] | ENRICHED | MOTOR | AC | TYPE | SQUIRREL CAGE,ELECTRICAL | FRAME SIZE | 315M | POWER RATING | 132 KW | VOLTAGE RATING | 400/690 VAC | CURRENT RATING | 240/139.1 A | NUMBER OF POLES | 4 P | SPEED RATING | 1488 RPM | FREQUENCY RATING | 50 HZ | NUMBER OF PHASE | 3 PH | CONSTRUCTION MATERIAL | CAST IRON | DEGREE OF PROTECTION | IP55 | ENCLOSURE |  | MOUNTING TYPE | B5 | SERVICE FACTOR |  | INSULATION CLASS | F TO B | DUTY CYCLE | S1 | AMBIENT TEMPERATURE | -20 TO 40 DEG C | HAZARD CLASS |  | CERTIFICATION/STANDARD | IEC,DIN,ISO,VDE,EN | ADDITIONAL FEATURES EN |  | ADDITIONAL FEATURES ES |  | ADDITIONAL FEATURES FR | [17 empty] | PRODUCTION COMPLETED
000000000060172112 | STP-004 | DATA ENRICHMENT | ATS | ATS | OK | 2022-09-28 | 2022-09-30 |  | 000000000060172112 | BHP1 | BHP Spares & Supplies | 221015 | Earth moving machinery | EA | MAN2 | MOTOR HYDRAULIC ATLAS COPCO 3115101080 | MOTOR HYDRAULIC ATLAS COPCO 3115101080 | 3115101080 | 0019008517 | ATLAS COPCO SOUTH AFRICA (PTY) | https://store.geographe.com.au/hydraulic-motor-3115101080 | https://www.nordmac.com.tr/3115101080 | ATLAS COPCO SOUTH AFRICA (PTY) | 3115101080 | [11 empty] | CLEANSED | MOTOR | HYDRAULIC | TYPE |  | FRAME SIZE |  | POWER RATING |  | TORQUE RATING |  | DISPLACEMENT |  | SPEED RATING |  | MAX PRESSURE RATING |  | FLOW RATING |  | SHAFT SIZE |  | MATERIAL |  | MOUNTING TYPE |  | PORT SIZE |  | ROTATION |  | HAZARD CLASS |  | CERTIFICATION/STANDARD |  | ADDITIONAL FEATURES EN |  | ADDITIONAL FEATURES ES |  | ADDITIONAL FEATURES FR | [25 empty] | PRODUCTION COMPLETED
000000000060235356 | STP-004 | DATA ENRICHMENT | ATS | ATS | OK | 2022-09-28 | 2022-09-30 |  | 000000000060235356 | BHP1 | BHP Spares & Supplies | 261016 | Motors | EA | MAN2 | MOTOR HYDRAULIC DANFOSS OMM 32 | MOTOR HYDRAULIC DANFOSS OMM 32151G0003 |  |  |  | https://www.hydrabuy.com/hydraulic-motors/hds-series/151g0003-omm-32-alb.cil.16 | https://www.whitehouseproductsltd.com/products/hydraulic-motors/high-torque-motors/danfoss-high-torque-motors-pts/omm-32-151g0003-danfoss-motor?aliaspath=%2fproducts%2fHydraulic-Motors%2fhigh-torque-motors%2fDANFOSS-HIGH-TORQUE-MOTORS-PTS%2fomm-32-151g0003-danfoss-motor | DANFOSS | OMM 32151G0003 | [11 empty] | CLEANSED | MOTOR | HYDRAULIC | TYPE |  | FRAME SIZE |  | POWER RATING |  | TORQUE RATING |  | DISPLACEMENT |  | SPEED RATING |  | MAX PRESSURE RATING |  | FLOW RATING |  | SHAFT SIZE |  | MATERIAL |  | MOUNTING TYPE |  | PORT SIZE |  | ROTATION |  | HAZARD CLASS |  | CERTIFICATION/STANDARD |  | ADDITIONAL FEATURES EN |  | ADDITIONAL FEATURES ES |  | ADDITIONAL FEATURES FR | [25 empty] | PRODUCTION COMPLETED
000000000060235354 | STP-004 | DATA ENRICHMENT | ATS | ATS | OK | 2022-09-28 | 2022-09-30 |  | 000000000060235354 | BHP1 | BHP Spares & Supplies | 261016 | Motors | EA | MAN2 | MOTOR HYDRAULIC OMR80 DANFOSS | MOTOR HYDRAULIC OMR80 DANFOSS151 - 0411 |  |  |  | https://paro.nl/library/components/danfoss/151-0411 | https://danfoss.cohimar.com/pdf/omr.pdf | DANFOSS | OMR-080-151 - 0411 | [11 empty] | ENRICHED | MOTOR | HYDRAULIC | TYPE | ORBITAL | FRAME SIZE |  | POWER RATING | 15 KW | TORQUE RATING | 270 NM | DISPLACEMENT | 80.3 CM3 | SPEED RATING | 10-940 RPM | MAX PRESSURE RATING | 225 BAR | FLOW RATING | 75 L/MIN | SHAFT SIZE |  | MATERIAL |  | MOUNTING TYPE | FLANGE | PORT SIZE |  | ROTATION | REVERSE | HAZARD CLASS |  | CERTIFICATION/STANDARD |  | ADDITIONAL FEATURES EN |  | ADDITIONAL FEATURES ES |  | ADDITIONAL FEATURES FR | [25 empty] | PRODUCTION COMPLETED
000000000060235349 | STP-004 | DATA ENRICHMENT | ATS | ATS | OK | 2022-09-28 | 2022-09-30 |  | 000000000060235349 | BHP1 | BHP Spares & Supplies | 261016 | Motors | EA | MAN2 | MOTOR HYDRAULIC OMV315 NO.151B3100 | MOTOR HYDRAULIC OMV315 NO.151B3100DANFOSS |  |  |  | https://www.pvglobal.com.sg/omv/275-orbital-motor-omv315-151b3100.html | https://danfoss.cohimar.com/pdf/omv.pdf | DANFOSS | OMV315-151B3100 | [11 empty] | ENRICHED | MOTOR | HYDRAULIC | TYPE | ORBITAL | FRAME SIZE |  | POWER RATING | 51 KW | TORQUE RATING | 1110 NM | DISPLACEMENT | 314.5 CM3 | SPEED RATING | 630 RPM | MAX PRESSURE RATING | 280 BAR | FLOW RATING | 200 L/MIN | SHAFT SIZE | LG 82 MM | MATERIAL |  | MOUNTING TYPE | FLANGE | PORT SIZE |  | ROTATION |  | HAZARD CLASS |  | CERTIFICATION/STANDARD |  | ADDITIONAL FEATURES EN |  | ADDITIONAL FEATURES ES |  | ADDITIONAL FEATURES FR | [25 empty] | PRODUCTION COMPLETED
000000000060234711 | STP-004 | DATA ENRICHMENT | ATS | ATS | OK | 2022-09-28 | 2022-09-30 |  | 000000000060234711 | BHP1 | BHP Spares & Supplies | P1047 | Electrical machinery, motors, generators | EA | MAN2 | MOTOR SLIPRING 1100KW 960RPM | MOTOR SLIPRING 1100KW 960RPM |  |  |  | URL NOT FOUND | [14 empty] | CLEANSED | MOTOR | NO MODIFIER | TYPE | SLIPRING | POWER RATING | 1100 KW | SPEED RATING | 960 RPM | CONSTRUCTION MATERIAL |  | ENCLOSURE |  | MOUNTING TYPE |  | SERVICE FACTOR |  | HAZARD CLASS |  | CERTIFICATION/STANDARD |  | ADDITIONAL FEATURES EN |  | ADDITIONAL FEATURES ES |  | ADDITIONAL FEATURES FR | [37 empty] | PRODUCTION COMPLETED
000000000060234727 | STP-004 | DATA ENRICHMENT | ATS | ATS | OK | 2022-09-28 | 2022-09-30 |  | 000000000060234727 | BHP1 | BHP Spares & Supplies | P1047 | Electrical machinery, motors, generators | EA | MAN2 | MOTOR VIB 0.52KW 1500RPM 380V VV35B/4 | MOTOR VIB 0.52KW 1500RPM 380V VV35B/4 |  |  |  | https://www.pneu-hyd.co.th/motor-and-pump/vibration-motor/venanzetti/venanzetti-vibrators-motor-vv-series-three-phase.html | https://www.venanzettivibrazioni.it/wp-content/uploads/2022/06/Motovibratori-VV-4-Poli.pdf¦https://www.venanzettivibrazioni.it/en/product/electric-vibrators-vv-type/ | VENANZETTI | VV35B/4 | [11 empty] | ENRICHED | MOTOR | AC | TYPE | ELECTRICAL VIBRATOR | FRAME SIZE |  | POWER RATING | 520 W | VOLTAGE RATING | 230/400 VAC | CURRENT RATING | 0.9 A | NUMBER OF POLES | 4 P | SPEED RATING | 1500 RPM | FREQUENCY RATING | 50 HZ | NUMBER OF PHASE | 3 PH | CONSTRUCTION MATERIAL | ALUMINIUM,CAST IRON,STAINLESS STEEL AISI 304 | DEGREE OF PROTECTION | IP65 | ENCLOSURE |  | MOUNTING TYPE |  | SERVICE FACTOR |  | INSULATION CLASS | F | DUTY CYCLE | S1 | AMBIENT TEMPERATURE | -20 TO 40 DEG C | HAZARD CLASS |  | CERTIFICATION/STANDARD | ATEX,CSA,EX,CE,UKCA | ADDITIONAL FEATURES EN |  | ADDITIONAL FEATURES ES |  | ADDITIONAL FEATURES FR | [17 empty] | PRODUCTION COMPLETED
000000000060234702 | STP-004 | DATA ENRICHMENT | ATS | ATS | OK | 2022-09-28 | 2022-09-30 |  | 000000000060234702 | BHP1 | BHP Spares & Supplies | P1047 | Electrical machinery, motors, generators | EA | MAN2 | MOTOR VIB 0.9KW 960RPM 400V | MOTOR VIB 0.9KW 960RPM 400V |  |  |  | URL NOT FOUND | [14 empty] | CLEANSED | MOTOR | NO MODIFIER | TYPE | VIBRATOR | POWER RATING | 0.9 KW | SPEED RATING | 960 RPM | CONSTRUCTION MATERIAL |  | ENCLOSURE |  | MOUNTING TYPE |  | SERVICE FACTOR |  | HAZARD CLASS |  | CERTIFICATION/STANDARD |  | ADDITIONAL FEATURES EN | VOLTAGE RATING: 400 V | ADDITIONAL FEATURES ES |  | ADDITIONAL FEATURES FR | [37 empty] | PRODUCTION COMPLETED
000000000060234729 | STP-004 | DATA ENRICHMENT | ATS | ATS | OK | 2022-09-28 | 2022-09-30 |  | 000000000060234729 | BHP1 | BHP Spares & Supplies | P1047 | Electrical machinery, motors, generators | EA | MAN2 | MOTOR VIB 1.15KW 1500RPM 400V | MOTOR VIB 1.15KW 1500RPM 400V |  |  |  | URL NOT FOUND | [14 empty] | CLEANSED | MOTOR | NO MODIFIER | TYPE | VIBRATOR | POWER RATING | 1.15 KW | SPEED RATING | 1500 RPM | CONSTRUCTION MATERIAL |  | ENCLOSURE |  | MOUNTING TYPE |  | SERVICE FACTOR |  | HAZARD CLASS |  | CERTIFICATION/STANDARD |  | ADDITIONAL FEATURES EN | VOLTAGE RATING: 400 V | ADDITIONAL FEATURES ES |  | ADDITIONAL FEATURES FR | [37 empty] | PRODUCTION COMPLETED
000000000060254697 | STP-004 | DATA ENRICHMENT | ATS | ATS | OK | 2022-09-28 | 2022-09-30 |  | 000000000060254697 | BHP1 | BHP Spares & Supplies | P1047 | Electrical machinery, motors, generators | EA | MAN2 | MOTOR VIB 1.76KW 1500RPM 380V VWE 2500/1 | MOTOR, VIB, 1.76KW, 500RPM, 380V, VWE, 2500/15 | VWE2500/15 | 0019011819 | Unknown | URL NOT FOUND |  |  | VWE2500/15 | [11 empty] | CLEANSED | MOTOR | NO MODIFIER | TYPE | VIBRATOR | POWER RATING | 1.76 KW | SPEED RATING | 1500 RPM | CONSTRUCTION MATERIAL |  | ENCLOSURE |  | MOUNTING TYPE |  | SERVICE FACTOR |  | HAZARD CLASS |  | CERTIFICATION/STANDARD |  | ADDITIONAL FEATURES EN | VOLTAGE RATING: 380 V | ADDITIONAL FEATURES ES |  | ADDITIONAL FEATURES FR | [37 empty] | PRODUCTION COMPLETED
000000000060234713 | STP-004 | DATA ENRICHMENT | ATS | ATS | OK | 2022-09-28 | 2022-09-30 |  | 000000000060234713 | BHP1 | BHP Spares & Supplies | P1047 | Electrical machinery, motors, generators | EA | MAN2 | MOTOR VIB 2.4KW 1000RPM 400V | MOTOR VIB 2.4KW 1000RPM 400V |  |  |  | URL NOT FOUND | [14 empty] | CLEANSED | MOTOR | NO MODIFIER | TYPE | VIBRATOR | POWER RATING | 2.4 KW | SPEED RATING | 1000 RPM | CONSTRUCTION MATERIAL |  | ENCLOSURE |  | MOUNTING TYPE |  | SERVICE FACTOR |  | HAZARD CLASS |  | CERTIFICATION/STANDARD |  | ADDITIONAL FEATURES EN | VOLTAGE RATING: 400 V | ADDITIONAL FEATURES ES |  | ADDITIONAL FEATURES FR | [37 empty] | PRODUCTION COMPLETED
000000000060234719 | STP-004 | DATA ENRICHMENT | ATS | ATS | OK | 2022-09-28 | 2022-09-30 |  | 000000000060234719 | BHP1 | BHP Spares & Supplies | P1047 | Electrical machinery, motors, generators | EA | MAN2 | MOTOR VIB BM23000/10 18.7 | MOTOR VIB BM23000/10 18.7380/400V 1000RPM OMB MAKE |  |  |  | https://www.ombvibrators.com/sites/default/files/pdf/OMB_Catalogue_2020.pdf |  | OMB | BM 23000/10 | [11 empty] | ENRICHED | MOTOR | AC | TYPE | VIBRATOR | FRAME SIZE |  | POWER RATING | 18.7 KW | VOLTAGE RATING | 380/400 VAC | CURRENT RATING | 30.1 A | NUMBER OF POLES | 6 P | SPEED RATING | 1000 RPM | FREQUENCY RATING | 50 HZ | NUMBER OF PHASE | 3 PH | CONSTRUCTION MATERIAL |  | DEGREE OF PROTECTION | IP66 | ENCLOSURE |  | MOUNTING TYPE | FOOT | SERVICE FACTOR |  | INSULATION CLASS | F | DUTY CYCLE | S1 | AMBIENT TEMPERATURE | -20 TO 40 DEG C | HAZARD CLASS |  | CERTIFICATION/STANDARD | ATEX,CSA,IECEX | ADDITIONAL FEATURES EN |  | ADDITIONAL FEATURES ES |  | ADDITIONAL FEATURES FR | [17 empty] | PRODUCTION COMPLETED
000000000060234723 | STP-004 | DATA ENRICHMENT | ATS | ATS | OK | 2022-09-28 | 2022-09-30 |  | 000000000060234723 | BHP1 | BHP Spares & Supplies | P1047 | Electrical machinery, motors, generators | EA | MAN2 | MOTOR VIB. .85KW 1500RPM 380V VV38B/4 | MOTOR VIB. .85KW 1500RPM 380V VV38B/4 |  |  |  | https://www.pneu-hyd.co.th/motor-and-pump/vibration-motor/venanzetti/venanzetti-vibrators-motor-vv-series-three-phase.html | https://www.venanzettivibrazioni.it/wp-content/uploads/2022/06/Motovibratori-VV-4-Poli.pdf¦https://www.venanzettivibrazioni.it/en/product/electric-vibrators-vv-type/ | VENANZETTI | VV35B/4 | [11 empty] | ENRICHED | MOTOR | AC | TYPE | ELECTRICAL VIBRATOR | FRAME SIZE |  | POWER RATING | 520 W | VOLTAGE RATING | 230/400 VAC | CURRENT RATING | 0.9 A | NUMBER OF POLES | 4 P | SPEED RATING | 1500 RPM | FREQUENCY RATING | 50 HZ | NUMBER OF PHASE | 3 PH | CONSTRUCTION MATERIAL | ALUMINIUM,CAST IRON,STAINLESS STEEL AISI 304 | DEGREE OF PROTECTION | IP65 | ENCLOSURE |  | MOUNTING TYPE |  | SERVICE FACTOR |  | INSULATION CLASS | F | DUTY CYCLE | S1 | AMBIENT TEMPERATURE | -20 TO 40 DEG C | HAZARD CLASS |  | CERTIFICATION/STANDARD | ATEX,CSA,EX,CE,UKCA | ADDITIONAL FEATURES EN |  | ADDITIONAL FEATURES ES |  | ADDITIONAL FEATURES FR | [17 empty] | PRODUCTION COMPLETED
000000000060234720 | STP-004 | DATA ENRICHMENT | ATS | ATS | OK | 2022-09-28 | 2022-09-30 |  | 000000000060234720 | BHP1 | BHP Spares & Supplies | P1047 | Electrical machinery, motors, generators | EA | MAN2 | MOTOR VIB. BM23000/10 17.5 | MOTOR VIB. BM23000/10 17.5COUPLED 380/400V MAKE OMB 1000RPM |  |  |  | https://www.ombvibrators.com/sites/default/files/pdf/OMB_Catalogue_2020.pdf |  | OMB | BM23000/10 | [11 empty] | ENRICHED | MOTOR | AC | TYPE | VIBRATOR | FRAME SIZE |  | POWER RATING | 18700 W | VOLTAGE RATING | 380/400 VAC | CURRENT RATING | 30.1 A | NUMBER OF POLES | 6 P | SPEED RATING | 1000 RPM | FREQUENCY RATING | 50 HZ | NUMBER OF PHASE | 3 PH | CONSTRUCTION MATERIAL |  | DEGREE OF PROTECTION | IP66 | ENCLOSURE |  | MOUNTING TYPE | FOOT | SERVICE FACTOR |  | INSULATION CLASS | F | DUTY CYCLE | S1 | AMBIENT TEMPERATURE | -20 TO 40 DEG C | HAZARD CLASS |  | CERTIFICATION/STANDARD | ATEX,CSA,IECEX | ADDITIONAL FEATURES EN |  | ADDITIONAL FEATURES ES |  | ADDITIONAL FEATURES FR | [17 empty] | PRODUCTION COMPLETED
000000000060234717 | STP-004 | DATA ENRICHMENT | ATS | ATS | OK | 2022-09-28 | 2022-09-30 |  | 000000000060234717 | BHP1 | BHP Spares & Supplies | P1047 | Electrical machinery, motors, generators | EA | MAN2 | MOTOR VIB.10kw | MOTOR VIB.10kw |  |  |  | URL NOT FOUND | [14 empty] | CLEANSED | MOTOR | NO MODIFIER | TYPE | VIBRATOR | POWER RATING | 10 KW | SPEED RATING |  | CONSTRUCTION MATERIAL |  | ENCLOSURE |  | MOUNTING TYPE |  | SERVICE FACTOR |  | HAZARD CLASS |  | CERTIFICATION/STANDARD |  | ADDITIONAL FEATURES EN |  | ADDITIONAL FEATURES ES |  | ADDITIONAL FEATURES FR | [37 empty] | PRODUCTION COMPLETED
000000000060234716 | STP-004 | DATA ENRICHMENT | ATS | ATS | OK | 2022-09-28 | 2022-09-30 |  | 000000000060234716 | BHP1 | BHP Spares & Supplies | P1047 | Electrical machinery, motors, generators | EA | MAN2 | MOTOR VIB.9.2kw VV110B/6 1000RPM 111KN | MOTOR VIB.9.2kw VV110B/6 1000RPM 111KN |  |  |  | https://www.impexron-ltd.com/en/product-venanzetti-VV110B6-cena_bulgaria-3318164 | https://www.venanzettivibrazioni.it/en/product/electric-vibrators-vv-type/¦https://www.venanzettivibrazioni.it/wp-content/uploads/2022/06/Motovibratori-VV-6-Poli.pdf | VENANZETTI | VV110B/6 | [11 empty] | ENRICHED | MOTOR | AC | TYPE | ELECTRICAL VIBRATOR | FRAME SIZE |  | POWER RATING | 7500 W | VOLTAGE RATING | 230/400 VAC | CURRENT RATING | 13 A | NUMBER OF POLES | 6 P | SPEED RATING | 1000 RPM | FREQUENCY RATING | 50 HZ | NUMBER OF PHASE | 3 PH | CONSTRUCTION MATERIAL | ALUMINIUM,CAST IRON,STAINLESS STEEL AISI 304 | DEGREE OF PROTECTION | IP66 | ENCLOSURE |  | MOUNTING TYPE |  | SERVICE FACTOR |  | INSULATION CLASS | F | DUTY CYCLE | S1 | AMBIENT TEMPERATURE | -20 TO 40 DEG C | HAZARD CLASS |  | CERTIFICATION/STANDARD | ATEX,CSA,EX,CE,UKCA | ADDITIONAL FEATURES EN | FORCE: 111 KN | ADDITIONAL FEATURES ES |  | ADDITIONAL FEATURES FR | [17 empty] | PRODUCTION COMPLETED
000000000060234718 | STP-004 | DATA ENRICHMENT | ATS | ATS | OK | 2022-09-28 | 2022-09-30 |  | 000000000060234718 | BHP1 | BHP Spares & Supplies | P1047 | Electrical machinery, motors, generators | EA | MAN2 | MOTOR VIBRATOR 18.3KW 1000RPM VV22 1B/6 | MOTOR VIBRATOR 18.3KW 1000RPM VV22 1B/61000RPM/18,3KW/380V. |  |  |  | https://www.venanzettivibrazioni.it/en/product/electric-vibrators-vv-type/ | https://www.venanzettivibrazioni.it/wp-content/uploads/2022/06/Motovibratori-VV-6-Poli.pdf | VENANZETTI | VV221B/6 | [11 empty] | ENRICHED | MOTOR | AC | TYPE | ELECTRICAL VIBRATOR | FRAME SIZE |  | POWER RATING | 18.3 KW | VOLTAGE RATING | 230/400 VAC | CURRENT RATING | 31.8 A | NUMBER OF POLES | 6 P | SPEED RATING | 1000 RPM | FREQUENCY RATING | 50 HZ | NUMBER OF PHASE | 3 PH | CONSTRUCTION MATERIAL | ALUMINIUM,CAST IRON,STAINLESS STEEL AISI 304 | DEGREE OF PROTECTION | IP66 | ENCLOSURE |  | MOUNTING TYPE |  | SERVICE FACTOR |  | INSULATION CLASS | F | DUTY CYCLE | S1 | AMBIENT TEMPERATURE | -20 TO 40 DEG C | HAZARD CLASS |  | CERTIFICATION/STANDARD | ATEX,CSA,EX,CE,UKCA | ADDITIONAL FEATURES EN |  | ADDITIONAL FEATURES ES |  | ADDITIONAL FEATURES FR | [17 empty] | PRODUCTION COMPLETED
000000000060234714 | STP-004 | DATA ENRICHMENT | ATS | ATS | OK | 2022-09-28 | 2022-09-30 |  | 000000000060234714 | BHP1 | BHP Spares & Supplies | P1047 | Electrical machinery, motors, generators | EA | MAN2 | MOTOR VIBRATOR 2.6KW 1000RPMOMBTYPE BM | MOTOR VIBRATOR 2.6KW 1000RPM. OMB TYPE BM 5000/101000 RPM380 V2. |  |  |  | https://www.ombvibrators.com/en/products/seriebm | https://www.ombvibrators.com/sites/default/files/pdf/serie-bm-6poli.pdf | OMB | BM 5000/10 | [11 empty] | ENRICHED | MOTOR | AC | TYPE | VIBRATOR | FRAME SIZE |  | POWER RATING | 2.6 KW | VOLTAGE RATING | 220-230/380-400 VAC | CURRENT RATING |  | NUMBER OF POLES | 6 P | SPEED RATING | 1000 RPM | FREQUENCY RATING | 50 HZ | NUMBER OF PHASE | 3 PH | CONSTRUCTION MATERIAL |  | DEGREE OF PROTECTION | IP65-7 | ENCLOSURE |  | MOUNTING TYPE | FOOT BASE | SERVICE FACTOR | S1 | INSULATION CLASS | F | DUTY CYCLE | S1 | AMBIENT TEMPERATURE | -20 TO 40 DEG C | HAZARD CLASS |  | CERTIFICATION/STANDARD | ATEX 94/9/CE | ADDITIONAL FEATURES EN |  | ADDITIONAL FEATURES ES |  | ADDITIONAL FEATURES FR | [17 empty] | PRODUCTION COMPLETED
000000000060234676 | STP-004 | DATA ENRICHMENT | ATS | ATS | OK | 2022-09-28 | 2022-09-30 |  | 000000000060234676 | BHP1 | BHP Spares & Supplies | P1047 | Electrical machinery, motors, generators | EA | MAN2 | MOTOR VIBRATOR 3.4KW 1500RPM | MOTOR VIBRATOR 3.4KW 1500RPM3.4 KW/1500 RPM/380 V |  |  |  | URL NOT FOUND | [14 empty] | CLEANSED | MOTOR | NO MODIFIER | TYPE | VIBRATOR | POWER RATING | 3.4 KW | SPEED RATING | 1500 RPM | CONSTRUCTION MATERIAL |  | ENCLOSURE |  | MOUNTING TYPE |  | SERVICE FACTOR |  | HAZARD CLASS |  | CERTIFICATION/STANDARD |  | ADDITIONAL FEATURES EN | VOLTAGE RATING: 380 V | ADDITIONAL FEATURES ES |  | ADDITIONAL FEATURES FR | [37 empty] | PRODUCTION COMPLETED
000000000060222935 | STP-004 | DATA ENRICHMENT | ATS | ATS | OK | 2022-09-28 | 2022-09-30 |  | 000000000060222935 | BHP1 | BHP Spares & Supplies | 261016 | Motors | EA | MAN2 | MOTOR VIBRATOR, 1700/15 -1500RPM-525V | MOTOR VIBRATOR, 1700/15 -1500RPM-525V |  |  |  | URL NOT FOUND | [14 empty] | CLEANSED | MOTOR | NO MODIFIER | TYPE | VIBRATOR | POWER RATING |  | SPEED RATING | 1700/15 -1500 RPM | CONSTRUCTION MATERIAL |  | ENCLOSURE |  | MOUNTING TYPE |  | SERVICE FACTOR |  | HAZARD CLASS |  | CERTIFICATION/STANDARD |  | ADDITIONAL FEATURES EN | VOLTAGE RATING: 525 V | ADDITIONAL FEATURES ES |  | ADDITIONAL FEATURES FR | [37 empty] | PRODUCTION COMPLETED
000000000060224247 | STP-004 | DATA ENRICHMENT | ATS | ATS | OK | 2022-09-28 | 2022-09-30 |  | 000000000060224247 | BHP1 | BHP Spares & Supplies | 391200 | Electrical equipment and components and supplies | EA | MAN2 | MOTOR, 132KW, 525V, 4 POLE, 315S, B3, IP | MOTOR, PROCESS COOLING AIR FAN 704, 132KW, 525V, 4 POLE (1475RPM), FRAME 315S, B3 (FOOT MOUNTED), IP66, MAKE: ALSTOM, TYPE: LS6310-4 | LS6310-4AB |  |  | URL NOT FOUND |  | ALSTOM | LS6310-4AB | [11 empty] | CLEANSED | MOTOR | AC | TYPE |  | FRAME SIZE | 315S | POWER RATING | 132 KW | VOLTAGE RATING | 525 VAC | CURRENT RATING |  | NUMBER OF POLES | 4 P | SPEED RATING | 1475 RPM | FREQUENCY RATING |  | NUMBER OF PHASE |  | CONSTRUCTION MATERIAL |  | DEGREE OF PROTECTION | IP66 | ENCLOSURE |  | MOUNTING TYPE | B3 FOOT | SERVICE FACTOR |  | INSULATION CLASS |  | DUTY CYCLE |  | AMBIENT TEMPERATURE |  | HAZARD CLASS |  | CERTIFICATION/STANDARD |  | ADDITIONAL FEATURES EN | FOR 704 PROCESS COOLING AIR FAN | ADDITIONAL FEATURES ES |  | ADDITIONAL FEATURES FR | [17 empty] | PRODUCTION COMPLETED
000000000060149774 | STP-004 | DATA ENRICHMENT | ATS | ATS | OK | 2022-09-28 | 2022-09-30 |  | 000000000060149774 | BHP1 | BHP Spares & Supplies | 261016 | Motors | EA | MAN2 | MOTOR, 200KW, 525V AC, 1440RPM, FRAME 31 | MOTOR, 200KW, 525V AC, 1440RPM, FRAME 315L, SQUIRREL CAGE, FOOT MOUNTED, SIEMENS |  |  |  | URL NOT FOUND |  | SIEMENS | [12 empty] | CLEANSED | MOTOR | AC | TYPE | SQUIRREL CAGE | FRAME SIZE | 315L | POWER RATING | 200 KW | VOLTAGE RATING | 525 VAC | CURRENT RATING |  | NUMBER OF POLES |  | SPEED RATING | 1440 RPM | FREQUENCY RATING |  | NUMBER OF PHASE |  | CONSTRUCTION MATERIAL |  | DEGREE OF PROTECTION |  | ENCLOSURE |  | MOUNTING TYPE | FOOT | SERVICE FACTOR |  | INSULATION CLASS |  | DUTY CYCLE |  | AMBIENT TEMPERATURE |  | HAZARD CLASS |  | CERTIFICATION/STANDARD |  | ADDITIONAL FEATURES EN |  | ADDITIONAL FEATURES ES |  | ADDITIONAL FEATURES FR | [17 empty] | PRODUCTION COMPLETED
000000000060113326 | STP-004 | DATA ENRICHMENT | ATS | ATS | OK | 2022-09-28 | 2022-10-03 |  | 000000000060113326 | BHP1 | BHP Spares & Supplies | 261016 | Motors | EA | MAN2 | MOTOR, 20-6.5KW, 380-168V DC, 40-37A, 14 | MOTOR, 20-6.5KW, 380-168V DC, 40-37A, 1467-472 RPM SPECIAL TYPE 9330, C/W ELECTRICAL BRAKE & PINION, 10 TON OVERHEAD CRANE, MORRIS |  |  |  | URL NOT FOUND |  | MORRIS | 9330 | [5 empty] | 10 TON OVERHEAD CRANE | [5 empty] | CLEANSED | MOTOR | DC | TYPE |  | FRAME SIZE |  | POWER RATING | 20-6.5 KW | ARMATURE VOLTAGE RATING | 380-168 VDC | ARMATURE CURRENT RATING | 40-37 A | NUMBER OF POLES |  | SPEED RATING | 1467-472 RPM | TORQUE RATING |  | CONSTRUCTION MATERIAL |  | MOUNTING TYPE |  | ENCLOSURE |  | FIELD VOLTAGE RATING |  | FIELD CURRENT RATING |  | DUTY CYCLE |  | INSULATION CLASS |  | BRAKE DETAILS |  | ROTATION |  | HAZARD CLASS |  | CERTIFICATION/STANDARD |  | ADDITIONAL FEATURES EN | C/WELECTRICAL BRAKE AND PINION | ADDITIONAL FEATURES ES |  | ADDITIONAL FEATURES FR | [17 empty] | PRODUCTION COMPLETED
000000000060224248 | STP-004 | DATA ENRICHMENT | ATS | ATS | OK | 2022-09-28 | 2022-09-30 |  | 000000000060224248 | BHP1 | BHP Spares & Supplies | 391200 | Electrical equipment and components and supplies | EA | MAN2 | MOTOR, 330KW, 525V, 4 POLE, 355X, B3, IP | MOTOR, PROCESS COOLING AIR FAN 706, 330KW, 525V, 4 POLE (1475RPM), FRAME 355X, B3 (FOOT MOUNTED), IP66, MAKE: ALSTOM, TYPE: LS6353-4 | LS6353-4AB |  |  | URL NOT FOUND |  | ALSTOM | LS6353-4AB | [11 empty] | CLEANSED | MOTOR | AC | TYPE |  | FRAME SIZE | 355X | POWER RATING | 330 KW | VOLTAGE RATING | 525 VAC | CURRENT RATING |  | NUMBER OF POLES | 4 P | SPEED RATING | 1475 RPM | FREQUENCY RATING |  | NUMBER OF PHASE |  | CONSTRUCTION MATERIAL |  | DEGREE OF PROTECTION | IP66 | ENCLOSURE |  | MOUNTING TYPE | B3 FOOT | SERVICE FACTOR |  | INSULATION CLASS |  | DUTY CYCLE |  | AMBIENT TEMPERATURE |  | HAZARD CLASS |  | CERTIFICATION/STANDARD |  | ADDITIONAL FEATURES EN | FOR 706 PROCESS COOLING AIR FAN | ADDITIONAL FEATURES ES |  | ADDITIONAL FEATURES FR | [17 empty] | PRODUCTION COMPLETED
000000000060174750 | STP-004 | DATA ENRICHMENT | ATS | ATS | OK | 2022-09-28 | 2022-09-30 |  | 000000000060174750 | BHP1 | BHP Spares & Supplies | 261016 | Motors | EA | MAN2 | MOTOR, 380VOLT, 250KW, 2-POLE, 2970RPM, | MOTOR, 380VOLT, 250KW, 2-POLE, 2970RPM, 315L FRAME, 70MM OUTPUT SHAFT,, B3 FOOTMOUNTED, COMPLETE WITH 3-WIRE RTD'S WIRESTO BE CLEARLY MARKED FOR, DRIVE END AND NON-DRIVE END BEARING TEMP PROTECTION AND RED + WHITE +, BLUE PHASE TEMP PROTECTION TO SUITE TRANSDUCER UNIT RTD-P100, 4-20MA,, 230VOLTS, COMPLETE WITH MOTOR OUTPUT SHAFT TO BE FITTED COMPLETE WITH, DRIVE COUPLING, ESCOGEAR, FENNER CODE FST95 |  |  |  | URL NOT FOUND | [14 empty] | CLEANSED | MOTOR | AC | TYPE |  | FRAME SIZE | 315L | POWER RATING | 250 KW | VOLTAGE RATING | 380 VAC | CURRENT RATING |  | NUMBER OF POLES | 2 P | SPEED RATING | 2970 RPM | FREQUENCY RATING |  | NUMBER OF PHASE |  | CONSTRUCTION MATERIAL |  | DEGREE OF PROTECTION |  | ENCLOSURE |  | MOUNTING TYPE | B3 FOOT | SERVICE FACTOR |  | INSULATION CLASS |  | DUTY CYCLE |  | AMBIENT TEMPERATURE |  | HAZARD CLASS |  | CERTIFICATION/STANDARD |  | ADDITIONAL FEATURES EN | OUTPUT SHAFT: 70 MM,COMPLETE W/3-WIRE RTD'S WIRESTO BE CLEARLY MARKED FOR DRIVE END AND NON-DRIVE END BEARING TEMP PROTECTION AND RED + WHITE + BLUE PHASE TEMP PROTECTION TO SUITE TRANSDUCER UNIT RTD-P100,4-20 MA,230 V,COMPLETE W/MOTOR OUTPUT SHAFT TO BE FITTED COMPLETE W/DRIVE COUPLING,ESCOGEAR,FENNER CODE FST95 | ADDITIONAL FEATURES ES |  | ADDITIONAL FEATURES FR | [17 empty] | PRODUCTION COMPLETED
000000000060156641 | STP-004 | DATA ENRICHMENT | ATS | ATS | OK | 2022-09-28 | 2022-09-30 |  | 000000000060156641 | BHP1 | BHP Spares & Supplies | 261016 | Motors | EA | MAN2 | MOTOR, 90KW, FRAME 280S, 525V AC, 4 POLE | MOTOR, 90KW, FRAME 280S, 525V AC, 4 POLE, SQUIRREL CAGE, FOOT MOUNTED |  |  |  | URL NOT FOUND | [14 empty] | CLEANSED | MOTOR | AC | TYPE | SQUIRREL CAGE | FRAME SIZE | 280S | POWER RATING | 90 KW | VOLTAGE RATING | 525 VAC | CURRENT RATING |  | NUMBER OF POLES | 4 P | SPEED RATING |  | FREQUENCY RATING |  | NUMBER OF PHASE |  | CONSTRUCTION MATERIAL |  | DEGREE OF PROTECTION |  | ENCLOSURE |  | MOUNTING TYPE | FOOT | SERVICE FACTOR |  | INSULATION CLASS |  | DUTY CYCLE |  | AMBIENT TEMPERATURE |  | HAZARD CLASS |  | CERTIFICATION/STANDARD |  | ADDITIONAL FEATURES EN |  | ADDITIONAL FEATURES ES |  | ADDITIONAL FEATURES FR | [17 empty] | PRODUCTION COMPLETED
000000000060214361 | STP-004 | DATA ENRICHMENT | ATS | ATS | OK | 2022-09-28 | 2022-09-30 |  | 000000000060214361 | BHP1 | BHP Spares & Supplies | 261016 | Motors | EA | MAN2 | MOTOR, AC 380V,90KW,185A,315 FRM SLIPRIN | MOTOR, AC 90KW, 380V, 185A, 315 FRM SLIPRING 6 POLE, ROTOR 319V, ROTOR, 163A, TAPERED DRIVE SHAFT, COMPLETE WITH COUPLING HUB FITTED, TYPE, CANTERBURY WATERFALL, H236, E RION INNER HUB 90B/K AND BULLETS, BR236, C80 NT, BLACK BUFFER (12 SET) |  |  |  | URL NOT FOUND | [14 empty] | CLEANSED | MOTOR | AC | TYPE | SLIPRING | FRAME SIZE | 315 | POWER RATING | 90 KW | VOLTAGE RATING | 380 VAC | CURRENT RATING | 163 A | NUMBER OF POLES | 6 P | SPEED RATING |  | FREQUENCY RATING |  | NUMBER OF PHASE |  | CONSTRUCTION MATERIAL |  | DEGREE OF PROTECTION |  | ENCLOSURE |  | MOUNTING TYPE |  | SERVICE FACTOR |  | INSULATION CLASS |  | DUTY CYCLE |  | AMBIENT TEMPERATURE |  | HAZARD CLASS |  | CERTIFICATION/STANDARD |  | ADDITIONAL FEATURES EN | ROTOR VOLTAGE: 319 V,TAPERED DRIVE SHAFT,COMPLETE W/COUPLING HUB FITTED, CANTERBURY WATERFALL,H236,E RION INNER HUB 90B/K AND BULLETS,BR236,C80 NT,BLACK BUFFER (12 SET) | ADDITIONAL FEATURES ES |  | ADDITIONAL FEATURES FR | [17 empty] | PRODUCTION COMPLETED
000000000060214684 | STP-004 | DATA ENRICHMENT | ATS | ATS | OK | 2022-09-28 | 2022-09-30 | BASED ON SERIES | 000000000060214684 | BHP1 | BHP Spares & Supplies | 261016 | Motors | EA | MAN2 | MOTOR, AC, 11KW, 6 POLE, 160L FRAME SIZE | AC MOTOR 11KW, 6 POLE,FRAME SIZE 160L,PAD MOUNT,WEG - W22, SQUIRREL CAGE, CAST IRON,PREMIUM EFFICIENCY PLUS,TOTALLY ENCLOSED FAN COO | TAP30130 | 0019011455 | ZEST ELECTRICAL MOTORS CC | https://www.weg.net/catalog/weg/BR/en/Electric-Motors/Three-Phase-Low-Voltage/General-Purpose/W22/W22/W22/p/MKT_WMO_TEXT_IMAGE_BR_MT_3PHASE_LV_TEFC_W22 | https://static.weg.net/medias/downloadcenter/h7a/hdd/WEG-w22-three-phase-electric-motor-50029265-brochure-english-web.pdf | WEG | W22 |  | ZEST ELECTRICAL MOTORS CC | TAP30130 | [8 empty] | ENRICHED | MOTOR | AC | TYPE | SQUIRREL CAGE,INDUCTION | FRAME SIZE | 160L | POWER RATING | 11 KW | VOLTAGE RATING |  | CURRENT RATING |  | NUMBER OF POLES | 6 P | SPEED RATING |  | FREQUENCY RATING |  | NUMBER OF PHASE | 3 PH | CONSTRUCTION MATERIAL | CAST IRON | DEGREE OF PROTECTION | IP55 | ENCLOSURE | IC411 | MOUNTING TYPE | PAD | SERVICE FACTOR |  | INSULATION CLASS | F | DUTY CYCLE | S1 | AMBIENT TEMPERATURE | -30 TO 40 DEG C | HAZARD CLASS |  | CERTIFICATION/STANDARD | UL,CSA | ADDITIONAL FEATURES EN | PREMIUM EFFICIENCY PLUS,TOTALLY ENCLOSED FAN COO | ADDITIONAL FEATURES ES |  | ADDITIONAL FEATURES FR | [17 empty] | PRODUCTION COMPLETED
000000000060227101 | STP-004 | DATA ENRICHMENT | ATS | ATS | OK | 2022-09-28 | 2022-09-30 |  | 000000000060227101 | BHP1 | BHP Spares & Supplies | 261016 | Motors | EA | MAN2 | MOTOR, ALTERNATE CURRENT, 110KW,525V,148 | MOTOR, ALTERNATE CURRENT, 110KW,525V,1485RPM |  |  |  | URL NOT FOUND | [14 empty] | CLEANSED | MOTOR | AC | TYPE |  | FRAME SIZE |  | POWER RATING | 110 KW | VOLTAGE RATING | 525 VAC | CURRENT RATING |  | NUMBER OF POLES |  | SPEED RATING | 1485 RPM | FREQUENCY RATING |  | NUMBER OF PHASE |  | CONSTRUCTION MATERIAL |  | DEGREE OF PROTECTION |  | ENCLOSURE |  | MOUNTING TYPE |  | SERVICE FACTOR |  | INSULATION CLASS |  | DUTY CYCLE |  | AMBIENT TEMPERATURE |  | HAZARD CLASS |  | CERTIFICATION/STANDARD |  | ADDITIONAL FEATURES EN |  | ADDITIONAL FEATURES ES |  | ADDITIONAL FEATURES FR | [17 empty] | PRODUCTION COMPLETED
000000000060148634 | STP-004 | DATA ENRICHMENT | ATS | ATS | OK | 2022-09-28 | 2022-09-30 |  | 000000000060148634 | BHP1 | BHP Spares & Supplies | 261016 | Motors | EA | MAN2 | MOTOR, ALTERNATING CURRENT, 132KW, 315SL | MOTOR, ALTERNATING CURRENT, 132KW, 315SLIM FRAME SIZE, 380 VOLT, 3, PHASE, 4 POLE, 1480 RPM, FLANGE MOUNTED | BH34998 | 0019003592 | WEG MOTORS | URL NOT FOUND |  | WEG MOTORS | BH34998 | [11 empty] | CLEANSED | MOTOR | AC | TYPE |  | FRAME SIZE | 315SLIM | POWER RATING | 132 KW | VOLTAGE RATING | 380 VAC | CURRENT RATING |  | NUMBER OF POLES | 4 P | SPEED RATING | 1480 RPM | FREQUENCY RATING |  | NUMBER OF PHASE | 3 PH | CONSTRUCTION MATERIAL |  | DEGREE OF PROTECTION |  | ENCLOSURE |  | MOUNTING TYPE | FLANGE | SERVICE FACTOR |  | INSULATION CLASS |  | DUTY CYCLE |  | AMBIENT TEMPERATURE |  | HAZARD CLASS |  | CERTIFICATION/STANDARD |  | ADDITIONAL FEATURES EN |  | ADDITIONAL FEATURES ES |  | ADDITIONAL FEATURES FR | [17 empty] | PRODUCTION COMPLETED
000000000060221851 | STP-004 | DATA ENRICHMENT | ATS | ATS | OK | 2022-09-28 | 2022-09-30 |  | 000000000060221851 | BHP1 | BHP Spares & Supplies | 261016 | Motors | EA | MAN2 | MOTOR, ALTERNATING CURRENT, WEG, 55KW | MOTOR, ALTERNATING CURRENT, WEG, 55KW, 280S FRAME SIZE, 525 VOLT, 3, PHASE, 6 POLE, 960 RPM, FOOT MOUNTED, SLIPRING,OUTPUT SHAFT STRAIGHT &, NOT TAPERED, SSI FMT-00447 |  | 0019003592 | WEG MOTORS | URL NOT FOUND |  | WEG MOTORS | [12 empty] | CLEANSED | MOTOR | AC | TYPE | SLIPRING | FRAME SIZE | 280S | POWER RATING | 55 KW | VOLTAGE RATING | 525 VAC | CURRENT RATING |  | NUMBER OF POLES | 6 P | SPEED RATING | 960 RPM | FREQUENCY RATING |  | NUMBER OF PHASE | 3 PH | CONSTRUCTION MATERIAL |  | DEGREE OF PROTECTION |  | ENCLOSURE |  | MOUNTING TYPE | FOOT | SERVICE FACTOR |  | INSULATION CLASS |  | DUTY CYCLE |  | AMBIENT TEMPERATURE |  | HAZARD CLASS |  | CERTIFICATION/STANDARD |  | ADDITIONAL FEATURES EN | OUTPUT SHAFT STRAIGHT AND NOT TAPERED,SSI FMT-00447 | ADDITIONAL FEATURES ES |  | ADDITIONAL FEATURES FR | [17 empty] | PRODUCTION COMPLETED
000000000060217472 | STP-004 | DATA ENRICHMENT | ATS | ATS | OK | 2022-09-28 | 2022-10-03 | BASED ON WEB SOURCE NM TAKEN | 000000000060217472 | BHP1 | BHP Spares & Supplies | 411165 | Instrument parts and accessories | EA | MAN2 | MOTOR, AUMA, AD0071-4/80, 525VAC, 3PH, 1 | MOTOR, AUMA, AD0071-4/80, 525VAC, 3PH, 1400RPM | AD0071-4/80 | 0019000352 | AUMA | https://www.nriparts.com/products/auma-sa-101-ad0071-480-valve-replacement-parts/337082 | https://www.auma.com/en/products/multi-turn-actuators/actuators-sa-and-sar/¦https://www.auma.com/index.php?eID=ix_product_ajax&action=download&fileUID=17878 | AUMA | SA 10.1 AD0071-4/80 | [11 empty] | ENRICHED | ACTUATOR | ELECTRIC | TYPE | MOTOR | TRAVEL |  | VOLTAGE RATING | 460 VAC | CURRENT RATING |  | POWER RATING | 1 HP | END CONNECTION |  | SHAFT DIAMETER |  | TORQUE RATING | 10-32000 NM | INTERFACE TYPE |  | MATERIAL |  | ENCLOSURE | IP67 | TEMPERATURE RATING | -30 TO 70 DEG C | MOUNTING TYPE |  | HAZARD CLASS |  | CERTIFICATION/STANDARD |  | ADDITIONAL FEATURES EN |  | ADDITIONAL FEATURES ES |  | ADDITIONAL FEATURES FR | [25 empty] | PRODUCTION COMPLETED
000000000060188214 | STP-004 | DATA ENRICHMENT | ATS | ATS | OK | 2022-09-28 | 2022-10-03 | PATIAL MATCH | 000000000060188214 | BHP1 | BHP Spares & Supplies | 811016 | Mechanical engineering | EA | MAN2 | MOTOR, BRAKE, SKBRAKE, 180V, 60NM | MOTOR, BRAKE, SKBRAKE, 180V, 60NM, SSI FMT00353 | SK9052 | 0019011394 | BEARING MAN LTD | https://www.mrosupply.com/speed-reducers/6371788_sk90521ax-132mp4-cus-tw_nord-gear/¦https://www.holdensteel.com/listings/1341269-new-nord-sk9052-89-rpm-gearbox-reducer-19-91-1-sk132-7-5hp-motor-230-460-v | https://www.nord.com/us/documentation/catalogs/details/g4014_50hz.jsp | NORD | SK9052 |  | BEARING MAN LTD | [9 empty] | ENRICHED | MOTOR | GEAR | TYPE | HELICAL BEVEL | POWER RATING | 10 HP | OUTPUT SPEED RATING | 1765 RPM | VOLTAGE RATING | 265/460 V | NEMA/IEC SIZE |  | TORQUE RATING | 60 NM | SPEED RATIO |  | SERVICE FACTOR |  | CURRENT RATING |  | FREQUENCY RATING | 60 HZ | NUMBER OF PHASE |  | MOUNTING TYPE |  | DEGREE OF PROTECTION |  | HAZARD CLASS |  | CERTIFICATION/STANDARD |  | ADDITIONAL FEATURES EN | SSI FMT00353,BRAKE | ADDITIONAL FEATURES ES |  | ADDITIONAL FEATURES FR | [25 empty] | PRODUCTION COMPLETED
000000000060161097 | STP-004 | DATA ENRICHMENT | ATS | ATS | OK | 2022-09-28 | 2022-09-30 |  | 000000000060161097 | BHP1 | BHP Spares & Supplies | 261016 | Motors | EA | MAN2 | MOTOR, DEMAG, TYPE 16/6 KF 8/2 IM B5, 38 | MOTOR, DEMAG, TYPE 16/6 KF 8/2 IM B5, 380V, 50 HZ | 16/6 KF 8/2 IM B5 | 0019000915 | DEMAG INDUSTRIAL EQUIPMENT PTY. | https://de.impexron.com/16_6_KF_8_2-Germany_Sales_Price-Mannesmann_Demag-0-132509 |  | DEMAG INDUSTRIAL EQUIPMENT PTY. | 16/6 KF 8/2 IM B5 | [11 empty] | ENRICHED | MOTOR | BRAKE | TYPE |  | FRAME SIZE |  | POWER RATING |  | VOLTAGE RATING | 380 V | CURRENT RATING |  | SPEED RATING |  | TORQUE RATING |  | BRAKE VOLTAGE |  | CONSTRUCTION MATERIAL |  | MOUNTING TYPE | B5 | ENCLOSURE |  | BRAKE CURRENT |  | NUMBER OF POLES |  | FREQUENCY RATING | 50 HZ | NUMBER OF PHASE |  | SERVICE FACTOR |  | INSULATION CLASS |  | DUTY CYCLE |  | HAZARD CLASS |  | CERTIFICATION/STANDARD |  | ADDITIONAL FEATURES EN |  | ADDITIONAL FEATURES ES |  | ADDITIONAL FEATURES FR | [15 empty] | PRODUCTION COMPLETED
000000000060116610 | STP-004 | DATA ENRICHMENT | ATS | ATS | OK | 2022-09-28 | 2022-09-30 |  | 000000000060116610 | BHP1 | BHP Spares & Supplies | 261016 | Motors | EA | MAN2 | MOTOR, ELEC, 18.5KW, 29A, 525V AC, 3 PHA | MOTOR, ELECTRIC, 18.5KW, 29A, 525V AC, 3 PHASE, 2 POLE, FOOT MOUNTED, SQUIRREL CAGE, 37 TAG, FURNACE, MIDDELBURG FERROCHROME |  |  |  | URL NOT FOUND |  | MIDDELBURG FERROCHROME | [12 empty] | CLEANSED | MOTOR | AC | TYPE | SQUIRREL CAGE,ELECTRICAL | FRAME SIZE |  | POWER RATING | 18.5 KW | VOLTAGE RATING | 525 VAC | CURRENT RATING | 29 A | NUMBER OF POLES | 2 P | SPEED RATING |  | FREQUENCY RATING |  | NUMBER OF PHASE | 3 PH | CONSTRUCTION MATERIAL |  | DEGREE OF PROTECTION |  | ENCLOSURE |  | MOUNTING TYPE | FOOT | SERVICE FACTOR |  | INSULATION CLASS |  | DUTY CYCLE |  | AMBIENT TEMPERATURE |  | HAZARD CLASS |  | CERTIFICATION/STANDARD |  | ADDITIONAL FEATURES EN | 37 TAG,FURNACE | ADDITIONAL FEATURES ES |  | ADDITIONAL FEATURES FR | [17 empty] | PRODUCTION COMPLETED
000000000060122848 | STP-004 | DATA ENRICHMENT | ATS | ATS | OK | 2022-09-28 | 2022-09-30 |  | 000000000060122848 | BHP1 | BHP Spares & Supplies | 261016 | Motors | EA | MAN2 | MOTOR, ELEC, 18.5KW, FRAME 160, 525V AC, | MOTOR, ELECTRIC, 18.5KW, FRAME 160, 525V AC, 3 PHASE, 4 POLE, SQUIRREL CAGE, TEFC, FOOT MOUNTED |  |  |  | URL NOT FOUND | [14 empty] | CLEANSED | MOTOR | AC | TYPE | SQUIRREL CAGE,ELECTRICAL | FRAME SIZE | 160 | POWER RATING | 18.5 KW | VOLTAGE RATING | 525 VAC | CURRENT RATING |  | NUMBER OF POLES | 4 P | SPEED RATING |  | FREQUENCY RATING |  | NUMBER OF PHASE | 3 PH | CONSTRUCTION MATERIAL |  | DEGREE OF PROTECTION |  | ENCLOSURE | TEFC | MOUNTING TYPE | FOOT | SERVICE FACTOR |  | INSULATION CLASS |  | DUTY CYCLE |  | AMBIENT TEMPERATURE |  | HAZARD CLASS |  | CERTIFICATION/STANDARD |  | ADDITIONAL FEATURES EN |  | ADDITIONAL FEATURES ES |  | ADDITIONAL FEATURES FR | [17 empty] | PRODUCTION COMPLETED
000000000060122851 | STP-004 | DATA ENRICHMENT | ATS | ATS | OK | 2022-09-28 | 2022-09-30 |  | 000000000060122851 | BHP1 | BHP Spares & Supplies | 261016 | Motors | EA | MAN2 | MOTOR, ELEC, 18.5KW, FRAME 160L, 525V AC | MOTOR, ELEC, 18.5KW, FRAME 160L, 525V AC, 3 PHASE, 2 POLE, SQUIRREL CAGE, TEFC, FOOT MOUNTED |  |  |  | URL NOT FOUND | [14 empty] | CLEANSED | MOTOR | AC | TYPE | SQUIRREL CAGE,ELECTRICAL | FRAME SIZE | 160L | POWER RATING | 18.5 KW | VOLTAGE RATING | 525 VAC | CURRENT RATING |  | NUMBER OF POLES | 2 P | SPEED RATING |  | FREQUENCY RATING |  | NUMBER OF PHASE | 3 PH | CONSTRUCTION MATERIAL |  | DEGREE OF PROTECTION |  | ENCLOSURE | TEFC | MOUNTING TYPE | FOOT | SERVICE FACTOR |  | INSULATION CLASS |  | DUTY CYCLE |  | AMBIENT TEMPERATURE |  | HAZARD CLASS |  | CERTIFICATION/STANDARD |  | ADDITIONAL FEATURES EN |  | ADDITIONAL FEATURES ES |  | ADDITIONAL FEATURES FR | [17 empty] | PRODUCTION COMPLETED
000000000060122849 | STP-004 | DATA ENRICHMENT | ATS | ATS | OK | 2022-09-28 | 2022-09-30 |  | 000000000060122849 | BHP1 | BHP Spares & Supplies | 261016 | Motors | EA | MAN2 | MOTOR, ELEC, 18.5KW, FRAME 200L, 525V AC | MOTOR, ELECTRIC, 18.5KW, FRAME 200L, 525V AC, 3 PHASE, 6 POLE, SQUIRREL CAGE, TEFC, FOOT MOUNTED, REDUNDANT AS PER ESSI: 411 |  |  |  | URL NOT FOUND | [14 empty] | CLEANSED | MOTOR | AC | TYPE | SQUIRREL CAGE,ELECTRICAL | FRAME SIZE | 200L | POWER RATING | 18.5 KW | VOLTAGE RATING | 525 VAC | CURRENT RATING |  | NUMBER OF POLES | 6 P | SPEED RATING |  | FREQUENCY RATING |  | NUMBER OF PHASE | 3 PH | CONSTRUCTION MATERIAL |  | DEGREE OF PROTECTION |  | ENCLOSURE | TEFC | MOUNTING TYPE | FOOT | SERVICE FACTOR |  | INSULATION CLASS |  | DUTY CYCLE |  | AMBIENT TEMPERATURE |  | HAZARD CLASS |  | CERTIFICATION/STANDARD |  | ADDITIONAL FEATURES EN | REDUNDANT AS PER ESSI: 411 | ADDITIONAL FEATURES ES |  | ADDITIONAL FEATURES FR | [17 empty] | PRODUCTION COMPLETED
000000000060122850 | STP-004 | DATA ENRICHMENT | ATS | ATS | OK | 2022-09-28 | 2022-09-30 |  | 000000000060122850 | BHP1 | BHP Spares & Supplies | 261016 | Motors | EA | MAN2 | MOTOR, ELEC, 18.5KW, FRAME D284, 500V AC | MOTOR, ELEC, 18.5KW, FRAME D284, 500V AC, 3 PHASE, 4 POLE, SQUIRREL CAGE, TEFC, FOOT MOUNTED |  |  |  | URL NOT FOUND | [14 empty] | CLEANSED | MOTOR | AC | TYPE | SQUIRREL CAGE,ELECTRICAL | FRAME SIZE | D284 | POWER RATING | 18.5 KW | VOLTAGE RATING | 500 VAC | CURRENT RATING |  | NUMBER OF POLES | 4 P | SPEED RATING |  | FREQUENCY RATING |  | NUMBER OF PHASE | 3 PH | CONSTRUCTION MATERIAL |  | DEGREE OF PROTECTION |  | ENCLOSURE | TEFC | MOUNTING TYPE | FOOT | SERVICE FACTOR |  | INSULATION CLASS |  | DUTY CYCLE |  | AMBIENT TEMPERATURE |  | HAZARD CLASS |  | CERTIFICATION/STANDARD |  | ADDITIONAL FEATURES EN |  | ADDITIONAL FEATURES ES |  | ADDITIONAL FEATURES FR | [17 empty] | PRODUCTION COMPLETED
000000000060123594 | STP-004 | DATA ENRICHMENT | ATS | ATS | OK | 2022-09-28 | 2022-09-30 |  | 000000000060123594 | BHP1 | BHP Spares & Supplies | 261016 | Motors | EA | MAN2 | MOTOR, ELEC, 2.2KW, FRAME DZ100L, 525V A | MOTOR, ELEC, 2.2KW, FRAME DZ100L, 525V AC, 3 PHASE, 4 POLE, SQUIRREL CAGE, TEFC, FOOT MOUNTED, GEC |  |  |  | URL NOT FOUND | [14 empty] | CLEANSED | MOTOR | AC | TYPE | SQUIRREL CAGE,ELECTRICAL | FRAME SIZE | DZ100L | POWER RATING | 2.2 KW | VOLTAGE RATING | 525 VAC | CURRENT RATING |  | NUMBER OF POLES | 4 P | SPEED RATING |  | FREQUENCY RATING |  | NUMBER OF PHASE | 3 PH | CONSTRUCTION MATERIAL |  | DEGREE OF PROTECTION |  | ENCLOSURE | TEFC | MOUNTING TYPE | FOOT | SERVICE FACTOR |  | INSULATION CLASS |  | DUTY CYCLE |  | AMBIENT TEMPERATURE |  | HAZARD CLASS |  | CERTIFICATION/STANDARD |  | ADDITIONAL FEATURES EN | GEC | ADDITIONAL FEATURES ES |  | ADDITIONAL FEATURES FR | [17 empty] | PRODUCTION COMPLETED
000000000060122863 | STP-004 | DATA ENRICHMENT | ATS | ATS | OK | 2022-09-28 | 2022-09-30 |  | 000000000060122863 | BHP1 | BHP Spares & Supplies | 261016 | Motors | EA | MAN2 | MOTOR, ELEC, 22KW, FRAME DX180L, 525V AC | MOTOR, ELEC, 22KW, FRAME DX180L, 525V AC, 3 PHASE, 2 POLE, SQUIRREL CAGE, TEFC, FOOT MOUNTED |  |  |  | URL NOT FOUND | [14 empty] | CLEANSED | MOTOR | AC | TYPE | SQUIRREL CAGE,ELECTRICAL | FRAME SIZE | DX180L | POWER RATING | 22 KW | VOLTAGE RATING | 525 VAC | CURRENT RATING |  | NUMBER OF POLES | 2 P | SPEED RATING |  | FREQUENCY RATING |  | NUMBER OF PHASE | 3 PH | CONSTRUCTION MATERIAL |  | DEGREE OF PROTECTION |  | ENCLOSURE | TEFC | MOUNTING TYPE | FOOT | SERVICE FACTOR |  | INSULATION CLASS |  | DUTY CYCLE |  | AMBIENT TEMPERATURE |  | HAZARD CLASS |  | CERTIFICATION/STANDARD |  | ADDITIONAL FEATURES EN |  | ADDITIONAL FEATURES ES |  | ADDITIONAL FEATURES FR | [17 empty] | PRODUCTION COMPLETED
000000000060219986 | STP-004 | DATA ENRICHMENT | ATS | ATS | OK | 2022-09-28 | 2022-09-30 |  | 000000000060219986 | BHP1 | BHP Spares & Supplies | 261016 | Motors | EA | MAN2 | MOTOR, ELEC, 25KW, FRAME DW200L, 525V AC | MOTOR, ELECTRIC, 25KW, FRAME DW200L, 525V AC, 3 PHASE, 6 POLE, SLIPRING,, FOOT MOUNTED, SSI FMT0085 |  |  |  | URL NOT FOUND | [14 empty] | CLEANSED | MOTOR | AC | TYPE | SLIPRING,ELECTRICAL | FRAME SIZE | DW200L | POWER RATING | 25 KW | VOLTAGE RATING | 525 VAC | CURRENT RATING |  | NUMBER OF POLES | 6 P | SPEED RATING |  | FREQUENCY RATING |  | NUMBER OF PHASE | 3 PH | CONSTRUCTION MATERIAL |  | DEGREE OF PROTECTION |  | ENCLOSURE |  | MOUNTING TYPE | FOOT | SERVICE FACTOR |  | INSULATION CLASS |  | DUTY CYCLE |  | AMBIENT TEMPERATURE |  | HAZARD CLASS |  | CERTIFICATION/STANDARD |  | ADDITIONAL FEATURES EN | SSI FMT0085 | ADDITIONAL FEATURES ES |  | ADDITIONAL FEATURES FR | [17 empty] | PRODUCTION COMPLETED
000000000060024566 | STP-004 | DATA ENRICHMENT | ATS | ATS | OK | 2022-09-28 | 2022-09-30 |  | 000000000060024566 | BHP1 | BHP Spares & Supplies | 261016 | Motors | EA | MAN2 | MOTOR, ELEC, 30KW, FRAME D200L, 525V AC, | MOTOR, ELEC, 30KW, FRAME D200L, 525V AC, 3 PHASE, 2 POLE, SQUIRREL CAGE, TEFC, FOOT MOUNTED |  |  |  | URL NOT FOUND | [14 empty] | CLEANSED | MOTOR | AC | TYPE | SQUIRREL CAGE,ELECTRICAL | FRAME SIZE | D200L | POWER RATING | 30 KW | VOLTAGE RATING | 525 VAC | CURRENT RATING |  | NUMBER OF POLES | 2 P | SPEED RATING |  | FREQUENCY RATING |  | NUMBER OF PHASE | 3 PH | CONSTRUCTION MATERIAL |  | DEGREE OF PROTECTION |  | ENCLOSURE | TEFC | MOUNTING TYPE | FOOT | SERVICE FACTOR |  | INSULATION CLASS |  | DUTY CYCLE |  | AMBIENT TEMPERATURE |  | HAZARD CLASS |  | CERTIFICATION/STANDARD |  | ADDITIONAL FEATURES EN |  | ADDITIONAL FEATURES ES |  | ADDITIONAL FEATURES FR | [17 empty] | PRODUCTION COMPLETED
000000000060122884 | STP-004 | DATA ENRICHMENT | ATS | ATS | OK | 2022-09-28 | 2022-09-30 |  | 000000000060122884 | BHP1 | BHP Spares & Supplies | 261016 | Motors | EA | MAN2 | MOTOR, ELEC, 45KW, FRAME M225, 525V AC, | MOTOR, ELEC, 45KW, FRAME M225, 525V AC, 3 PHASE, 2 POLE, SQUIRREL CAGE, TEFC, FOOT MOUNTED |  |  |  | URL NOT FOUND | [14 empty] | CLEANSED | MOTOR | AC | TYPE | SQUIRREL CAGE,ELECTRICAL | FRAME SIZE | M225 | POWER RATING | 45 KW | VOLTAGE RATING | 525 VAC | CURRENT RATING |  | NUMBER OF POLES | 2 P | SPEED RATING |  | FREQUENCY RATING |  | NUMBER OF PHASE | 3 PH | CONSTRUCTION MATERIAL |  | DEGREE OF PROTECTION |  | ENCLOSURE | TEFC | MOUNTING TYPE | FOOT | SERVICE FACTOR |  | INSULATION CLASS |  | DUTY CYCLE |  | AMBIENT TEMPERATURE |  | HAZARD CLASS |  | CERTIFICATION/STANDARD |  | ADDITIONAL FEATURES EN |  | ADDITIONAL FEATURES ES |  | ADDITIONAL FEATURES FR | [17 empty] | PRODUCTION COMPLETED
000000000060122755 | STP-004 | DATA ENRICHMENT | ATS | ATS | OK | 2022-09-28 | 2022-10-01 |  | 000000000060122755 | BHP1 | BHP Spares & Supplies | 261016 | Motors | EA | MAN2 | MOTOR, ELEC, 4KW, FRAME 112M, 525V AC, 3 | MOTOR, ELECTRIC, 4KW, FRAME 112M, 525V AC, 3 PHASE, 2 POLE, SQUIRREL CAGE, TEFC, FOOT MOUNTED |  |  |  | URL NOT FOUND | [14 empty] | CLEANSED | MOTOR | AC | TYPE | SQUIRREL CAGE,ELECTRICAL | FRAME SIZE | 112M | POWER RATING | 4 KW | VOLTAGE RATING | 525 VAC | CURRENT RATING |  | NUMBER OF POLES | 2 P | SPEED RATING |  | FREQUENCY RATING |  | NUMBER OF PHASE | 3 PH | CONSTRUCTION MATERIAL |  | DEGREE OF PROTECTION |  | ENCLOSURE | TEFC | MOUNTING TYPE | FOOT | SERVICE FACTOR |  | INSULATION CLASS |  | DUTY CYCLE |  | AMBIENT TEMPERATURE |  | HAZARD CLASS |  | CERTIFICATION/STANDARD |  | ADDITIONAL FEATURES EN |  | ADDITIONAL FEATURES ES |  | ADDITIONAL FEATURES FR | [17 empty] | PRODUCTION COMPLETED
000000000060115467 | STP-004 | DATA ENRICHMENT | ATS | ATS | OK | 2022-09-28 | 2022-10-01 |  | 000000000060115467 | BHP1 | BHP Spares & Supplies | 261016 | Motors | EA | MAN2 | MOTOR, ELEC, CROSS TRAVEL, 380V, 3 PHASE | MOTOR, ELECTRIC, CROSS TRAVEL, 380V, 3 PHASE, 50HZ, TYPE KDF63, C/W BREAK & GEARBOX, 1.6 TON PASTE HOIST MODEL D168 H19KV2-2/1 F4, D, EMAG, FURNACES NO 4 & 5, FERROMETALS |  |  |  | URL NOT FOUND |  | DEMAG | [6 empty] | 1.6 TON PASTE HOIST | D168 H19KV2-2/1 F4 |  |  |  |  | CLEANSED | MOTOR | AC | TYPE | ELECTRICAL | FRAME SIZE | KDF63 | POWER RATING |  | VOLTAGE RATING | 380 VAC | CURRENT RATING |  | NUMBER OF POLES |  | SPEED RATING |  | FREQUENCY RATING | 50 HZ | NUMBER OF PHASE | 3 PH | CONSTRUCTION MATERIAL |  | DEGREE OF PROTECTION |  | ENCLOSURE |  | MOUNTING TYPE |  | SERVICE FACTOR |  | INSULATION CLASS |  | DUTY CYCLE |  | AMBIENT TEMPERATURE |  | HAZARD CLASS |  | CERTIFICATION/STANDARD |  | ADDITIONAL FEATURES EN | CROSS TRAVEL,C/W BREAK AND GEARBOX,FURNACES NO 4 AND 5,FERROMETALS | ADDITIONAL FEATURES ES |  | ADDITIONAL FEATURES FR | [17 empty] | PRODUCTION COMPLETED
000000000060123630 | STP-004 | DATA ENRICHMENT | ATS | ATS | OK | 2022-09-28 | 2022-10-01 |  | 000000000060123630 | BHP1 | BHP Spares & Supplies | 261016 | Motors | EA | MAN2 | MOTOR, ELEC, RECON, 600W, 380V AC, 3 PHA | MOTOR, ELECTRIC, RECONDITIONED, 600W, 380V AC, 3 PHASE, SQUIRREL CAGE, VIBRATOR TYPE, BOSCH | 0618-106-001 RECON | 0019008549 | BOSCH | URL NOT FOUND |  | BOSCH | 0618-106-001 RECON | [11 empty] | CLEANSED | MOTOR | AC | TYPE | SQUIRREL CAGE,ELECTRICAL,VIBRATOR | FRAME SIZE |  | POWER RATING | 600 W | VOLTAGE RATING | 380 VAC | CURRENT RATING |  | NUMBER OF POLES |  | SPEED RATING |  | FREQUENCY RATING |  | NUMBER OF PHASE | 3 PH | CONSTRUCTION MATERIAL |  | DEGREE OF PROTECTION |  | ENCLOSURE |  | MOUNTING TYPE |  | SERVICE FACTOR |  | INSULATION CLASS |  | DUTY CYCLE |  | AMBIENT TEMPERATURE |  | HAZARD CLASS |  | CERTIFICATION/STANDARD |  | ADDITIONAL FEATURES EN | RECONDITIONED | ADDITIONAL FEATURES ES |  | ADDITIONAL FEATURES FR | [17 empty] | PRODUCTION COMPLETED
000000000060241014 | STP-004 | DATA ENRICHMENT | ATS | ATS | OK | 2022-09-28 | 2022-10-01 |  | 000000000060241014 | BHP1 | BHP Spares & Supplies | 320000 | Electronic Components and Supplies | EA | MAN2 | MOTOR, ELECTICAL WEG 160KW 6P 525V | MOTOR, ELECTRICAL WEG 160KW 6P 525/550V B3 355ML IE IP66 P/N TPW7215030 | TPW7215030 | 0019011455 | ZEST ELECTRICAL MOTORS CC | https://www.zestweg.com/products/electric-motors/low-voltage-iec-motors/general-purpose-odp-tefc/w22-ie3/160kw-6p-525-1000v-b3-355ml-ie3-ip66-w22/ |  | ZEST ELECTRICAL MOTORS CC | TPW7215030 |  | WEG | [9 empty] | ENRICHED | MOTOR | AC | TYPE | ELECTRICAL | FRAME SIZE | 355ML | POWER RATING | 160 KW | VOLTAGE RATING | 525 VAC | CURRENT RATING |  | NUMBER OF POLES | 6 P | SPEED RATING | 990 RPM | FREQUENCY RATING |  | NUMBER OF PHASE |  | CONSTRUCTION MATERIAL |  | DEGREE OF PROTECTION | IP66 | ENCLOSURE |  | MOUNTING TYPE | B3 FOOT | SERVICE FACTOR |  | INSULATION CLASS |  | DUTY CYCLE |  | AMBIENT TEMPERATURE |  | HAZARD CLASS |  | CERTIFICATION/STANDARD |  | ADDITIONAL FEATURES EN |  | ADDITIONAL FEATURES ES |  | ADDITIONAL FEATURES FR | [17 empty] | PRODUCTION COMPLETED
000000000060167895 | STP-004 | DATA ENRICHMENT | ATS | ATS | OK | 2022-09-28 | 2022-10-01 |  | 000000000060167895 | BHP1 | BHP Spares & Supplies | 251739 | Electrical components | EA | MAN2 | MOTOR, ELECTRIC, 22KW, 1465 RPM, 380 VOL | MOTOR, ELECTRIC, 22KW, 1465 RPM, 380 VOLT, TYPE DV180L4RS, SEW | DV180L4/RS | 0019008928 | SEW | https://www.pcssupply.com/sew-eurodrive-dv-series-dv180l4-ac-motor/ | https://www.wynparts.com/product/84415/sew-dv180l4-22kw-motor-30-hp-220-380-3-phase-50-hz-1465-rpm¦https://www.pcssupply.com/downloads/sew-eurodrive-ac-motor.pdf | SEW | DV180L4/RS | [11 empty] | ENRICHED | MOTOR | AC | TYPE | ELECTRICAL | FRAME SIZE | 180 | POWER RATING | 22 KW | VOLTAGE RATING | 220/380 VAC | CURRENT RATING |  | NUMBER OF POLES | 4 P | SPEED RATING | 1465 RPM | FREQUENCY RATING | 50 HZ | NUMBER OF PHASE | 3 PH | CONSTRUCTION MATERIAL |  | DEGREE OF PROTECTION |  | ENCLOSURE |  | MOUNTING TYPE | B6 FOOT | SERVICE FACTOR |  | INSULATION CLASS |  | DUTY CYCLE |  | AMBIENT TEMPERATURE |  | HAZARD CLASS |  | CERTIFICATION/STANDARD | CE | ADDITIONAL FEATURES EN |  | ADDITIONAL FEATURES ES |  | ADDITIONAL FEATURES FR | [17 empty] | PRODUCTION COMPLETED
000000000060187756 | STP-004 | DATA ENRICHMENT | ATS | ATS | OK | 2022-09-28 | 2022-10-01 |  | 000000000060187756 | BHP1 | BHP Spares & Supplies | 391200 | Electrical equipment and components and supplies | EA | MAN2 | MOTOR, ELECTRIC, 7,5 KW, 525 V, SC, 4 PO | MOTOR, ELECTRIC, 7,5 KW, 525 V, SC, 4 POLE, 1455 RPM, FLANGE MOUNTED C/W BRAKE, S2/S3 CROSS TRAVEL, AS PER SSI 4203. |  | 0019011590 | SIEMENS | URL NOT FOUND |  | SIEMENS | [12 empty] | CLEANSED | MOTOR | AC | TYPE | ELECTRICAL | FRAME SIZE |  | POWER RATING | 7.5 KW | VOLTAGE RATING | 525 VAC | CURRENT RATING |  | NUMBER OF POLES | 4 P | SPEED RATING | 1455 RPM | FREQUENCY RATING |  | NUMBER OF PHASE |  | CONSTRUCTION MATERIAL |  | DEGREE OF PROTECTION |  | ENCLOSURE |  | MOUNTING TYPE | FLANGE | SERVICE FACTOR |  | INSULATION CLASS |  | DUTY CYCLE | S2/S3 | AMBIENT TEMPERATURE |  | HAZARD CLASS |  | CERTIFICATION/STANDARD |  | ADDITIONAL FEATURES EN | C/W BRAKE,AS PER SSI 4203. | ADDITIONAL FEATURES ES |  | ADDITIONAL FEATURES FR | [17 empty] | PRODUCTION COMPLETED
000000000060176166 | STP-004 | DATA ENRICHMENT | ATS | ATS | OK | 2022-09-28 | 2022-10-01 |  | 000000000060176166 | BHP1 | BHP Spares & Supplies | 261016 | Motors | EA | MAN2 | MOTOR, ELECTRIC, AC, SQUIRREL CAGE, 15 K | MOTOR, ELECTRIC, AC, SQUIRREL CAGE, 15 KW, 380V, 1450 RPM, FLANGE MOUNTED, FRAME 160M, CLASS F INSULATION, WEG | TE3203035 | 0019003592 | WEG MOTORS | URL NOT FOUND |  | WEG MOTORS | TE3203035 | [11 empty] | CLEANSED | MOTOR | AC | TYPE | SQUIRREL CAGE,ELECTRICAL | FRAME SIZE | 160M | POWER RATING | 15 KW | VOLTAGE RATING | 380 VAC | CURRENT RATING |  | NUMBER OF POLES |  | SPEED RATING | 1450 RPM | FREQUENCY RATING |  | NUMBER OF PHASE |  | CONSTRUCTION MATERIAL |  | DEGREE OF PROTECTION |  | ENCLOSURE |  | MOUNTING TYPE | FLANGE | SERVICE FACTOR |  | INSULATION CLASS | F | DUTY CYCLE |  | AMBIENT TEMPERATURE |  | HAZARD CLASS |  | CERTIFICATION/STANDARD |  | ADDITIONAL FEATURES EN |  | ADDITIONAL FEATURES ES |  | ADDITIONAL FEATURES FR | [17 empty] | PRODUCTION COMPLETED
000000000060149531 | STP-004 | DATA ENRICHMENT | ATS | ATS | OK | 2022-09-28 | 2022-10-01 |  | 000000000060149531 | BHP1 | BHP Spares & Supplies | 261016 | Motors | EA | MAN2 | MOTOR, ELECTRIC, TYPE HGF400B, 750KW, 38 | MOTOR, ELECTRIC, TYPE HGF400B, 750KW, 380V, 3 PHASE, 1430RPM, IP55, WEG | HGF400B | 0019000000 | 1069 | URL NOT FOUND |  | WEG | [12 empty] | CLEANSED | MOTOR | AC | TYPE | ELECTRICAL | FRAME SIZE | HGF400B | POWER RATING | 750 KW | VOLTAGE RATING | 380 VAC | CURRENT RATING |  | NUMBER OF POLES |  | SPEED RATING | 1430 RPM | FREQUENCY RATING |  | NUMBER OF PHASE | 3 PH | CONSTRUCTION MATERIAL |  | DEGREE OF PROTECTION | IP55 | ENCLOSURE |  | MOUNTING TYPE |  | SERVICE FACTOR |  | INSULATION CLASS |  | DUTY CYCLE |  | AMBIENT TEMPERATURE |  | HAZARD CLASS |  | CERTIFICATION/STANDARD |  | ADDITIONAL FEATURES EN | REF: 1069 | ADDITIONAL FEATURES ES |  | ADDITIONAL FEATURES FR | [17 empty] | PRODUCTION COMPLETED
000000000060175050 | STP-004 | DATA ENRICHMENT | ATS | ATS | OK | 2022-09-28 | 2022-10-01 |  | 000000000060175050 | BHP1 | BHP Spares & Supplies | 261016 | Motors | EA | MAN2 | MOTOR, ELECTRIC,30KW,525V,4POLE,1460RPM, | MOTOR, ELECTRIC,30KW,525V,4POLE,1460RPM,200L FRAME B3 FOOT MOUNTED T/BOX RHS | 200L-FENNER | 0019007987 | FENNER POWER TRANSMISSION | URL NOT FOUND |  | FENNER POWER TRANSMISSION | [12 empty] | CLEANSED | MOTOR | AC | TYPE | ELECTRICAL | FRAME SIZE | 200L | POWER RATING | 30 KW | VOLTAGE RATING | 525 VAC | CURRENT RATING |  | NUMBER OF POLES | 4 P | SPEED RATING | 1460 RPM | FREQUENCY RATING |  | NUMBER OF PHASE |  | CONSTRUCTION MATERIAL |  | DEGREE OF PROTECTION |  | ENCLOSURE |  | MOUNTING TYPE | B3 FOOT | SERVICE FACTOR |  | INSULATION CLASS |  | DUTY CYCLE |  | AMBIENT TEMPERATURE |  | HAZARD CLASS |  | CERTIFICATION/STANDARD |  | ADDITIONAL FEATURES EN | T/BOX RHS | ADDITIONAL FEATURES ES |  | ADDITIONAL FEATURES FR | [17 empty] | PRODUCTION COMPLETED
000000000060175029 | STP-004 | DATA ENRICHMENT | ATS | ATS | OK | 2022-09-28 | 2022-10-01 |  | 000000000060175029 | BHP1 | BHP Spares & Supplies | 261016 | Motors | EA | MAN2 | MOTOR, ELECTRIC,55KW,525V,2POLE,AC,2970R | MOTOR, ELECTRIC,55KW,525V,2POLE,AC,2970RPM,B3 MOUNT. | 250M-FENNER | 0019007987 | FENNER POWER TRANSMISSION | URL NOT FOUND |  | FENNER POWER TRANSMISSION | [12 empty] | CLEANSED | MOTOR | AC | TYPE | ELECTRICAL | FRAME SIZE | 250M | POWER RATING | 55 KW | VOLTAGE RATING | 525 VAC | CURRENT RATING |  | NUMBER OF POLES | 2 P | SPEED RATING | 2970 RPM | FREQUENCY RATING |  | NUMBER OF PHASE |  | CONSTRUCTION MATERIAL |  | DEGREE OF PROTECTION |  | ENCLOSURE |  | MOUNTING TYPE | B3 | SERVICE FACTOR |  | INSULATION CLASS |  | DUTY CYCLE |  | AMBIENT TEMPERATURE |  | HAZARD CLASS |  | CERTIFICATION/STANDARD |  | ADDITIONAL FEATURES EN |  | ADDITIONAL FEATURES ES |  | ADDITIONAL FEATURES FR | [17 empty] | PRODUCTION COMPLETED
000000000060175087 | STP-004 | DATA ENRICHMENT | ATS | ATS | OK | 2022-09-28 | 2022-10-01 |  | 000000000060175087 | BHP1 | BHP Spares & Supplies | 261016 | Motors | EA | MAN2 | MOTOR, ELECTRIC,VIBRAT, 0.4KW, 525V, 144 | MOTOR, ELECTRIC,VIBRAT, 0.4KW, 525V, 1440RPM, 0.81AMP, FORCE 9KN, KEE-9-, 4BW | KEE-9-4BW | 0019009332 | URAS | https://www.clevelandvibrator.com/images/Documents/Uras%20Vibrator%20Rotary%20Electric%20Vibrator%20Data%20Sheet.pdf |  | URAS | KEE-9-4BW | [11 empty] | ENRICHED | MOTOR | AC | TYPE | ELECTRICAL,VIBRATOR | FRAME SIZE |  | POWER RATING | 0.4 KW | VOLTAGE RATING | 525 VAC | CURRENT RATING | 0.81 A | NUMBER OF POLES | 4 P | SPEED RATING | 1440 RPM | FREQUENCY RATING | 50 HZ | NUMBER OF PHASE | 3 PH | CONSTRUCTION MATERIAL |  | DEGREE OF PROTECTION | IP65,66 | ENCLOSURE |  | MOUNTING TYPE |  | SERVICE FACTOR |  | INSULATION CLASS | E | DUTY CYCLE |  | AMBIENT TEMPERATURE | -15 TO 40 DEG C | HAZARD CLASS |  | CERTIFICATION/STANDARD | CSA,CE,ISO 9001 | ADDITIONAL FEATURES EN | FORCE: 9 KN | ADDITIONAL FEATURES ES |  | ADDITIONAL FEATURES FR | [17 empty] | PRODUCTION COMPLETED
000000000060175091 | STP-004 | DATA ENRICHMENT | ATS | ATS | OK | 2022-09-28 | 2022-10-01 |  | 000000000060175091 | BHP1 | BHP Spares & Supplies | 261016 | Motors | EA | MAN2 | MOTOR, ELECTRIC,VIBRAT, 1.6KW,AC,525V, | MOTOR, ELECTRIC,VIBRAT, 1.6KW,AC,525V,3PHASE,960R/MIN,3AMP | USO7703900 | 0019009332 | URAS | URL NOT FOUND |  | URAS | USO7703900 | [11 empty] | CLEANSED | MOTOR | AC | TYPE | ELECTRICAL,VIBRATOR | FRAME SIZE |  | POWER RATING | 1.6 KW | VOLTAGE RATING | 525 VAC | CURRENT RATING | 3 A | NUMBER OF POLES |  | SPEED RATING | 960 RPM | FREQUENCY RATING |  | NUMBER OF PHASE | 3 PH | CONSTRUCTION MATERIAL |  | DEGREE OF PROTECTION |  | ENCLOSURE |  | MOUNTING TYPE |  | SERVICE FACTOR |  | INSULATION CLASS |  | DUTY CYCLE |  | AMBIENT TEMPERATURE |  | HAZARD CLASS |  | CERTIFICATION/STANDARD |  | ADDITIONAL FEATURES EN |  | ADDITIONAL FEATURES ES |  | ADDITIONAL FEATURES FR | [17 empty] | PRODUCTION COMPLETED
000000000060175090 | STP-004 | DATA ENRICHMENT | ATS | ATS | OK | 2022-09-28 | 2022-10-01 |  | 000000000060175090 | BHP1 | BHP Spares & Supplies | 261016 | Motors | EA | MAN2 | MOTOR, ELECTRIC,VIBRAT, 3KW,525V,3PHASE, | MOTOR, ELECTRIC,VIBRAT, 3KW,525V,3PHASE,940R/MIN,3AMP | USO72125001 | 0019009332 | URAS | URL NOT FOUND |  | URAS | USO72125001 | [11 empty] | CLEANSED | MOTOR | AC | TYPE | ELECTRICAL,VIBRATOR | FRAME SIZE |  | POWER RATING | 3 KW | VOLTAGE RATING | 525 VAC | CURRENT RATING | 3 A | NUMBER OF POLES |  | SPEED RATING | 940 RPM | FREQUENCY RATING |  | NUMBER OF PHASE | 3 PH | CONSTRUCTION MATERIAL |  | DEGREE OF PROTECTION |  | ENCLOSURE |  | MOUNTING TYPE |  | SERVICE FACTOR |  | INSULATION CLASS |  | DUTY CYCLE |  | AMBIENT TEMPERATURE |  | HAZARD CLASS |  | CERTIFICATION/STANDARD |  | ADDITIONAL FEATURES EN |  | ADDITIONAL FEATURES ES |  | ADDITIONAL FEATURES FR | [17 empty] | PRODUCTION COMPLETED
000000000060175086 | STP-004 | DATA ENRICHMENT | ATS | ATS | OK | 2022-09-28 | 2022-10-01 |  | 000000000060175086 | BHP1 | BHP Spares & Supplies | 261016 | Motors | EA | MAN2 | MOTOR, ELECTRIC,VIBRAT,11KW,AC,525V,740R | MOTOR, ELECTRICAL, VIBRAT, 11KW, AC 525V,740RPM,3PHASE,22AMP, MOTOR, ELECTRIC, VIBRAT, 11KW, AC 525V,740RPM,3PHASE,22AMP | USO81034003 | 0019009332 | URAS | URL NOT FOUND |  | URAS | USO81034003 | [11 empty] | CLEANSED | MOTOR | AC | TYPE | ELECTRICAL,VIBRATOR | FRAME SIZE |  | POWER RATING | 11 KW | VOLTAGE RATING | 525 VAC | CURRENT RATING | 22 A | NUMBER OF POLES |  | SPEED RATING | 740 RPM | FREQUENCY RATING |  | NUMBER OF PHASE | 3 PH | CONSTRUCTION MATERIAL |  | DEGREE OF PROTECTION |  | ENCLOSURE |  | MOUNTING TYPE |  | SERVICE FACTOR |  | INSULATION CLASS |  | DUTY CYCLE |  | AMBIENT TEMPERATURE |  | HAZARD CLASS |  | CERTIFICATION/STANDARD |  | ADDITIONAL FEATURES EN |  | ADDITIONAL FEATURES ES |  | ADDITIONAL FEATURES FR | [17 empty] | PRODUCTION COMPLETED
000000000060188294 | STP-004 | DATA ENRICHMENT | ATS | ATS | OK | 2022-09-28 | 2022-10-01 |  | 000000000060188294 | BHP1 | BHP Spares & Supplies | 261016 | Motors | EA | MAN2 | MOTOR, ELECTRICAL 220KW 1460RPM 525V | MOTOR, ELECTRICAL 220KW 1460RPM 525V 4POLE 355M/L FRAME B3 FOOT MOUNTED T/BOX RHS |  | 0019011455 | ZEST ELECTRICAL MOTORS CC | URL NOT FOUND |  | ZEST ELECTRICAL MOTORS CC | [12 empty] | CLEANSED | MOTOR | AC | TYPE | ELECTRICAL | FRAME SIZE | 355M/L | POWER RATING | 220 KW | VOLTAGE RATING | 525 VAC | CURRENT RATING |  | NUMBER OF POLES | 4 P | SPEED RATING | 1460 RPM | FREQUENCY RATING |  | NUMBER OF PHASE |  | CONSTRUCTION MATERIAL |  | DEGREE OF PROTECTION |  | ENCLOSURE |  | MOUNTING TYPE | B3 FOOT | SERVICE FACTOR |  | INSULATION CLASS |  | DUTY CYCLE |  | AMBIENT TEMPERATURE |  | HAZARD CLASS |  | CERTIFICATION/STANDARD |  | ADDITIONAL FEATURES EN | T/BOX RHS | ADDITIONAL FEATURES ES |  | ADDITIONAL FEATURES FR | [17 empty] | PRODUCTION COMPLETED
000000000060174763 | STP-004 | DATA ENRICHMENT | ATS | ATS | OK | 2022-09-28 | 2022-10-03 |  | 000000000060174763 | BHP1 | BHP Spares & Supplies | 261016 | Motors | EA | MAN2 | MOTOR, ELECTRICAL, 0.45-0.6/0.11-0.15KW | MOTOR, ELECTRICAL, 0.45/0.11 KW, 1.6/1.2 AMP, 2710 RPM, 3.8NM BR, AKE, 380 VOLT, 50 HZ, FOR CROSS TRAVEL CRANE, FERROVELD, MORRIS, CRANES | G80M2/BR-075-1 | 0019002270 | MORRIS MATERIAL HANDLING INC,USA | URL NOT FOUND |  | MORRIS MATERIAL HANDLING INC,USA | G80M2/BR-075-1 |  | FERROVELD |  |  |  | CROSS TRAVEL CRANE | [5 empty] | CLEANSED | MOTOR | GEAR | TYPE | ELECTRICAL | POWER RATING | 0.45/0.11 KW | OUTPUT SPEED RATING | 2710 RPM | VOLTAGE RATING | 380 V | NEMA/IEC SIZE |  | TORQUE RATING | 3.8 NM | SPEED RATIO |  | SERVICE FACTOR |  | CURRENT RATING | 1.6/1.2 A | FREQUENCY RATING | 50 HZ | NUMBER OF PHASE |  | MOUNTING TYPE |  | DEGREE OF PROTECTION |  | HAZARD CLASS |  | CERTIFICATION/STANDARD |  | ADDITIONAL FEATURES EN |  | ADDITIONAL FEATURES ES |  | ADDITIONAL FEATURES FR | [25 empty] | PRODUCTION COMPLETED
000000000060214437 | STP-004 | DATA ENRICHMENT | ATS | ATS | OK | 2022-09-28 | 2022-10-01 |  | 000000000060214437 | BHP1 | BHP Spares & Supplies | 391200 | Electrical equipment and components and supplies | EA | MAN2 | MOTOR, ELECTRICAL, 2.2KW, FRAME SIZE 112 | MOTOR, ELECTRICAL, 2.2KW, FRAME SIZE 112M, 380V AC, 935RPM, B14 FACE MOUNTED |  | 0019011394 | BEARING MAN LTD | URL NOT FOUND |  | BEARING MAN LTD | [12 empty] | CLEANSED | MOTOR | AC | TYPE | ELECTRICAL | FRAME SIZE | 112M | POWER RATING | 2.2 KW | VOLTAGE RATING | 380 VAC | CURRENT RATING |  | NUMBER OF POLES |  | SPEED RATING | 935 RPM | FREQUENCY RATING |  | NUMBER OF PHASE |  | CONSTRUCTION MATERIAL |  | DEGREE OF PROTECTION |  | ENCLOSURE |  | MOUNTING TYPE | B14 FACE | SERVICE FACTOR |  | INSULATION CLASS |  | DUTY CYCLE |  | AMBIENT TEMPERATURE |  | HAZARD CLASS |  | CERTIFICATION/STANDARD |  | ADDITIONAL FEATURES EN |  | ADDITIONAL FEATURES ES |  | ADDITIONAL FEATURES FR | [17 empty] | PRODUCTION COMPLETED
000000000060167495 | STP-004 | DATA ENRICHMENT | ATS | ATS | OK | 2022-09-28 | 2022-10-01 |  | 000000000060167495 | BHP1 | BHP Spares & Supplies | 261016 | Motors | EA | MAN2 | MOTOR, ELECTRICAL, 37KW,525V,4POLE, 1450 | MOTOR, ELECTRICAL, 37KW,525V,2POLE, 2900RPM,200L FRAME B3 FOOT MOUNTED, T/BOX RHS, MOTOR, ELECTRICAL, 37KW,525V,2POLE, 2900RPM,200L FRAME B3 FOOT MOUNTED T/BOX RHS |  | 0004012443 | ZEST WEG ELECTRIC (PTY) LTD | URL NOT FOUND |  | ZEST WEG ELECTRIC (PTY) LTD | [12 empty] | CLEANSED | MOTOR | AC | TYPE | ELECTRICAL | FRAME SIZE | 200L | POWER RATING | 37 KW | VOLTAGE RATING | 525 VAC | CURRENT RATING |  | NUMBER OF POLES | 2 P | SPEED RATING | 2900 RPM | FREQUENCY RATING |  | NUMBER OF PHASE |  | CONSTRUCTION MATERIAL |  | DEGREE OF PROTECTION |  | ENCLOSURE |  | MOUNTING TYPE | B3 FOOT | SERVICE FACTOR |  | INSULATION CLASS |  | DUTY CYCLE |  | AMBIENT TEMPERATURE |  | HAZARD CLASS |  | CERTIFICATION/STANDARD |  | ADDITIONAL FEATURES EN | T/BOX RHS | ADDITIONAL FEATURES ES |  | ADDITIONAL FEATURES FR | [17 empty] | PRODUCTION COMPLETED
000000000060255229 | STP-004 | DATA ENRICHMENT | ATS | ATS | OK | 2022-09-28 | 2022-10-01 |  | 000000000060255229 | BHP1 | BHP Spares & Supplies | 261016 | Motors | EA | MAN2 | MOTOR, ELECTRICAL, 380V, 540A, 4 POLE, 3 | MOTOR, ELECTRICAL, 380V, 540A, 4 POLE, 3-PHASE, 50HZ, FRAME 315, 1LA8317-4PB80-Z | 1LA8317-4PB80-Z | 0019011819 | Unknown | https://mall.industry.siemens.com/mall/en/uk/Catalog/Product/1LA8317-4PB80--Z%20K46 | https://phefer.cl/producto/motor-electrico-1la8317-4pb80-z/¦http://tekhar.com/Programma/Siemens/Privod_tech/Motors/pdf_pict/1LA8.pdf | SIEMENS | 1LA8317-4PB80-Z | [11 empty] | ENRICHED | MOTOR | AC | TYPE | SQUIRREL CAGE,ELECTRICAL | FRAME SIZE | 315 | POWER RATING | 315 KW | VOLTAGE RATING | 400/690 VAC | CURRENT RATING | 540 A | NUMBER OF POLES | 4 P | SPEED RATING | 1500 RPM | FREQUENCY RATING | 50 HZ | NUMBER OF PHASE | 3 PH | CONSTRUCTION MATERIAL |  | DEGREE OF PROTECTION | IP20 | ENCLOSURE |  | MOUNTING TYPE |  | SERVICE FACTOR |  | INSULATION CLASS | F | DUTY CYCLE |  | AMBIENT TEMPERATURE |  | HAZARD CLASS |  | CERTIFICATION/STANDARD |  | ADDITIONAL FEATURES EN |  | ADDITIONAL FEATURES ES |  | ADDITIONAL FEATURES FR | [17 empty] | PRODUCTION COMPLETED
000000000060220050 | STP-004 | DATA ENRICHMENT | ATS | ATS | OK | 2022-09-28 | 2022-10-01 |  | 000000000060220050 | BHP1 | BHP Spares & Supplies | 261016 | Motors | EA | MAN2 | MOTOR, ELECTRICAL, 3PH, CAGE, 9.2kW, 380 | MOTOR, ELECTRICAL, 3PH, CAGE, 9.2kW, 380Vac, 2-POLE, FRAME SIZE 132M, IP55, ACTOM, B3 & B5 MOUNTING. | TYPE: NV 135-2AH | 0019003716 | ALSTOM | URL NOT FOUND |  | ALSTOM | NV 135-2AH | [11 empty] | CLEANSED | MOTOR | AC | TYPE | SQUIRREL CAGE,ELECTRICAL | FRAME SIZE | 132M | POWER RATING | 9.2 KW | VOLTAGE RATING | 380 VAC | CURRENT RATING |  | NUMBER OF POLES | 2 P | SPEED RATING |  | FREQUENCY RATING |  | NUMBER OF PHASE | 3 PH | CONSTRUCTION MATERIAL |  | DEGREE OF PROTECTION | IP55 | ENCLOSURE |  | MOUNTING TYPE | B3 AND B5 | SERVICE FACTOR |  | INSULATION CLASS |  | DUTY CYCLE |  | AMBIENT TEMPERATURE |  | HAZARD CLASS |  | CERTIFICATION/STANDARD |  | ADDITIONAL FEATURES EN | ACTOM | ADDITIONAL FEATURES ES |  | ADDITIONAL FEATURES FR | [17 empty] | PRODUCTION COMPLETED
000000000060188510 | STP-004 | DATA ENRICHMENT | ATS | ATS | OK | 2022-09-28 | 2022-10-03 |  | 000000000060188510 | BHP1 | BHP Spares & Supplies | 391200 | Electrical equipment and components and supplies | EA | MAN2 | MOTOR, ELECTRICAL, 4KW, 380 VOLT, 8.3 AM | MOTOR, ELECTRICAL, 4KW, 380 VOLT, 8.3 AMPS, 1420 RPM, GEAR 54, SQ FLANGE, PART NO BK 50-54 VU/D11MA4, BAUER | BK 50-54 V4/D11MA4 | 0019010260 | BAUER | https://www.bauergears.com/products/Geared-Motors/BK-Series | https://bauergmc.com/files/catalogue.compressed.pdf | BAUER | BK 50-54 V4/D11MA4 | [11 empty] | ENRICHED | MOTOR | GEAR | TYPE | ELECTRICAL,HELICAL BEVEL | POWER RATING | 5.5 KW | OUTPUT SPEED RATING | 1710 RPM | VOLTAGE RATING | 380 V | NEMA/IEC SIZE | 529 | TORQUE RATING | 30.5 NM | SPEED RATIO |  | SERVICE FACTOR |  | CURRENT RATING | 10.7 A | FREQUENCY RATING | 60 HZ | NUMBER OF PHASE |  | MOUNTING TYPE | SQUARE FLANGE | DEGREE OF PROTECTION | IP65 | HAZARD CLASS |  | CERTIFICATION/STANDARD | CE,CSA,CC,ATEX,DIN ISO,UL | ADDITIONAL FEATURES EN |  | ADDITIONAL FEATURES ES |  | ADDITIONAL FEATURES FR | [25 empty] | PRODUCTION COMPLETED
000000000060188030 | STP-004 | DATA ENRICHMENT | ATS | ATS | OK | 2022-09-28 | 2022-10-01 |  | 000000000060188030 | BHP1 | BHP Spares & Supplies | 261016 | Motors | EA | MAN2 | MOTOR, ELECTRICAL, 500KW, 3 PHASE, 690V, | MOTOR, ELECTRICAL, 500KW, 3 PHASE, 690V, 4 POLE, FRAME HGF400, FOOT, MOUNTED, IP 65, INSULATION CLASS F, SQUIRREL CAGE, TEFC, WEG |  | 0019003592 | WEG MOTORS | URL NOT FOUND |  | WEG MOTORS | [12 empty] | CLEANSED | MOTOR | AC | TYPE | SQUIRREL CAGE,ELECTRICAL | FRAME SIZE | HGF400 | POWER RATING | 500 KW | VOLTAGE RATING | 690 VAC | CURRENT RATING |  | NUMBER OF POLES | 4 P | SPEED RATING |  | FREQUENCY RATING |  | NUMBER OF PHASE | 3 PH | CONSTRUCTION MATERIAL |  | DEGREE OF PROTECTION | IP65 | ENCLOSURE | TEFC | MOUNTING TYPE | FOOT | SERVICE FACTOR |  | INSULATION CLASS | F | DUTY CYCLE |  | AMBIENT TEMPERATURE |  | HAZARD CLASS |  | CERTIFICATION/STANDARD |  | ADDITIONAL FEATURES EN |  | ADDITIONAL FEATURES ES |  | ADDITIONAL FEATURES FR | [17 empty] | PRODUCTION COMPLETED
000000000060217461 | STP-004 | DATA ENRICHMENT | ATS | ATS | OK | 2022-09-28 | 2022-10-01 |  | 000000000060217461 | BHP1 | BHP Spares & Supplies | 251739 | Electrical components | EA | MAN2 | MOTOR, ELECTRICAL, FLANGE MOUNT, KW: 7.1 | MOTOR, ELECTRICAL, FLANGE MOUNT, KW: 7.1 / 1.1, CURRENT: 16.5 A, RPM:, 2870 / 440, IP54, DEMAG - KBH 140 B 2/12, MOTOR NO: 3885478, PART NO:, 621360, TO SUIT DH 525 HOIST | 621360 | 0019010837 | DEMAG CRANES AND COMPONENTS | https://cz.impexron.com/KBH_140_B_2_12_34707654_-%C4%8Cesk%C3%A1_Odbyt_Cena-Mannesmann_Demag-0-132509 |  | DEMAG CRANES AND COMPONENTS | KBH 140 B 2/12 |  |  | 621360 |  |  | DH 525 HOIST | 3885478 |  |  |  |  | CLEANSED | MOTOR | NO MODIFIER | TYPE | ELECTRICAL | POWER RATING | 7.1/1.1 KW | SPEED RATING | 2870/440 RPM | CONSTRUCTION MATERIAL |  | ENCLOSURE | IP54 | MOUNTING TYPE | FLANGE | SERVICE FACTOR |  | HAZARD CLASS |  | CERTIFICATION/STANDARD |  | ADDITIONAL FEATURES EN | CURRENT RATING: 16.5 A | ADDITIONAL FEATURES ES |  | ADDITIONAL FEATURES FR | [37 empty] | PRODUCTION COMPLETED
000000000060173529 | STP-004 | DATA ENRICHMENT | ATS | ATS | OK | 2022-09-28 | 2022-10-01 |  | 000000000060173529 | BHP1 | BHP Spares & Supplies | P1047 | Electrical machinery, motors, generators | EA | MAN2 | MOTOR, ELECTRICAL, FRAME D90L, 1.1 Kw, 3 | MOTOR, ELECTRICAL, FRAME D90L, 1.1 Kw, 380V, 6POLE, FOOT & FLANGE MOUNTED. | 04/02 FY54072 | 0019003592 | WEG MOTORS | URL NOT FOUND |  | WEG MOTORS | 04/02 FY54072 | [11 empty] | CLEANSED | MOTOR | AC | TYPE | ELECTRICAL | FRAME SIZE | D90L | POWER RATING | 1.1 KW | VOLTAGE RATING | 380 VAC | CURRENT RATING |  | NUMBER OF POLES | 6 P | SPEED RATING |  | FREQUENCY RATING |  | NUMBER OF PHASE |  | CONSTRUCTION MATERIAL |  | DEGREE OF PROTECTION |  | ENCLOSURE |  | MOUNTING TYPE | FOOT AND FLANGE | SERVICE FACTOR |  | INSULATION CLASS |  | DUTY CYCLE |  | AMBIENT TEMPERATURE |  | HAZARD CLASS |  | CERTIFICATION/STANDARD |  | ADDITIONAL FEATURES EN |  | ADDITIONAL FEATURES ES |  | ADDITIONAL FEATURES FR | [17 empty] | PRODUCTION COMPLETED
000000000060188285 | STP-004 | DATA ENRICHMENT | ATS | ATS | OK | 2022-09-28 | 2022-10-01 |  | 000000000060188285 | BHP1 | BHP Spares & Supplies | 261016 | Motors | EA | MAN2 | MOTOR, ELECTRICAL,37KW,525V,6POLE,960RPM | MOTOR, ELECTRICAL,37KW,525V,6POLE,960RPM,250S/M FRAME B3 FOOT MOUNTED, T/BOX RHS |  | 0019011455 | ZEST ELECTRICAL MOTORS CC | URL NOT FOUND |  | ZEST ELECTRICAL MOTORS CC | [12 empty] | CLEANSED | MOTOR | AC | TYPE | ELECTRICAL | FRAME SIZE | 250S/M | POWER RATING | 37 KW | VOLTAGE RATING | 525 VAC | CURRENT RATING |  | NUMBER OF POLES | 6 P | SPEED RATING | 960 RPM | FREQUENCY RATING |  | NUMBER OF PHASE |  | CONSTRUCTION MATERIAL |  | DEGREE OF PROTECTION |  | ENCLOSURE |  | MOUNTING TYPE | B3 FOOT | SERVICE FACTOR |  | INSULATION CLASS |  | DUTY CYCLE |  | AMBIENT TEMPERATURE |  | HAZARD CLASS |  | CERTIFICATION/STANDARD |  | ADDITIONAL FEATURES EN | T/BOX RHS | ADDITIONAL FEATURES ES |  | ADDITIONAL FEATURES FR | [17 empty] | PRODUCTION COMPLETED
000000000060255758 | STP-004 | DATA ENRICHMENT | ATS | ATS | OK | 2022-09-28 | 2022-10-01 |  | 000000000060255758 | BHP1 | BHP Spares & Supplies | 261016 | Motors | EA | MAN2 | MOTOR, ELECTRICAL: 3KW, FG215D250, 380V | MOTOR, ELECTRICAL, 3KW, FG215D250, 380V AC,V 400, 6.40A 1440 RPM, SEW C/W PINION GEAR | 3KWFG215D250 | 0019011819 | Unknown | URL NOT FOUND |  | SEW | 3KWFG215D250 | [11 empty] | CLEANSED | MOTOR | AC | TYPE | ELECTRICAL | FRAME SIZE |  | POWER RATING | 3 KW | VOLTAGE RATING | 380/400 VAC | CURRENT RATING | 6.40 A | NUMBER OF POLES |  | SPEED RATING | 1440 RPM | FREQUENCY RATING |  | NUMBER OF PHASE |  | CONSTRUCTION MATERIAL |  | DEGREE OF PROTECTION |  | ENCLOSURE |  | MOUNTING TYPE |  | SERVICE FACTOR |  | INSULATION CLASS |  | DUTY CYCLE |  | AMBIENT TEMPERATURE |  | HAZARD CLASS |  | CERTIFICATION/STANDARD |  | ADDITIONAL FEATURES EN | C/W PINION GEAR,FG215D250 | [20 empty] | PRODUCTION COMPLETED
000000000060097557 | STP-004 | DATA ENRICHMENT | ATS | ATS | OK | 2022-09-28 | 2022-10-01 |  | 000000000060097557 | BHP1 | BHP Spares & Supplies | 261016 | Motors | EA | MAN2 | MOTOR, ELECTRICAL: 5.5KW, FRAME DFV132S | MOTOR, ELECTRICAL: 5.5KW, FRAME DFV132S4, 380V AC, 1440 RPM, SEW | 65-31800-ES100-S2-220V | 0019001099 | ELOMATIC CORP. | URL NOT FOUND |  | ELOMATIC CORP. | 65-31800-ES100-S2-220V |  | SEW | [9 empty] | CLEANSED | MOTOR | AC | TYPE | ELECTRICAL | FRAME SIZE | DFV132S4 | POWER RATING | 5.5 KW | VOLTAGE RATING | 380 VAC | CURRENT RATING |  | NUMBER OF POLES |  | SPEED RATING | 1440 RPM | FREQUENCY RATING |  | NUMBER OF PHASE |  | CONSTRUCTION MATERIAL |  | DEGREE OF PROTECTION |  | ENCLOSURE |  | MOUNTING TYPE |  | SERVICE FACTOR |  | INSULATION CLASS |  | DUTY CYCLE |  | AMBIENT TEMPERATURE |  | HAZARD CLASS |  | CERTIFICATION/STANDARD |  | ADDITIONAL FEATURES EN |  | ADDITIONAL FEATURES ES |  | ADDITIONAL FEATURES FR | [17 empty] | PRODUCTION COMPLETED
000000000060174432 | STP-004 | DATA ENRICHMENT | ATS | ATS | OK | 2022-09-28 | 2022-10-01 |  | 000000000060174432 | BHP1 | BHP Spares & Supplies | 261016 | Motors | EA | MAN2 | MOTOR, ELECTRICAL: 7.5KW, FRAME D132M, | MOTOR, ELECTRICAL: 7.5KW, FRAME D132M, 380V AC, 4 POLE, B5 FLANGE MOUNTED. | 13FEV07 CA42296 | 0019003592 | WEG MOTORS | URL NOT FOUND |  | WEG MOTORS | 13FEV07 CA42296 | [11 empty] | CLEANSED | MOTOR | AC | TYPE | ELECTRICAL | FRAME SIZE | D132M | POWER RATING | 7.5 KW | VOLTAGE RATING | 380 VAC | CURRENT RATING |  | NUMBER OF POLES | 4 P | SPEED RATING |  | FREQUENCY RATING |  | NUMBER OF PHASE |  | CONSTRUCTION MATERIAL |  | DEGREE OF PROTECTION |  | ENCLOSURE |  | MOUNTING TYPE | B5 FLANGE | SERVICE FACTOR |  | INSULATION CLASS |  | DUTY CYCLE |  | AMBIENT TEMPERATURE |  | HAZARD CLASS |  | CERTIFICATION/STANDARD |  | ADDITIONAL FEATURES EN |  | ADDITIONAL FEATURES ES |  | ADDITIONAL FEATURES FR | [17 empty] | PRODUCTION COMPLETED
000000000060123761 | STP-004 | DATA ENRICHMENT | ATS | ATS | OK | 2022-09-28 | 2022-10-01 |  | 000000000060123761 | BHP1 | BHP Spares & Supplies | 261016 | Motors | EA | MAN2 | MOTOR, ELECTRICAL: SLIPRING, 12.5KW, FR | MOTOR, ELECTRICAL: SLIPRING, 12.5KW, FRAME 180L, 380V AC, 6 POLE, TEFC,, FOOT MOUNTED, C/W HOLSET GEAR COUPLING, SIEMENS |  |  |  | URL NOT FOUND |  | SIEMENS | [12 empty] | CLEANSED | MOTOR | AC | TYPE | SLIPRING,ELECTRICAL | FRAME SIZE | 180L | POWER RATING | 12.5 KW | VOLTAGE RATING | 380 VAC | CURRENT RATING |  | NUMBER OF POLES | 6 P | SPEED RATING |  | FREQUENCY RATING |  | NUMBER OF PHASE |  | CONSTRUCTION MATERIAL |  | DEGREE OF PROTECTION |  | ENCLOSURE | TEFC | MOUNTING TYPE | FOOT | SERVICE FACTOR |  | INSULATION CLASS |  | DUTY CYCLE |  | AMBIENT TEMPERATURE |  | HAZARD CLASS |  | CERTIFICATION/STANDARD |  | ADDITIONAL FEATURES EN | C/W HOLSET GEAR COUPLING | ADDITIONAL FEATURES ES |  | ADDITIONAL FEATURES FR | [17 empty] | PRODUCTION COMPLETED
000000000060123765 | STP-004 | DATA ENRICHMENT | ATS | ATS | OK | 2022-09-28 | 2022-10-01 |  | 000000000060123765 | BHP1 | BHP Spares & Supplies | 261016 | Motors | EA | MAN2 | MOTOR, ELECTRICAL: SLIPRING, 25KW, FRAM | MOTOR, ELECTRICAL: SLIPRING, 25KW, FRAME 225M, 380V AC, 3 PHASE, 6, POLE, TEFC, FOOT MOUNTED, C/W FALK GEAR COUPLING, SIEMENS |  |  |  | URL NOT FOUND |  | SIEMENS | [12 empty] | CLEANSED | MOTOR | AC | TYPE | SLIPRING,ELECTRICAL | FRAME SIZE | 225M | POWER RATING | 25 KW | VOLTAGE RATING | 380 VAC | CURRENT RATING |  | NUMBER OF POLES | 6 P | SPEED RATING |  | FREQUENCY RATING |  | NUMBER OF PHASE | 3 PH | CONSTRUCTION MATERIAL |  | DEGREE OF PROTECTION |  | ENCLOSURE | TEFC | MOUNTING TYPE | FOOT | SERVICE FACTOR |  | INSULATION CLASS |  | DUTY CYCLE |  | AMBIENT TEMPERATURE |  | HAZARD CLASS |  | CERTIFICATION/STANDARD |  | ADDITIONAL FEATURES EN | C/WFALK GEAR COUPLING | ADDITIONAL FEATURES ES |  | ADDITIONAL FEATURES FR | [17 empty] | PRODUCTION COMPLETED
000000000060123766 | STP-004 | DATA ENRICHMENT | ATS | ATS | OK | 2022-09-28 | 2022-10-01 |  | 000000000060123766 | BHP1 | BHP Spares & Supplies | 261016 | Motors | EA | MAN2 | MOTOR, ELECTRICAL: SLIPRING, 25KW, FRAM | MOTOR, ELECTRICAL: SLIPRING, 25KW, FRAME 225M, 380V AC, 3 PHASE, 6, POLE, TEFC, FOOT MOUNTED, C/W HOLSET GEAR COUPLING, SIEMENS |  |  |  | URL NOT FOUND |  | SIEMENS | [12 empty] | CLEANSED | MOTOR | AC | TYPE | SLIPRING,ELECTRICAL | FRAME SIZE | 225M | POWER RATING | 25 KW | VOLTAGE RATING | 380 VAC | CURRENT RATING |  | NUMBER OF POLES | 6 P | SPEED RATING |  | FREQUENCY RATING |  | NUMBER OF PHASE | 3 PH | CONSTRUCTION MATERIAL |  | DEGREE OF PROTECTION |  | ENCLOSURE | TEFC | MOUNTING TYPE | FOOT | SERVICE FACTOR |  | INSULATION CLASS |  | DUTY CYCLE |  | AMBIENT TEMPERATURE |  | HAZARD CLASS |  | CERTIFICATION/STANDARD |  | ADDITIONAL FEATURES EN | C/WHOLSET GEAR COUPLING | ADDITIONAL FEATURES ES |  | ADDITIONAL FEATURES FR | [17 empty] | PRODUCTION COMPLETED
000000000060123773 | STP-004 | DATA ENRICHMENT | ATS | ATS | OK | 2022-09-28 | 2022-10-01 |  | 000000000060123773 | BHP1 | BHP Spares & Supplies | 261016 | Motors | EA | MAN2 | MOTOR, ELECTRICAL: SLIPRING, 64KW, FRAM | MOTOR, ELECTRICAL: SLIPRING, 64KW, FRAME 315S, 380V AC, 3 PHASE, 6, POLE, TEFC, FOOT MOUNTED, C/W HOLSET GEAR COUPLING, SIEMENS |  |  |  | URL NOT FOUND |  | SIEMENS | [12 empty] | CLEANSED | MOTOR | AC | TYPE | SLIPRING,ELECTRICAL | FRAME SIZE | 315S | POWER RATING | 64 KW | VOLTAGE RATING | 380 VAC | CURRENT RATING |  | NUMBER OF POLES | 6 P | SPEED RATING |  | FREQUENCY RATING |  | NUMBER OF PHASE | 3 PH | CONSTRUCTION MATERIAL |  | DEGREE OF PROTECTION |  | ENCLOSURE | TEFC | MOUNTING TYPE | FOOT | SERVICE FACTOR |  | INSULATION CLASS |  | DUTY CYCLE |  | AMBIENT TEMPERATURE |  | HAZARD CLASS |  | CERTIFICATION/STANDARD |  | ADDITIONAL FEATURES EN | C/WHOLSET GEAR COUPLING | ADDITIONAL FEATURES ES |  | ADDITIONAL FEATURES FR | [17 empty] | PRODUCTION COMPLETED
000000000060123774 | STP-004 | DATA ENRICHMENT | ATS | ATS | OK | 2022-09-28 | 2022-10-01 |  | 000000000060123774 | BHP1 | BHP Spares & Supplies | 261016 | Motors | EA | MAN2 | MOTOR, ELECTRICAL: SLIPRING, 84KW, FRAM | MOTOR, ELECTRICAL: SLIPRING, 84KW, FRAME 315M, 380V AC, 3 PHASE, 6, POLE, TEFC, FOOT MOUNTED, C/W FALK GEAR COUPLING, SIEMENS |  |  |  | URL NOT FOUND |  | SIEMENS | [12 empty] | CLEANSED | MOTOR | AC | TYPE | SLIPRING,ELECTRICAL | FRAME SIZE | 315M | POWER RATING | 84 KW | VOLTAGE RATING | 380 VAC | CURRENT RATING |  | NUMBER OF POLES | 6 P | SPEED RATING |  | FREQUENCY RATING |  | NUMBER OF PHASE | 3 PH | CONSTRUCTION MATERIAL |  | DEGREE OF PROTECTION |  | ENCLOSURE | TEFC | MOUNTING TYPE | FOOT | SERVICE FACTOR |  | INSULATION CLASS |  | DUTY CYCLE |  | AMBIENT TEMPERATURE |  | HAZARD CLASS |  | CERTIFICATION/STANDARD |  | ADDITIONAL FEATURES EN | C/WFALK GEAR COUPLING | ADDITIONAL FEATURES ES |  | ADDITIONAL FEATURES FR | [17 empty] | PRODUCTION COMPLETED
000000000060123762 | STP-004 | DATA ENRICHMENT | ATS | ATS | OK | 2022-09-28 | 2022-10-01 |  | 000000000060123762 | BHP1 | BHP Spares & Supplies | 261016 | Motors | EA | MAN2 | MOTOR, ELECTRICAL: SLIPRING,12.5KW, FRA | MOTOR, ELECTRICAL: SLIPRING,12.5KW, FRAME 180L, 380V AC, 3 PHASE, 6, POLE, TEFC, FOOT MOUNTED, C/W FALK GEAR COUPLING, SIEMENS |  |  |  | URL NOT FOUND |  | SIEMENS | [12 empty] | CLEANSED | MOTOR | AC | TYPE | SLIPRING,ELECTRICAL | FRAME SIZE | 180L | POWER RATING | 12.5 KW | VOLTAGE RATING | 380 VAC | CURRENT RATING |  | NUMBER OF POLES | 6 P | SPEED RATING |  | FREQUENCY RATING |  | NUMBER OF PHASE | 3 PH | CONSTRUCTION MATERIAL |  | DEGREE OF PROTECTION |  | ENCLOSURE | TEFC | MOUNTING TYPE | FOOT | SERVICE FACTOR |  | INSULATION CLASS |  | DUTY CYCLE |  | AMBIENT TEMPERATURE |  | HAZARD CLASS |  | CERTIFICATION/STANDARD |  | ADDITIONAL FEATURES EN | C/WFALK GEAR COUPLING | ADDITIONAL FEATURES ES |  | ADDITIONAL FEATURES FR | [17 empty] | PRODUCTION COMPLETED
000000000060116136 | STP-004 | DATA ENRICHMENT | ATS | ATS | OK | 2022-09-28 | 2022-10-03 |  | 000000000060116136 | BHP1 | BHP Spares & Supplies | 261016 | Motors | EA | MAN2 | MOTOR, ELECTRICAL: VIBRATOR, 1.3KW, 380 | MOTOR, ELECTRICAL: VIBRATOR, 1.3KW, 380V, RECON, TYPE ROTO-VIBE,, VIMARC, FURNACE, TFC | R35/4/C RECON | 0019009002 | VIMARC | URL NOT FOUND |  | VIMARC | R35/4/C RECON | [5 empty] | TFC FURNACE | [5 empty] | CLEANSED | MOTOR | NO MODIFIER | TYPE | ELECTRICAL,VIBRATOR | POWER RATING | 1.3 KW | SPEED RATING |  | CONSTRUCTION MATERIAL |  | ENCLOSURE |  | MOUNTING TYPE |  | SERVICE FACTOR |  | HAZARD CLASS |  | CERTIFICATION/STANDARD |  | ADDITIONAL FEATURES EN | VOLTAGE RATING: 380 V | ADDITIONAL FEATURES ES |  | ADDITIONAL FEATURES FR | [37 empty] | PRODUCTION COMPLETED
000000000060219640 | STP-004 | DATA ENRICHMENT | ATS | ATS | OK | 2022-09-28 | 2022-10-01 |  | 000000000060219640 | BHP1 | BHP Spares & Supplies | 261016 | Motors | EA | MAN2 | MOTOR, ELECTRICAL: 7.5KW, FRAME 132M, 38 | MOTOR, ELECTRICAL: 7.5KW, FRAME 132M, 380V AC, 3 PHASE, 4 POLE, B3&B5 MOUNTING, FLANGE AND FOOT MOUNT, CAST IRON |  | 0019003592 | WEG MOTORS | URL NOT FOUND |  | WEG MOTORS | [12 empty] | CLEANSED | MOTOR | AC | TYPE | ELECTRICAL | FRAME SIZE | 132M | POWER RATING | 7.5 KW | VOLTAGE RATING | 380 VAC | CURRENT RATING |  | NUMBER OF POLES | 4 P | SPEED RATING |  | FREQUENCY RATING |  | NUMBER OF PHASE | 3 PH | CONSTRUCTION MATERIAL | CAST IRON | DEGREE OF PROTECTION |  | ENCLOSURE |  | MOUNTING TYPE | B3 AND B5 FLANGE AND FOOT | SERVICE FACTOR |  | INSULATION CLASS |  | DUTY CYCLE |  | AMBIENT TEMPERATURE |  | HAZARD CLASS |  | CERTIFICATION/STANDARD |  | ADDITIONAL FEATURES EN |  | ADDITIONAL FEATURES ES |  | ADDITIONAL FEATURES FR | [17 empty] | PRODUCTION COMPLETED
000000000060176182 | STP-004 | DATA ENRICHMENT | ATS | ATS | OK | 2022-09-28 | 2022-10-01 |  | 000000000060176182 | BHP1 | BHP Spares & Supplies | 261016 | Motors | EA | MAN2 | MOTOR, ELECTRICAL: COMPRESSOR, FLANGE AN | MOTOR, ELECTRICAL: COMPRESSOR, FLANGE AND FOOT MOUNTED, 75KW, 2 POLE, 380V AC, 3 PHASE, FRAME 250S/M, INSULATION CLASS F, WEG | TE4503035 | 0019003592 | WEG MOTORS | URL NOT FOUND |  | WEG MOTORS | TE4503035 | [5 empty] | COMPRESSOR | [5 empty] | CLEANSED | MOTOR | AC | TYPE | ELECTRICAL | FRAME SIZE | 250S/M | POWER RATING | 75 KW | VOLTAGE RATING | 380 VAC | CURRENT RATING |  | NUMBER OF POLES | 2 P | SPEED RATING |  | FREQUENCY RATING |  | NUMBER OF PHASE | 3 PH | CONSTRUCTION MATERIAL |  | DEGREE OF PROTECTION |  | ENCLOSURE |  | MOUNTING TYPE | FLANGE AND FOOT | SERVICE FACTOR |  | INSULATION CLASS | F | DUTY CYCLE |  | AMBIENT TEMPERATURE |  | HAZARD CLASS |  | CERTIFICATION/STANDARD |  | ADDITIONAL FEATURES EN |  | ADDITIONAL FEATURES ES |  | ADDITIONAL FEATURES FR | [17 empty] | PRODUCTION COMPLETED
000000000060225346 | STP-004 | DATA ENRICHMENT | ATS | ATS | OK | 2022-09-28 | 2022-10-01 |  | 000000000060225346 | BHP1 | BHP Spares & Supplies | 261016 | Motors | EA | MAN2 | MOTOR, ELECTRICAL: VIBRATOR, 7.5KW KEEH | MOTOR, ELECTRICAL: VIBRATOR, 7.5KW KEEH 110-6, 380v, 3 PHASE, 960RPM, CRP |  | 0019005929 | VIBRAMECH | https://www.clevelandvibrator.com/product/36/1155/re-110-6-kee-110-6-575v | https://www.volza.com/p/vibrating-motor/export/export-from-spain/cod-united-states/ | THE CLEVELAND VIBRATOR | KEEH 110-6 |  | VIBRAMECH | [9 empty] | ENRICHED | MOTOR | AC | TYPE | ROTARY ELECTRIC VIBRATOR | FRAME SIZE |  | POWER RATING | 7.5 KW | VOLTAGE RATING | 380 VAC | CURRENT RATING | 10.3 A | NUMBER OF POLES | 6 P | SPEED RATING | 960 RPM | FREQUENCY RATING |  | NUMBER OF PHASE | 3 PH | CONSTRUCTION MATERIAL |  | DEGREE OF PROTECTION | IP66 | ENCLOSURE |  | MOUNTING TYPE |  | SERVICE FACTOR |  | INSULATION CLASS |  | DUTY CYCLE |  | AMBIENT TEMPERATURE |  | HAZARD CLASS |  | CERTIFICATION/STANDARD |  | ADDITIONAL FEATURES EN | CRP | ADDITIONAL FEATURES ES |  | ADDITIONAL FEATURES FR | [17 empty] | PRODUCTION COMPLETED
000000000060243886 | STP-004 | DATA ENRICHMENT | ATS | ATS | OK | 2022-09-28 | 2022-10-03 |  | 000000000060243886 | BHP1 | BHP Spares & Supplies | 200000 | Mining Machinery and Accessories | EA | MAN2 | MOTOR, GEAR,16CC,UV-90500046 | MOTOR, GEAR,16CC,UV-90500046 | UV-90500046 | 0019011370 | AARD MINING | URL NOT FOUND |  | AARD MINING | UV-90500046 | [11 empty] | CLEANSED | MOTOR | GEAR | TYPE |  | POWER RATING |  | OUTPUT SPEED RATING |  | VOLTAGE RATING |  | NEMA/IEC SIZE |  | TORQUE RATING |  | SPEED RATIO |  | SERVICE FACTOR |  | CURRENT RATING |  | FREQUENCY RATING |  | NUMBER OF PHASE |  | MOUNTING TYPE |  | DEGREE OF PROTECTION |  | HAZARD CLASS |  | CERTIFICATION/STANDARD |  | ADDITIONAL FEATURES EN | 16CC | ADDITIONAL FEATURES ES |  | ADDITIONAL FEATURES FR | [25 empty] | PRODUCTION COMPLETED
000000000060167878 | STP-004 | DATA ENRICHMENT | ATS | ATS | OK | 2022-09-28 | 2022-10-03 |  | 000000000060167878 | BHP1 | BHP Spares & Supplies | 231912 | Mixer parts and accessories | EA | MAN2 | MOTOR, GEARED FOR AGITATOR,MIXTEC,11 KW | MOTOR, GEARED,FOR AGITATOR,MIXTEC,11 KW AS DETAILED ON DRAWING, MOTOR, GEARED FOR AGITATOR,MIXTEC,11 KW AS DETAILED ON DRAWING, C19190/02/00.MODEL 2128 |  |  |  | URL NOT FOUND | [8 empty] | AGITATOR | 2128 | MIXTEC | C19190/02/00 |  |  | CLEANSED | MOTOR | GEAR | TYPE |  | POWER RATING | 11 KW | OUTPUT SPEED RATING |  | VOLTAGE RATING |  | NEMA/IEC SIZE |  | TORQUE RATING |  | SPEED RATIO |  | SERVICE FACTOR |  | CURRENT RATING |  | FREQUENCY RATING |  | NUMBER OF PHASE |  | MOUNTING TYPE |  | DEGREE OF PROTECTION |  | HAZARD CLASS |  | CERTIFICATION/STANDARD |  | ADDITIONAL FEATURES EN |  | ADDITIONAL FEATURES ES |  | ADDITIONAL FEATURES FR | [25 empty] | PRODUCTION COMPLETED
000000000060167879 | STP-004 | DATA ENRICHMENT | ATS | ATS | OK | 2022-09-28 | 2022-10-03 |  | 000000000060167879 | BHP1 | BHP Spares & Supplies | 231912 | Mixer parts and accessories | EA | MAN2 | MOTOR, GEARED FOR AGITATOR,MIXTEC,3 KW | MOTOR, GEARED: FOR AGITATOR,MIXTEC,3 KW AS DETAILED ON DRAWING, MOTOR, GEARED FOR AGITATOR,MIXTEC,3 KW AS DETAILED ON DRAWING, C19190/01/00.MODEL 2106, AS PER SSI 680. |  |  |  | URL NOT FOUND | [8 empty] | AGITATOR | 2106 | MIXTEC | C19190/01/00 |  |  | CLEANSED | MOTOR | GEAR | TYPE |  | POWER RATING | 3 KW | OUTPUT SPEED RATING |  | VOLTAGE RATING |  | NEMA/IEC SIZE |  | TORQUE RATING |  | SPEED RATIO |  | SERVICE FACTOR |  | CURRENT RATING |  | FREQUENCY RATING |  | NUMBER OF PHASE |  | MOUNTING TYPE |  | DEGREE OF PROTECTION |  | HAZARD CLASS |  | CERTIFICATION/STANDARD |  | ADDITIONAL FEATURES EN | AS PER SSI 680 | ADDITIONAL FEATURES ES |  | ADDITIONAL FEATURES FR | [25 empty] | PRODUCTION COMPLETED
000000000060217208 | STP-004 | DATA ENRICHMENT | ATS | ATS | OK | 2022-09-28 | 2022-10-03 |  | 000000000060217208 | BHP1 | BHP Spares & Supplies | 391200 | Electrical equipment and components and supplies | EA | MAN2 | MOTOR, GEARED NORD HELICAL, 2.2KW 380V, | MOTOR, GEARED NORD HELICAL, 2.2KW 380V, 4 POLE, IP55 CLASS F, RPM1440,, SK2282AZG-21.9-100L/4, C14 SCREW CONV, SSI 10883 |  |  |  | https://nordgearmotors.com/nord-sk-2282-100l4/ | https://www.nord.com/media/documents/bw/us_g1129_scp_catalog_2019.pdf | NORD | SK2282AZG-21.9-100L/4 | [5 empty] | SCREW CONVEYOR | C14 |  |  |  |  | ENRICHED | MOTOR | GEAR | TYPE | HELICAL | POWER RATING | 2.2 KW | OUTPUT SPEED RATING | 1440 RPM | VOLTAGE RATING | 380 V | NEMA/IEC SIZE |  | TORQUE RATING |  | SPEED RATIO |  | SERVICE FACTOR |  | CURRENT RATING |  | FREQUENCY RATING |  | NUMBER OF PHASE |  | MOUNTING TYPE |  | DEGREE OF PROTECTION | IP55 | HAZARD CLASS |  | CERTIFICATION/STANDARD |  | ADDITIONAL FEATURES EN | NO OF POLE: 4P,INSULATION CLASS: F,SSI 10883 | ADDITIONAL FEATURES ES |  | ADDITIONAL FEATURES FR | [25 empty] | PRODUCTION COMPLETED
000000000060096926 | STP-004 | DATA ENRICHMENT | ATS | ATS | OK | 2022-09-28 | 2022-10-03 |  | 000000000060096926 | BHP1 | BHP Spares & Supplies | 261016 | Motors | EA | MAN2 | MOTOR, GEARED, 3KW, MODIFIED TO 27RPM, A | MOTOR, GEARED, 3KW, MODIFIED TO 27RPM, AGITATOR, MIXTEC | 1088F | 0019000000 | 1069 | URL NOT FOUND |  |  | 1088F | [5 empty] | AGITATOR |  | MIXTEC |  |  |  | CLEANSED | MOTOR | GEAR | TYPE |  | POWER RATING | 3 KW | OUTPUT SPEED RATING | 27 RPM | VOLTAGE RATING |  | NEMA/IEC SIZE |  | TORQUE RATING |  | SPEED RATIO |  | SERVICE FACTOR |  | CURRENT RATING |  | FREQUENCY RATING |  | NUMBER OF PHASE |  | MOUNTING TYPE |  | DEGREE OF PROTECTION |  | HAZARD CLASS |  | CERTIFICATION/STANDARD |  | ADDITIONAL FEATURES EN | REF: 1069 | ADDITIONAL FEATURES ES |  | ADDITIONAL FEATURES FR | [25 empty] | PRODUCTION COMPLETED
000000000060180614 | STP-004 | DATA ENRICHMENT | ATS | ATS | OK | 2022-09-28 | 2022-10-03 |  | 000000000060180614 | BHP1 | BHP Spares & Supplies | 261016 | Motors | EA | MAN2 | MOTOR, GEARED, 5.5kW, FRAME DFV132S4 BMG | MOTOR, GEARED, 5.5kW, FRAME DFV132S4 BMG/HR, 1475RPM, 380V, B5 (350MM FLANGE), IP55, C/W BRAKE AND HAND RELEASE, SEW. | DFV132S4 BMG/HR | 0019008928 | SEW | https://www.abf.store/s/en/electric-motors/DFV132S4-BMG-HR-TH-ES-SEW-EURODRIVE/1095712 | https://download.sew-eurodrive.com/download/pdf/10527613.pdf | SEW-EURODRIVE | DFV132S4 BMG/HR | [11 empty] | ENRICHED | MOTOR | BRAKE | TYPE | GEARED | FRAME SIZE | 132S | POWER RATING | 5.5 KW | VOLTAGE RATING | 220-230/380-400 VAC | CURRENT RATING |  | SPEED RATING | 1500 RPM | TORQUE RATING |  | BRAKE VOLTAGE |  | CONSTRUCTION MATERIAL | ALUMINIUM | MOUNTING TYPE | B5 FLANGE | ENCLOSURE | IP54 | BRAKE CURRENT |  | NUMBER OF POLES | 4 P | FREQUENCY RATING | 60 HZ | NUMBER OF PHASE |  | SERVICE FACTOR |  | INSULATION CLASS |  | DUTY CYCLE |  | HAZARD CLASS |  | CERTIFICATION/STANDARD | CE | ADDITIONAL FEATURES EN | FLANGE SIZE: 350 MM,C/WBRAKE AND HAND RELEASE | ADDITIONAL FEATURES ES |  | ADDITIONAL FEATURES FR | [15 empty] | PRODUCTION COMPLETED
000000000060213747 | STP-004 | DATA ENRICHMENT | ATS | ATS | OK | 2022-09-28 | 2022-10-01 |  | 000000000060213747 | BHP1 | BHP Spares & Supplies | 251739 | Electrical components | EA | MAN2 | MOTOR, GEARED, 7.5KW, DRS132M4 BE11HF/FG | MOTOR, AC SQUIRREL CAGE, 7.5KW, DRS132M4 BE11HF/FG350, 1445 RPM,, MOUNTING POSITION:M1, FLANGE FG350 D400, 22MM PINION SPIGOT, COMPLETE, BRAKE RELEASE, SEW | DRS132M4 B11HF/FG | 0019003014 | SEW-EURODRIVE,PORTUGAL (MOTORS) | https://download.sew-eurodrive.com/download/pdf/16891619.pdf | https://download.sew-eurodrive.com/download/pdf/19290411_G07.pdf | SEW-EURODRIVE,PORTUGAL (MOTORS) | DRS132M4 BE11HF/FG350 | [11 empty] | ENRICHED | MOTOR | AC | TYPE | SQUIRREL CAGE | FRAME SIZE |  | POWER RATING | 7.5 KW | VOLTAGE RATING | 380-420/690-725 VAC | CURRENT RATING | 14.4 A | NUMBER OF POLES | 4 P | SPEED RATING | 1445 RPM | FREQUENCY RATING | 50 HZ | NUMBER OF PHASE | 3 PH | CONSTRUCTION MATERIAL |  | DEGREE OF PROTECTION | IP54 | ENCLOSURE |  | MOUNTING TYPE | M1 FLANGE | SERVICE FACTOR |  | INSULATION CLASS |  | DUTY CYCLE |  | AMBIENT TEMPERATURE |  | HAZARD CLASS |  | CERTIFICATION/STANDARD |  | ADDITIONAL FEATURES EN | FG350 D400,22 MM PINION SPIGOT,COMPLETE,BRAKE RELEASE | ADDITIONAL FEATURES ES |  | ADDITIONAL FEATURES FR | [17 empty] | PRODUCTION COMPLETED
000000000060115813 | STP-004 | DATA ENRICHMENT | ATS | ATS | OK | 2022-09-28 | 2022-10-03 |  | 000000000060115813 | BHP1 | BHP Spares & Supplies | 261016 | Motors | EA | MAN2 | MOTOR, GEARED, CONVEYOR BELT, TYPE P03 R | MOTOR, GEARED, CONVEYOR BELT, TYPE P03 ROLLER SCREEN & FEEDER, OUTOKUMPU ENGINEERING, PELLETISING PLANT, FURNACE, FERROMETALS |  |  |  | URL NOT FOUND |  | OUTOKUMPU ENGINEERING |  |  | FERROMETALS |  |  |  | P03 ROLLER SCREEN AND FEEDER | [5 empty] | CLEANSED | MOTOR | GEAR | TYPE | CONVEYOR BELT | POWER RATING |  | OUTPUT SPEED RATING |  | VOLTAGE RATING |  | NEMA/IEC SIZE |  | TORQUE RATING |  | SPEED RATIO |  | SERVICE FACTOR |  | CURRENT RATING |  | FREQUENCY RATING |  | NUMBER OF PHASE |  | MOUNTING TYPE |  | DEGREE OF PROTECTION |  | HAZARD CLASS |  | CERTIFICATION/STANDARD |  | ADDITIONAL FEATURES EN | FOR PELLETISING PLANT FURNACE | ADDITIONAL FEATURES ES |  | ADDITIONAL FEATURES FR | [25 empty] | PRODUCTION COMPLETED
000000000060115814 | STP-004 | DATA ENRICHMENT | ATS | ATS | OK | 2022-09-28 | 2022-10-03 |  | 000000000060115814 | BHP1 | BHP Spares & Supplies | 261016 | Motors | EA | MAN2 | MOTOR, GEARED, CRUSHER, TYPE P03 ROLLER | MOTOR, GEARED, CRUSHER, TYPE P03 ROLLER SCREEN & FEEDER, OUTOKUMPU ENGINEERING, PELLETISING PLANT, FURNACE, FERROMETALS | S.M.G.M.RC | 0019003467 | UNKNOWN | URL NOT FOUND |  | OUTOKUMPU ENGINEERING | S.M.G.M.RC |  | FERROMETALS |  |  |  | P03 ROLLER SCREEN AND FEEDER,CRUSHER | [5 empty] | CLEANSED | MOTOR | GEAR | TYPE |  | POWER RATING |  | OUTPUT SPEED RATING |  | VOLTAGE RATING |  | NEMA/IEC SIZE |  | TORQUE RATING |  | SPEED RATIO |  | SERVICE FACTOR |  | CURRENT RATING |  | FREQUENCY RATING |  | NUMBER OF PHASE |  | MOUNTING TYPE |  | DEGREE OF PROTECTION |  | HAZARD CLASS |  | CERTIFICATION/STANDARD |  | ADDITIONAL FEATURES EN | FOR PELLETISING PLANT FURNACE | ADDITIONAL FEATURES ES |  | ADDITIONAL FEATURES FR | [25 empty] | PRODUCTION COMPLETED
000000000060215985 | STP-004 | DATA ENRICHMENT | ATS | ATS | OK | 2022-09-28 | 2022-10-03 |  | 000000000060215985 | BHP1 | BHP Spares & Supplies | 251739 | Electrical components | EA | MAN2 | MOTOR, GEARED, FLANGE MOUNT, TYPE: AME 3 | MOTOR, GEARED, FLANGE MOUNT, TYPE: AME 30 DD-M0-45-0-36.1 ZBF 90 B 8/2 B020, 0.2/0.8KW, 690/2765 RPM, 400V, IP54, 3 PHASE, DEMAG | 612160 | 0019010837 | DEMAG CRANES AND COMPONENTS | https://amp.ontrium.com/en/germany/brands/demag/zbf-90-b-8-2-b020 |  | DEMAG CRANES AND COMPONENTS | AME 30 DD-M0-45-0-36.1 ZBF 90 B 8/2 B020 |  |  | 612160 | [8 empty] | ENRICHED | MOTOR | GEAR | TYPE |  | POWER RATING | 0.2/0.8 KW | OUTPUT SPEED RATING | 690/2765 RPM | VOLTAGE RATING | 380/400 V | NEMA/IEC SIZE |  | TORQUE RATING |  | SPEED RATIO |  | SERVICE FACTOR |  | CURRENT RATING |  | FREQUENCY RATING | 50 HZ | NUMBER OF PHASE | 3 PH | MOUNTING TYPE | FLANGE | DEGREE OF PROTECTION | IP54 | HAZARD CLASS |  | CERTIFICATION/STANDARD |  | ADDITIONAL FEATURES EN |  | ADDITIONAL FEATURES ES |  | ADDITIONAL FEATURES FR | [25 empty] | PRODUCTION COMPLETED
000000000060149594 | STP-004 | DATA ENRICHMENT | ATS | ATS | OK | 2022-09-28 | 2022-10-03 |  | 000000000060149594 | BHP1 | BHP Spares & Supplies | 261016 | Motors | EA | MAN2 | MOTOR, GEARED, SHAFT MOUNTED, TYPE BF30- | MOTOR, GEARED, SHAFT MOUNTED, TYPE BF30-04/D09XA4, 2.2-S1KW, OUTPUT SHAFT SPEED 40 RPM, 400V, IP65, 3 PHASE, BAUER | BF30-04/D09XA4 | 0019000000 | 1069 | https://www.bauergears.com/products/Geared-Motors/BF-Series | http://www.bauergear.info/Main/DANWeb/Vault/CommLit/P7112BGM-CatalogueB2010_0811_EN_A4_Chapter11_Parallel%20Shaft-Geared%20Motors%20Series%20BF%20Dimensions.pdf | BAUER | BF30-04/D09XA4 | [11 empty] | ENRICHED | MOTOR | GEAR | TYPE |  | POWER RATING | 2.2 KW | OUTPUT SPEED RATING | 40 RPM | VOLTAGE RATING | 400 V | NEMA/IEC SIZE |  | TORQUE RATING |  | SPEED RATIO |  | SERVICE FACTOR |  | CURRENT RATING |  | FREQUENCY RATING |  | NUMBER OF PHASE | 3 PH | MOUNTING TYPE | SHAFT | DEGREE OF PROTECTION | IP65 | HAZARD CLASS |  | CERTIFICATION/STANDARD | CE,CSA,CC,ATEX,DIN ISO,UL | ADDITIONAL FEATURES EN | DUTY CYCLE: S1,REF: 1069 | ADDITIONAL FEATURES ES |  | ADDITIONAL FEATURES FR | [25 empty] | PRODUCTION COMPLETED
000000000060115843 | STP-004 | DATA ENRICHMENT | ATS | ATS | OK | 2022-09-28 | 2022-10-03 |  | 000000000060115843 | BHP1 | BHP Spares & Supplies | 261016 | Motors | EA | MAN2 | MOTOR, GEARED, TYPE KG33-44/D1A4-283, TY | MOTOR, GEARED, TYPE KG33-44/D1A4-283, TYPE P11 SHUTTLE BELT CONVEYOR, OUTOKUMPU ENGINEERING, PELLETISING PLANT, FURNACE, FERROMETALS |  |  |  | https://bauergmc.com/kg-series-68.html |  | BAUER | KG33-44/D1A4-283 |  | FERROMETALS |  | OUTOKUMPU ENGINEERING |  | SHUTTLE BELT CONVEYOR | P11 |  |  |  |  | ENRICHED | MOTOR | GEAR | TYPE | SPIRAL BEVEL | POWER RATING |  | OUTPUT SPEED RATING |  | VOLTAGE RATING |  | NEMA/IEC SIZE |  | TORQUE RATING |  | SPEED RATIO |  | SERVICE FACTOR |  | CURRENT RATING |  | FREQUENCY RATING |  | NUMBER OF PHASE | 3 PH | MOUNTING TYPE |  | DEGREE OF PROTECTION |  | HAZARD CLASS |  | CERTIFICATION/STANDARD |  | ADDITIONAL FEATURES EN | FOR PELLETISING PLANT FURNACE | ADDITIONAL FEATURES ES |  | ADDITIONAL FEATURES FR | [25 empty] | PRODUCTION COMPLETED
000000000060170400 | STP-004 | DATA ENRICHMENT | ATS | ATS | OK | 2022-09-28 | 2022-10-01 |  | 000000000060170400 | BHP1 | BHP Spares & Supplies | 221015 | Earth moving machinery | EA | MAN2 | MOTOR, HYDRAULIC AC RBS1L P/N 3217903420 | MOTOR, HYDRAULIC AC RBS1L P/N 3217903420 | 3217903420 | 0019008517 | ATLAS COPCO SOUTH AFRICA (PTY) | https://www.andersonequip.com/web/files/prod/web/parts/PN-ACD_3217903420.html | https://www.aga-parts.com/es/atlas-copco/part/3217903420_hyd-motor/ | ATLAS COPCO SOUTH AFRICA (PTY) | 3217903420 | [11 empty] | CLEANSED | MOTOR | AC | TYPE | HYDRAULIC | FRAME SIZE |  | POWER RATING |  | VOLTAGE RATING |  | CURRENT RATING |  | NUMBER OF POLES |  | SPEED RATING |  | FREQUENCY RATING |  | NUMBER OF PHASE |  | CONSTRUCTION MATERIAL |  | DEGREE OF PROTECTION |  | ENCLOSURE |  | MOUNTING TYPE |  | SERVICE FACTOR |  | INSULATION CLASS |  | DUTY CYCLE |  | AMBIENT TEMPERATURE |  | HAZARD CLASS |  | CERTIFICATION/STANDARD |  | ADDITIONAL FEATURES EN | RBS1L | ADDITIONAL FEATURES ES |  | ADDITIONAL FEATURES FR | [17 empty] | PRODUCTION COMPLETED
000000000060170401 | STP-004 | DATA ENRICHMENT | ATS | ATS | OK | 2022-09-28 | 2022-10-01 |  | 000000000060170401 | BHP1 | BHP Spares & Supplies | 221015 | Earth moving machinery | EA | MAN2 | MOTOR, HYDRAULIC AC RBS1L P/N 5112287742 | MOTOR, HYDRAULIC AC RBS1L P/N 5112287742 | 5112287742 | 0019008517 | ATLAS COPCO SOUTH AFRICA (PTY) | https://www.aga-parts.com/es/atlas-copco/part/5112287742_hydr-motor/ |  | ATLAS COPCO SOUTH AFRICA (PTY) | 5112287742 | [11 empty] | CLEANSED | MOTOR | AC | TYPE | HYDRAULIC | FRAME SIZE |  | POWER RATING |  | VOLTAGE RATING |  | CURRENT RATING |  | NUMBER OF POLES |  | SPEED RATING |  | FREQUENCY RATING |  | NUMBER OF PHASE |  | CONSTRUCTION MATERIAL |  | DEGREE OF PROTECTION |  | ENCLOSURE |  | MOUNTING TYPE |  | SERVICE FACTOR |  | INSULATION CLASS |  | DUTY CYCLE |  | AMBIENT TEMPERATURE |  | HAZARD CLASS |  | CERTIFICATION/STANDARD |  | ADDITIONAL FEATURES EN | RBS1L | ADDITIONAL FEATURES ES |  | ADDITIONAL FEATURES FR | [17 empty] | PRODUCTION COMPLETED
000000000060221982 | STP-004 | DATA ENRICHMENT | ATS | ATS | OK | 2022-09-28 | 2022-10-01 |  | 000000000060221982 | BHP1 | BHP Spares & Supplies | 261016 | Motors | EA | MAN2 | MOTOR, HYDRAULIC, TYPE: MMS 80 CC | MOTOR, HYDRAULIC, TYPE: MMS 80 CC, SHAFT: 25 MM, SIDE PORT 1/2", PART NUMBER: 02 421749 80 CC | 1510411 | 0019000883 | DANFOSS BAUER LTD,UK | https://paro.nl/library/components/danfoss/151-0411 | https://as-hydraulic.com/catalog/product/view/id/1055431/s/Danfoss-151-0411-Hydraulic-Motor/ | DANFOSS BAUER LTD,UK | OMR-080-151-0411 |  |  | 02 421749 80 CC | [8 empty] | ENRICHED | MOTOR | HYDRAULIC | TYPE | ORBITAL | FRAME SIZE |  | POWER RATING |  | TORQUE RATING |  | DISPLACEMENT |  | SPEED RATING |  | MAX PRESSURE RATING |  | FLOW RATING |  | SHAFT SIZE | 25 MM | MATERIAL |  | MOUNTING TYPE |  | PORT SIZE | 1/2 IN | ROTATION |  | HAZARD CLASS |  | CERTIFICATION/STANDARD |  | ADDITIONAL FEATURES EN | MMS 80 CC | ADDITIONAL FEATURES ES |  | ADDITIONAL FEATURES FR | [25 empty] | PRODUCTION COMPLETED
000000000060169579 | STP-004 | DATA ENRICHMENT | ATS | ATS | OK | 2022-09-28 | 2022-10-01 |  | 000000000060169579 | BHP1 | BHP Spares & Supplies | 261016 | Motors | EA | MAN2 | MOTOR, HYDRAULIC: PRODUCT 1029, PLANETAR | MOTOR, HYDRAULIC: PRODUCT 1029, PLANETARY, IN LINE, GEAR REDUCER, 44H TELSMITH CRUSHER, OSBORN | ZP835-2000/1029 | 0019002485 | OSBORN | URL NOT FOUND |  | OSBORN | ZP835-2000/1029 | [5 empty] | 44H TELSMITH CRUSHER | [5 empty] | CLEANSED | MOTOR | HYDRAULIC | TYPE | GEAR REDUCER | FRAME SIZE |  | POWER RATING |  | TORQUE RATING |  | DISPLACEMENT |  | SPEED RATING |  | MAX PRESSURE RATING |  | FLOW RATING |  | SHAFT SIZE |  | MATERIAL |  | MOUNTING TYPE |  | PORT SIZE |  | ROTATION |  | HAZARD CLASS |  | CERTIFICATION/STANDARD |  | ADDITIONAL FEATURES EN | PLANETARY,IN LINE | ADDITIONAL FEATURES ES |  | ADDITIONAL FEATURES FR | [25 empty] | PRODUCTION COMPLETED
000000000060214404 | STP-004 | DATA ENRICHMENT | ATS | ATS | OK | 2022-09-28 | 2022-10-03 |  | 000000000060214404 | BHP1 | BHP Spares & Supplies | 251739 | Electrical components | EA | MAN2 | MOTOR, OPERATING, SIMOPRIME VCB, SIEMENS | MOTOR, OPERATING, SIMOPRIME VCB, SIEMENS | A7ESWB02504022 | 0019011590 | SIEMENS | URL NOT FOUND |  | SIEMENS | A7ESWB02504022 | [5 empty] | VCB | SIMOPRIME |  |  |  |  | CLEANSED | MOTOR | NO MODIFIER | TYPE |  | POWER RATING |  | SPEED RATING |  | CONSTRUCTION MATERIAL |  | ENCLOSURE |  | MOUNTING TYPE |  | SERVICE FACTOR |  | HAZARD CLASS |  | CERTIFICATION/STANDARD |  | ADDITIONAL FEATURES EN | OPERATING | ADDITIONAL FEATURES ES |  | ADDITIONAL FEATURES FR | [37 empty] | PRODUCTION COMPLETED
000000000060188215 | STP-004 | DATA ENRICHMENT | ATS | ATS | OK | 2022-09-28 | 2022-10-03 |  | 000000000060188215 | BHP1 | BHP Spares & Supplies | 811016 | Mechanical engineering | EA | MAN2 | MOTOR, RECTIFIER, SKRECTIFIER, 400V | MAKE ? NORD,OUTPUT CURRENT- 40DGREES CELSIUS 2.0AMPS, OUTPUT CURRENT ? 75DEGREES CELSIUS 1.0AMPS, TEMPERATURE 20 ? 75, VER5SION ? CA, TYPE ? GHE40L INPUT ? 200 - 10% 480+10, PART NO: - 19141010 OUTPUT -90---215VDC, ID- 190303536401, MOTOR, RECTIFIER, SKRECTIFIER, 400V, SSI FMT00354 | SK9052 | 0019011394 | BEARING MAN LTD | https://www.mrosupply.com/speed-reducers/6371788_sk90521ax-132mp4-cus-tw_nord-gear/¦https://www.holdensteel.com/listings/1341269-new-nord-sk9052-89-rpm-gearbox-reducer-19-91-1-sk132-7-5hp-motor-230-460-v | https://www.nord.com/us/documentation/catalogs/details/g4014_50hz.jsp | NORD | SK9052 |  | BEARING MAN LTD |  |  |  | RECTIFIER | 1.9141e+19 |  |  |  |  | ENRICHED | MOTOR | GEAR | TYPE | HELICAL BEVEL | POWER RATING | 10 HP | OUTPUT SPEED RATING | 1765 RPM | VOLTAGE RATING | 265/460 V | NEMA/IEC SIZE |  | TORQUE RATING |  | SPEED RATIO |  | SERVICE FACTOR |  | CURRENT RATING |  | FREQUENCY RATING | 60 HZ | NUMBER OF PHASE |  | MOUNTING TYPE |  | DEGREE OF PROTECTION |  | HAZARD CLASS |  | CERTIFICATION/STANDARD |  | ADDITIONAL FEATURES EN | OUTPUT CURRENT- 40 DEG C 2 A,OUTPUT CURRENT 75 DEG C 1 A,TEMPERATURE 20 75,VER5SION CA,GHE40L INPUT 200 - 10 PCT 480+10,90-215 VDC,400 V, SSI FMT00354 | ADDITIONAL FEATURES ES |  | ADDITIONAL FEATURES FR | [25 empty] | PRODUCTION COMPLETED
000000000060115465 | STP-004 | DATA ENRICHMENT | ATS | ATS | OK | 2022-09-28 | 2022-10-01 |  | 000000000060115465 | BHP1 | BHP Spares & Supplies | 261016 | Motors | EA | MAN2 | MOTOR, SLEWING, C/W SLEW PINION, MUD GUN | MOTOR, SLEWING, C/W SLEW PINION, MUD GUN, DANGO DIENENTHAL, FURNACE, FMT | OMV315-151B3105 & 216/083 | 0019008605 | DANGO DIENENTHAL | https://www.pvglobal.com.sg/omv/282-orbital-motor-omv315-151b3105.html | https://danfoss.cohimar.com/pdf/omv.pdf | DANFOSS | OMV315-151B3105 |  | DANGO DIENENTHAL | 216/083 | [8 empty] | ENRICHED | MOTOR | HYDRAULIC | TYPE | ORBITAL | FRAME SIZE | 315 | POWER RATING | 51 KW | TORQUE RATING | 1110 NM | DISPLACEMENT | 314.5 CM3 | SPEED RATING | 630 RPM | MAX PRESSURE RATING | 240 BAR | FLOW RATING | 200 L/MIN | SHAFT SIZE | 2-1/8 IN | MATERIAL |  | MOUNTING TYPE |  | PORT SIZE | 1-5/16 IN | ROTATION |  | HAZARD CLASS |  | CERTIFICATION/STANDARD | ANS B92.1-1970 | ADDITIONAL FEATURES EN | C/WSLEW PINION,MUD GUN,DANGO DIENENTHAL,FURNACE,FMT | ADDITIONAL FEATURES ES |  | ADDITIONAL FEATURES FR | [25 empty] | PRODUCTION COMPLETED
000000000060221300 | STP-004 | DATA ENRICHMENT | ATS | ATS | OK | 2022-09-28 | 2022-10-01 |  | 000000000060221300 | BHP1 | BHP Spares & Supplies | 391217 | Electrical hardware and supplies | EA | MAN2 | MOTOR, VIBRATING 2.31KW 6 POLE 525V BLZ4 | VIBRATING MOTOR 2.31KW 6 POLE 525V 960RPM BLZ45-50/6/03 FOOT PRINT 248 X 305 | BLZ45-50/6/03 | 0019011455 | ZEST ELECTRICAL MOTORS CC | https://www.zestweg.com/products/electric-motors/invicta-vibrator-motors/invicta-vibrator-motors-2310w-5000kg-6p-525v-vibrator/ | https://nustart.co.za/WEG.pdf | ZEST ELECTRICAL MOTORS CC | BLZ45-50/6/03 | [11 empty] | ENRICHED | MOTOR | AC | TYPE | VIBRATOR | FRAME SIZE |  | POWER RATING | 2310 W | VOLTAGE RATING | 525 VAC | CURRENT RATING |  | NUMBER OF POLES | 6 P | SPEED RATING | 960 RPM | FREQUENCY RATING |  | NUMBER OF PHASE |  | CONSTRUCTION MATERIAL |  | DEGREE OF PROTECTION | IP66 | ENCLOSURE |  | MOUNTING TYPE | FOOT | SERVICE FACTOR |  | INSULATION CLASS | F | DUTY CYCLE | S1 | AMBIENT TEMPERATURE |  | HAZARD CLASS |  | CERTIFICATION/STANDARD | CE,CSA,IECX,EAC,UL | ADDITIONAL FEATURES EN | PRINT 248 X 305 | ADDITIONAL FEATURES ES |  | ADDITIONAL FEATURES FR | [17 empty] | PRODUCTION COMPLETED
000000000060232883 | STP-004 | DATA ENRICHMENT | ATS | ATS | OK | 2022-09-28 | 2022-10-01 |  | 000000000060232883 | BHP1 | BHP Spares & Supplies | 261016 | Motors | EA | MAN2 | MOTOR, VIBRATOR, 1.3KW, JUD4/210-294 UO1 | MOTOR, VIBRATOR, 1.3KW, JUD4/210-294 UO1, 400V AC, VIBRATOR FORCE: 200KG, EQUIVALENT MOTOR FOR JV174/200, PSP FEEDER 2 | JUD4/210-294 UO1-400V | 0019008735 | JOEST | https://kwatani.com/wp-content/uploads/2022/05/M-ENG-02-R05-Unbalanced-Motors-JUD-Series-User-Manual.pdf |  | KWATANI | JUD4/210-294 UO1-400V |  | JOEST |  |  |  | PSP FEEDER 2 | JV174/200 |  |  |  |  | ENRICHED | MOTOR | AC | TYPE | VIBRATOR | FRAME SIZE |  | POWER RATING | 1.33 KW | VOLTAGE RATING | 400 VAC | CURRENT RATING | 2.62 A | NUMBER OF POLES | 4 P | SPEED RATING | 1470 RPM | FREQUENCY RATING | 50 HZ | NUMBER OF PHASE | 3 PH | CONSTRUCTION MATERIAL |  | DEGREE OF PROTECTION |  | ENCLOSURE |  | MOUNTING TYPE |  | SERVICE FACTOR |  | INSULATION CLASS |  | DUTY CYCLE |  | AMBIENT TEMPERATURE |  | HAZARD CLASS |  | CERTIFICATION/STANDARD |  | ADDITIONAL FEATURES EN | VIBRATOR FORCE: 200 KG | ADDITIONAL FEATURES ES |  | ADDITIONAL FEATURES FR | [17 empty] | PRODUCTION COMPLETED
000000000060221625 | STP-004 | DATA ENRICHMENT | ATS | ATS | OK | 2022-09-28 | 2022-10-01 |  | 000000000060221625 | BHP1 | BHP Spares & Supplies | 201016 | Screens and feeding equipment | EA | MAN2 | MOTOR, VIBRATOR, BLZ-24 | MOTOR, VIBRATOR, BLZ-24-11/4 525V | BLZ-24-11/4 525V | 0019008735 | JOEST | https://www.airmatic.com/products/vibratory-motors/foot-mounted-motors/BLz-24-11-4 | https://airmatic.b-cdn.net/assets/downloads/vibratory_motors_and_drives/invicta_series_vibrators.pdf | INVICTA | BLZ-24-11/4 525V |  | JOEST | [9 empty] | ENRICHED | MOTOR | AC | TYPE | ROTARY ELECTRIC VIBRATOR | FRAME SIZE |  | POWER RATING | 675 W | VOLTAGE RATING | 525 VAC | CURRENT RATING |  | NUMBER OF POLES | 4 P | SPEED RATING | 1800 RPM | FREQUENCY RATING | 60 HZ | NUMBER OF PHASE |  | CONSTRUCTION MATERIAL |  | DEGREE OF PROTECTION |  | ENCLOSURE |  | MOUNTING TYPE | FOOT | SERVICE FACTOR |  | INSULATION CLASS |  | DUTY CYCLE |  | AMBIENT TEMPERATURE |  | HAZARD CLASS |  | CERTIFICATION/STANDARD | CE,CSA,IECX,EX | ADDITIONAL FEATURES EN |  | ADDITIONAL FEATURES ES |  | ADDITIONAL FEATURES FR | [17 empty] | PRODUCTION COMPLETED
000000000060174660 | STP-004 | DATA ENRICHMENT | ATS | ATS | OK | 2022-09-28 | 2022-10-01 |  | 000000000060174660 | BHP1 | BHP Spares & Supplies | 261016 | Motors | EA | MAN2 | MOTOR, VIBRATOR, ELECTRICAL, 9KW, FRAME | Item taken from stock as per SSI 244, MOTOR, VIBRATOR, ELECTRICAL, 9KW, FRAME MVSI 10/12000-S90, 380V, 1000RPM | MVSI 10/12000-S90 | 0019005929 | VIBRAMECH | https://mvsi-vibrator.com/mvsi-10-12000-s90/6-poles-1000-1200-rpm-three-phase | https://www.italvibrasusa.com/wp_ita/wp-content/uploads/2020/06/07-2019-USA-Gen-Catalogue.pdf¦https://www.italvibrasusa.com/mvsi/ | ITALVIBRAS USA | MVSI 10/12000-S90 |  | VIBRAMECH | [9 empty] | ENRICHED | MOTOR | AC | TYPE | ELECTRICAL,VIBRATOR | FRAME SIZE |  | POWER RATING | 9 KW | VOLTAGE RATING | 400 VAC | CURRENT RATING | 16.3 A | NUMBER OF POLES | 6 P | SPEED RATING | 1200 RPM | FREQUENCY RATING | 50 HZ | NUMBER OF PHASE | 3 PH | CONSTRUCTION MATERIAL |  | DEGREE OF PROTECTION | IP66 | ENCLOSURE |  | MOUNTING TYPE | FOOT | SERVICE FACTOR |  | INSULATION CLASS | F | DUTY CYCLE | S1 | AMBIENT TEMPERATURE | -4 TO 104 DEG F | HAZARD CLASS |  | CERTIFICATION/STANDARD | CE,CULUS,IECX,EX,EAC | ADDITIONAL FEATURES EN | Item taken from stock as per SSI 244 | ADDITIONAL FEATURES ES |  | ADDITIONAL FEATURES FR | [17 empty] | PRODUCTION COMPLETED
000000000060223463 | STP-004 | DATA ENRICHMENT | ATS | ATS | OK | 2022-09-28 | 2022-10-01 |  | 000000000060223463 | BHP1 | BHP Spares & Supplies | 201016 | Screens and feeding equipment | EA | MAN2 | MOTOR, VIBRATOR, INVICTA, BLZ-25-14 | MOTOR, VIBRATOR, INVICTA, BLZ-25-14/4/03050, 0.5KW, 1440RPM, 525V |  | 0019011455 | ZEST ELECTRICAL MOTORS CC | https://www.airmatic.com/products/vibratory-motors/foot-mounted-motors/BLz-25-14-4 | https://airmatic.b-cdn.net/assets/downloads/vibratory_motors_and_drives/invicta_series_vibrators.pdf | INVICTA | BLZ-25-14/4/03050 |  | ZEST ELECTRICAL MOTORS CC | [9 empty] | ENRICHED | MOTOR | AC | TYPE | ROTARY ELECTRIC VIBRATOR | FRAME SIZE |  | POWER RATING | 675 W | VOLTAGE RATING | 525 VAC | CURRENT RATING |  | NUMBER OF POLES | 4 P | SPEED RATING | 1800 RPM | FREQUENCY RATING | 60 HZ | NUMBER OF PHASE |  | CONSTRUCTION MATERIAL |  | DEGREE OF PROTECTION |  | ENCLOSURE |  | MOUNTING TYPE | FOOT | SERVICE FACTOR |  | INSULATION CLASS |  | DUTY CYCLE |  | AMBIENT TEMPERATURE |  | HAZARD CLASS |  | CERTIFICATION/STANDARD | CE,CSA,IECX,EX | ADDITIONAL FEATURES EN |  | ADDITIONAL FEATURES ES |  | ADDITIONAL FEATURES FR | [17 empty] | PRODUCTION COMPLETED
000000000060161102 | STP-004 | DATA ENRICHMENT | ATS | ATS | OK | 2022-09-28 | 2022-10-01 |  | 000000000060161102 | BHP1 | BHP Spares & Supplies | 261016 | Motors | EA | MAN2 | MOTOR, VIBRATOR, VISAM, TYPE SPV 9.0 A-0 | MOTOR, VIBRATOR, VISAM, TYPE SPV 9.0 A-01, 3000 RPM, 220/380V, 3 PHASE, 1.8 AMP, 1.06KW | SPV 9.0 A-01 | 0019000000 | 1069 | https://www.houstonvibrator.com/product/spv-a-series-rotary-electric-vibrators/ | https://www.houstonvibrator.com/wp-content/uploads/2015/10/HoustonVibratorSPVSeriesGeneralFeaturesandQuickReferenceBrochure.pdf | HOUSTON VIBRATOR | SPV 9.0 A-01 | [11 empty] | ENRICHED | MOTOR | AC | TYPE | ROTARY ELECTRIC VIBRATOR | FRAME SIZE |  | POWER RATING | 1.2 KW | VOLTAGE RATING | 220-230/380-460 VAC | CURRENT RATING | 1.8 A | NUMBER OF POLES |  | SPEED RATING | 3600 RPM | FREQUENCY RATING | 60 HZ | NUMBER OF PHASE | 3 PH | CONSTRUCTION MATERIAL | CAST ALUMINUM | DEGREE OF PROTECTION | IP66.7 | ENCLOSURE |  | MOUNTING TYPE |  | SERVICE FACTOR |  | INSULATION CLASS | F | DUTY CYCLE |  | AMBIENT TEMPERATURE |  | HAZARD CLASS |  | CERTIFICATION/STANDARD |  | ADDITIONAL FEATURES EN | VISAM,REF: 1069 | ADDITIONAL FEATURES ES |  | ADDITIONAL FEATURES FR | [17 empty] | PRODUCTION COMPLETED
000000000060232884 | STP-004 | DATA ENRICHMENT | ATS | ATS | OK | 2022-09-28 | 2022-10-01 |  | 000000000060232884 | BHP1 | BHP Spares & Supplies | 261016 | Motors | EA | MAN2 | MOTOR,15KW,FLANGE MOUNT,4POLE,38MM | MOTOR, 15KW, FLANGE MOUNT, 4POLE, 38MM SHAFT, 1400RPM, 380V AC, PSP - BREDEL PUMP | 15.00KWC4P3B5 F | 0019011394 | BEARING MAN LTD | URL NOT FOUND |  | BEARING MAN LTD | 15.00KWC4P3B5 F | [5 empty] | PSP BREDEL PUMP | [5 empty] | CLEANSED | MOTOR | AC | TYPE |  | FRAME SIZE |  | POWER RATING | 15 KW | VOLTAGE RATING | 380 VAC | CURRENT RATING |  | NUMBER OF POLES | 4 P | SPEED RATING | 1400 RPM | FREQUENCY RATING |  | NUMBER OF PHASE |  | CONSTRUCTION MATERIAL |  | DEGREE OF PROTECTION |  | ENCLOSURE |  | MOUNTING TYPE | FLANGE | SERVICE FACTOR |  | INSULATION CLASS |  | DUTY CYCLE |  | AMBIENT TEMPERATURE |  | HAZARD CLASS |  | CERTIFICATION/STANDARD |  | ADDITIONAL FEATURES EN | SHAFT SIZE: 38 MM | ADDITIONAL FEATURES ES |  | ADDITIONAL FEATURES FR | [17 empty] | PRODUCTION COMPLETED
000000000060229428 | STP-004 | DATA ENRICHMENT | ATS | ATS | OK | 2022-09-28 | 2022-10-01 |  | 000000000060229428 | BHP1 | BHP Spares & Supplies | 261016 | Motors | EA | MAN2 | MOTOR,355KW,2-POLE,2980 RPM | MOTOR,355KW,2-POLE,2980 RPM,400 VOLT,SQUIRREL CAGE INDUCTION,MAKE:WEG,CAST IRON BODY,D355ML FRAME SIZE,S1 DUTY CYCLE,B3-FOOT MOUNTED |  | 0019011455 | ZEST ELECTRICAL MOTORS CC | URL NOT FOUND |  | ZEST ELECTRICAL MOTORS CC |  |  | WEG | [9 empty] | CLEANSED | MOTOR | AC | TYPE | SQUIRREL CAGE INDUCTION | FRAME SIZE | D355ML | POWER RATING | 355 KW | VOLTAGE RATING | 400 VAC | CURRENT RATING |  | NUMBER OF POLES | 2 P | SPEED RATING | 2980 RPM | FREQUENCY RATING |  | NUMBER OF PHASE |  | CONSTRUCTION MATERIAL | CAST IRON BODY | DEGREE OF PROTECTION |  | ENCLOSURE |  | MOUNTING TYPE | B3 FOOT | SERVICE FACTOR |  | INSULATION CLASS |  | DUTY CYCLE | S1 | AMBIENT TEMPERATURE |  | HAZARD CLASS |  | CERTIFICATION/STANDARD |  | ADDITIONAL FEATURES EN |  | ADDITIONAL FEATURES ES |  | ADDITIONAL FEATURES FR | [17 empty] | PRODUCTION COMPLETED
000000000060180026 | STP-004 | DATA ENRICHMENT | ATS | ATS | OK | 2022-09-28 | 2022-10-01 |  | 000000000060180026 | BHP1 | BHP Spares & Supplies | 261016 | Motors | EA | MAN2 | MOTOR,380 VOLT,200KW,2-POLE,2970RPM, | MOTOR, 380 VOLT, 200KW, 2-POLE, 2970RPM, 315L FRAME, 70MM OUTPUT SHAFT,, B3 FOOTMOUNTED,COMPLETE WITH 3-WIRE RTD'S, WIRES TO BE CLEARLY MARKED, FOR DRIVE END AND NON DRIVE END BEARING TEMP PROTECTION AND, RED-WHITE-BLUE PHASE PROTECTOR, TO SUITE TRANSDUCER UNIT RTD-P100,, 4-20MA, 230VOLTS, ALSO MOTOR OUPUT SHAFT TO BE SHRINK FITTED COMPLETE, WITH ESCOGEAR, FENNER FST95 COUPLING HALF, FURNACES 4 AND 5, FERROMETALS |  |  |  | URL NOT FOUND | [14 empty] | CLEANSED | MOTOR | AC | TYPE |  | FRAME SIZE | 315L | POWER RATING | 200 KW | VOLTAGE RATING | 380 VAC | CURRENT RATING |  | NUMBER OF POLES | 2 P | SPEED RATING | 2970 RPM | FREQUENCY RATING |  | NUMBER OF PHASE |  | CONSTRUCTION MATERIAL |  | DEGREE OF PROTECTION |  | ENCLOSURE |  | MOUNTING TYPE | B3 FOOT | SERVICE FACTOR |  | INSULATION CLASS |  | DUTY CYCLE |  | AMBIENT TEMPERATURE |  | HAZARD CLASS |  | CERTIFICATION/STANDARD |  | ADDITIONAL FEATURES EN | OUTPUT SHAFT: 70 MM,COMPLETE W/3-WIRE RTD'S, WIRES TO BE CLEARLY MARKED,FOR DRIVE END AND NON DRIVE END BEARING TEMP PROTECTION AND, RED-WHITE-BLUE PHASE PROTECTOR,TO SUITE TRANSDUCER UNIT RTD-P100,4-20 MA,230VOLTS, ALSO MOTOR OUPUT SHAFT TO BE SHRINK FITTED COMPLETE,W/ESCOGEAR, FENNER FST95 COUPLING HALF, FURNACES 4 AND 5,FERROMETALS | ADDITIONAL FEATURES ES |  | ADDITIONAL FEATURES FR | [17 empty] | PRODUCTION COMPLETED
000000000060174035 | STP-004 | DATA ENRICHMENT | ATS | ATS | OK | 2022-09-28 | 2022-10-03 |  | 000000000060174035 | BHP1 | BHP Spares & Supplies | 261016 | Motors | EA | MAN2 | MOTOR,5,5 KW,6 POLE,FLANGE MOUNTED,525 V | MOTOR,5,5 KW,6 POLE,FLANGE MOUNTED,525 V,FRAME SIZE 132M,1LA6134-6AA91, AS PER SSI 2751 | 1LA6134-6AA91 | 0019003033 | SIEMENS GMBH,W.GERMANY | https://www.globalpartsservice.com/siemens-siemens-motor-list-parts-list-26.html | http://www.sm-industry.ru/catalog/protection_devices/28924/1612702.html | SIEMENS GMBH,W.GERMANY | 1LA6134-6AA91 | [11 empty] | ENRICHED | MOTOR | AC | TYPE | SQUIRREL CAGE | FRAME SIZE | 132M | POWER RATING | 5.5 KW | VOLTAGE RATING | 525 VAC | CURRENT RATING |  | NUMBER OF POLES | 6 P | SPEED RATING |  | FREQUENCY RATING |  | NUMBER OF PHASE |  | CONSTRUCTION MATERIAL | CAST IRON | DEGREE OF PROTECTION | IP55 | ENCLOSURE |  | MOUNTING TYPE | FLANGE | SERVICE FACTOR |  | INSULATION CLASS | F | DUTY CYCLE |  | AMBIENT TEMPERATURE |  | HAZARD CLASS |  | CERTIFICATION/STANDARD |  | ADDITIONAL FEATURES EN | AS PER SSI 2751 | ADDITIONAL FEATURES ES |  | ADDITIONAL FEATURES FR | [17 empty] | PRODUCTION COMPLETED
000000000060256029 | STP-004 | DATA ENRICHMENT | ATS | ATS | OK | 2022-09-28 | 2022-10-01 |  | 000000000060256029 | BHP1 | BHP Spares & Supplies | 230000 | Industrial Manufacturing and Processing Machinery and Access | EA | MAN2 | MOTOR,5.5KW 6PL,225RJ60AD15R,EA | MOTOR, 5.5KW 6PL, 225RJ60AD15R, 380-415V, IP66 DOL R, BALTIMORE COOLERS, EA | 225RJ60AD15R | 0019011819 | Unknown | URL NOT FOUND |  |  | 225RJ60AD15R | [5 empty] | BALTIMORE COOLERS | [5 empty] | CLEANSED | MOTOR | NO MODIFIER | TYPE |  | POWER RATING | 5.5 KW | SPEED RATING |  | CONSTRUCTION MATERIAL |  | ENCLOSURE | IP66 | MOUNTING TYPE |  | SERVICE FACTOR |  | HAZARD CLASS |  | CERTIFICATION/STANDARD |  | ADDITIONAL FEATURES EN | NO OF POLE: 6 P,VOLTAGE RATING: 380-415 V,DOL R,EA | ADDITIONAL FEATURES ES |  | ADDITIONAL FEATURES FR | [37 empty] | PRODUCTION COMPLETED
000000000060256060 | STP-004 | DATA ENRICHMENT | ATS | ATS | OK | 2022-09-28 | 2022-10-01 |  | 000000000060256060 | BHP1 | BHP Spares & Supplies | 230000 | Industrial Manufacturing and Processing Machinery and Access | EA | MAN2 | MOTOR,5.5KW 6PL,225RJ60AD15R,EA | MOTOR, 5.5KW 6PL, 225RJ60AD15R, 380-415V, IP66 DOL R, BALTIMORE COOLERS, EA | 225RJ60AD15R | 0019011819 | Unknown | URL NOT FOUND |  |  | 225RJ60AD15R | [5 empty] | BALTIMORE COOLERS | [5 empty] | CLEANSED | MOTOR | NO MODIFIER | TYPE |  | POWER RATING | 5.5 KW | SPEED RATING |  | CONSTRUCTION MATERIAL |  | ENCLOSURE | IP66 | MOUNTING TYPE |  | SERVICE FACTOR |  | HAZARD CLASS |  | CERTIFICATION/STANDARD |  | ADDITIONAL FEATURES EN | NO OF POLE: 6 P,VOLTAGE RATING: 380-415 V,DOL R,EA | ADDITIONAL FEATURES ES |  | ADDITIONAL FEATURES FR | [37 empty] | PRODUCTION COMPLETED
000000000060228242 | STP-004 | DATA ENRICHMENT | ATS | ATS | OK | 2022-09-28 | 2022-10-03 |  | 000000000060228242 | BHP1 | BHP Spares & Supplies | 261016 | Motors | EA | MAN2 | MOTOR,75KW,525-550V, 4P,250SM,B3 | 75KW 4P 525-550V B3 250SM WEG MOTOR | TPW4605030 | 0019011455 | ZEST ELECTRICAL MOTORS CC | https://www.zestweg.com/products/electric-motors/low-voltage-iec-motors/general-purpose-odp-tefc/w22-ie3/75kw-4p-525-1000v-b3-250sm-ie3-ip66-w22/ |  | ZEST ELECTRICAL MOTORS CC | TPW4605030 |  | WEG | [9 empty] | ENRICHED | MOTOR | AC | TYPE |  | FRAME SIZE | 250SM | POWER RATING | 75 KW | VOLTAGE RATING | 525 VAC | CURRENT RATING |  | NUMBER OF POLES | 4 P | SPEED RATING | 1480 RPM | FREQUENCY RATING |  | NUMBER OF PHASE |  | CONSTRUCTION MATERIAL |  | DEGREE OF PROTECTION | IP66 | ENCLOSURE |  | MOUNTING TYPE | B3 FOOT | SERVICE FACTOR |  | INSULATION CLASS |  | DUTY CYCLE |  | AMBIENT TEMPERATURE |  | HAZARD CLASS |  | CERTIFICATION/STANDARD | IE3 | ADDITIONAL FEATURES EN |  | ADDITIONAL FEATURES ES |  | ADDITIONAL FEATURES FR | [17 empty] | PRODUCTION COMPLETED
000000000060253719 | STP-004 | DATA ENRICHMENT | ATS | ATS | OK | 2022-09-28 | 2022-10-03 |  | 000000000060253719 | BHP1 | BHP Spares & Supplies | 200000 | Mining Machinery and Accessories | EA | MAN2 | MOTOR,75KW,6P,525/1000V,B3,280SM,IE3,MOT | MOTOR, 75KW, 6P, 525/1000V, B3, 280SM, IE3, MOTOR, WEG, W22, IPP66, CI | TPW4615030 | 0019011819 | Unknown | https://www.zestweg.com/products/electric-motors/low-voltage-iec-motors/general-purpose-odp-tefc/w22-ie3/75kw-6p-525-1000v-b3-280sm-ie3-ip66-w22/ |  | ZEST ELECTRICAL MOTORS CC | TPW4615030 |  | WEG | W22 | [8 empty] | ENRICHED | MOTOR | AC | TYPE |  | FRAME SIZE | 280SM | POWER RATING | 75 KW | VOLTAGE RATING | 525 VAC | CURRENT RATING |  | NUMBER OF POLES | 6 P | SPEED RATING | 980 RPM | FREQUENCY RATING |  | NUMBER OF PHASE |  | CONSTRUCTION MATERIAL | CAST IRON | DEGREE OF PROTECTION | IP66 | ENCLOSURE |  | MOUNTING TYPE | B3 FOOT | SERVICE FACTOR |  | INSULATION CLASS |  | DUTY CYCLE |  | AMBIENT TEMPERATURE |  | HAZARD CLASS |  | CERTIFICATION/STANDARD | IE3 | ADDITIONAL FEATURES EN |  | ADDITIONAL FEATURES ES |  | ADDITIONAL FEATURES FR | [17 empty] | PRODUCTION COMPLETED
000000000060221224 | STP-004 | DATA ENRICHMENT | ATS | ATS | OK | 2022-09-28 | 2022-10-01 |  | 000000000060221224 | BHP1 | BHP Spares & Supplies | 261018 | Motor components | EA | MAN2 | MOTOR,AC,132KW,315S,TOP TERMNAL CON | MOTOR, ALTERNATING CURRENT, 132KW, 315S FRAME SIZE, 380 VOLT, 3 PHASE, 4 POLE, 1400 RPM, FOOT MOUNTED, TOP TERMINAL CONNECTION BOX., SSI FMT00295 |  | 0019011590 | SIEMENS | URL NOT FOUND |  | SIEMENS | [12 empty] | CLEANSED | MOTOR | AC | TYPE |  | FRAME SIZE | 315S | POWER RATING | 132 KW | VOLTAGE RATING | 380 VAC | CURRENT RATING |  | NUMBER OF POLES | 4 P | SPEED RATING | 1400 RPM | FREQUENCY RATING |  | NUMBER OF PHASE | 3 PH | CONSTRUCTION MATERIAL |  | DEGREE OF PROTECTION |  | ENCLOSURE |  | MOUNTING TYPE | FOOT | SERVICE FACTOR |  | INSULATION CLASS |  | DUTY CYCLE |  | AMBIENT TEMPERATURE |  | HAZARD CLASS |  | CERTIFICATION/STANDARD |  | ADDITIONAL FEATURES EN | TOP TERMINAL CONNECTION BOX., SSI FMT00295 | ADDITIONAL FEATURES ES |  | ADDITIONAL FEATURES FR | [17 empty] | PRODUCTION COMPLETED
000000000060235718 | STP-004 | DATA ENRICHMENT | ATS | ATS | OK | 2022-09-28 | 2022-10-01 |  | 000000000060235718 | BHP1 | BHP Spares & Supplies | 200000 | Mining Machinery and Accessories | EA | MAN2 | MOTOR,ASSY,FAN,708-7S-00550,WA480-6 | MOTOR,ASSY,FAN,708-7S-00550,KOMATSU,WA480-6 | 708-7S-00550 MOTOR ASS'Y | 0019001867 | KOMATSU CORP | http://www.andersonequip.com/web/files/prod/web/parts/PN-KAC_R708_7S_00550.html | https://k-part.777parts.org/spare/komatsu/708-7s-00550/ | KOMATSU CORP | 708-7S-00550 | [6 empty] | WA480-6 |  |  |  |  | CLEANSED | MOTOR | NO MODIFIER | TYPE | FAN | POWER RATING |  | SPEED RATING |  | CONSTRUCTION MATERIAL |  | ENCLOSURE |  | MOUNTING TYPE |  | SERVICE FACTOR |  | HAZARD CLASS |  | CERTIFICATION/STANDARD |  | ADDITIONAL FEATURES EN | ASSY | ADDITIONAL FEATURES ES |  | ADDITIONAL FEATURES FR | [37 empty] | PRODUCTION COMPLETED
000000000060208517 | STP-004 | DATA ENRICHMENT | ATS | ATS | OK | 2022-09-28 | 2022-10-01 |  | 000000000060208517 | BHP1 | BHP Spares & Supplies | 221015 | Earth moving machinery | EA | MAN2 | MOTOR,ASSY,REAR,421-926-3613 | MOTOR,ASSY,REAR,WIPER,KOMATSU,421-926-3613 | 421-926-3612 .MOTOR ASSY,REAR | 0019001867 | KOMATSU CORP | https://aftermarket.supply/komatsu/4219263612.html | https://globalpartszone.com/komatsu/4219263612-1.html | KOMATSU CORP | 421-926-3612 | [11 empty] | CLEANSED | MOTOR | NO MODIFIER | TYPE | REAR WIPER | POWER RATING |  | SPEED RATING |  | CONSTRUCTION MATERIAL |  | ENCLOSURE |  | MOUNTING TYPE |  | SERVICE FACTOR |  | HAZARD CLASS |  | CERTIFICATION/STANDARD |  | ADDITIONAL FEATURES EN | ASSY | ADDITIONAL FEATURES ES |  | ADDITIONAL FEATURES FR | [37 empty] | PRODUCTION COMPLETED
000000000060175536 | STP-004 | DATA ENRICHMENT | ATS | ATS | OK | 2022-09-28 | 2022-10-03 |  | 000000000060175536 | BHP1 | BHP Spares & Supplies | 261016 | Motors | EA | MAN2 | MOTOR,CHAINFEED DRIVE C/W SPROCKET,DANGO | MOTOR,CHAINFEED DRIVE C/W SPROCKET,DANGO DIENENTHAL, AS PER SSI 2829 | 263-001/136 | 0019008605 | DANGO DIENENTHAL | URL NOT FOUND |  | DANGO DIENENTHAL | 263-001/136 | [11 empty] | CLEANSED | MOTOR | NO MODIFIER | TYPE | CHAIN FEED DRIVE | POWER RATING |  | SPEED RATING |  | CONSTRUCTION MATERIAL |  | ENCLOSURE |  | MOUNTING TYPE |  | SERVICE FACTOR |  | HAZARD CLASS |  | CERTIFICATION/STANDARD |  | ADDITIONAL FEATURES EN | C/W SPROCKET,AS PER SSI 2829 | ADDITIONAL FEATURES ES |  | ADDITIONAL FEATURES FR | [37 empty] | PRODUCTION COMPLETED
000000000060217851 | STP-004 | DATA ENRICHMENT | ATS | ATS | OK | 2022-09-28 | 2022-10-03 |  | 000000000060217851 | BHP1 | BHP Spares & Supplies | 251739 | Electrical components | EA | MAN2 | MOTOR,CHARGING,110V DC,ABB SAFEPLUS | MOTOR,CHARGING,110V DC,ABB SAFEPLUS, AS PER SSI 5008. | NHP201491R4 | 0019011391 | ABB SOUTH AFRICA (PTY) LTD | https://new.abb.com/products/NHP201491R4/nhp201491r4 |  | ABB SOUTH AFRICA (PTY) LTD | NHP201491R4 | [11 empty] | ENRICHED | MOTOR | GEAR | TYPE | CHARGING | POWER RATING |  | OUTPUT SPEED RATING |  | VOLTAGE RATING | 110 VDC | NEMA/IEC SIZE |  | TORQUE RATING |  | SPEED RATIO |  | SERVICE FACTOR |  | CURRENT RATING |  | FREQUENCY RATING |  | NUMBER OF PHASE |  | MOUNTING TYPE |  | DEGREE OF PROTECTION |  | HAZARD CLASS |  | CERTIFICATION/STANDARD |  | ADDITIONAL FEATURES EN | AS PER SSI 5008 | ADDITIONAL FEATURES ES |  | ADDITIONAL FEATURES FR | [25 empty] | PRODUCTION COMPLETED
000000000060225529 | STP-004 | DATA ENRICHMENT | ATS | ATS | OK | 2022-09-28 | 2022-10-03 |  | 000000000060225529 | BHP1 | BHP Spares & Supplies | 401516 | Compressors | EA | MAN2 | MOTOR,COOLING,FAN,COMPRESSOR,MK165 | MOTOR, COOLING, FAN, COMPRESSOR, MK165-4DK.24N, 3.6Kw, 380v 50Hz 7A, MOTOR ZIEHL-ABEGG, PSP | ZIEHL-ABEGG | 0019003685 | ZIEHL-EBM | https://www.ziehl-abegg.com/en/products/ac-external-rotor-motors#overview | https://www.radwell.com/en-US/Buy/ZIEHL%20ABEGG/ZIEHL%20ABEGG/MK165-4DK.24.N/ | MOTOR ZIEHL-ABEGG | MK165-4DK.24N | [11 empty] | ENRICHED | MOTOR | AC | TYPE | ASYNCHRONOUS EXTERNAL ROTOR,AIR COMPRESSOR | FRAME SIZE |  | POWER RATING | 3.6 KW | VOLTAGE RATING | 380 VAC | CURRENT RATING | 7 A | NUMBER OF POLES |  | SPEED RATING | 1400 RPM | FREQUENCY RATING | 50 HZ | NUMBER OF PHASE |  | CONSTRUCTION MATERIAL |  | DEGREE OF PROTECTION | IP44,54 | ENCLOSURE |  | MOUNTING TYPE |  | SERVICE FACTOR |  | INSULATION CLASS |  | DUTY CYCLE |  | AMBIENT TEMPERATURE |  | HAZARD CLASS |  | CERTIFICATION/STANDARD |  | ADDITIONAL FEATURES EN | PSP,COOLING FAN | ADDITIONAL FEATURES ES |  | ADDITIONAL FEATURES FR | [17 empty] | PRODUCTION COMPLETED
000000000060213624 | STP-004 | DATA ENRICHMENT | ATS | ATS | OK | 2022-09-28 | 2022-10-01 |  | 000000000060213624 | BHP1 | BHP Spares & Supplies | 261016 | Motors | EA | MAN2 | MOTOR,CROSS TRAVEL,TO SUIT VERLINDE 15 T | MOTOR,CROSS TRAVEL,TO SUIT VERLINDE 15 TON ELECTRODE CRANE, AS PER SSI 5110. | 1291842 | 0019003507 | VERLINDE | URL NOT FOUND |  | VERLINDE | 1291842 | [5 empty] | VERLINDE 15 TON ELECTRODE CRANE | [5 empty] | CLEANSED | MOTOR | NO MODIFIER | TYPE | CROSS TRAVEL | POWER RATING |  | SPEED RATING |  | CONSTRUCTION MATERIAL |  | ENCLOSURE |  | MOUNTING TYPE |  | SERVICE FACTOR |  | HAZARD CLASS |  | CERTIFICATION/STANDARD |  | ADDITIONAL FEATURES EN | AS PER SSI 5110 | ADDITIONAL FEATURES ES |  | ADDITIONAL FEATURES FR | [37 empty] | PRODUCTION COMPLETED
000000000060249550 | STP-004 | DATA ENRICHMENT | ATS | ATS | OK | 2022-09-28 | 2022-10-01 |  | 000000000060249550 | BHP1 | BHP Spares & Supplies | 261016 | Motors | EA | MAN2 | MOTOR,DANFOSS,MMF044DAFEABNNN | MOTOR, DANFOSS, HYDRAULIC, RABBLER WHEELS, 40-46CC FIXED DISPLACEMENT, M44 MF, SPLINE 15- TOOTH, 16-32 PITCH, 362NM MAX TORQUE,MMF04, NEW STOCK AS PER ESSI: 2465 | MMF044DAFEABNNN 15 SPLINES | 0019011679 | DANFOSS (PTY) LTD | https://shop.hainzl.at/hydraulik/hydraulikmotoren/axialkolbenmotore/geschlossener-kreislauf/serie-40/1921/hydraulikmotor-mmf044d/4443037 | https://files.danfoss.com/download/CorporateCommunication/DanfossCity/Axial-Piston-motors.pdf | DANFOSS (PTY) LTD | MMF044DAFEABNNN 15 SPLINES | [11 empty] | ENRICHED | MOTOR | HYDRAULIC | TYPE |  | FRAME SIZE | 044 | POWER RATING |  | TORQUE RATING |  | DISPLACEMENT | 44 CCM | SPEED RATING | 3300 UPM | MAX PRESSURE RATING | 345 BAR | FLOW RATING |  | SHAFT SIZE |  | MATERIAL |  | MOUNTING TYPE | FLANGE | PORT SIZE |  | ROTATION |  | HAZARD CLASS |  | CERTIFICATION/STANDARD |  | ADDITIONAL FEATURES EN | RABBLER WHEELS,PITCH: 16-32,MAX TORQUE: 362 NM,NEW STOCK AS PER ESSI: 2465 | ADDITIONAL FEATURES ES |  | ADDITIONAL FEATURES FR | [25 empty] | PRODUCTION COMPLETED
000000000060228081 | STP-004 | DATA ENRICHMENT | ATS | ATS | OK | 2022-09-28 | 2022-10-01 |  | 000000000060228081 | BHP1 | BHP Spares & Supplies | 251739 | Electrical components | EA | MAN2 | MOTOR,ELEC,1.5KW,EXTENDED SHAFT | MOTOR, ELEC, 1.5KW, EXTENDED SHAFT C/W MOTOR BRAKES, FRAME D90L, 525V AC, 3 PHASE, 4 POLE, SQUIRREL CAGE, TEFC, B5/FLANGE MOUNTED, W |  | 0019003592 | WEG MOTORS | URL NOT FOUND |  | WEG MOTORS | [12 empty] | CLEANSED | MOTOR | AC | TYPE | SQUIRREL CAGE,ELECTRICAL | FRAME SIZE | D90L | POWER RATING | 1.5 KW | VOLTAGE RATING | 525 VAC | CURRENT RATING |  | NUMBER OF POLES | 4 P | SPEED RATING |  | FREQUENCY RATING |  | NUMBER OF PHASE | 3 PH | CONSTRUCTION MATERIAL |  | DEGREE OF PROTECTION |  | ENCLOSURE | TEFC | MOUNTING TYPE | B5 FLANGE | SERVICE FACTOR |  | INSULATION CLASS |  | DUTY CYCLE |  | AMBIENT TEMPERATURE |  | HAZARD CLASS |  | CERTIFICATION/STANDARD |  | ADDITIONAL FEATURES EN | EXTENDED SHAFT C/WMOTOR BRAKES | ADDITIONAL FEATURES ES |  | ADDITIONAL FEATURES FR | [17 empty] | PRODUCTION COMPLETED
000000000060255938 | STP-004 | DATA ENRICHMENT | ATS | ATS | OK | 2022-09-28 | 2022-10-03 |  | 000000000060255938 | BHP1 | BHP Spares & Supplies | 251739 | Electrical components | EA | MAN2 | MOTOR,ELEC,11KW,525VAC,3PHASE,6POLE,FLAN | MOTOR,ELEC,11KW,FRAME,160L,525VAC,3PHASE,6POLE,FLANGE,MOUNTED,C/W FORCED COOLING FAN, PSP4, DISC FEEDERS | 538720 | 0019011819 | Unknown | URL NOT FOUND |  |  | 538720 | [11 empty] | CLEANSED | MOTOR | AC | TYPE | ELECTRICAL | FRAME SIZE | 160L | POWER RATING | 11 KW | VOLTAGE RATING | 525 VAC | CURRENT RATING |  | NUMBER OF POLES | 6 P | SPEED RATING |  | FREQUENCY RATING |  | NUMBER OF PHASE | 3 PH | CONSTRUCTION MATERIAL |  | DEGREE OF PROTECTION |  | ENCLOSURE |  | MOUNTING TYPE | FLANGE | SERVICE FACTOR |  | INSULATION CLASS |  | DUTY CYCLE |  | AMBIENT TEMPERATURE |  | HAZARD CLASS |  | CERTIFICATION/STANDARD |  | ADDITIONAL FEATURES EN | C/W FORCED COOLING FAN,PSP4,DISC FEEDERS | ADDITIONAL FEATURES ES |  | ADDITIONAL FEATURES FR | [17 empty] | PRODUCTION COMPLETED
000000000060214897 | STP-004 | DATA ENRICHMENT | ATS | ATS | OK | 2022-09-28 | 2022-10-03 |  | 000000000060214897 | BHP1 | BHP Spares & Supplies | 261016 | Motors | EA | MAN2 | MOTOR,ELEC,15 KW,FRAME;200L,525V AC,24,7 | MOTOR,ELEC,15 KW,FRAME;200L,525V AC,24,7 A,8 POLE (730 RPM) FOOT MOUNTED,SHAFT;55 MM, AS PER SSI 4221. | LS4207-8AB | 0019011590 | SIEMENS | URL NOT FOUND |  | SIEMENS | LS4207-8AB | [11 empty] | CLEANSED | MOTOR | AC | TYPE | ELECTRICAL | FRAME SIZE | 200L | POWER RATING | 15 KW | VOLTAGE RATING | 525 VAC | CURRENT RATING | 7 A | NUMBER OF POLES | 8 P | SPEED RATING | 730 RPM | FREQUENCY RATING |  | NUMBER OF PHASE |  | CONSTRUCTION MATERIAL |  | DEGREE OF PROTECTION |  | ENCLOSURE |  | MOUNTING TYPE | FOOT | SERVICE FACTOR |  | INSULATION CLASS |  | DUTY CYCLE |  | AMBIENT TEMPERATURE |  | HAZARD CLASS |  | CERTIFICATION/STANDARD |  | ADDITIONAL FEATURES EN | SHAFT SIZE: 55 MM,AS PER SSI 4221 | ADDITIONAL FEATURES ES |  | ADDITIONAL FEATURES FR | [17 empty] | PRODUCTION COMPLETED
000000000060214191 | STP-004 | DATA ENRICHMENT | ATS | ATS | OK | 2022-09-28 | 2022-10-03 |  | 000000000060214191 | BHP1 | BHP Spares & Supplies | 261016 | Motors | EA | MAN2 | MOTOR,ELEC,160 KW,FRAME 315M,525V AC,4 P | MOTOR,ELEC,160 KW,FRAME 315M,525V AC,4 POLE,SQUIRREL CAGE,FOOT MOUNTED, AS PER SSI 3904. | 1LG4316-4AA90 | 0019011590 | SIEMENS | https://mall.industry.siemens.com/spice/docuservice/docuservice?configid=14&docu.mlfb=1LG4316-4AA90-Z+A12%2BA72%2BB02%2BD31%2BG17%2BH70%2BL1Y%2BY82&docu.inittype=MLFB&docu.generationtype=VIEW&docu.viewid=PDF&region=US&language=en&docu.language.locale1=en&docu.language.locale2=en |  | SIEMENS | 1LG4316-4AA90 | [11 empty] | ENRICHED | MOTOR | AC | TYPE | SQUIRREL CAGE,ELECTRICAL | FRAME SIZE | 315L | POWER RATING | 160 KW | VOLTAGE RATING | 525 VAC | CURRENT RATING |  | NUMBER OF POLES | 4 P | SPEED RATING |  | FREQUENCY RATING |  | NUMBER OF PHASE | 3 PH | CONSTRUCTION MATERIAL | CAST IRON | DEGREE OF PROTECTION | IP55 | ENCLOSURE |  | MOUNTING TYPE | FOOT | SERVICE FACTOR |  | INSULATION CLASS | F TO B | DUTY CYCLE | S1 | AMBIENT TEMPERATURE | -20 TO 40 DEG C | HAZARD CLASS |  | CERTIFICATION/STANDARD | IEC,DIN,ISO,EN,UL | ADDITIONAL FEATURES EN | AS PER SSI 3904 | ADDITIONAL FEATURES ES |  | ADDITIONAL FEATURES FR | [17 empty] | PRODUCTION COMPLETED
000000000060175756 | STP-004 | DATA ENRICHMENT | ATS | ATS | OK | 2022-09-28 | 2022-10-03 |  | 000000000060175756 | BHP1 | BHP Spares & Supplies | 261016 | Motors | EA | MAN2 | MOTOR,ELEC,200KW,260A,525VAC,3 PHASE | MOTOR,ELECTRIC,200KW,260A,4 POLE,FRAME SIZE 400,FOOT MOUNT,525VAC,3, PHASE TEFC,SQUIRREL CAGE., AS PER SSI 3109 | 1LG4317-4AA90-Z | 0019011590 | SIEMENS | https://plc-trade.com/mpn/1lg4317-4aa90-z-a23-b02-d22-d31-k55-l00-l1y-l27/ | https://plc-trade.com/pub/708240/1lg4317-4aa90-z-a23-b02-d22-d31-k55-l00-l1y-l27.pdf | SIEMENS | 1LG4317-4AA90-Z | [11 empty] | ENRICHED | MOTOR | AC | TYPE | SQUIRREL CAGE,ELECTRICAL | FRAME SIZE | 315L | POWER RATING | 200 KW | VOLTAGE RATING | 525 VAC | CURRENT RATING | 260 A | NUMBER OF POLES | 4 P | SPEED RATING |  | FREQUENCY RATING |  | NUMBER OF PHASE | 3 PH | CONSTRUCTION MATERIAL | CAST IRON | DEGREE OF PROTECTION | IP55 | ENCLOSURE |  | MOUNTING TYPE | FOOT | SERVICE FACTOR |  | INSULATION CLASS | F TO B | DUTY CYCLE | S1 | AMBIENT TEMPERATURE | -20 TO 40 DEG C | HAZARD CLASS |  | CERTIFICATION/STANDARD | IEC,DIN,ISO,EN,UL | ADDITIONAL FEATURES EN | AS PER SSI 3109 | ADDITIONAL FEATURES ES |  | ADDITIONAL FEATURES FR | [17 empty] | PRODUCTION COMPLETED
000000000060228079 | STP-004 | DATA ENRICHMENT | ATS | ATS | OK | 2022-09-28 | 2022-10-01 |  | 000000000060228079 | BHP1 | BHP Spares & Supplies | 251739 | Electrical components | EA | MAN2 | MOTOR,ELEC,22KW,FRAME D180L,525V AC | MOTOR, ELEC, 22KW, FRAME D180L, 525V AC, 3 PHASE, 4 POLE, SQUIRREL CAGE, TEFC, B5/FLANGE MOUNTED, WEG |  | 0019003592 | WEG MOTORS | URL NOT FOUND |  | WEG MOTORS | [12 empty] | CLEANSED | MOTOR | AC | TYPE | SQUIRREL CAGE,ELECTRICAL | FRAME SIZE | D180L | POWER RATING | 22 KW | VOLTAGE RATING | 525 VAC | CURRENT RATING |  | NUMBER OF POLES | 4 P | SPEED RATING |  | FREQUENCY RATING |  | NUMBER OF PHASE | 3 PH | CONSTRUCTION MATERIAL |  | DEGREE OF PROTECTION |  | ENCLOSURE | TEFC | MOUNTING TYPE | B5 FLANGE | SERVICE FACTOR |  | INSULATION CLASS |  | DUTY CYCLE |  | AMBIENT TEMPERATURE |  | HAZARD CLASS |  | CERTIFICATION/STANDARD |  | ADDITIONAL FEATURES EN |  | ADDITIONAL FEATURES ES |  | ADDITIONAL FEATURES FR | [17 empty] | PRODUCTION COMPLETED
000000000060228082 | STP-004 | DATA ENRICHMENT | ATS | ATS | OK | 2022-09-28 | 2022-10-01 |  | 000000000060228082 | BHP1 | BHP Spares & Supplies | 251739 | Electrical components | EA | MAN2 | MOTOR,ELEC,45KW,FRAME D225SM,525V AC | MOTOR, ELEC, 45KW, FRAME D225SM, 525V AC, 3 PHASE, 4 POLE, SQUIRREL CAGE, TEFC, B5/FLANGE MOUNTED, WEG |  | 0019003592 | WEG MOTORS | URL NOT FOUND |  | WEG MOTORS | [12 empty] | CLEANSED | MOTOR | AC | TYPE | SQUIRREL CAGE,ELECTRICAL | FRAME SIZE | D225SM | POWER RATING | 45 KW | VOLTAGE RATING | 525 VAC | CURRENT RATING |  | NUMBER OF POLES | 4 P | SPEED RATING |  | FREQUENCY RATING |  | NUMBER OF PHASE | 3 PH | CONSTRUCTION MATERIAL |  | DEGREE OF PROTECTION |  | ENCLOSURE | TEFC | MOUNTING TYPE | B5 FLANGE | SERVICE FACTOR |  | INSULATION CLASS |  | DUTY CYCLE |  | AMBIENT TEMPERATURE |  | HAZARD CLASS |  | CERTIFICATION/STANDARD |  | ADDITIONAL FEATURES EN |  | ADDITIONAL FEATURES ES |  | ADDITIONAL FEATURES FR | [17 empty] | PRODUCTION COMPLETED
000000000060228080 | STP-004 | DATA ENRICHMENT | ATS | ATS | OK | 2022-09-28 | 2022-10-03 |  | 000000000060228080 | BHP1 | BHP Spares & Supplies | 251739 | Electrical components | EA | MAN2 | MOTOR,ELEC,5.5KW,EXTENDED SHAFT | MOTOR, ELEC, 5.5KW, EXTENDED SHAFT, FRAME D132S, 525V AC, 3 PHASE, 4 POLE, SQUIRREL CAGE, TEFC, B5/FLANGE MOUNTED, WEG |  | 0019003592 | WEG MOTORS | URL NOT FOUND |  | WEG MOTORS | [12 empty] | CLEANSED | MOTOR | AC | TYPE | SQUIRREL CAGE,ELECTRICAL | FRAME SIZE | D132S | POWER RATING | 5.5 KW | VOLTAGE RATING | 525 VAC | CURRENT RATING |  | NUMBER OF POLES | 4 P | SPEED RATING |  | FREQUENCY RATING |  | NUMBER OF PHASE | 3 PH | CONSTRUCTION MATERIAL |  | DEGREE OF PROTECTION |  | ENCLOSURE | TEFC | MOUNTING TYPE | B5 FLANGE | SERVICE FACTOR |  | INSULATION CLASS |  | DUTY CYCLE |  | AMBIENT TEMPERATURE |  | HAZARD CLASS |  | CERTIFICATION/STANDARD |  | ADDITIONAL FEATURES EN |  | ADDITIONAL FEATURES ES |  | ADDITIONAL FEATURES FR | [17 empty] | PRODUCTION COMPLETED
000000000060217633 | STP-004 | DATA ENRICHMENT | ATS | ATS | OK | 2022-09-28 | 2022-10-03 |  | 000000000060217633 | BHP1 | BHP Spares & Supplies | 261016 | Motors | EA | MAN2 | MOTOR,ELECT,0,75 KW,525V,4 POLE,FOOT MOU | MOTOR,ELECT;0,75 KW,525V,4 POLE,FOOT MOUNTED,SIEMENS., AS PER SSI 5118. | 1LA7083-4AA90 | 0019011590 | SIEMENS | https://mall.industry.siemens.com/mall/en/de/Catalog/Product/?mlfb=1LA70834AA.. | https://www.abf.store/s/en/electric-motors/1LA7083-4AA90-SIEMENS/787210¦https://www.i4mart.com/images/uploaded/images/power_up_resources/datasheet/SIMOTICS_Low-Voltage_Motors_complete_English_2012-Print_210x280.pdf | SIEMENS | 1LA7083-4AA90 | [11 empty] | ENRICHED | MOTOR | AC | TYPE | SQUIRREL CAGE,ELECTRICAL | FRAME SIZE | 80M | POWER RATING | 0.75 KW | VOLTAGE RATING | 400 VAC | CURRENT RATING | 1.88 A | NUMBER OF POLES | 4 P | SPEED RATING | 1395 RPM | FREQUENCY RATING | 50 HZ | NUMBER OF PHASE | 3 PH | CONSTRUCTION MATERIAL | ALUMINUM | DEGREE OF PROTECTION | IP55 | ENCLOSURE |  | MOUNTING TYPE | B3 FOOT | SERVICE FACTOR |  | INSULATION CLASS | F | DUTY CYCLE |  | AMBIENT TEMPERATURE |  | HAZARD CLASS |  | CERTIFICATION/STANDARD | IEC | ADDITIONAL FEATURES EN | AS PER SSI 5118 | ADDITIONAL FEATURES ES |  | ADDITIONAL FEATURES FR | [17 empty] | PRODUCTION COMPLETED
000000000060214269 | STP-004 | DATA ENRICHMENT | ATS | ATS | OK | 2022-09-28 | 2022-10-03 |  | 000000000060214269 | BHP1 | BHP Spares & Supplies | 221015 | Earth moving machinery | EA | MAN2 | MOTOR,ELECTRC,37KW,525V,2POLE,2900RPM, | MOTOR, ELECTRIC, 37KW,525V,2POLE,2900RPM,200L FRAME B3 FOOT MOUNTED, T/BOX RHS, MOTOR, ELECTRIC,37KW,525V,2POLE,2900RPM,200L FRAME B3 FOOT MOUNTED T/BOX, RHS | MOTOR, ELECTRCAL, 37KW,525V,2POLE, 2900 | 0019011455 | ZEST ELECTRICAL MOTORS CC | URL NOT FOUND |  | ZEST ELECTRICAL MOTORS CC | [12 empty] | CLEANSED | MOTOR | AC | TYPE | ELECTRICAL | FRAME SIZE | 200L | POWER RATING | 37 KW | VOLTAGE RATING | 525 VAC | CURRENT RATING |  | NUMBER OF POLES | 2 P | SPEED RATING | 2900 RPM | FREQUENCY RATING |  | NUMBER OF PHASE |  | CONSTRUCTION MATERIAL |  | DEGREE OF PROTECTION |  | ENCLOSURE |  | MOUNTING TYPE | B3 FOOT | SERVICE FACTOR |  | INSULATION CLASS |  | DUTY CYCLE |  | AMBIENT TEMPERATURE |  | HAZARD CLASS |  | CERTIFICATION/STANDARD |  | ADDITIONAL FEATURES EN | T/BOX RHS | ADDITIONAL FEATURES ES |  | ADDITIONAL FEATURES FR | [17 empty] | PRODUCTION COMPLETED
000000000060221314 | STP-004 | DATA ENRICHMENT | ATS | ATS | OK | 2022-09-28 | 2022-10-03 |  | 000000000060221314 | BHP1 | BHP Spares & Supplies | 391217 | Electrical hardware and supplies | EA | MAN2 | MOTOR,ELECTRCAL 160KW 525V MEC GEARBOX | MOTOR, ELECTRICAL 160KW 1460RPM 525V 4POLE 315S/M FRAME B35 FOOT/FLANGE 50HZ SQUIRREL CAGE MOUNTED D.O.L FOR A 110KW MEC BEVEL HELIC |  | 0019011455 | ZEST ELECTRICAL MOTORS CC | URL NOT FOUND |  | ZEST ELECTRICAL MOTORS CC | [12 empty] | CLEANSED | MOTOR | AC | TYPE | SQUIRREL CAGE,ELECTRICAL | FRAME SIZE | 315S/M | POWER RATING | 160 KW | VOLTAGE RATING | 525 VAC | CURRENT RATING |  | NUMBER OF POLES | 4 P | SPEED RATING | 1460 RPM | FREQUENCY RATING | 50 HZ | NUMBER OF PHASE |  | CONSTRUCTION MATERIAL |  | DEGREE OF PROTECTION |  | ENCLOSURE |  | MOUNTING TYPE | B35 FOOT/FLANGE | SERVICE FACTOR |  | INSULATION CLASS |  | DUTY CYCLE |  | AMBIENT TEMPERATURE |  | HAZARD CLASS |  | CERTIFICATION/STANDARD |  | ADDITIONAL FEATURES EN | D.O.L FOR A 110 KW MEC BEVEL HELIC | ADDITIONAL FEATURES ES |  | ADDITIONAL FEATURES FR | [17 empty] | PRODUCTION COMPLETED
000000000060223975 | STP-004 | DATA ENRICHMENT | ATS | ATS | OK | 2022-09-28 | 2022-10-03 | BASED ON SERIES | 000000000060223975 | BHP1 | BHP Spares & Supplies | 391200 | Electrical equipment and components and supplies | EA | MAN2 | MOTOR,ELECTRCAL 37KW 1460RPM 525V 4POLE | MOTOR,ELECTRICAL 37KW 1460RPM IP55 525V 4POLE 225S/M FRAME B3 FOOT, MOUNTED T/BOX RHS,IE1,TEFC,W22 |  | 0019011455 | ZEST ELECTRICAL MOTORS CC | https://www.weg.net/catalog/weg/US/en/Electric-Motors/AC-Motors---NEMA/General-Purpose-/TEFC-Cast-Iron/W22/W22-/W22/p/MKT_WMO_TEXT_IMAGE_1PHASE_LV_TEFC_W22 | https://static.weg.net/medias/downloadcenter/h7a/hdd/WEG-w22-three-phase-electric-motor-50029265-brochure-english-web.pdf | WEG | W22 |  | ZEST ELECTRICAL MOTORS CC | [9 empty] | ENRICHED | MOTOR | AC | TYPE | ELECTRICAL | FRAME SIZE | 225S/M | POWER RATING | 37 KW | VOLTAGE RATING | 525 VAC | CURRENT RATING |  | NUMBER OF POLES | 4 P | SPEED RATING | 1460 RPM | FREQUENCY RATING |  | NUMBER OF PHASE | 3 PH | CONSTRUCTION MATERIAL | CAST IRON | DEGREE OF PROTECTION | IP55 | ENCLOSURE | IC411 TEFC | MOUNTING TYPE | B3 FOOT | SERVICE FACTOR |  | INSULATION CLASS | F | DUTY CYCLE | S1 | AMBIENT TEMPERATURE | -30 TO 40 DEG C | HAZARD CLASS |  | CERTIFICATION/STANDARD | UL,CSA,IE1 | ADDITIONAL FEATURES EN | T/BOX RHS | ADDITIONAL FEATURES ES |  | ADDITIONAL FEATURES FR | [17 empty] | PRODUCTION COMPLETED
000000000060188291 | STP-004 | DATA ENRICHMENT | ATS | ATS | OK | 2022-09-28 | 2022-10-03 |  | 000000000060188291 | BHP1 | BHP Spares & Supplies | 261016 | Motors | EA | MAN2 | MOTOR,ELECTRCAL 90KW 2900RPM 525V | MOTOR, ELECTRICAL 90KW 2900RPM 525V 2POLE 280S/M FRAME B3 FOOT MOUNTED T/BOX RHS |  | 0019011455 | ZEST ELECTRICAL MOTORS CC | URL NOT FOUND |  | ZEST ELECTRICAL MOTORS CC | [12 empty] | CLEANSED | MOTOR | AC | TYPE | ELECTRICAL | FRAME SIZE | 280S/M | POWER RATING | 90 KW | VOLTAGE RATING | 525 VAC | CURRENT RATING |  | NUMBER OF POLES | 2 P | SPEED RATING | 2900 RPM | FREQUENCY RATING |  | NUMBER OF PHASE |  | CONSTRUCTION MATERIAL |  | DEGREE OF PROTECTION |  | ENCLOSURE |  | MOUNTING TYPE | B3 FOOT | SERVICE FACTOR |  | INSULATION CLASS |  | DUTY CYCLE |  | AMBIENT TEMPERATURE |  | HAZARD CLASS |  | CERTIFICATION/STANDARD |  | ADDITIONAL FEATURES EN | T/BOX RHS | ADDITIONAL FEATURES ES |  | ADDITIONAL FEATURES FR | [17 empty] | PRODUCTION COMPLETED
000000000060238560 | STP-004 | DATA ENRICHMENT | ATS | ATS | OK | 2022-09-28 | 2022-10-03 |  | 000000000060238560 | BHP1 | BHP Spares & Supplies | 261016 | Motors | EA | MAN2 | MOTOR,ELECTRIC,11KW,SEW,DRN160M4/FG | GEARBOX AC MOTOR,11 KW 525V,SEW,DRN160M4/FG | DRN160M4/FG | 0019003014 | SEW-EURODRIVE,PORTUGAL (MOTORS) | https://industrialmatrix.com/motor/sew-eurodrive-drn160m4-fg-ri | https://download.sew-eurodrive.com/download/pdf/24832936_G01.pdf | SEW-EURODRIVE,PORTUGAL (MOTORS) | DRN160M4/FG | [11 empty] | ENRICHED | MOTOR | GEAR | TYPE |  | POWER RATING | 11 KW | OUTPUT SPEED RATING | 1800 RPM | VOLTAGE RATING | 525 V | NEMA/IEC SIZE |  | TORQUE RATING |  | SPEED RATIO |  | SERVICE FACTOR |  | CURRENT RATING |  | FREQUENCY RATING | 60 HZ | NUMBER OF PHASE | 3 PH | MOUNTING TYPE |  | DEGREE OF PROTECTION |  | HAZARD CLASS |  | CERTIFICATION/STANDARD | IE3 | ADDITIONAL FEATURES EN |  | ADDITIONAL FEATURES ES |  | ADDITIONAL FEATURES FR | [25 empty] | PRODUCTION COMPLETED
000000000060122913 | STP-004 | DATA ENRICHMENT | ATS | ATS | OK | 2022-09-28 | 2022-10-03 |  | 000000000060122913 | BHP1 | BHP Spares & Supplies | 261016 | Motors | EA | MAN2 | MOTOR,ELECTRIC,250KW,FRAME 315LX | MOTOR,ELECTRIC,250KW, ACTOM,FRAME 315LX,525V AC, 3 PHASE,4 POLE,SQUIRREL, CAGE,TEFC,FOOT MOUNTED, FRAME SIZE CHANGED AS PER SSI 3058. | 1LG4318-4AA90-Z | 0019011590 | SIEMENS | URL NOT FOUND |  | SIEMENS | 1LG4318-4AA90-Z |  | ACTOM | [9 empty] | CLEANSED | MOTOR | AC | TYPE | SQUIRREL CAGE,ELECTRICAL | FRAME SIZE | 315LX | POWER RATING | 250 KW | VOLTAGE RATING | 525 VAC | CURRENT RATING |  | NUMBER OF POLES | 4 P | SPEED RATING |  | FREQUENCY RATING |  | NUMBER OF PHASE | 3 PH | CONSTRUCTION MATERIAL |  | DEGREE OF PROTECTION |  | ENCLOSURE | TEFC | MOUNTING TYPE | FOOT | SERVICE FACTOR |  | INSULATION CLASS |  | DUTY CYCLE |  | AMBIENT TEMPERATURE |  | HAZARD CLASS |  | CERTIFICATION/STANDARD |  | ADDITIONAL FEATURES EN | CHANGED AS PER SSI 3058 | ADDITIONAL FEATURES ES |  | ADDITIONAL FEATURES FR | [17 empty] | PRODUCTION COMPLETED
000000000060175757 | STP-004 | DATA ENRICHMENT | ATS | ATS | OK | 2022-09-28 | 2022-10-03 |  | 000000000060175757 | BHP1 | BHP Spares & Supplies | 261016 | Motors | EA | MAN2 | MOTOR,ELECTRIC,290KW,375A,4 POLE, | MOTOR,ELECTRIC,290KW,375A,4 POLE,FRAME SIZE 315,FOOT MOUNT,525VAC,3, PHASE,SQUIRREL CAGE., AS PER SSI 3110 | 1LA8317-4PM90-Z | 0019003033 | SIEMENS GMBH,W.GERMANY | https://mall.industry.siemens.com/spice/docuservice/docuservice?configid=14&docu.mlfb=1LA8317-4PM90-Z+A61%2BA72%2BB02%2BB32%2BK09%2BK45%2BL00%2BL1Y&docu.inittype=MLFB&docu.generationtype=VIEW&docu.viewid=PDF&region=GB&language=en&docu.language.locale1=en&docu.language.locale2=en | https://plckart.com/siemens/1la8317-4pm90-z | SIEMENS | 1LA8317-4PM90-Z | [11 empty] | ENRICHED | MOTOR | AC | TYPE | SQUIRREL CAGE,ELECTRICAL | FRAME SIZE | 315 | POWER RATING | 290 KW | VOLTAGE RATING | 400/690 VAC | CURRENT RATING | 504/292 A | NUMBER OF POLES | 4 P | SPEED RATING | 1485 RPM | FREQUENCY RATING | 50 HZ | NUMBER OF PHASE | 3 PH | CONSTRUCTION MATERIAL |  | DEGREE OF PROTECTION | IP55 | ENCLOSURE | IC411 | MOUNTING TYPE | FOOT | SERVICE FACTOR |  | INSULATION CLASS | F | DUTY CYCLE |  | AMBIENT TEMPERATURE |  | HAZARD CLASS |  | CERTIFICATION/STANDARD | IEC,DIN,ISO,VDE,EN | ADDITIONAL FEATURES EN | AS PER SSI 3110 | ADDITIONAL FEATURES ES |  | ADDITIONAL FEATURES FR | [17 empty] | PRODUCTION COMPLETED
000000000060238582 | STP-004 | DATA ENRICHMENT | ATS | ATS | OK | 2022-09-28 | 2022-10-03 |  | 000000000060238582 | BHP1 | BHP Spares & Supplies | 200000 | Mining Machinery and Accessories | EA | MAN2 | MOTOR,ELECTRIC,55088384,DD210L | ELECTRIC MOTOR, PN 55088384, DD210L | 55088384 | 0019002924 | SANDVIK | https://www.aga-parts.com/ar/sandvik/part/55088384_electric-motor-7-5kw/ |  | SANDVIK | 55088384 | [6 empty] | DD210L |  |  |  |  | ENRICHED | MOTOR | NO MODIFIER | TYPE | ELECTRIC | POWER RATING | 7.5 KW | SPEED RATING |  | CONSTRUCTION MATERIAL |  | ENCLOSURE |  | MOUNTING TYPE |  | SERVICE FACTOR |  | HAZARD CLASS |  | CERTIFICATION/STANDARD |  | ADDITIONAL FEATURES EN |  | ADDITIONAL FEATURES ES |  | ADDITIONAL FEATURES FR | [37 empty] | PRODUCTION COMPLETED
000000000060217441 | STP-004 | DATA ENRICHMENT | ATS | ATS | OK | 2022-09-28 | 2022-10-03 |  | 000000000060217441 | BHP1 | BHP Spares & Supplies | 261016 | Motors | EA | MAN2 | MOTOR,ELECTRIC,BAUER,AC,0.18 KW,1350 RPM | MOTOR,ELECTRIC,BAUER,AC,0.18 KW,1350 RPM,550VAC,3 PHASE,D06LA4/BR-G,BINDER BRAKES AC7334107 A00,2 Nm, AS PER SSI 4239. | D06LA4/BG-G | 0019010260 | BAUER | https://www.bauergears.com/products/Geared-Motors/BG-Series | http://www.bauergear.se/rwdx/files/Type-designations.pdf | BAUER | D06LA4/BG-G | [11 empty] | ENRICHED | MOTOR | GEAR | TYPE | ELECTRICAL,HELICAL | POWER RATING | 0.18 KW | OUTPUT SPEED RATING | 1350 RPM | VOLTAGE RATING | 550 VAC | NEMA/IEC SIZE | 529 | TORQUE RATING | 2 NM | SPEED RATIO |  | SERVICE FACTOR |  | CURRENT RATING |  | FREQUENCY RATING |  | NUMBER OF PHASE | 3 PH | MOUNTING TYPE |  | DEGREE OF PROTECTION | IP65 | HAZARD CLASS |  | CERTIFICATION/STANDARD | CE,CSA,UL,ATEX,GOST,CCC,ISOOHSAS18001 | ADDITIONAL FEATURES EN | D06LA4/BR-G,BINDER BRAKES AC7334107 A00,AS PER SSI 4239 | ADDITIONAL FEATURES ES |  | ADDITIONAL FEATURES FR | [25 empty] | PRODUCTION COMPLETED
000000000060183146 | STP-004 | DATA ENRICHMENT | ATS | ATS | OK | 2022-09-28 | 2022-10-03 |  | 000000000060183146 | BHP1 | BHP Spares & Supplies | 261016 | Motors | EA | MAN2 | MOTOR,ELECTRIC,CAST IRON FRAME,SQUIRREL | MOTOR,ELECTRIC,CAST IRON FRAME,SQUIRREL CAGE,1.5 KW,6 POLE,525V,B3,C/W B5 FLANGE (1LA6/7 FS100),PSP 3 PELLETISING PLANT-MFC, AS PER SSI 4152. | 1LA6106-6AA90/1LY7100-OFG | 0019011590 | SIEMENS | https://mall.industry.siemens.com/mall/en/ww/Catalog/Product/?mlfb=1LA6106-6AA.. | http://www.sm-industry.ru/catalog/protection_devices/28924/1613645.html | SIEMENS | 1LA6106-6AA90 |  |  | 1LY7100-OFG | [8 empty] | ENRICHED | MOTOR | AC | TYPE | SQUIRREL CAGE,ELECTRICAL | FRAME SIZE | 100L | POWER RATING | 1.5 KW | VOLTAGE RATING | 525 VAC | CURRENT RATING |  | NUMBER OF POLES | 6 P | SPEED RATING |  | FREQUENCY RATING |  | NUMBER OF PHASE |  | CONSTRUCTION MATERIAL | CAST IRON | DEGREE OF PROTECTION | IP55 | ENCLOSURE |  | MOUNTING TYPE | B3 | SERVICE FACTOR |  | INSULATION CLASS | F | DUTY CYCLE |  | AMBIENT TEMPERATURE |  | HAZARD CLASS |  | CERTIFICATION/STANDARD | IE1 | ADDITIONAL FEATURES EN | C/WB5 FLANGE (1LA6/7 FS100),PSP 3 PELLETISING PLANT-MFC,AS PER SSI 4152 | ADDITIONAL FEATURES ES |  | ADDITIONAL FEATURES FR | [17 empty] | PRODUCTION COMPLETED
000000000060255543 | STP-004 | DATA ENRICHMENT | ATS | ATS | OK | 2022-09-28 | 2022-10-03 |  | 000000000060255543 | BHP1 | BHP Spares & Supplies | 251739 | Electrical components | EA | MAN2 | MOTOR,ELECTRIC,GEARED,0.55KW,1435RPM,525 | MOTOR,ELECTRIC,GEARED,0.55KW,1435RPM,525V,1.7A,SEW,DRN80MK4/FG/V,FLANGE | DRN80MK4/FG/V | 0019011819 | Unknown | https://www.mrosupply.com/electric-motors/6015431_drn80mk4fg_sew-eurodrive/ | https://download.sew-eurodrive.com/download/pdf/21284997_G01.pdf¦https://documents.mrosupply.com/product_documents/60/15/6015431/418586037_100_DRN80MK4_FG_ProductData_en_DE.pdf | SEW-EURODRIVE | DRN80MK4/FG/V | [11 empty] | ENRICHED | MOTOR | GEAR | TYPE | ELECTRICAL | POWER RATING | 0.55 KW | OUTPUT SPEED RATING | 1745 RPM | VOLTAGE RATING | 230/460 VAC | NEMA/IEC SIZE |  | TORQUE RATING |  | SPEED RATIO |  | SERVICE FACTOR | 1.15 | CURRENT RATING | 2.3/1.15 A | FREQUENCY RATING | 60 HZ | NUMBER OF PHASE |  | MOUNTING TYPE | FLANGE | DEGREE OF PROTECTION | IP54 | HAZARD CLASS |  | CERTIFICATION/STANDARD | IE3 | ADDITIONAL FEATURES EN |  | ADDITIONAL FEATURES ES |  | ADDITIONAL FEATURES FR | [25 empty] | PRODUCTION COMPLETED
000000000060225467 | STP-004 | DATA ENRICHMENT | ATS | ATS | OK | 2022-09-28 | 2022-10-03 |  | 000000000060225467 | BHP1 | BHP Spares & Supplies | 261016 | Motors | EA | MAN2 | MOTOR,GEARED,HELCAL,PARALLEL SHAFT,SEW | MOTOR,GEARED,HELICAL,PARALLEL SHAFT,SEW;FH37/G DT9024/M1,PSP 3 PELLETISING PLANT-MFC., NEW STOCK AS PER "ESSI 112", CHANGE AS PER ESSI: 629 | FH37/GDT90S4/M1 |  |  | https://download.sew-eurodrive.com/download/pdf/16860322.pdf |  | SEW-EURODRIVE | FH37/GDT90S4/M1 | [11 empty] | CLEANSED | MOTOR | GEAR | TYPE | HELICAL | POWER RATING |  | OUTPUT SPEED RATING |  | VOLTAGE RATING |  | NEMA/IEC SIZE |  | TORQUE RATING |  | SPEED RATIO |  | SERVICE FACTOR |  | CURRENT RATING |  | FREQUENCY RATING |  | NUMBER OF PHASE |  | MOUNTING TYPE | PARALLEL SHAFT | DEGREE OF PROTECTION |  | HAZARD CLASS |  | CERTIFICATION/STANDARD |  | ADDITIONAL FEATURES EN | NEW STOCK AS PER "ESSI 112",CHANGE AS PER ESSI: 629,PSP 3 PELLETISING PLANT-MFC | ADDITIONAL FEATURES ES |  | ADDITIONAL FEATURES FR | [25 empty] | PRODUCTION COMPLETED
000000000060181458 | STP-004 | DATA ENRICHMENT | ATS | ATS | OK | 2022-09-28 | 2022-10-03 |  | 000000000060181458 | BHP1 | BHP Spares & Supplies | 261016 | Motors | EA | MAN2 | MOTOR,GEARED,SHUTTLE,FEED CONV,DANFOSS-B | MOTOR,GEARED,SHUTTLE,FEED CONV,DANFOSS-BAUER FLINTA,BK 50-54VU/D11 MA4-TF-VF,P=4,0 KW,525 V,N2=54 L/MIN,PSP 3 PELLETISING PLANT-MFC, AS PER SSI 3124 |  |  |  | https://www.bauergears.com/products/Geared-Motors/BK-Series | https://bauergmc.com/files/catalogue.compressed.pdf | DANFOSS-BAUER FLINTA | BK 50-54VU/D11 MA4-TF-VF |  | PELLETISING PLANT-MFC | PSP 3 | [8 empty] | ENRICHED | MOTOR | GEAR | TYPE | BEVEL | POWER RATING | 4 KW | OUTPUT SPEED RATING | 54 RPM | VOLTAGE RATING | 525 V | NEMA/IEC SIZE | 529 | TORQUE RATING |  | SPEED RATIO |  | SERVICE FACTOR |  | CURRENT RATING |  | FREQUENCY RATING |  | NUMBER OF PHASE |  | MOUNTING TYPE |  | DEGREE OF PROTECTION | IP65 | HAZARD CLASS |  | CERTIFICATION/STANDARD | CE,CSA,UL,ATEX,GOST,CCC,ISOOHSAS18001 | ADDITIONAL FEATURES EN | SHUTTLE,FEED CONV,AS PER SSI 3124 | ADDITIONAL FEATURES ES |  | ADDITIONAL FEATURES FR | [25 empty] | PRODUCTION COMPLETED
000000000060253992 | STP-004 | DATA ENRICHMENT | ATS | ATS | OK | 2022-09-28 | 2022-10-03 |  | 000000000060253992 | BHP1 | BHP Spares & Supplies | 251700 | Transportation components and systems | EA | MAN2 | MOTOR,NORD,HELICAL,GEARED,3KW | MOTOR, NORD, HELICAL, GEARED, 3KW, 56RPM, SK43125VF, W, 2526.44/1 |  |  |  | https://nordgearmotors.com/nord-sk-43125-80s4/ | https://nordgearmotors.com/wp-content/uploads/2014/07/Nord-Right-Angle-Helical-worm-Gearmotors-bw-DS1030_US.pdf | NORD | SK43125VF | [11 empty] | ENRICHED | MOTOR | GEAR | TYPE | RIGHT-ANGLE HELICAL WORM | POWER RATING | 3 KW | OUTPUT SPEED RATING | 56 RPM | VOLTAGE RATING |  | NEMA/IEC SIZE |  | TORQUE RATING | 3090 NM | SPEED RATIO | 4.40:1 TO 7095.12:1 | SERVICE FACTOR |  | CURRENT RATING |  | FREQUENCY RATING |  | NUMBER OF PHASE |  | MOUNTING TYPE |  | DEGREE OF PROTECTION |  | HAZARD CLASS |  | CERTIFICATION/STANDARD |  | ADDITIONAL FEATURES EN | W, 2526.44/1 | ADDITIONAL FEATURES ES |  | ADDITIONAL FEATURES FR | [25 empty] | PRODUCTION COMPLETED