## Sheet1
MATERIAL | Project Code | Activities | Production User | CA Code | Production Comments | Start Date | End Date | Remarks | MATERIAL CODE | MATERIAL TYPE | MATERIAL TYPE DESCRIPTION | MATERIAL GROUP | MATERIAL GROUP DESCRIPTION | UOM | MANUFACTURER PROFILE | SHORT TEXT | LONG TEXT | MANUFACTURER PART NUMBER. | MANUFACTURER. | MANUFACTURER NAME. | Reference URL | Reference URL 1 | Manufacturer Name | Manufacturer Part Number | Model Number | Alternate Manufacturer | Alternate Manufacturer Part Number | Alternate Manufacturer 1 | Alternate Manufacturer Part Number 1 | Equipment Name | Equipment Model | Equipment Manufacturer | Drawing Number | Serial Number | Item Number | Enriched/Cleansed | Noun | Modifier | Attribute Name 1 | Attribute Value 1 | Attribute Name 2 | Attribute Value 2 | Attribute Name 3 | Attribute Value 3 | Attribute Name 4 | Attribute Value 4 | Attribute Name 5 | Attribute Value 5 | Attribute Name 6 | Attribute Value 6 | Attribute Name 7 | Attribute Value 7 | Attribute Name 8 | Attribute Value 8 | Attribute Name 9 | Attribute Value 9 | Attribute Name 10 | Attribute Value 10 | Attribute Name 11 | Attribute Value 11 | Attribute Name 12 | Attribute Value 12 | Attribute Name 13 | Attribute Value 13 | Attribute Name 14 | Attribute Value 14 | Attribute Name 15 | Attribute Value 15 | Attribute Name 16 | Attribute Value 16 | Attribute Name 17 | Attribute Value 17 | Attribute Name 18 | Attribute Value 18 | Attribute Name 19 | Attribute Value 19 | Attribute Name 20 | Attribute Value 20 | Attribute Name 21 | Attribute Value 21 | Attribute Name 22 | Attribute Value 22 | Attribute Name 23 | Attribute Value 23 | Attribute Name 24 | Attribute Value 24 | Attribute Name 25 | Attribute Value 25 | Attribute Name 26 | Attribute Value 26 | Attribute Name 27 | Attribute Value 27 | Attribute Name 28 | Attribute Value 28 | Attribute Name 29 | Attribute Value 29 | Attribute Name 30 | Attribute Value 30 | Status
000000000060164139 | STP-004 | DATA ENRICHMENT | MUF | NGB | kk | 2022-09-28 | 2022-10-06 |  | 000000000060164139 | BHP1 | BHP Spares & Supplies | 261016 | Motors | EA | MAN2 | MOTOR,ELECTRIC, JV 174-200,1.6KW,380 | MOTOR, ELECTRIC, JV 174-200, 1.6KW, 380V, 1450 RPM, IP55, UNBALANCED,, FOOT MOUNTED, JOEST |  |  |  | https://www.kayo.co.th/2017/12/jost-jvm-vibrator-vibrating-motor.html |  | JOEST | JV 174-200 | [11 empty] | Cleansed | MOTOR | NO MODIFIER | TYPE | ELECTRIC,VIBRATOR,UNBALANCED | POWER RATING | 1.6 KW | SPEED RATING | 1450 RPM | CONSTRUCTION MATERIAL |  | ENCLOSURE | IP55 | MOUNTING TYPE | FOOT | SERVICE FACTOR |  | HAZARD CLASS |  | CERTIFICATION/STANDARD |  | ADDITIONAL FEATURES EN | VOLTAGE RATING:380 V | ADDITIONAL FEATURES ES |  | ADDITIONAL FEATURES FR | [37 empty] | Production Completed
000000000060232461 | STP-004 | DATA ENRICHMENT | MUF | NGB | kk | 2022-09-28 | 2022-10-03 |  | 000000000060232461 | BHP1 | BHP Spares & Supplies | P1047 | Electrical machinery, motors, generators | EA | MAN2 | MOTOR,ELECTRIC,0.55KW,525V,6P,B5 | MOTOR ELECTRIC, 0.55KW 525V 6POLE, FLANGE MOUNT |  |  |  | URL Not Found | [14 empty] | Cleansed | MOTOR | NO MODIFIER | TYPE | ELECTRIC | POWER RATING | 0.55 KW | SPEED RATING |  | CONSTRUCTION MATERIAL |  | ENCLOSURE |  | MOUNTING TYPE | FLANGE | SERVICE FACTOR |  | HAZARD CLASS |  | CERTIFICATION/STANDARD |  | ADDITIONAL FEATURES EN | VOLTAGE RATING:525 V,NUMBER OF POLE:6 | ADDITIONAL FEATURES ES |  | ADDITIONAL FEATURES FR | [37 empty] | Production Completed
000000000060240157 | STP-004 | DATA ENRICHMENT | MUF | NGB | kk | 2022-09-28 | 2022-10-06 | Based on Model | 000000000060240157 | BHP1 | BHP Spares & Supplies | 251739 | Electrical components | EA | MAN2 | MOTOR,ELECTRIC,1.5KW,4POLE,400VOLT,3PHAS | MOTOR, ELECTRIC, 1.5KW, 4POLE, 400VOLT, 3PHASE, FLANGE,MOUNT, IE3, IP66, W22 |  |  |  | https://www.weg.net/catalog/weg/US/en/Electric-Motors/AC-Motors---NEMA/General-Purpose-/TEFC-Cast-Iron/W22/W22-/W22/p/MKT_WMO_TEXT_IMAGE_1PHASE_LV_TEFC_W22 |  |  |  | W22 | [10 empty] | Cleansed | MOTOR | AC | TYPE | ELECTRIC | FRAME SIZE |  | POWER RATING | 1.5 KW | VOLTAGE RATING | 400 VAC | CURRENT RATING |  | NUMBER OF POLES | 4 | SPEED RATING |  | FREQUENCY RATING |  | NUMBER OF PHASE | 3 | CONSTRUCTION MATERIAL |  | DEGREE OF PROTECTION | IP66 | ENCLOSURE |  | MOUNTING TYPE | FLANGE | SERVICE FACTOR |  | INSULATION CLASS |  | DUTY CYCLE |  | AMBIENT TEMPERATURE |  | HAZARD CLASS |  | CERTIFICATION/STANDARD | IE3 | ADDITIONAL FEATURES EN |  | ADDITIONAL FEATURES ES |  | ADDITIONAL FEATURES FR | [17 empty] | Production Completed
000000000060227104 | STP-004 | DATA ENRICHMENT | MUF | NGB | kk | 2022-09-28 | 2022-10-03 |  | 000000000060227104 | BHP1 | BHP Spares & Supplies | 261016 | Motors | EA | MAN2 | MOTOR,ELECTRIC,110KW 380VOLT 2900RPM F | MOTOR,ELECTRIC,110KW 380VOLT 2900RPM FRAME SIZE 280SM |  |  |  | URL Not Found | [14 empty] | Cleansed | MOTOR | AC | TYPE | ELECTRIC | FRAME SIZE | 280SM | POWER RATING | 110 KW | VOLTAGE RATING | 380 VAC | CURRENT RATING |  | NUMBER OF POLES |  | SPEED RATING | 2900 RPM | FREQUENCY RATING |  | NUMBER OF PHASE |  | CONSTRUCTION MATERIAL |  | DEGREE OF PROTECTION |  | ENCLOSURE |  | MOUNTING TYPE |  | SERVICE FACTOR |  | INSULATION CLASS |  | DUTY CYCLE |  | AMBIENT TEMPERATURE |  | HAZARD CLASS |  | CERTIFICATION/STANDARD |  | ADDITIONAL FEATURES EN |  | ADDITIONAL FEATURES ES |  | ADDITIONAL FEATURES FR | [17 empty] | Production Completed
000000000060227321 | STP-004 | DATA ENRICHMENT | MUF | NGB | kk | 2022-09-28 | 2022-10-03 |  | 000000000060227321 | BHP1 | BHP Spares & Supplies | 391200 | Electrical equipment and components and supplies | EA | MAN2 | MOTOR,ELECTRIC,15KW,1460RPM,525V 4POLE B | MOTOR ELECTRIC 15KW 525V 4POLE 1460RPM B5 FLANGE MOUNT IP66 |  |  |  | URL Not Found | [14 empty] | Cleansed | MOTOR | NO MODIFIER | TYPE | ELECTRIC | POWER RATING | 15 KW | SPEED RATING | 1460 RPM | CONSTRUCTION MATERIAL |  | ENCLOSURE | IP66 | MOUNTING TYPE | B5 FLANGE | SERVICE FACTOR |  | HAZARD CLASS |  | CERTIFICATION/STANDARD |  | ADDITIONAL FEATURES EN | VOLTAGE RATING:525 V,NUMBER OF POLE:4 | ADDITIONAL FEATURES ES |  | ADDITIONAL FEATURES FR | [37 empty] | Production Completed
000000000060254976 | STP-004 | DATA ENRICHMENT | MUF | NGB | kk | 2022-09-28 | 2022-10-03 |  | 000000000060254976 | BHP1 | BHP Spares & Supplies | 200000 | Mining Machinery and Accessories | EA | MAN2 | MOTOR,ELECTRIC,355KW,525V,50HZ,4POLES | MOTOR,ELECTRIC,355KW,525V,50HZ,4POLES,IP-65,IE2,EFFICIENCY |  |  |  | URL Not Found | [14 empty] | Cleansed | MOTOR | AC | TYPE | ELECTRIC | FRAME SIZE |  | POWER RATING | 355 KW | VOLTAGE RATING | 525 VAC | CURRENT RATING |  | NUMBER OF POLES | 4 | SPEED RATING |  | FREQUENCY RATING | 50 HZ | NUMBER OF PHASE |  | CONSTRUCTION MATERIAL |  | DEGREE OF PROTECTION | IP65 | ENCLOSURE |  | MOUNTING TYPE |  | SERVICE FACTOR |  | INSULATION CLASS |  | DUTY CYCLE |  | AMBIENT TEMPERATURE |  | HAZARD CLASS |  | CERTIFICATION/STANDARD | IE2 | ADDITIONAL FEATURES EN | EFFICIENCY | ADDITIONAL FEATURES ES |  | ADDITIONAL FEATURES FR | [17 empty] | Production Completed
000000000060122888 | STP-004 | DATA ENRICHMENT | MUF | NGB | kk | 2022-09-28 | 2022-10-03 |  | 000000000060122888 | BHP1 | BHP Spares & Supplies | 261016 | Motors | EA | MAN2 | MOTOR,ELECTRIC,50 KW,SLIPRING,FOOT MOUNT | MOTOR,ELECTRIC,50KW,FRAME 280S,525V AC,3 PHASE,6 POLE,SLIPRING,TEFC,FOOT, MOUNTED |  |  |  | URL Not Found | [14 empty] | Cleansed | MOTOR | AC | TYPE | ELECTRIC | FRAME SIZE | 280S | POWER RATING | 50 KW | VOLTAGE RATING | 525 VAC | CURRENT RATING |  | NUMBER OF POLES | 6 | SPEED RATING |  | FREQUENCY RATING |  | NUMBER OF PHASE | 3 | CONSTRUCTION MATERIAL |  | DEGREE OF PROTECTION |  | ENCLOSURE | TEFC | MOUNTING TYPE | FOOT | SERVICE FACTOR |  | INSULATION CLASS |  | DUTY CYCLE |  | AMBIENT TEMPERATURE |  | HAZARD CLASS |  | CERTIFICATION/STANDARD |  | ADDITIONAL FEATURES EN | SLIPRING | ADDITIONAL FEATURES ES |  | ADDITIONAL FEATURES FR | [17 empty] | Production Completed
000000000060181655 | STP-004 | DATA ENRICHMENT | MUF | NGB | kk | 2022-09-28 | 2022-10-06 | URL For Reference | 000000000060181655 | BHP1 | BHP Spares & Supplies | P1047 | Electrical machinery, motors, generators | EA | MAN2 | MOTOR,ELECTRIC,VIBRAT,2.5KW,525V,1500RP | MOTOR, ELECTRIC,VIBRAT,2.4KW,525V,1500RPM, MOTOR, ELECTRIC,VIBRAT,2.5KW,525V,1500RPM Orange VIS 15/3810-S02, ORANGE ITAVIBRAS VIS 15/3810-S02 | ORANGE ITAVIBRAS VIS 15/3810-S02 |  |  | http://www.italvibras.it/user/upload_inc_scelta_motovibratore/upload_inc_cataloghi/catalogo_generale_FR.pdf |  | ORANGE ITAVIBRAS | VIS 15/3810-S02 | [11 empty] | Cleansed | MOTOR | NO MODIFIER | TYPE | ELECTRIC,VIBRATOR,UNBALANCED | POWER RATING | 2.4 KW | SPEED RATING | 1500 RPM | CONSTRUCTION MATERIAL |  | ENCLOSURE |  | MOUNTING TYPE |  | SERVICE FACTOR |  | HAZARD CLASS |  | CERTIFICATION/STANDARD |  | ADDITIONAL FEATURES EN | VOLTAGE RATING:525 V | ADDITIONAL FEATURES ES |  | ADDITIONAL FEATURES FR | [37 empty] | Production Completed
000000000060182420 | STP-004 | DATA ENRICHMENT | MUF | NGB | kk | 2022-09-28 | 2022-10-06 |  | 000000000060182420 | BHP1 | BHP Spares & Supplies | P1047 | Electrical machinery, motors, generators | EA | MAN2 | MOTOR,ELECTRIC,VIBRAT,5.5KW VV81B/6 VE | MOTOR, ELECTRIC,VIBRAT, 5.5KW VV81B/6 VENANZETTI 525V |  |  |  | https://www.bege.nl/downloads/manuals/Venanzetti%20VV%20Installation%20and%20maintenance%20manual%202013-09%20IT%20EN%20F%20SP%20P%20NL%20D%20DK%20S%20FL%20N%20GR.pdf | http://www.vipro.co.za/files/venanzetti-motor_catalogue.pdf | VENANZETTI VIBRAZIONI MILANO | VV81B/6 | [11 empty] | Enriched | MOTOR | AC | TYPE | ELECTRIC,VIBRATOR,UNBALANCED | FRAME SIZE |  | POWER RATING | 5.5 KW | VOLTAGE RATING | 525 VAC | CURRENT RATING |  | NUMBER OF POLES | 6 | SPEED RATING | 1000/1200 RPM | FREQUENCY RATING | 50/60 HZ | NUMBER OF PHASE | 3 | CONSTRUCTION MATERIAL |  | DEGREE OF PROTECTION |  | ENCLOSURE |  | MOUNTING TYPE |  | SERVICE FACTOR |  | INSULATION CLASS |  | DUTY CYCLE |  | AMBIENT TEMPERATURE |  | HAZARD CLASS |  | CERTIFICATION/STANDARD | CSA,ATEX CESI | ADDITIONAL FEATURES EN |  | ADDITIONAL FEATURES ES |  | ADDITIONAL FEATURES FR | [17 empty] | Production Completed
000000000060228147 | STP-004 | DATA ENRICHMENT | MUF | NGB | kk | 2022-09-28 | 2022-10-06 |  | 000000000060228147 | BHP1 | BHP Spares & Supplies | 251739 | Electrical components | EA | MAN2 | MOTOR,ELECTRIC,VIBRATOR,6.6KW,380VOLT,75 | MOTOR,ELECTRIC,VIBRATOR,6.6KW,380VOLT,750RPM |  |  |  | URL Not Found | [14 empty] | Cleansed | MOTOR | NO MODIFIER | TYPE | ELECTRIC,VIBRATOR | POWER RATING | 6.6 KW | SPEED RATING | 750 RPM | CONSTRUCTION MATERIAL |  | ENCLOSURE |  | MOUNTING TYPE |  | SERVICE FACTOR |  | HAZARD CLASS |  | CERTIFICATION/STANDARD |  | ADDITIONAL FEATURES EN | VOLTAGE RATING:380 V | ADDITIONAL FEATURES ES |  | ADDITIONAL FEATURES FR | [37 empty] | Production Completed
000000000060240159 | STP-004 | DATA ENRICHMENT | MUF | NGB | kk | 2022-09-28 | 2022-10-06 | Based on Model | 000000000060240159 | BHP1 | BHP Spares & Supplies | 251739 | Electrical components | EA | MAN2 | MOTOR,ELECTRIC,WEG,2.2KW,4POLE,400VOLT,1 | MOTOR, ELECTRIC, WEG, 2.2KW, 4POLE, 400VOLT, 100L, FLANGE, MOUNT, IE3, IP66, W22 |  |  |  | https://www.weg.net/catalog/weg/US/en/Electric-Motors/AC-Motors---NEMA/General-Purpose-/TEFC-Cast-Iron/W22/W22-/W22/p/MKT_WMO_TEXT_IMAGE_1PHASE_LV_TEFC_W22 |  |  |  | W22 | [10 empty] | Cleansed | MOTOR | AC | TYPE | ELECTRIC | FRAME SIZE | 100L | POWER RATING | 2.2 KW | VOLTAGE RATING | 400 VAC | CURRENT RATING |  | NUMBER OF POLES | 4 | SPEED RATING |  | FREQUENCY RATING |  | NUMBER OF PHASE |  | CONSTRUCTION MATERIAL |  | DEGREE OF PROTECTION | IP66 | ENCLOSURE |  | MOUNTING TYPE | FLANGE | SERVICE FACTOR |  | INSULATION CLASS |  | DUTY CYCLE |  | AMBIENT TEMPERATURE |  | HAZARD CLASS |  | CERTIFICATION/STANDARD | IE3 | ADDITIONAL FEATURES EN |  | ADDITIONAL FEATURES ES |  | ADDITIONAL FEATURES FR | [17 empty] | Production Completed
000000000060227106 | STP-004 | DATA ENRICHMENT | MUF | NGB | kk | 2022-09-28 | 2022-10-03 |  | 000000000060227106 | BHP1 | BHP Spares & Supplies | 261016 | Motors | EA | MAN2 | MOTOR,ELECTRICAL 160KW 1460RPM 525V | MOTOR,ELECTRICAL 160KW 1460RPM 525V 4POLE 315S/M FRAME B3 FOOT MOUNTED |  |  |  | URL Not Found | [14 empty] | Cleansed | MOTOR | AC | TYPE | ELECTRIC | FRAME SIZE | 315S/M | POWER RATING | 160 KW | VOLTAGE RATING | 525 VAC | CURRENT RATING |  | NUMBER OF POLES | 4 | SPEED RATING | 1460 RPM | FREQUENCY RATING |  | NUMBER OF PHASE |  | CONSTRUCTION MATERIAL |  | DEGREE OF PROTECTION |  | ENCLOSURE |  | MOUNTING TYPE | B3 FOOT | SERVICE FACTOR |  | INSULATION CLASS |  | DUTY CYCLE |  | AMBIENT TEMPERATURE |  | HAZARD CLASS |  | CERTIFICATION/STANDARD |  | ADDITIONAL FEATURES EN |  | ADDITIONAL FEATURES ES |  | ADDITIONAL FEATURES FR | [17 empty] | Production Completed
000000000060247776 | STP-004 | DATA ENRICHMENT | MUF | NGB | kk | 2022-09-28 | 2022-10-06 |  | 000000000060247776 | BHP1 | BHP Spares & Supplies | 200000 | Mining Machinery and Accessories | EA | MAN2 | MOTOR,ELECTRICAL,110KW,525V,2PHOLE,FOOTM | MOTOR,ELECTRICAL,110KW,525V,2PHOLE,FOOTMOUNT,REGAL |  |  |  | URL Not Found |  | REGAL | [12 empty] | Cleansed | MOTOR | NO MODIFIER | TYPE | ELECTRIC | POWER RATING | 110 KW | SPEED RATING |  | CONSTRUCTION MATERIAL |  | ENCLOSURE |  | MOUNTING TYPE | FOOT | SERVICE FACTOR |  | HAZARD CLASS |  | CERTIFICATION/STANDARD |  | ADDITIONAL FEATURES EN | VOLTAGE RATING:525 V,NUMBER OF POLE:2 | ADDITIONAL FEATURES ES |  | ADDITIONAL FEATURES FR | [37 empty] | Production Completed
000000000060227108 | STP-004 | DATA ENRICHMENT | MUF | NGB | kk | 2022-09-28 | 2022-10-06 |  | 000000000060227108 | BHP1 | BHP Spares & Supplies | 261016 | Motors | EA | MAN2 | MOTOR,ELECTRICAL,3.7KW,KEE 54-8,380 | MOTOR,ELECTRICAL, 3.7KW,KEE 54-8,380V,740RPM |  |  |  | https://www.uras-techno.co.jp/en/products/vibrators/standard_uras_vibrator/ | https://www.uras-techno.co.jp/pdf/catalog/en/uras_vibrator_en.pdf ¦ https://www.clevelandvibrator.com/product/36/1173/re-54-8-kee-54-8-380v | URAS TECHNO | KEE-54-8 | [11 empty] | Enriched | VIBRATOR | NO MODIFIER | TYPE | ROTARY,ELECTRICAL,STANDARD | POWER RATING | 3.7 KW | SPEED RATING | 900 RPM | CAPACITY | 54 KN | VIBRATING AMPLITUDE |  | VOLTAGE RATING | 380 VAC | CURRENT RATING | 9.1 A | FREQUENCY RATING |  | MATERIAL |  | SIZE | WD 18-7/64 X LG 30-29/32 X HT 16-11/32 IN | HAZARD CLASS |  | CERTIFICATION/STANDARD | CSA,CE | ADDITIONAL FEATURES EN | ENCLOSURE RATING:IP66,NUMBER OF PHASE:3 | ADDITIONAL FEATURES ES |  | ADDITIONAL FEATURES FR | [31 empty] | Production Completed
000000000060239195 | STP-004 | DATA ENRICHMENT | MUF | NGB | kk | 2022-09-28 | 2022-10-06 |  | 000000000060239195 | BHP1 | BHP Spares & Supplies | 261016 | Motors | EA | MAN2 | MOTOR,ELECTRICAL,30KW,222KG | MOTOR,ELECTRICAL 30KW,380V,50HZ,2955RPM,IP55,WEG,SN1044369264 OF 07/2018,222KG |  |  |  | URL Not Found |  | WEG | SN1044369264 | [11 empty] | Cleansed | MOTOR | AC | TYPE | ELECTRIC | FRAME SIZE |  | POWER RATING | 30 KW | VOLTAGE RATING | 380 VAC | CURRENT RATING |  | NUMBER OF POLES |  | SPEED RATING | 2955 KW | FREQUENCY RATING | 50 HZ | NUMBER OF PHASE |  | CONSTRUCTION MATERIAL |  | DEGREE OF PROTECTION | IP55 | ENCLOSURE |  | MOUNTING TYPE |  | SERVICE FACTOR |  | INSULATION CLASS |  | DUTY CYCLE |  | AMBIENT TEMPERATURE |  | HAZARD CLASS |  | CERTIFICATION/STANDARD |  | ADDITIONAL FEATURES EN | OF 07/2018,222KG | ADDITIONAL FEATURES ES |  | ADDITIONAL FEATURES FR | [17 empty] | Production Completed
000000000060227103 | STP-004 | DATA ENRICHMENT | MUF | NGB | kk | 2022-09-28 | 2022-10-03 |  | 000000000060227103 | BHP1 | BHP Spares & Supplies | 261016 | Motors | EA | MAN2 | MOTOR,ELECTRICAL,37KW,525V,4POLE,1450 | MOTOR,ELECTRICAL,37KW,525V 2POLE,2900RPM,200L FRAME B3 FOOT MOUNTED |  |  |  | URL Not Found | [14 empty] | Cleansed | MOTOR | AC | TYPE | ELECTRIC | FRAME SIZE | 200L | POWER RATING | 37 KW | VOLTAGE RATING | 525 VAC | CURRENT RATING |  | NUMBER OF POLES | 2 | SPEED RATING | 2900 RPM | FREQUENCY RATING |  | NUMBER OF PHASE |  | CONSTRUCTION MATERIAL |  | DEGREE OF PROTECTION |  | ENCLOSURE |  | MOUNTING TYPE | B3 FOOT | SERVICE FACTOR |  | INSULATION CLASS |  | DUTY CYCLE |  | AMBIENT TEMPERATURE |  | HAZARD CLASS |  | CERTIFICATION/STANDARD |  | ADDITIONAL FEATURES EN |  | ADDITIONAL FEATURES ES |  | ADDITIONAL FEATURES FR | [17 empty] | Production Completed
000000000060228749 | STP-004 | DATA ENRICHMENT | MUF | NGB | kk | 2022-09-28 | 2022-10-06 | Based on Model | 000000000060228749 | BHP1 | BHP Spares & Supplies | 261016 | Motors | EA | MAN2 | MOTOR,ELECTRICAL,45KW | MOTOR ELECTRICAL , 45KW , FRAME 225SM, MOUNT B3 , 4POLE , 380 VOLT , IE1 , WEG W22 , IP55 CI |  |  |  | https://www.weg.net/catalog/weg/US/en/Electric-Motors/AC-Motors---NEMA/General-Purpose-/TEFC-Cast-Iron/W22/W22-/W22/p/MKT_WMO_TEXT_IMAGE_1PHASE_LV_TEFC_W22 |  |  |  | W22 | [10 empty] | Cleansed | MOTOR | AC | TYPE | ELECTRIC | FRAME SIZE | 225SM | POWER RATING | 45 KW | VOLTAGE RATING | 380 VAC | CURRENT RATING |  | NUMBER OF POLES | 4 | SPEED RATING |  | FREQUENCY RATING |  | NUMBER OF PHASE |  | CONSTRUCTION MATERIAL | CAST IRON | DEGREE OF PROTECTION | IP55 | ENCLOSURE |  | MOUNTING TYPE | B3 | SERVICE FACTOR |  | INSULATION CLASS |  | DUTY CYCLE |  | AMBIENT TEMPERATURE |  | HAZARD CLASS |  | CERTIFICATION/STANDARD | IE1 | ADDITIONAL FEATURES EN |  | ADDITIONAL FEATURES ES |  | ADDITIONAL FEATURES FR | [17 empty] | Production Completed
000000000060227107 | STP-004 | DATA ENRICHMENT | MUF | NGB | kk | 2022-09-28 | 2022-10-06 |  | 000000000060227107 | BHP1 | BHP Spares & Supplies | 261016 | Motors | EA | MAN2 | MOTOR,ELECTRICAL,5.5KW,KEE 80-6,380 | MOTOR,ELECTRICAL, 5.5KW,KEE 80-6,380V |  |  |  | https://www.uras-techno.co.jp/en/products/vibrators/standard_uras_vibrator/ | https://www.uras-techno.co.jp/pdf/catalog/en/uras_vibrator_en.pdf ¦ https://www.clevelandvibrator.com/product/36/1140/re-80-6-kee-80-6 | URAS TECHNO | KEE-80-6 | [11 empty] | Enriched | VIBRATOR | NO MODIFIER | TYPE | ROTARY,ELECTRICAL,STANDARD | POWER RATING | 5.5 KW | SPEED RATING | 1200 RPM | CAPACITY | 80 KN | VIBRATING AMPLITUDE |  | VOLTAGE RATING | 380 VAC | CURRENT RATING | 18.5 A | FREQUENCY RATING |  | MATERIAL |  | SIZE | WD 18-7/64 X LG 31-1/2 X HT 17-33/64 IN | HAZARD CLASS |  | CERTIFICATION/STANDARD | CSA,CE | ADDITIONAL FEATURES EN | ENCLOSURE RATING:IP66,NUMBER OF PHASE:3 | ADDITIONAL FEATURES ES |  | ADDITIONAL FEATURES FR | [31 empty] | Production Completed
000000000060229431 | STP-004 | DATA ENRICHMENT | MUF | NGB | kk | 2022-09-28 | 2022-10-03 |  | 000000000060229431 | BHP1 | BHP Spares & Supplies | 261016 | Motors | EA | MAN2 | MOTOR,ELECTRICAL,VIBRATOR,0.65KW,4POLE | MOTOR, ELECTRICAL, VIBRATOR, 0.65KW, 4POLE, 380VOLT, 3 PHASE, 1500RPM, 50HZ, OLI TYPE: MVE 1100/15 |  |  |  | https://login.wamgroup.com/contents/rangemve/scheda.asp?unmis=m&fsn=n&codmve=77&codlang=1 |  | OLI | MVE 1100/15 | [11 empty] | Enriched | MOTOR | AC | TYPE | ELECTRIC,VIBRATOR | FRAME SIZE |  | POWER RATING | 0.65 KW | VOLTAGE RATING | 230/400 VAC | CURRENT RATING | 2.61/1.5 A | NUMBER OF POLES | 4 | SPEED RATING | 1500 RPM | FREQUENCY RATING | 50 HZ | NUMBER OF PHASE | 3 | CONSTRUCTION MATERIAL |  | DEGREE OF PROTECTION |  | ENCLOSURE |  | MOUNTING TYPE |  | SERVICE FACTOR |  | INSULATION CLASS |  | DUTY CYCLE |  | AMBIENT TEMPERATURE | -20 TO 40 DEG C | HAZARD CLASS |  | CERTIFICATION/STANDARD | ETL,ATEX | ADDITIONAL FEATURES EN | DIMENSION:WD 208 X LG 451 X HT 210 MM | ADDITIONAL FEATURES ES |  | ADDITIONAL FEATURES FR | [17 empty] | Production Completed
000000000060254047 | STP-004 | DATA ENRICHMENT | MUF | NGB | kk | 2022-09-28 | 2022-10-03 | Based On Description | 000000000060254047 | BHP1 | BHP Spares & Supplies | 261016 | Motors | EA | MAN2 | MOTOR,ELSUB,CAN-SUB,2.2KW,525V,S/S,304, | MOTOR,ELSUB.CAN-SUB,2.2KW,525V,S/S.304,CONST |  |  |  | https://www.elsumo.co/wp-content/uploads/2021/02/Elsumo-Product-Overview.pdf |  | ELSUMO | [12 empty] | Enriched | MOTOR | NO MODIFIER | TYPE | CANNED,SUBMERSIBLE | POWER RATING | 2.2 KW | SPEED RATING |  | CONSTRUCTION MATERIAL | STAINLESS STEEL 304 | ENCLOSURE |  | MOUNTING TYPE |  | SERVICE FACTOR |  | HAZARD CLASS |  | CERTIFICATION/STANDARD |  | ADDITIONAL FEATURES EN | BRAND:ELSUB,VOLTAGE RATING:525 V | ADDITIONAL FEATURES ES |  | ADDITIONAL FEATURES FR | [37 empty] | Production Completed
000000000060254695 | STP-004 | DATA ENRICHMENT | MUF | NGB | kk | 2022-09-28 | 2022-10-03 | Based On Description | 000000000060254695 | BHP1 | BHP Spares & Supplies | 261016 | Motors | EA | MAN2 | MOTOR,ELSUB,ECO,COIL,4INCH,2.2KW,380,V | MOTOR, ELSUB, ECO, COIL, 4INCH, 2.2KW, 380,V |  |  |  | https://www.elsumo.co/wp-content/uploads/2020/11/Elsumo-Elsub-4-Economic-Oil-Cooled-Motor.pdf | https://www.elsumo.co/wp-content/uploads/2021/02/Elsumo-Product-Overview.pdf | ELSUMO | [12 empty] | Enriched | MOTOR | AC | TYPE | ECONOMIC,OIL COLLED,SUBMERSIBLE | FRAME SIZE |  | POWER RATING | 2.2 KW | VOLTAGE RATING | 380 VAC | CURRENT RATING |  | NUMBER OF POLES | 2 | SPEED RATING |  | FREQUENCY RATING | 50 HZ | NUMBER OF PHASE |  | CONSTRUCTION MATERIAL | STAINLESS STEEL 304 | DEGREE OF PROTECTION | IP68 | ENCLOSURE |  | MOUNTING TYPE |  | SERVICE FACTOR |  | INSULATION CLASS | F | DUTY CYCLE |  | AMBIENT TEMPERATURE |  | HAZARD CLASS |  | CERTIFICATION/STANDARD |  | ADDITIONAL FEATURES EN | BRAND:ELSUB,SIZE:4 IN | ADDITIONAL FEATURES ES |  | ADDITIONAL FEATURES FR | [17 empty] | Production Completed
000000000060254044 | STP-004 | DATA ENRICHMENT | MUF | NGB | kk | 2022-09-28 | 2022-10-03 | Based On Description | 000000000060254044 | BHP1 | BHP Spares & Supplies | 261016 | Motors | EA | MAN2 | MOTOR,ELSUB,ECO,OIL,4INCH,2.2KW,380V | MOTOR,ELSUB,ECO,OIL,4INCH,2.2KW,380V |  |  |  | https://www.elsumo.co/wp-content/uploads/2020/11/Elsumo-Elsub-4-Economic-Oil-Cooled-Motor.pdf | https://www.elsumo.co/wp-content/uploads/2021/02/Elsumo-Product-Overview.pdf | ELSUMO | [12 empty] | Enriched | MOTOR | AC | TYPE | ECONOMIC,OIL COLLED,SUBMERSIBLE | FRAME SIZE |  | POWER RATING | 2.2 KW | VOLTAGE RATING | 380 VAC | CURRENT RATING |  | NUMBER OF POLES | 2 | SPEED RATING |  | FREQUENCY RATING | 50 HZ | NUMBER OF PHASE |  | CONSTRUCTION MATERIAL | STAINLESS STEEL 304 | DEGREE OF PROTECTION | IP68 | ENCLOSURE |  | MOUNTING TYPE |  | SERVICE FACTOR |  | INSULATION CLASS | F | DUTY CYCLE |  | AMBIENT TEMPERATURE |  | HAZARD CLASS |  | CERTIFICATION/STANDARD |  | ADDITIONAL FEATURES EN | BRAND:ELSUB,SIZE:4 IN | ADDITIONAL FEATURES ES |  | ADDITIONAL FEATURES FR | [17 empty] | Production Completed
000000000060254045 | STP-004 | DATA ENRICHMENT | MUF | NGB | kk | 2022-09-28 | 2022-10-03 | Based On Description | 000000000060254045 | BHP1 | BHP Spares & Supplies | 261016 | Motors | EA | MAN2 | MOTOR,ELSUB,ECO,OIL,4INCH,3KW,380V | MOTOR,ELSUB,ECO,OIL,4INCH,3KW,380V |  |  |  | https://www.elsumo.co/wp-content/uploads/2020/11/Elsumo-Elsub-4-Economic-Oil-Cooled-Motor.pdf | https://www.elsumo.co/wp-content/uploads/2021/02/Elsumo-Product-Overview.pdf | ELSUMO | [12 empty] | Enriched | MOTOR | AC | TYPE | ECONOMIC,OIL COLLED,SUBMERSIBLE | FRAME SIZE |  | POWER RATING | 3 KW | VOLTAGE RATING | 380 VAC | CURRENT RATING |  | NUMBER OF POLES | 2 | SPEED RATING |  | FREQUENCY RATING | 50 HZ | NUMBER OF PHASE |  | CONSTRUCTION MATERIAL | STAINLESS STEEL 304 | DEGREE OF PROTECTION | IP68 | ENCLOSURE |  | MOUNTING TYPE |  | SERVICE FACTOR |  | INSULATION CLASS | F | DUTY CYCLE |  | AMBIENT TEMPERATURE |  | HAZARD CLASS |  | CERTIFICATION/STANDARD |  | ADDITIONAL FEATURES EN | BRAND:ELSUB,SIZE:4 IN | ADDITIONAL FEATURES ES |  | ADDITIONAL FEATURES FR | [17 empty] | Production Completed
000000000060254046 | STP-004 | DATA ENRICHMENT | MUF | NGB | kk | 2022-09-28 | 2022-10-03 | Based On Description | 000000000060254046 | BHP1 | BHP Spares & Supplies | 261016 | Motors | EA | MAN2 | MOTOR,ELSUB,ECO,OIL,4INCH,3KW,380V | MOTOR,ELSUB,ECO,OIL,4INCH,3KW,380V |  |  |  | https://www.elsumo.co/wp-content/uploads/2020/11/Elsumo-Elsub-4-Economic-Oil-Cooled-Motor.pdf | https://www.elsumo.co/wp-content/uploads/2021/02/Elsumo-Product-Overview.pdf | ELSUMO | [12 empty] | Enriched | MOTOR | AC | TYPE | ECONOMIC,OIL COLLED,SUBMERSIBLE | FRAME SIZE |  | POWER RATING | 3 KW | VOLTAGE RATING | 380 VAC | CURRENT RATING |  | NUMBER OF POLES | 2 | SPEED RATING |  | FREQUENCY RATING | 50 HZ | NUMBER OF PHASE |  | CONSTRUCTION MATERIAL | STAINLESS STEEL 304 | DEGREE OF PROTECTION | IP68 | ENCLOSURE |  | MOUNTING TYPE |  | SERVICE FACTOR |  | INSULATION CLASS | F | DUTY CYCLE |  | AMBIENT TEMPERATURE |  | HAZARD CLASS |  | CERTIFICATION/STANDARD |  | ADDITIONAL FEATURES EN | BRAND:ELSUB,SIZE:4 IN | ADDITIONAL FEATURES ES |  | ADDITIONAL FEATURES FR | [17 empty] | Production Completed
000000000060254050 | STP-004 | DATA ENRICHMENT | MUF | NGB | kk | 2022-09-28 | 2022-10-03 | Based On Description | 000000000060254050 | BHP1 | BHP Spares & Supplies | 261016 | Motors | EA | MAN2 | MOTOR,ELSUB.CAN-SUB,5.5KW,525V,S/S.304, | MOTOR,ELSUB,CAN-SUB,5.5KW,525V,S/S.304,CONST |  |  |  | https://www.elsumo.co/wp-content/uploads/2021/02/Elsumo-Product-Overview.pdf |  | ELSUMO | [12 empty] | Enriched | MOTOR | NO MODIFIER | TYPE | CANNED,SUBMERSIBLE | POWER RATING | 5.5 KW | SPEED RATING |  | CONSTRUCTION MATERIAL | STAINLESS STEEL 304 | ENCLOSURE |  | MOUNTING TYPE |  | SERVICE FACTOR |  | HAZARD CLASS |  | CERTIFICATION/STANDARD |  | ADDITIONAL FEATURES EN | BRAND:ELSUB,VOLTAGE RATING:525 V | ADDITIONAL FEATURES ES |  | ADDITIONAL FEATURES FR | [37 empty] | Production Completed
000000000060254051 | STP-004 | DATA ENRICHMENT | MUF | NGB | kk | 2022-09-28 | 2022-10-03 | Based On Description | 000000000060254051 | BHP1 | BHP Spares & Supplies | 261016 | Motors | EA | MAN2 | MOTOR,ELSUB.CAN-SUB,7.5KW,525V,S/S.304, | MOTOR,ELSUB.CAN-SUB,7.5KW,525V,S/S.304,CONST |  |  |  | https://www.elsumo.co/wp-content/uploads/2021/02/Elsumo-Product-Overview.pdf |  | ELSUMO | [12 empty] | Enriched | MOTOR | NO MODIFIER | TYPE | CANNED,SUBMERSIBLE | POWER RATING | 7.5 KW | SPEED RATING |  | CONSTRUCTION MATERIAL | STAINLESS STEEL 304 | ENCLOSURE |  | MOUNTING TYPE |  | SERVICE FACTOR |  | HAZARD CLASS |  | CERTIFICATION/STANDARD |  | ADDITIONAL FEATURES EN | BRAND:ELSUB,VOLTAGE RATING:525 V | ADDITIONAL FEATURES ES |  | ADDITIONAL FEATURES FR | [37 empty] | Production Completed
000000000060254049 | STP-004 | DATA ENRICHMENT | MUF | NGB | kk | 2022-09-28 | 2022-10-03 | Based On Description | 000000000060254049 | BHP1 | BHP Spares & Supplies | 261016 | Motors | EA | MAN2 | MOTOR,ELSUB.CAN-SUB4KW,525V,S/S.304, | MOTOR,ELSUB,CAN-SUB,4KW,525V,S/S.304,CONST |  |  |  | https://www.elsumo.co/wp-content/uploads/2021/02/Elsumo-Product-Overview.pdf |  | ELSUMO | [12 empty] | Enriched | MOTOR | NO MODIFIER | TYPE | CANNED,SUBMERSIBLE | POWER RATING | 4 KW | SPEED RATING |  | CONSTRUCTION MATERIAL | STAINLESS STEEL 304 | ENCLOSURE |  | MOUNTING TYPE |  | SERVICE FACTOR |  | HAZARD CLASS |  | CERTIFICATION/STANDARD |  | ADDITIONAL FEATURES EN | BRAND:ELSUB,VOLTAGE RATING:525 V | ADDITIONAL FEATURES ES |  | ADDITIONAL FEATURES FR | [37 empty] | Production Completed
000000000060253939 | STP-004 | DATA ENRICHMENT | MUF | NGB | kk | 2022-09-28 | 2022-10-06 |  | 000000000060253939 | BHP1 | BHP Spares & Supplies | 401017 | Cooling | EA | MAN2 | MOTOR,FAN,EVAPCO,TEAO,380V,15KW,PART,NO, | MOTOR FAN, EVAPCO TEAO 380V 15KW, PART NO 010-K3411, MODEL NO ATW 144-3K-2, SERIAL NO 16-8180 |  |  |  | URL Not Found |  | EVAPCO | 010-K3411 | ATW 144-3K-2 | [10 empty] | Cleansed | MOTOR | NO MODIFIER | TYPE | FAN,TEAO | POWER RATING | 15 KW | SPEED RATING |  | CONSTRUCTION MATERIAL |  | ENCLOSURE |  | MOUNTING TYPE |  | SERVICE FACTOR |  | HAZARD CLASS |  | CERTIFICATION/STANDARD |  | ADDITIONAL FEATURES EN | VOLTAGE RATING:380 V,SERIAL NUMBER:16-8180 | ADDITIONAL FEATURES ES |  | ADDITIONAL FEATURES FR | [37 empty] | Production Completed
000000000060228411 | STP-004 | DATA ENRICHMENT | MUF | NGB | kk | 2022-09-28 | 2022-10-03 |  | 000000000060228411 | BHP1 | BHP Spares & Supplies | 261016 | Motors | EA | MAN2 | MOTOR,FLANGE MOUNTED,0.55KW,FRAME IP55 | MOTOR,FLANGE MOUNTED, 0.55KW,FRAME SIZE IP55,240 VOLT,3 PHASE,1390 RPM |  |  |  | URL Not Found | [14 empty] | Cleansed | MOTOR | AC | TYPE |  | FRAME SIZE |  | POWER RATING | 0.55 KW | VOLTAGE RATING | 240 VAC | CURRENT RATING |  | NUMBER OF POLES |  | SPEED RATING | 1390 RPM | FREQUENCY RATING |  | NUMBER OF PHASE | 3 | CONSTRUCTION MATERIAL |  | DEGREE OF PROTECTION | IP55 | ENCLOSURE |  | MOUNTING TYPE | FLANGE | SERVICE FACTOR |  | INSULATION CLASS |  | DUTY CYCLE |  | AMBIENT TEMPERATURE |  | HAZARD CLASS |  | CERTIFICATION/STANDARD |  | ADDITIONAL FEATURES EN |  | ADDITIONAL FEATURES ES |  | ADDITIONAL FEATURES FR | [17 empty] | Production Completed
000000000060228413 | STP-004 | DATA ENRICHMENT | MUF | NGB | kk | 2022-09-28 | 2022-10-06 |  | 000000000060228413 | BHP1 | BHP Spares & Supplies | 261016 | Motors | EA | MAN2 | MOTOR,FOOT FLANGE,30KW,1470 RPM 525V | MOTOR,FOOT FLANGE,30KW,1470 RPM 525V |  |  |  | URL Not Found | [14 empty] | Cleansed | MOTOR | NO MODIFIER | TYPE |  | POWER RATING | 30 KW | SPEED RATING | 1470 RPM | CONSTRUCTION MATERIAL |  | ENCLOSURE |  | MOUNTING TYPE | FOOT FLANGE | SERVICE FACTOR |  | HAZARD CLASS |  | CERTIFICATION/STANDARD |  | ADDITIONAL FEATURES EN | VOLTAGE RATING:525 V | ADDITIONAL FEATURES ES |  | ADDITIONAL FEATURES FR | [37 empty] | Production Completed
000000000060228412 | STP-004 | DATA ENRICHMENT | MUF | NGB | kk | 2022-09-28 | 2022-10-06 |  | 000000000060228412 | BHP1 | BHP Spares & Supplies | 261016 | Motors | EA | MAN2 | MOTOR,FOOT MOUNTED,22KW,380 VOLT,2POLE | MOTOR,FOOT MOUNTED,22KW, 380 VOLT,2 POLE,2900 RPM |  |  |  | URL Not Found | [14 empty] | Cleansed | MOTOR | NO MODIFIER | TYPE |  | POWER RATING | 22 KW | SPEED RATING | 2900 RPM | CONSTRUCTION MATERIAL |  | ENCLOSURE |  | MOUNTING TYPE | FOOT | SERVICE FACTOR |  | HAZARD CLASS |  | CERTIFICATION/STANDARD |  | ADDITIONAL FEATURES EN | VOLTAGE RATING:380 V,NUMBER OF POLE:2 | ADDITIONAL FEATURES ES |  | ADDITIONAL FEATURES FR | [37 empty] | Production Completed
000000000060243092 | STP-004 | DATA ENRICHMENT | MUF | NGB | kk | 2022-09-28 | 2022-10-06 |  | 000000000060243092 | BHP1 | BHP Spares & Supplies | 261016 | Motors | EA | MAN2 | MOTOR,GATE,D10 | GATE MOTOR, D10 KIT |  |  |  | URL Not Found | [14 empty] | Cleansed | MOTOR | NO MODIFIER | TYPE | GATE | POWER RATING |  | SPEED RATING |  | CONSTRUCTION MATERIAL |  | ENCLOSURE |  | MOUNTING TYPE |  | SERVICE FACTOR |  | HAZARD CLASS |  | CERTIFICATION/STANDARD |  | ADDITIONAL FEATURES EN | D10 KIT | ADDITIONAL FEATURES ES |  | ADDITIONAL FEATURES FR | [37 empty] | Production Completed
000000000060255739 | STP-004 | DATA ENRICHMENT | MUF | NGB | kk | 2022-09-28 | 2022-10-06 |  | 000000000060255739 | BHP1 | BHP Spares & Supplies | 251739 | Electrical components | EA | MAN2 | MOTOR,GEARED,AC,5.5KW,1440RPM,525V,FILTE | MOTOR,GEARED,AC,5.5KW,1440RPM,525V,FILTER,BF30-04/D09XA4,FLANGE | BF30-04/D09XA4 |  |  | URL Not Found |  |  | BF30-04/D09XA4 | [5 empty] | FILTER | [5 empty] | Cleansed | MOTOR | AC | TYPE | GEARED | FRAME SIZE |  | POWER RATING | 5.5 KW | VOLTAGE RATING | 525 VAC | CURRENT RATING |  | NUMBER OF POLES |  | SPEED RATING | 1440 RPM | FREQUENCY RATING |  | NUMBER OF PHASE |  | CONSTRUCTION MATERIAL |  | DEGREE OF PROTECTION |  | ENCLOSURE |  | MOUNTING TYPE | FLANGE | SERVICE FACTOR |  | INSULATION CLASS |  | DUTY CYCLE |  | AMBIENT TEMPERATURE |  | HAZARD CLASS |  | CERTIFICATION/STANDARD |  | ADDITIONAL FEATURES EN |  | ADDITIONAL FEATURES ES |  | ADDITIONAL FEATURES FR | [17 empty] | Production Completed
000000000060254725 | STP-004 | DATA ENRICHMENT | MUF | NGB | kk | 2022-09-28 | 2022-10-06 |  | 000000000060254725 | BHP1 | BHP Spares & Supplies | 271200 | Hydraulic machinery and equipment | EA | MAN2 | MOTOR,HYDRAULIC,75CC,13T,SPLINE,SHAFT | MOTOR HYDRAULIC, BENT AXIS 75CC, 13T SPLINE SHAFT, SAE-D FOUR HOLE FLANGE, 6 INCH SPIGOT, 1 INCH SAE 6000 PORTS, RODDING CAR |  |  |  | URL Not Found | [14 empty] | Cleansed | MOTOR | HYDRAULIC | TYPE | BENT AXIS | FRAME SIZE |  | POWER RATING |  | TORQUE RATING |  | DISPLACEMENT |  | SPEED RATING |  | MAX PRESSURE RATING |  | FLOW RATING |  | SHAFT SIZE |  | MATERIAL |  | MOUNTING TYPE |  | PORT SIZE |  | ROTATION |  | HAZARD CLASS |  | CERTIFICATION/STANDARD |  | ADDITIONAL FEATURES EN | SIZE:75CC,13T SPLINE SHAFT,SAE-D FOUR HOLE FLANGE,6 IN SPIGOT,1 INCH SAE 6000 PORTS,RODDING CAR | ADDITIONAL FEATURES ES |  | ADDITIONAL FEATURES FR | [25 empty] | Production Completed
000000000060254195 | STP-004 | DATA ENRICHMENT | MUF | NGB | kk | 2022-09-28 | 2022-10-03 |  | 000000000060254195 | BHP1 | BHP Spares & Supplies | P1047 | Electrical machinery, motors, generators | EA | MAN2 | MOTOR,HYDRAULIC,REGULATING,11KW,380V,150 | MOTOR, HYDRAULIC, REGULATING, 11KW, 380V, 1500RPM, FOOT, FLANGE, MOUNT, 160M |  |  |  | URL Not Found | [14 empty] | Cleansed | MOTOR | HYDRAULIC | TYPE | REGULATING | FRAME SIZE | 160M | POWER RATING | 11 KW | TORQUE RATING |  | DISPLACEMENT |  | SPEED RATING | 1500 RPM | MAX PRESSURE RATING |  | FLOW RATING |  | SHAFT SIZE |  | MATERIAL |  | MOUNTING TYPE | FOOT,FLANGE | PORT SIZE |  | ROTATION |  | HAZARD CLASS |  | CERTIFICATION/STANDARD |  | ADDITIONAL FEATURES EN | VOLTAGE RATING:380 V | ADDITIONAL FEATURES ES |  | ADDITIONAL FEATURES FR | [25 empty] | Production Completed
000000000060223684 | STP-004 | DATA ENRICHMENT | MUF | NGB | kk | 2022-09-28 | 2022-10-03 |  | 000000000060223684 | BHP1 | BHP Spares & Supplies | 391217 | Electrical hardware and supplies | EA | MAN2 | MOTOR,MAKE WEG,525 V,5.5KW,965 RPM | MOTOR,MAKE WEG,525 V,5.5KW,965 RPM,9.83 AMP,FRAME 132M,IP66,FOOT MOUNT |  |  |  | URL Not Found |  | WEG | [12 empty] | Cleansed | MOTOR | AC | TYPE |  | FRAME SIZE | 132M | POWER RATING | 5.5 KW | VOLTAGE RATING | 525 V | CURRENT RATING | 9.83 A | NUMBER OF POLES |  | SPEED RATING | 965 RPM | FREQUENCY RATING |  | NUMBER OF PHASE |  | CONSTRUCTION MATERIAL |  | DEGREE OF PROTECTION | IP66 | ENCLOSURE |  | MOUNTING TYPE | FOOT | SERVICE FACTOR |  | INSULATION CLASS |  | DUTY CYCLE |  | AMBIENT TEMPERATURE |  | HAZARD CLASS |  | CERTIFICATION/STANDARD |  | ADDITIONAL FEATURES EN |  | ADDITIONAL FEATURES ES |  | ADDITIONAL FEATURES FR | [17 empty] | Production Completed
000000000060223694 | STP-004 | DATA ENRICHMENT | MUF | NGB | kk | 2022-09-28 | 2022-10-06 |  | 000000000060223694 | BHP1 | BHP Spares & Supplies | 391217 | Electrical hardware and supplies | EA | MAN2 | MOTOR,MAKE WEG,7.5KW,525V,6P,B5 | MOTOR,MAKE WEG,7.5KW,525V,6P,B5 WITH FORCED COOLING UNIT |  |  |  | URL Not Found |  | WEG | [12 empty] | Cleansed | MOTOR | NO MODIFIER | TYPE |  | POWER RATING | 7.5 KW | SPEED RATING |  | CONSTRUCTION MATERIAL |  | ENCLOSURE |  | MOUNTING TYPE | B5 | SERVICE FACTOR |  | HAZARD CLASS |  | CERTIFICATION/STANDARD |  | ADDITIONAL FEATURES EN | VOLTAGE RATING:525 V,NUMBER OF POLE:6,W/FORCED COOLING UNIT | ADDITIONAL FEATURES ES |  | ADDITIONAL FEATURES FR | [37 empty] | Production Completed
000000000060223695 | STP-004 | DATA ENRICHMENT | MUF | NGB | kk | 2022-09-28 | 2022-10-06 |  | 000000000060223695 | BHP1 | BHP Spares & Supplies | 391217 | Electrical hardware and supplies | EA | MAN2 | MOTOR,MAKE WEG,90KW,4P,525V,B3 IE3 | MOTOR,MAKE WEG,90KW,4P,525V,B3 IE3 |  |  |  | URL Not Found |  | WEG | [12 empty] | Cleansed | MOTOR | NO MODIFIER | TYPE |  | POWER RATING | 90 KW | SPEED RATING |  | CONSTRUCTION MATERIAL |  | ENCLOSURE |  | MOUNTING TYPE | B3 | SERVICE FACTOR |  | HAZARD CLASS |  | CERTIFICATION/STANDARD | IE3 | ADDITIONAL FEATURES EN | VOLTAGE RATING:525 V,NUMBER OF POLE:4 | ADDITIONAL FEATURES ES |  | ADDITIONAL FEATURES FR | [37 empty] | Production Completed
000000000060223696 | STP-004 | DATA ENRICHMENT | MUF | NGB | kk | 2022-09-28 | 2022-10-06 |  | 000000000060223696 | BHP1 | BHP Spares & Supplies | 391217 | Electrical hardware and supplies | EA | MAN2 | MOTOR,MAKE WEG,90KW,6P,525V,B5 IE3 | MOTOR,MAKE WEG,90KW,6P,525V,B5 IE3 |  |  |  | URL Not Found |  | WEG | [12 empty] | Cleansed | MOTOR | NO MODIFIER | TYPE |  | POWER RATING | 90 KW | SPEED RATING |  | CONSTRUCTION MATERIAL |  | ENCLOSURE |  | MOUNTING TYPE | B5 | SERVICE FACTOR |  | HAZARD CLASS |  | CERTIFICATION/STANDARD | IE3 | ADDITIONAL FEATURES EN | VOLTAGE RATING:525 V,NUMBER OF POLE:6 | ADDITIONAL FEATURES ES |  | ADDITIONAL FEATURES FR | [37 empty] | Production Completed
000000000060223686 | STP-004 | DATA ENRICHMENT | MUF | NGB | kk | 2022-09-28 | 2022-10-06 |  | 000000000060223686 | BHP1 | BHP Spares & Supplies | 391217 | Electrical hardware and supplies | EA | MAN2 | MOTOR,MAKE WOLFER,75KW,525V,990RPM | MOTOR,MAKE WOLFER,75KW,525V,990RPM,6 POLE,100 AMP,IP55,FRAME D315S-6,FOOT MOUNT. MIXER PAN DRIVE MOTOR,PSP |  |  |  | URL Not Found | [14 empty] | Cleansed | MOTOR | AC | TYPE |  | FRAME SIZE | D315S-6 | POWER RATING | 75 KW | VOLTAGE RATING | 525 VAC | CURRENT RATING | 100 A | NUMBER OF POLES | 6 | SPEED RATING | 990 RPM | FREQUENCY RATING |  | NUMBER OF PHASE |  | CONSTRUCTION MATERIAL |  | DEGREE OF PROTECTION | IP55 | ENCLOSURE |  | MOUNTING TYPE | FOOT | SERVICE FACTOR |  | INSULATION CLASS |  | DUTY CYCLE |  | AMBIENT TEMPERATURE |  | HAZARD CLASS |  | CERTIFICATION/STANDARD |  | ADDITIONAL FEATURES EN | MIXER PAN DRIVE,MAKE WOLFER,PSP | ADDITIONAL FEATURES ES |  | ADDITIONAL FEATURES FR | [17 empty] | Production Completed
000000000060247906 | STP-004 | DATA ENRICHMENT | MUF | NGB | kk | 2022-09-28 | 2022-10-06 |  | 000000000060247906 | BHP1 | BHP Spares & Supplies | 261016 | Motors | EA | MAN2 | MOTOR,MARATHON,ELECTRIC,IE3,7.50KW,4P,52 | MOTOR,MARATHON,ELECTRIC,IE3,7.50KW,4P,525V,B5 |  |  |  | URL Not Found |  | MARATHON | [12 empty] | Cleansed | MOTOR | NO MODIFIER | TYPE | ELECTRIC | POWER RATING | 7.5 KW | SPEED RATING |  | CONSTRUCTION MATERIAL |  | ENCLOSURE |  | MOUNTING TYPE | B5 | SERVICE FACTOR |  | HAZARD CLASS |  | CERTIFICATION/STANDARD | IE3 | ADDITIONAL FEATURES EN | VOLTAGE RATING:525 V,NUMBER OF POLE:4 | ADDITIONAL FEATURES ES |  | ADDITIONAL FEATURES FR | [37 empty] | Production Completed
000000000060228357 | STP-004 | DATA ENRICHMENT | MUF | NGB | kk | 2022-09-28 | 2022-10-03 |  | 000000000060228357 | BHP1 | BHP Spares & Supplies | 261016 | Motors | EA | MAN2 | MOTOR,NEW,132KW,525V,4P,FRAME B3,315SM,I | MOTOR, NEW 132KW, 525V, 4P, FRAME B3 315SM, IE3 |  |  |  | URL Not Found | [14 empty] | Cleansed | MOTOR | AC | TYPE |  | FRAME SIZE | 315SM | POWER RATING | 132 KW | VOLTAGE RATING | 525 VAC | CURRENT RATING |  | NUMBER OF POLES | 4 | SPEED RATING |  | FREQUENCY RATING |  | NUMBER OF PHASE |  | CONSTRUCTION MATERIAL |  | DEGREE OF PROTECTION |  | ENCLOSURE |  | MOUNTING TYPE | B3 | SERVICE FACTOR |  | INSULATION CLASS |  | DUTY CYCLE |  | AMBIENT TEMPERATURE |  | HAZARD CLASS |  | CERTIFICATION/STANDARD | IE3 | ADDITIONAL FEATURES EN |  | ADDITIONAL FEATURES ES |  | ADDITIONAL FEATURES FR | [17 empty] | Production Completed
000000000060239323 | STP-004 | DATA ENRICHMENT | MUF | NGB | kk | 2022-09-28 | 2022-10-06 |  | 000000000060239323 | BHP1 | BHP Spares & Supplies | 261016 | Motors | EA | MAN2 | MOTOR,S/DK/SCRN P/N: SDS915/1830,380V | VIBRATOR MOTOR FOR SINGLE DECK SCREEN CV30 PART NO: SDS915/1830 TAS, CRUSHER PLANT FOOD MOUNTED MOTOR ALL EQUIPMENT IS 380V TAKES 2 MOTORS | VWE2100/1, 380V |  |  | URL Not Found |  |  | VWE2100/1, 380V | [5 empty] | SDS915/1830 TAS CV30 SINGLE DECK SCREEN,CRUSHER PLANT | [5 empty] | Cleansed | MOTOR | NO MODIFIER | TYPE | VIBRATOR | POWER RATING |  | SPEED RATING |  | CONSTRUCTION MATERIAL |  | ENCLOSURE |  | MOUNTING TYPE | FOOT | SERVICE FACTOR |  | HAZARD CLASS |  | CERTIFICATION/STANDARD |  | ADDITIONAL FEATURES EN | VOLTAGE RATING:380 V | ADDITIONAL FEATURES ES |  | ADDITIONAL FEATURES FR | [37 empty] | Production Completed
000000000060222096 | STP-004 | DATA ENRICHMENT | MUF | NGB | kk | 2022-09-28 | 2022-10-06 |  | 000000000060222096 | BHP1 | BHP Spares & Supplies | 200000 | Mining Machinery and Accessories | EA | MAN2 | MOTOR,SLEW,PECKER | MOTOR, SLEW, PECKER |  |  |  | URL Not Found | [14 empty] | Cleansed | MOTOR | NO MODIFIER | TYPE | SLEW | POWER RATING |  | SPEED RATING |  | CONSTRUCTION MATERIAL |  | ENCLOSURE |  | MOUNTING TYPE |  | SERVICE FACTOR |  | HAZARD CLASS |  | CERTIFICATION/STANDARD |  | ADDITIONAL FEATURES EN | PECKER | ADDITIONAL FEATURES ES |  | ADDITIONAL FEATURES FR | [37 empty] | Production Completed
000000000060174032 | STP-004 | DATA ENRICHMENT | MUF | NGB | kk | 2022-09-28 | 2022-10-06 |  | 000000000060174032 | BHP1 | BHP Spares & Supplies | 261016 | Motors | EA | MAN2 | MOTOR,SLIPRING,BALL MILL,3,5 MW;6 POLE;6 | MOTOR,SLIPRING,BALL MILL,3,5 MW;6 POLE;6,6 KV;FRAME UDW 710/224 CACA,PSP 3 PELLETISING PLANT,MFC, AS PER SSI 2253, ALL REPAIRS AND NEW MOTORS MUST HAVE A QUALITY QCP SIGNED OF BY THE PSP, ENGINEER., INCLUDING A WITNESSED PERFORMACE TEST ETC., WHEN SUPPLIED IT MUST BE BE DONE SO WITH THE MAINTENANCE MANUAL AND, COMPLETE DATA BOOK. |  |  |  | URL Not Found | [8 empty] | BALL MILL | [5 empty] | Cleansed | MOTOR | NO MODIFIER | TYPE | SLIPRING | POWER RATING | 3.5 MW | SPEED RATING |  | CONSTRUCTION MATERIAL |  | ENCLOSURE |  | MOUNTING TYPE |  | SERVICE FACTOR |  | HAZARD CLASS |  | CERTIFICATION/STANDARD |  | ADDITIONAL FEATURES EN | VOLTAGE RATING:6.6 KV,NUMBER OF POLE:6,FRAME UDW 710/224 CACA,PSP 3 PELLETISING PLANT,MFC,AS PER SSI 2253,ALL REPAIRS AND NEW MOTORS MUST HAVE A QUALITY QCP SIGNED OF BY THE PSP,ENGINEER,INCLUDING A WITNESSED PERFORMACE TEST ETC,WHEN SUPPLIED IT MUST BE BE DONE SO WITH THE MAINTENANCE MANUAL AND,COMPLETE DATA BOOK | ADDITIONAL FEATURES ES |  | ADDITIONAL FEATURES FR | [37 empty] | Production Completed
000000000060255874 | STP-004 | DATA ENRICHMENT | MUF | NGB | kk | 2022-09-28 | 2022-10-06 |  | 000000000060255874 | BHP1 | BHP Spares & Supplies | 200000 | Mining Machinery and Accessories | EA | MAN2 | MOTOR,STATER,MANUAL,DZS12-M32_24-32A | MOTOR,STATER,MANUAL,DZS12-M32_24-32A |  |  |  | https://mapleleafelectrical.co.za/products/manual-motor-starters?variant=40670443503753 | https://www.l-osales.co.za/download-catalogue/switchgear-control-gear/mce-switchgear-control-gear-s1.pdf |  | DZS12-M32 - 24-32A | [11 empty] | Enriched | STARTER | AUTOMOTIVE | TYPE | MANUAL MOTOR | POWER RATING | 15 KW | VOLTAGE RATING |  | CURRENT RATING | 24-32 A | TORQUE |  | TERMINAL TYPE |  | DISPLACEMENT |  | TEMPERATURE RATING |  | MATERIAL |  | HAZARD CLASS |  | CERTIFICATION/STANDARD |  | ADDITIONAL FEATURES EN | MOUNTING TYPE:DIN | ADDITIONAL FEATURES ES |  | ADDITIONAL FEATURES FR | [33 empty] | Production Completed
000000000060255878 | STP-004 | DATA ENRICHMENT | MUF | NGB | kk | 2022-09-28 | 2022-10-06 |  | 000000000060255878 | BHP1 | BHP Spares & Supplies | 200000 | Mining Machinery and Accessories | EA | MAN2 | MOTOR,STATER,MANUAL,DZS12-M40_25-40A | MOTOR,STATER,MANUAL,DZS12-M40_25-40A |  |  |  | https://mapleleafelectrical.co.za/products/manual-motor-starters?variant=40670443503753 | https://www.l-osales.co.za/download-catalogue/switchgear-control-gear/mce-switchgear-control-gear-s1.pdf |  | DZS12-M40 - 25-40A | [11 empty] | Enriched | STARTER | AUTOMOTIVE | TYPE | MANUAL MOTOR | POWER RATING | 18.5 KW | VOLTAGE RATING |  | CURRENT RATING | 25-40 A | TORQUE |  | TERMINAL TYPE |  | DISPLACEMENT |  | TEMPERATURE RATING |  | MATERIAL |  | HAZARD CLASS |  | CERTIFICATION/STANDARD |  | ADDITIONAL FEATURES EN | MOUNTING TYPE:DIN | ADDITIONAL FEATURES ES |  | ADDITIONAL FEATURES FR | [33 empty] | Production Completed
000000000060255869 | STP-004 | DATA ENRICHMENT | MUF | NGB | kk | 2022-09-28 | 2022-10-06 |  | 000000000060255869 | BHP1 | BHP Spares & Supplies | 200000 | Mining Machinery and Accessories | EA | MAN2 | MOTOR,STATER,MANUAL,DZS12-M80_56-80A | MOTOR,STATER,MANUAL,DZS12-M80_56-80A |  |  |  | https://mapleleafelectrical.co.za/products/manual-motor-starters?variant=40670443503753 | https://www.l-osales.co.za/download-catalogue/switchgear-control-gear/mce-switchgear-control-gear-s1.pdf |  | DZS12-M80 - 56-80A | [11 empty] | Enriched | STARTER | AUTOMOTIVE | TYPE | MANUAL MOTOR | POWER RATING | 37 KW | VOLTAGE RATING |  | CURRENT RATING | 56-80 A | TORQUE |  | TERMINAL TYPE |  | DISPLACEMENT |  | TEMPERATURE RATING |  | MATERIAL |  | HAZARD CLASS |  | CERTIFICATION/STANDARD |  | ADDITIONAL FEATURES EN | MOUNTING TYPE:DIN | ADDITIONAL FEATURES ES |  | ADDITIONAL FEATURES FR | [33 empty] | Production Completed
000000000060253671 | STP-004 | DATA ENRICHMENT | MUF | NGB | kk | 2022-09-28 | 2022-10-06 |  | 000000000060253671 | BHP1 | BHP Spares & Supplies | 200000 | Mining Machinery and Accessories | EA | MAN2 | MOTOR,SUBMERSIBLE,4INCH,5.5KW,380V,20B | MOTOR, SUBMERSIBLE, 4INCH, 5.5KW, 380V, 20B |  |  |  | URL Not Found | [14 empty] | Cleansed | MOTOR | AC | TYPE | SUBMERSIBLE | FRAME SIZE | 20B | POWER RATING | 5.5 KW | VOLTAGE RATING | 380 VAC | CURRENT RATING |  | NUMBER OF POLES |  | SPEED RATING |  | FREQUENCY RATING |  | NUMBER OF PHASE |  | CONSTRUCTION MATERIAL |  | DEGREE OF PROTECTION |  | ENCLOSURE |  | MOUNTING TYPE |  | SERVICE FACTOR |  | INSULATION CLASS |  | DUTY CYCLE |  | AMBIENT TEMPERATURE |  | HAZARD CLASS |  | CERTIFICATION/STANDARD |  | ADDITIONAL FEATURES EN | SIZE:4 IN | ADDITIONAL FEATURES ES |  | ADDITIONAL FEATURES FR | [17 empty] | Production Completed
000000000060239316 | STP-004 | DATA ENRICHMENT | MUF | NGB | kk | 2022-09-28 | 2022-10-06 |  | 000000000060239316 | BHP1 | BHP Spares & Supplies | 261016 | Motors | EA | MAN2 | MOTOR,T/DK/SCREEN P/N:SDS1220/2745,380V | VIBRATOR MOTOR FOR SINGLE DECK SCREEN CV26 PART NO SDS1220/2745 TAS, CRUSHER PLANT FOOT MOUNTED MOTOR ALL EQUIPMENT IS 380V TAKES 2 MOTORS | VWE4300/15, 380V |  |  | URL Not Found |  |  | VWE4300/15, 380V | [5 empty] | SDS1220/2745 TAS CV26 SINGLE DECK SCREEN,CRUSHER PLANT | [5 empty] | Cleansed | MOTOR | NO MODIFIER | TYPE | VIBRATOR | POWER RATING |  | SPEED RATING |  | CONSTRUCTION MATERIAL |  | ENCLOSURE |  | MOUNTING TYPE | FOOT | SERVICE FACTOR |  | HAZARD CLASS |  | CERTIFICATION/STANDARD |  | ADDITIONAL FEATURES EN | VOLTAGE RATING:380 V | ADDITIONAL FEATURES ES |  | ADDITIONAL FEATURES FR | [37 empty] | Production Completed
000000000060227550 | STP-004 | DATA ENRICHMENT | MUF | NGB | kk | 2022-09-28 | 2022-10-06 |  | 000000000060227550 | BHP1 | BHP Spares & Supplies | 261016 | Motors | EA | MAN2 | MOTOR,VBRATOR 1.75KW,525VOLT,2POLE | MOTOR, VIBRATOR 1.75KW, 525VOLT, 2POLE |  |  |  | URL Not Found | [14 empty] | Cleansed | MOTOR | NO MODIFIER | TYPE | VIBRATOR | POWER RATING | 1.75 KW | SPEED RATING |  | CONSTRUCTION MATERIAL |  | ENCLOSURE |  | MOUNTING TYPE |  | SERVICE FACTOR |  | HAZARD CLASS |  | CERTIFICATION/STANDARD |  | ADDITIONAL FEATURES EN | VOLTAGE RATING:525 V,NUMBER OF POLE:2 | ADDITIONAL FEATURES ES |  | ADDITIONAL FEATURES FR | [37 empty] | Production Completed
000000000060218792 | STP-004 | DATA ENRICHMENT | MUF | NGB | kk | 2022-09-28 | 2022-10-06 |  | 000000000060218792 | BHP1 | BHP Spares & Supplies | 391200 | Electrical equipment and components and supplies | EA | MAN2 | MOTOR,VIBRATING SCREEN,URAS,MODEL 135-8 | URAS VIBRATING SCREEN MOTOR, MODEL KEE 135-8 MAX, VIBRATING FORCE, 13500KG, MAX POWER 9KW, FULL LOAD CURRENT AT 50HZ IS 39AMPS, IP RATING, IP 55, SSI 11838, F45 Osborn screen | KEE 135-8 |  |  | https://www.uras-techno.co.jp/en/products/vibrators/standard_uras_vibrator/ | https://www.uras-techno.co.jp/pdf/catalog/en/uras_vibrator_en.pdf | URAS TECHNO | KEE-135-8 | [11 empty] | Enriched | VIBRATOR | NO MODIFIER | TYPE | STANDARD | POWER RATING | 9 KW | SPEED RATING |  | CAPACITY | 135 KN | VIBRATING AMPLITUDE |  | VOLTAGE RATING |  | CURRENT RATING | 39 A | FREQUENCY RATING | 50 HZ | MATERIAL |  | SIZE |  | HAZARD CLASS |  | CERTIFICATION/STANDARD | CSA,CE | ADDITIONAL FEATURES EN | ENCLOSURE RATING:IP55,NUMBER OF PHASE:3 | ADDITIONAL FEATURES ES |  | ADDITIONAL FEATURES FR | [31 empty] | Production Completed
000000000060229131 | STP-004 | DATA ENRICHMENT | MUF | NGB | kk | 2022-09-28 | 2022-10-06 |  | 000000000060229131 | BHP1 | BHP Spares & Supplies | 261016 | Motors | EA | MAN2 | MOTOR,VIBRATING,FEEDER,KVT10011- 400VOLT | MOTOR, VIBRATING, FEEDER, KVT10011- 400VOLT, K9080 |  |  |  | URL Not Found |  |  | K9080 |  |  | KVT10011 |  |  | FEEDER | [5 empty] | Cleansed | MOTOR | NO MODIFIER | TYPE | VIBRATING | POWER RATING |  | SPEED RATING |  | CONSTRUCTION MATERIAL |  | ENCLOSURE |  | MOUNTING TYPE |  | SERVICE FACTOR |  | HAZARD CLASS |  | CERTIFICATION/STANDARD |  | ADDITIONAL FEATURES EN | VOLTAGE RATING:400 V | ADDITIONAL FEATURES ES |  | ADDITIONAL FEATURES FR | [37 empty] | Production Completed
000000000060241866 | STP-004 | DATA ENRICHMENT | MUF | NGB | kk | 2022-09-28 | 2022-10-06 |  | 000000000060241866 | BHP1 | BHP Spares & Supplies | 261016 | Motors | EA | MAN2 | MOTOR,VIBRATING,ITALVIBRAS, | MOTOR,VIBRATING,ITALVIBRAS,MVSI 15/3810-S02,525 V, ?2,2KW, 1500 RPM, VIBRATING MOTOR, 37,7KN, NEW STOCK AS PER ESSI: 1637, MVSI 15/3810-S02-ITALVIBRAS |  |  |  | http://www.italvibras.it/user/upload_inc_inglese_new/MVSI_4p.pdf |  | ITALVIBRAS | MVSI 15/3810-S02 | [11 empty] | Cleansed | MOTOR | AC | TYPE | VIBRATING | FRAME SIZE |  | POWER RATING | 2.2/2.5 KW | VOLTAGE RATING | 525 VAC | CURRENT RATING | 3.9 A | NUMBER OF POLES | 4 | SPEED RATING | 1500/1800 RPM | FREQUENCY RATING | 50/60 HZ | NUMBER OF PHASE | 3 | CONSTRUCTION MATERIAL |  | DEGREE OF PROTECTION |  | ENCLOSURE |  | MOUNTING TYPE |  | SERVICE FACTOR |  | INSULATION CLASS |  | DUTY CYCLE |  | AMBIENT TEMPERATURE |  | HAZARD CLASS |  | CERTIFICATION/STANDARD | CSE,CE,IECEX | ADDITIONAL FEATURES EN | DIMENSION:WD 310 X LG 584 X HT 321 MM,CENTRIFUGAL FORCE:37.7 KN,NEW STOCK AS PER ESSI:1637 | ADDITIONAL FEATURES ES |  | ADDITIONAL FEATURES FR | [17 empty] | Production Completed
000000000060244321 | STP-004 | DATA ENRICHMENT | MUF | NGB | kk | 2022-09-28 | 2022-10-06 | PN Updated | 000000000060244321 | BHP1 | BHP Spares & Supplies | 261016 | Motors | EA | MAN2 | MOTOR,VIBRATING,KEEH170-8,525V | MOTOR, VIBRATING, KEEH170-8, 525V | KEEH-170-8-525V |  |  | https://www.uras-techno.co.jp/en/products/vibrators/standard_uras_vibrator/ | https://www.uras-techno.co.jp/pdf/catalog/en/uras_vibrator_en.pdf | URAS TECHNO | KEEH-170-8 | [11 empty] | Enriched | VIBRATOR | NO MODIFIER | TYPE | STANDARD | POWER RATING |  | SPEED RATING |  | CAPACITY | 170 KN | VIBRATING AMPLITUDE |  | VOLTAGE RATING | 525 VAC | CURRENT RATING |  | FREQUENCY RATING |  | MATERIAL |  | SIZE |  | HAZARD CLASS |  | CERTIFICATION/STANDARD | CSA,CE | ADDITIONAL FEATURES EN | MOUNTING:HORIZONTAL,NUMBER OF PHASE:3 | ADDITIONAL FEATURES ES |  | ADDITIONAL FEATURES FR | [31 empty] | Production Completed
000000000060247935 | STP-004 | DATA ENRICHMENT | MUF | NGB | kk | 2022-09-28 | 2022-10-06 |  | 000000000060247935 | BHP1 | BHP Spares & Supplies | 261016 | Motors | EA | MAN2 | MOTOR,VIBRATING,NETTER,NEG50300 | MOTOR,VIBRATING,NETTER VIBRATION,NEG50300,525V,0.46A,0.26kW,3000RPM, NEW STOCK AS PER ESSI: 2362 |  |  |  | https://www.conrad.com/p/netter-vibration-neg-50300-electric-vibrator-230-v400-v-3000-umin-2972-n-026-kw-582185 |  | NETTER VIBRATION | NEG50300 | [11 empty] | Enriched | VIBRATOR | NO MODIFIER | TYPE | ELECTRIC | POWER RATING | 0.26 KW | SPEED RATING | 3000 RPM | CAPACITY |  | VIBRATING AMPLITUDE |  | VOLTAGE RATING | 525 V | CURRENT RATING | 0.46 A | FREQUENCY RATING |  | MATERIAL |  | SIZE | WD 165 X LG 247 X HT 172.5 MM | HAZARD CLASS |  | CERTIFICATION/STANDARD |  | ADDITIONAL FEATURES EN | NEW STOCK AS PER ESSI:2362 | ADDITIONAL FEATURES ES |  | ADDITIONAL FEATURES FR | [31 empty] | Production Completed
000000000060177774 | STP-004 | DATA ENRICHMENT | MUF | NGB | kk | 2022-09-28 | 2022-10-06 |  | 000000000060177774 | BHP1 | BHP Spares & Supplies | 261016 | Motors | EA | MAN2 | MOTOR,VIBRATION,380 VOLT,MODEL VV60B/ | MOTOR, VIBRATION, 380 VOLT, MODEL VV60B/6, VENANZETTI |  |  |  | https://indonesia.impexron.com/amp/v6007vv60b6-Indonesia_Sales_Price-Venanzetti-0-155186 | http://www.vipro.co.za/files/venanzetti-motor_catalogue.pdf | VENANZETTI VIBRAZIONI MILANO |  | VV60B/6 | [10 empty] | Enriched | MOTOR | AC | TYPE | VIBRATION | FRAME SIZE |  | POWER RATING |  | VOLTAGE RATING | 400 VAC | CURRENT RATING |  | NUMBER OF POLES | 6 | SPEED RATING | 1000/1200 RPM | FREQUENCY RATING | 50 HZ | NUMBER OF PHASE | 3 | CONSTRUCTION MATERIAL |  | DEGREE OF PROTECTION |  | ENCLOSURE |  | MOUNTING TYPE |  | SERVICE FACTOR |  | INSULATION CLASS |  | DUTY CYCLE |  | AMBIENT TEMPERATURE |  | HAZARD CLASS |  | CERTIFICATION/STANDARD | CSA,ATEX CESI | ADDITIONAL FEATURES EN |  | ADDITIONAL FEATURES ES |  | ADDITIONAL FEATURES FR | [17 empty] | Production Completed
000000000060228157 | STP-004 | DATA ENRICHMENT | MUF | NGB | kk | 2022-09-28 | 2022-10-06 |  | 000000000060228157 | BHP1 | BHP Spares & Supplies | 251739 | Electrical components | EA | MAN2 | MOTOR,VIBRATOR 13KW,525VOLT,2POLE,1000RP | MOTOR,VIBRATOR,13KW,525VOLT,2POLE,1000RPM |  |  |  | URL Not Found | [14 empty] | Cleansed | MOTOR | NO MODIFIER | TYPE | VIBRATOR | POWER RATING | 13 KW | SPEED RATING | 1000 RPM | CONSTRUCTION MATERIAL |  | ENCLOSURE |  | MOUNTING TYPE |  | SERVICE FACTOR |  | HAZARD CLASS |  | CERTIFICATION/STANDARD |  | ADDITIONAL FEATURES EN | VOLTAGE RATING:525 V,NUMBER OF POLE:2 | ADDITIONAL FEATURES ES |  | ADDITIONAL FEATURES FR | [37 empty] | Production Completed
000000000060228151 | STP-004 | DATA ENRICHMENT | MUF | NGB | kk | 2022-09-28 | 2022-10-06 |  | 000000000060228151 | BHP1 | BHP Spares & Supplies | 251739 | Electrical components | EA | MAN2 | MOTOR,VIBRATOR 3.3KW,525VOLT,994RPM | MOTOR,VIBRATOR,3.3KW,525VOLT,994RPM |  |  |  | URL Not Found | [14 empty] | Cleansed | MOTOR | NO MODIFIER | TYPE | VIBRATOR | POWER RATING | 3.3 KW | SPEED RATING | 994 RPM | CONSTRUCTION MATERIAL |  | ENCLOSURE |  | MOUNTING TYPE |  | SERVICE FACTOR |  | HAZARD CLASS |  | CERTIFICATION/STANDARD |  | ADDITIONAL FEATURES EN | VOLTAGE RATING:525 V | ADDITIONAL FEATURES ES |  | ADDITIONAL FEATURES FR | [37 empty] | Production Completed
000000000060228152 | STP-004 | DATA ENRICHMENT | MUF | NGB | kk | 2022-09-28 | 2022-10-06 |  | 000000000060228152 | BHP1 | BHP Spares & Supplies | 251739 | Electrical components | EA | MAN2 | MOTOR,VIBRATOR 4KW,525VOLT,2POLE,970RPM | MOTOR,VIBRATOR,4KW,525VOLT,2POLE,970RPM |  |  |  | URL Not Found | [14 empty] | Cleansed | MOTOR | NO MODIFIER | TYPE | VIBRATOR | POWER RATING | 4 KW | SPEED RATING | 970 RPM | CONSTRUCTION MATERIAL |  | ENCLOSURE |  | MOUNTING TYPE |  | SERVICE FACTOR |  | HAZARD CLASS |  | CERTIFICATION/STANDARD |  | ADDITIONAL FEATURES EN | VOLTAGE RATING:525 V,NUMBER OF POLE:2 | ADDITIONAL FEATURES ES |  | ADDITIONAL FEATURES FR | [37 empty] | Production Completed
000000000060228153 | STP-004 | DATA ENRICHMENT | MUF | NGB | kk | 2022-09-28 | 2022-10-06 |  | 000000000060228153 | BHP1 | BHP Spares & Supplies | 251739 | Electrical components | EA | MAN2 | MOTOR,VIBRATOR 5.3KW,525VOLT,2POLE,1000R | MOTOR,VIBRATOR,5.3KW,525VOLT,2POLE,1000RPM |  |  |  | URL Not Found | [14 empty] | Cleansed | MOTOR | NO MODIFIER | TYPE | VIBRATOR | POWER RATING | 5.3 KW | SPEED RATING | 1000 RPM | CONSTRUCTION MATERIAL |  | ENCLOSURE |  | MOUNTING TYPE |  | SERVICE FACTOR |  | HAZARD CLASS |  | CERTIFICATION/STANDARD |  | ADDITIONAL FEATURES EN | VOLTAGE RATING:525 V,NUMBER OF POLE:2 | ADDITIONAL FEATURES ES |  | ADDITIONAL FEATURES FR | [37 empty] | Production Completed
000000000060228154 | STP-004 | DATA ENRICHMENT | MUF | NGB | kk | 2022-09-28 | 2022-10-06 |  | 000000000060228154 | BHP1 | BHP Spares & Supplies | 251739 | Electrical components | EA | MAN2 | MOTOR,VIBRATOR 7KW,525VOLT,2POLE,1000RPM | MOTOR,VIBRATOR,7KW,525VOLT,2POLE,1000RPM |  |  |  | URL Not Found | [14 empty] | Cleansed | MOTOR | NO MODIFIER | TYPE | VIBRATOR | POWER RATING | 7 KW | SPEED RATING | 1000 RPM | CONSTRUCTION MATERIAL |  | ENCLOSURE |  | MOUNTING TYPE |  | SERVICE FACTOR |  | HAZARD CLASS |  | CERTIFICATION/STANDARD |  | ADDITIONAL FEATURES EN | VOLTAGE RATING:525 V,NUMBER OF POLE:2 | ADDITIONAL FEATURES ES |  | ADDITIONAL FEATURES FR | [37 empty] | Production Completed
000000000060238109 | STP-004 | DATA ENRICHMENT | MUF | NGB | kk | 2022-09-28 | 2022-10-06 |  | 000000000060238109 | BHP1 | BHP Spares & Supplies | 261016 | Motors | EA | MAN2 | MOTOR,VIBRATOR,10.1KW,960RPM,525V | MOTOR VIBRATOR, 10.1KW 6POLE 960RPM 525V |  |  |  | URL Not Found | [14 empty] | Cleansed | MOTOR | NO MODIFIER | TYPE | VIBRATOR | POWER RATING | 10.1 KW | SPEED RATING | 960 RPM | CONSTRUCTION MATERIAL |  | ENCLOSURE |  | MOUNTING TYPE |  | SERVICE FACTOR |  | HAZARD CLASS |  | CERTIFICATION/STANDARD |  | ADDITIONAL FEATURES EN | VOLTAGE RATING:525 V | ADDITIONAL FEATURES ES |  | ADDITIONAL FEATURES FR | [37 empty] | Production Completed
000000000060248237 | STP-004 | DATA ENRICHMENT | MUF | NGB | kk | 2022-09-28 | 2022-10-06 |  | 000000000060248237 | BHP1 | BHP Spares & Supplies | 391200 | Electrical equipment and components and supplies | EA | MAN2 | MOTOR,VIBRATOR,9.8KW,6 POLE,525V,SP | MOTOR,VIBRATOR, 9.8KW, 6 POLE, 525V, SPV114.OC-01 |  |  |  | URL Not Found |  |  | SPV114.OC-01 | [11 empty] | Cleansed | MOTOR | NO MODIFIER | TYPE | VIBRATOR | POWER RATING | 9.8 KW | SPEED RATING |  | CONSTRUCTION MATERIAL |  | ENCLOSURE |  | MOUNTING TYPE |  | SERVICE FACTOR |  | HAZARD CLASS |  | CERTIFICATION/STANDARD |  | ADDITIONAL FEATURES EN | VOLTAGE RATING:525 V,NUMBER OF POLE:6 | ADDITIONAL FEATURES ES |  | ADDITIONAL FEATURES FR | [37 empty] | Production Completed
000000000060242165 | STP-004 | DATA ENRICHMENT | MUF | NGB | kk | 2022-09-28 | 2022-10-06 | PN Updated | 000000000060242165 | BHP1 | BHP Spares & Supplies | 261016 | Motors | EA | MAN2 | MOTOR,VIBRATOR,9KW,525V,6P | MOTOR VIBRATOR URAS, 9KW 525V 6POLE, KEEH 165-6, PN KEEH165-525 | KEEH165-525 |  |  | https://www.uras-techno.co.jp/en/products/vibrators/standard_uras_vibrator/ | https://www.uras-techno.co.jp/pdf/catalog/en/uras_vibrator_en.pdf | URAS TECHNO | KEEH-165-6 | [11 empty] | Enriched | VIBRATOR | NO MODIFIER | TYPE | STANDARD | POWER RATING | 9 KW | SPEED RATING |  | CAPACITY | 165 KN | VIBRATING AMPLITUDE |  | VOLTAGE RATING | 525 VAC | CURRENT RATING |  | FREQUENCY RATING |  | MATERIAL |  | SIZE |  | HAZARD CLASS |  | CERTIFICATION/STANDARD | CSA,CE | ADDITIONAL FEATURES EN | MOUNTING:HORIZONTAL,NUMBER OF PHASE:3 | ADDITIONAL FEATURES ES |  | ADDITIONAL FEATURES FR | [31 empty] | Production Completed
000000000060251431 | STP-004 | DATA ENRICHMENT | MUF | NGB | kk | 2022-09-28 | 2022-10-06 |  | 000000000060251431 | BHP1 | BHP Spares & Supplies | 261016 | Motors | EA | MAN2 | MOTOR,VIBRATOR,INVICTA,BLZ,4035403,525 | MOTOR,VIBRATOR,INVICTA,BLZ,4035403,525 |  |  |  | URL Not Found |  | INVICTA | 4035403 | [11 empty] | Cleansed | MOTOR | NO MODIFIER | TYPE |  | POWER RATING |  | SPEED RATING |  | CONSTRUCTION MATERIAL |  | ENCLOSURE |  | MOUNTING TYPE |  | SERVICE FACTOR |  | HAZARD CLASS |  | CERTIFICATION/STANDARD |  | ADDITIONAL FEATURES EN | SERIES:BLZ,VOLTAGE RATING:525 V | ADDITIONAL FEATURES ES |  | ADDITIONAL FEATURES FR | [37 empty] | Production Completed
000000000060251432 | STP-004 | DATA ENRICHMENT | MUF | NGB | kk | 2022-09-28 | 2022-10-06 |  | 000000000060251432 | BHP1 | BHP Spares & Supplies | 261016 | Motors | EA | MAN2 | MOTOR,VIBRATOR,ITALVIBRAS,VIS,15,3810,S0 | MOTOR,VIBRATOR,ITALVIBRAS,VIS,15,3810,S02,525V,2.2KW,1500RPM,CF,37.7KN |  |  |  | http://www.italvibras.it/user/upload_inc_inglese_new/MVSI_4p.pdf |  | ITALVIBRAS | VIS 15/3810-S02 | [11 empty] | Cleansed | MOTOR | AC | TYPE | VIBRATING | FRAME SIZE |  | POWER RATING | 2.2/2.5 KW | VOLTAGE RATING | 525 VAC | CURRENT RATING | 3.9 A | NUMBER OF POLES | 4 | SPEED RATING | 1500/1800 RPM | FREQUENCY RATING | 50/60 HZ | NUMBER OF PHASE | 3 | CONSTRUCTION MATERIAL |  | DEGREE OF PROTECTION |  | ENCLOSURE |  | MOUNTING TYPE |  | SERVICE FACTOR |  | INSULATION CLASS |  | DUTY CYCLE |  | AMBIENT TEMPERATURE |  | HAZARD CLASS |  | CERTIFICATION/STANDARD | CSE,CE,IECEX | ADDITIONAL FEATURES EN | DIMENSION:WD 310 X LG 584 X HT 321 MM,CENTRIFUGAL FORCE:37.7 KN,NEW STOCK AS PER ESSI:1637,CF | ADDITIONAL FEATURES ES |  | ADDITIONAL FEATURES FR | [17 empty] | Production Completed
000000000060223685 | STP-004 | DATA ENRICHMENT | MUF | NGB | kk | 2022-09-28 | 2022-10-06 |  | 000000000060223685 | BHP1 | BHP Spares & Supplies | 391217 | Electrical hardware and supplies | EA | MAN2 | MOTOR,VIBRATOR,MAKE URAS,3KW,940RPM | MOTOR,VIBRATOR, MAKE URAS ,3 KW,940 RPM,525 VOLT,5.4 AMP,IP66,FOOT MOUNT |  |  |  | URL Not Found | [14 empty] | Cleansed | MOTOR | NO MODIFIER | TYPE | VIBRATOR | POWER RATING | 3 KW | SPEED RATING | 940 RPM | CONSTRUCTION MATERIAL |  | ENCLOSURE | IP66 | MOUNTING TYPE | FOOT | SERVICE FACTOR |  | HAZARD CLASS |  | CERTIFICATION/STANDARD |  | ADDITIONAL FEATURES EN | CURRENT RATING:5.4 A,VOLTAGE RATING:525 V,MAKE URAS | ADDITIONAL FEATURES ES |  | ADDITIONAL FEATURES FR | [37 empty] | Production Completed
000000000060223681 | STP-004 | DATA ENRICHMENT | MUF | NGB | kk | 2022-09-28 | 2022-10-06 |  | 000000000060223681 | BHP1 | BHP Spares & Supplies | 391217 | Electrical hardware and supplies | EA | MAN2 | MOTOR,VIBRATOR,MAKE VISAM,TYPE SPX-50 | MOTOR,VIBRATOR,MAKE VISAM,TYPE SPX-50-20.0B,1.3KW,525V,DE-WATERING SCREEN | SPX-50-20.0B |  |  | https://www.filquip.com.au/wp-content/uploads/2018/06/Visam-Electric-Vibrators.pdf |  |  | SPX-50-20.0B | [11 empty] | Enriched | MOTOR | AC | TYPE | VIBRATOR | FRAME SIZE |  | POWER RATING | 2.4 KW | VOLTAGE RATING | 525 VAC | CURRENT RATING | 8.7/5 A | NUMBER OF POLES | 4 | SPEED RATING | 1500/1800 RPM | FREQUENCY RATING | 50 HZ | NUMBER OF PHASE | 3 | CONSTRUCTION MATERIAL |  | DEGREE OF PROTECTION |  | ENCLOSURE |  | MOUNTING TYPE |  | SERVICE FACTOR |  | INSULATION CLASS |  | DUTY CYCLE |  | AMBIENT TEMPERATURE |  | HAZARD CLASS |  | CERTIFICATION/STANDARD |  | ADDITIONAL FEATURES EN | DIMENSION:WD 280 X LG 486 X HT 258 MM,DE-WATERING SCREEN | ADDITIONAL FEATURES ES |  | ADDITIONAL FEATURES FR | [17 empty] | Production Completed
000000000060218533 | STP-004 | DATA ENRICHMENT | MUF | NGB | kk | 2022-09-28 | 2022-10-06 |  | 000000000060218533 | BHP1 | BHP Spares & Supplies | 251739 | Electrical components | EA | MAN2 | MOTOR,VIBRATOR,OLI,MVE3000/1,2.2KW,525V | MOTOR, VIBRATOR, OLI,MVE3000/1, 2.2KW, 525V |  |  |  | https://login.wamgroup.com/contents/rangemve/scheda.asp?unmis=m&fsn=n&codmve=242&codlang=1 | https://www.hydraulic-master.com/electric-oli-vibrator-vibrator-motor-oli-mve-30001.html | OLI | MVE 3000/1 | [11 empty] | Enriched | MOTOR | AC | TYPE | ELECTRIC,VIBRATOR | FRAME SIZE |  | POWER RATING | 2.2 KW | VOLTAGE RATING | 230/400 VAC | CURRENT RATING | 7.83/4.5 A | NUMBER OF POLES | 6 | SPEED RATING | 1000 RPM | FREQUENCY RATING | 50 HZ | NUMBER OF PHASE | 3 | CONSTRUCTION MATERIAL |  | DEGREE OF PROTECTION |  | ENCLOSURE |  | MOUNTING TYPE |  | SERVICE FACTOR |  | INSULATION CLASS |  | DUTY CYCLE |  | AMBIENT TEMPERATURE | -20 TO 40 DEG C | HAZARD CLASS |  | CERTIFICATION/STANDARD | ETL,ATEX | ADDITIONAL FEATURES EN | DIMENSION:WD 302 X LG 702 X HT 318 MM | ADDITIONAL FEATURES ES |  | ADDITIONAL FEATURES FR | [17 empty] | Production Completed
000000000060239304 | STP-004 | DATA ENRICHMENT | MUF | NGB | kk | 2022-09-28 | 2022-10-06 |  | 000000000060239304 | BHP1 | BHP Spares & Supplies | 261016 | Motors | EA | MAN2 | MOTOR,VIBRATOR,PT/N:VWE3000/1,380V | VIBRATOR MOTOR PART NO VWE3000/1, 380V FOR SECONDARY FEEDER FOR, SECONDARY CRUSHER PAN FEEDER PART NO PF900/2300 TAS CRUSHER PLANT FOOT, MOUNTED MOTOR ALL EQUIPMENT IS 380V, TAKES 2 MOTORS | VWE3000/1, 380V |  |  | URL Not Found |  |  | VWE3000/1, 380V | [5 empty] | 380V FOR SECONDARY FEEDER,SECONDARY CRUSHER PAN FEEDER PF900/2300 TAS CRUSHER PLANT | [5 empty] | Cleansed | MOTOR | NO MODIFIER | TYPE | VIBRATOR | POWER RATING |  | SPEED RATING |  | CONSTRUCTION MATERIAL |  | ENCLOSURE |  | MOUNTING TYPE | FOOT | SERVICE FACTOR |  | HAZARD CLASS |  | CERTIFICATION/STANDARD |  | ADDITIONAL FEATURES EN | VOLTAGE RATING:380 V | ADDITIONAL FEATURES ES |  | ADDITIONAL FEATURES FR | [37 empty] | Production Completed
000000000060239298 | STP-004 | DATA ENRICHMENT | MUF | NGB | kk | 2022-09-28 | 2022-10-06 |  | 000000000060239298 | BHP1 | BHP Spares & Supplies | 261016 | Motors | EA | MAN2 | MOTOR,VIBRATOR,PT/NO:VWE5200/1,380V | VIBRATOR MOTOR PART NO VWE5200/1, 380V FOR PRIMARY CRUSHER GRIZZLY, FEEDER PART NO SGF950/2260 THE GRIZZLY FEEDER HAS GOT TWO MOTORS ALL, EQUIPMENT IS 380V TAS CRUSHER PLANT FOOT MOUNTED MOTOR | VWE5200/1, 380V |  |  | URL Not Found |  |  | VWE5200/1, 380V | [5 empty] | PRIMARY CRUSHER GRIZZLY,SGF950/2260 THE GRIZZLY FEEDER HAS GOT TWO MOTORS ALL,EQUIPMENT IS 380 V TAS CRUSHER PLANT | [5 empty] | Cleansed | MOTOR | NO MODIFIER | TYPE | VIBRATOR | POWER RATING |  | SPEED RATING |  | CONSTRUCTION MATERIAL |  | ENCLOSURE |  | MOUNTING TYPE | FOOT | SERVICE FACTOR |  | HAZARD CLASS |  | CERTIFICATION/STANDARD |  | ADDITIONAL FEATURES EN | VOLTAGE RATING:380 V | ADDITIONAL FEATURES ES |  | ADDITIONAL FEATURES FR | [37 empty] | Production Completed
000000000060239309 | STP-004 | DATA ENRICHMENT | MUF | NGB | kk | 2022-09-28 | 2022-10-06 |  | 000000000060239309 | BHP1 | BHP Spares & Supplies | 261016 | Motors | EA | MAN2 | MOTOR,VIBRATOR,T DK SCRN PN:TDS1220/3355 | VIBRATOR MOTOR FOR TRIPLE DECK SCREEN PART NO TDS1220/3355 TAS CRUSHER PLANT FOOT MOUNTED MOTOR ALL EQUIPMENT IS 380V TAKES 2 MOTORS | VWE8000/1, 380V |  |  | URL Not Found |  |  | VWE8000/1, 380V | [5 empty] | TRIPLE DECK SCREEN,TDS1220/3355 TAS CRUSHER PLANT | [5 empty] | Cleansed | MOTOR | NO MODIFIER | TYPE | VIBRATOR | POWER RATING |  | SPEED RATING |  | CONSTRUCTION MATERIAL |  | ENCLOSURE |  | MOUNTING TYPE | FOOT | SERVICE FACTOR |  | HAZARD CLASS |  | CERTIFICATION/STANDARD |  | ADDITIONAL FEATURES EN | VOLTAGE RATING:380 V | ADDITIONAL FEATURES ES |  | ADDITIONAL FEATURES FR | [37 empty] | Production Completed
000000000060227565 | STP-004 | DATA ENRICHMENT | MUF | NGB | kk | 2022-09-28 | 2022-10-06 |  | 000000000060227565 | BHP1 | BHP Spares & Supplies | 261016 | Motors | EA | MAN2 | MOTOR,WNCH, 37KW,525VOLT,1460RPM | MOTOR, WINCH, 37KW, 525VOLT, 1460RPM, FLANGE MOUNTED |  |  |  | URL Not Found | [14 empty] | Cleansed | MOTOR | NO MODIFIER | TYPE | WINCH | POWER RATING | 37 KW | SPEED RATING | 1460 RPM | CONSTRUCTION MATERIAL |  | ENCLOSURE |  | MOUNTING TYPE | FLANGE | SERVICE FACTOR |  | HAZARD CLASS |  | CERTIFICATION/STANDARD |  | ADDITIONAL FEATURES EN | VOLTAGE RATING:525 V | ADDITIONAL FEATURES ES |  | ADDITIONAL FEATURES FR | [37 empty] | Production Completed
000000000060227567 | STP-004 | DATA ENRICHMENT | MUF | NGB | kk | 2022-09-28 | 2022-10-06 |  | 000000000060227567 | BHP1 | BHP Spares & Supplies | 261016 | Motors | EA | MAN2 | MOTOR,WNCH, 55KW,525VOLT,960RPM | MOTOR, WINCH, 55KW, 525VOLT, 960RPM, FLANGE MOUNTED |  |  |  | URL Not Found | [14 empty] | Cleansed | MOTOR | NO MODIFIER | TYPE | WINCH | POWER RATING | 55 KW | SPEED RATING | 960 RPM | CONSTRUCTION MATERIAL |  | ENCLOSURE |  | MOUNTING TYPE | FLANGE | SERVICE FACTOR |  | HAZARD CLASS |  | CERTIFICATION/STANDARD |  | ADDITIONAL FEATURES EN | VOLTAGE RATING:525 V | ADDITIONAL FEATURES ES |  | ADDITIONAL FEATURES FR | [37 empty] | Production Completed
000000000060254065 | STP-004 | DATA ENRICHMENT | MUF | NGB | kk | 2022-09-28 | 2022-10-03 | Based On Description | 000000000060254065 | BHP1 | BHP Spares & Supplies | 261016 | Motors | EA | MAN2 | MOTOR,WOUND-SUB-525V,11KW | MOTOR,WOUND-SUB-525V,11KW,ELSUB,6,PVC |  |  |  | https://www.elsumo.co/wp-content/uploads/2021/04/Elsumo-Elsub-6-PVC-Wound-Economic-Motor_v2.pdf | https://www.elsumo.co/wp-content/uploads/2021/02/Elsumo-Product-Overview.pdf | ELSUMO | [12 empty] | Enriched | MOTOR | AC | TYPE | WOUND,SUBMERSIBLE | FRAME SIZE |  | POWER RATING | 11 KW | VOLTAGE RATING | 525 VAC | CURRENT RATING |  | NUMBER OF POLES | 2 | SPEED RATING |  | FREQUENCY RATING | 50 HZ | NUMBER OF PHASE |  | CONSTRUCTION MATERIAL | STAINLESS STEEL 304 | DEGREE OF PROTECTION | IP68 | ENCLOSURE |  | MOUNTING TYPE |  | SERVICE FACTOR |  | INSULATION CLASS | F | DUTY CYCLE |  | AMBIENT TEMPERATURE |  | HAZARD CLASS |  | CERTIFICATION/STANDARD |  | ADDITIONAL FEATURES EN | BRAND:ELSUB,SIZE:6 IN,INSULATION MATERIAL:PVC | ADDITIONAL FEATURES ES |  | ADDITIONAL FEATURES FR | [17 empty] | Production Completed
000000000060254066 | STP-004 | DATA ENRICHMENT | MUF | NGB | kk | 2022-09-28 | 2022-10-03 | Based On Description | 000000000060254066 | BHP1 | BHP Spares & Supplies | 261016 | Motors | EA | MAN2 | MOTOR,WOUND-SUB-525V,15KW | MOTOR,WOUND-SUB-525V,15KW,ELSUB,6,PVC |  |  |  | https://www.elsumo.co/wp-content/uploads/2021/04/Elsumo-Elsub-6-PVC-Wound-Economic-Motor_v2.pdf | https://www.elsumo.co/wp-content/uploads/2021/02/Elsumo-Product-Overview.pdf | ELSUMO | [12 empty] | Enriched | MOTOR | AC | TYPE | WOUND,SUBMERSIBLE | FRAME SIZE |  | POWER RATING | 15KW | VOLTAGE RATING | 525 VAC | CURRENT RATING |  | NUMBER OF POLES | 2 | SPEED RATING |  | FREQUENCY RATING | 50 HZ | NUMBER OF PHASE |  | CONSTRUCTION MATERIAL | STAINLESS STEEL 304 | DEGREE OF PROTECTION | IP68 | ENCLOSURE |  | MOUNTING TYPE |  | SERVICE FACTOR |  | INSULATION CLASS | F | DUTY CYCLE |  | AMBIENT TEMPERATURE |  | HAZARD CLASS |  | CERTIFICATION/STANDARD |  | ADDITIONAL FEATURES EN | BRAND:ELSUB,SIZE:6 IN,INSULATION MATERIAL:PVC | ADDITIONAL FEATURES ES |  | ADDITIONAL FEATURES FR | [17 empty] | Production Completed
000000000060254067 | STP-004 | DATA ENRICHMENT | MUF | NGB | kk | 2022-09-28 | 2022-10-03 | Based On Description | 000000000060254067 | BHP1 | BHP Spares & Supplies | 261016 | Motors | EA | MAN2 | MOTOR,WOUND-SUB-525V,18.5KW | MOTOR,WOUND-SUB-525V,18.5KW,ELSUB,6,PVC |  |  |  | https://www.elsumo.co/wp-content/uploads/2021/04/Elsumo-Elsub-6-PVC-Wound-Economic-Motor_v2.pdf | https://www.elsumo.co/wp-content/uploads/2021/02/Elsumo-Product-Overview.pdf | ELSUMO | [12 empty] | Enriched | MOTOR | AC | TYPE | WOUND,SUBMERSIBLE | FRAME SIZE |  | POWER RATING | 18.5 KW | VOLTAGE RATING | 525 VAC | CURRENT RATING |  | NUMBER OF POLES | 2 | SPEED RATING |  | FREQUENCY RATING | 50 HZ | NUMBER OF PHASE |  | CONSTRUCTION MATERIAL | STAINLESS STEEL 304 | DEGREE OF PROTECTION | IP68 | ENCLOSURE |  | MOUNTING TYPE |  | SERVICE FACTOR |  | INSULATION CLASS | F | DUTY CYCLE |  | AMBIENT TEMPERATURE |  | HAZARD CLASS |  | CERTIFICATION/STANDARD |  | ADDITIONAL FEATURES EN | BRAND:ELSUB,SIZE:6 IN,INSULATION MATERIAL:PVC | ADDITIONAL FEATURES ES |  | ADDITIONAL FEATURES FR | [17 empty] | Production Completed
000000000060254068 | STP-004 | DATA ENRICHMENT | MUF | NGB | kk | 2022-09-28 | 2022-10-03 | Based On Description | 000000000060254068 | BHP1 | BHP Spares & Supplies | 261016 | Motors | EA | MAN2 | MOTOR,WOUND-SUB-525V,22KW | MOTOR,WOUND-SUB-525V,22KW,ELSUB,6,PVC |  |  |  | https://www.elsumo.co/wp-content/uploads/2021/04/Elsumo-Elsub-6-PVC-Wound-Economic-Motor_v2.pdf | https://www.elsumo.co/wp-content/uploads/2021/02/Elsumo-Product-Overview.pdf | ELSUMO | [12 empty] | Enriched | MOTOR | AC | TYPE | WOUND,SUBMERSIBLE | FRAME SIZE |  | POWER RATING | 22 KW | VOLTAGE RATING | 525 VAC | CURRENT RATING |  | NUMBER OF POLES | 2 | SPEED RATING |  | FREQUENCY RATING | 50 HZ | NUMBER OF PHASE |  | CONSTRUCTION MATERIAL | STAINLESS STEEL 304 | DEGREE OF PROTECTION | IP68 | ENCLOSURE |  | MOUNTING TYPE |  | SERVICE FACTOR |  | INSULATION CLASS | F | DUTY CYCLE |  | AMBIENT TEMPERATURE |  | HAZARD CLASS |  | CERTIFICATION/STANDARD |  | ADDITIONAL FEATURES EN | BRAND:ELSUB,SIZE:6 IN,INSULATION MATERIAL:PVC | ADDITIONAL FEATURES ES |  | ADDITIONAL FEATURES FR | [17 empty] | Production Completed
000000000060254069 | STP-004 | DATA ENRICHMENT | MUF | NGB | kk | 2022-09-28 | 2022-10-03 | Based On Description | 000000000060254069 | BHP1 | BHP Spares & Supplies | 261016 | Motors | EA | MAN2 | MOTOR,WOUND-SUB-525V,30KW | MOTOR,WOUND-SUB-525V,30KW,ELSUB,6,PVC |  |  |  | https://www.elsumo.co/wp-content/uploads/2021/04/Elsumo-Elsub-6-PVC-Wound-Economic-Motor_v2.pdf | https://www.elsumo.co/wp-content/uploads/2021/02/Elsumo-Product-Overview.pdf | ELSUMO | [12 empty] | Enriched | MOTOR | AC | TYPE | WOUND,SUBMERSIBLE | FRAME SIZE |  | POWER RATING | 30 KW | VOLTAGE RATING | 525 VAC | CURRENT RATING |  | NUMBER OF POLES | 2 | SPEED RATING |  | FREQUENCY RATING | 50 HZ | NUMBER OF PHASE |  | CONSTRUCTION MATERIAL | STAINLESS STEEL 304 | DEGREE OF PROTECTION | IP68 | ENCLOSURE |  | MOUNTING TYPE |  | SERVICE FACTOR |  | INSULATION CLASS | F | DUTY CYCLE |  | AMBIENT TEMPERATURE |  | HAZARD CLASS |  | CERTIFICATION/STANDARD |  | ADDITIONAL FEATURES EN | BRAND:ELSUB,SIZE:6 IN,INSULATION MATERIAL:PVC | ADDITIONAL FEATURES ES |  | ADDITIONAL FEATURES FR | [17 empty] | Production Completed
000000000060254070 | STP-004 | DATA ENRICHMENT | MUF | NGB | kk | 2022-09-28 | 2022-10-03 | Based On Description | 000000000060254070 | BHP1 | BHP Spares & Supplies | 261016 | Motors | EA | MAN2 | MOTOR,WOUND-SUB-525V,37KW | MOTOR,WOUND-SUB-525V,37KW,ELSUB,6,PVC |  |  |  | https://www.elsumo.co/wp-content/uploads/2021/04/Elsumo-Elsub-6-PVC-Wound-Economic-Motor_v2.pdf | https://www.elsumo.co/wp-content/uploads/2021/02/Elsumo-Product-Overview.pdf | ELSUMO | [12 empty] | Enriched | MOTOR | AC | TYPE | WOUND,SUBMERSIBLE | FRAME SIZE |  | POWER RATING | 37 KW | VOLTAGE RATING | 525 VAC | CURRENT RATING |  | NUMBER OF POLES | 2 | SPEED RATING |  | FREQUENCY RATING | 50 HZ | NUMBER OF PHASE |  | CONSTRUCTION MATERIAL | STAINLESS STEEL 304 | DEGREE OF PROTECTION | IP68 | ENCLOSURE |  | MOUNTING TYPE |  | SERVICE FACTOR |  | INSULATION CLASS | F | DUTY CYCLE |  | AMBIENT TEMPERATURE |  | HAZARD CLASS |  | CERTIFICATION/STANDARD |  | ADDITIONAL FEATURES EN | BRAND:ELSUB,SIZE:6 IN,INSULATION MATERIAL:PVC | ADDITIONAL FEATURES ES |  | ADDITIONAL FEATURES FR | [17 empty] | Production Completed
000000000060254063 | STP-004 | DATA ENRICHMENT | MUF | NGB | kk | 2022-09-28 | 2022-10-03 | Based On Description | 000000000060254063 | BHP1 | BHP Spares & Supplies | 261016 | Motors | EA | MAN2 | MOTOR,WOUND-SUB-525V,7.5KW | MOTOR,WOUND-SUB-525V,7.5KW,ELSUB,6,PVC |  |  |  | https://www.elsumo.co/wp-content/uploads/2021/04/Elsumo-Elsub-6-PVC-Wound-Economic-Motor_v2.pdf | https://www.elsumo.co/wp-content/uploads/2021/02/Elsumo-Product-Overview.pdf | ELSUMO | [12 empty] | Enriched | MOTOR | AC | TYPE | WOUND,SUBMERSIBLE | FRAME SIZE |  | POWER RATING | 7.5 KW | VOLTAGE RATING | 525 VAC | CURRENT RATING |  | NUMBER OF POLES | 2 | SPEED RATING |  | FREQUENCY RATING | 50 HZ | NUMBER OF PHASE |  | CONSTRUCTION MATERIAL | STAINLESS STEEL 304 | DEGREE OF PROTECTION | IP68 | ENCLOSURE |  | MOUNTING TYPE |  | SERVICE FACTOR |  | INSULATION CLASS | F | DUTY CYCLE |  | AMBIENT TEMPERATURE |  | HAZARD CLASS |  | CERTIFICATION/STANDARD |  | ADDITIONAL FEATURES EN | BRAND:ELSUB,SIZE:6 IN,INSULATION MATERIAL:PVC | ADDITIONAL FEATURES ES |  | ADDITIONAL FEATURES FR | [17 empty] | Production Completed
000000000060254064 | STP-004 | DATA ENRICHMENT | MUF | NGB | kk | 2022-09-28 | 2022-10-03 | Based On Description | 000000000060254064 | BHP1 | BHP Spares & Supplies | 261016 | Motors | EA | MAN2 | MOTOR,WOUND-SUB-525V,9.2KW | MOTOR,WOUND-SUB-525V,9.2KW,ELSUB,6,PVC |  |  |  | https://www.elsumo.co/wp-content/uploads/2021/04/Elsumo-Elsub-6-PVC-Wound-Economic-Motor_v2.pdf | https://www.elsumo.co/wp-content/uploads/2021/02/Elsumo-Product-Overview.pdf | ELSUMO | [12 empty] | Enriched | MOTOR | AC | TYPE | WOUND,SUBMERSIBLE | FRAME SIZE |  | POWER RATING | 9.2 KW | VOLTAGE RATING | 525 VAC | CURRENT RATING |  | NUMBER OF POLES | 2 | SPEED RATING |  | FREQUENCY RATING | 50 HZ | NUMBER OF PHASE |  | CONSTRUCTION MATERIAL | STAINLESS STEEL 304 | DEGREE OF PROTECTION | IP68 | ENCLOSURE |  | MOUNTING TYPE |  | SERVICE FACTOR |  | INSULATION CLASS | F | DUTY CYCLE |  | AMBIENT TEMPERATURE |  | HAZARD CLASS |  | CERTIFICATION/STANDARD |  | ADDITIONAL FEATURES EN | BRAND:ELSUB,SIZE:6 IN,INSULATION MATERIAL:PVC | ADDITIONAL FEATURES ES |  | ADDITIONAL FEATURES FR | [17 empty] | Production Completed
000000000060254048 | STP-004 | DATA ENRICHMENT | MUF | NGB | kk | 2022-09-28 | 2022-10-03 | Based On Description | 000000000060254048 | BHP1 | BHP Spares & Supplies | 261016 | Motors | EA | MAN2 | MOTOR.ELSUB.CAN-SUB,3KW,525V,S/S.304, | MOTOR,ELSUB.CAN-SUB,3KW,525V,S/S.304,CONST |  |  |  | https://www.elsumo.co/wp-content/uploads/2021/02/Elsumo-Product-Overview.pdf |  | ELSUMO | [12 empty] | Enriched | MOTOR | NO MODIFIER | TYPE | CANNED,SUBMERSIBLE | POWER RATING | 3 KW | SPEED RATING |  | CONSTRUCTION MATERIAL | STAINLESS STEEL 304 | ENCLOSURE |  | MOUNTING TYPE |  | SERVICE FACTOR |  | HAZARD CLASS |  | CERTIFICATION/STANDARD |  | ADDITIONAL FEATURES EN | BRAND:ELSUB,VOLTAGE RATING:525 V | ADDITIONAL FEATURES ES |  | ADDITIONAL FEATURES FR | [37 empty] | Production Completed
000000000060170201 | STP-004 | DATA ENRICHMENT | MUF | NGB | kk | 2022-09-28 | 2022-10-03 |  | 000000000060170201 | BHP1 | BHP Spares & Supplies | 261016 | Motors | EA | MAN2 | MOTOR: 132KW 380VOLT FRAME SIZE 315SM | MOTOR: 132KW 380VOLT FRAME SIZE 315SM |  |  |  | URL Not Found | [14 empty] | Cleansed | MOTOR | AC | TYPE |  | FRAME SIZE | 315SM | POWER RATING | 132 KW | VOLTAGE RATING | 380 VAC | CURRENT RATING |  | NUMBER OF POLES |  | SPEED RATING |  | FREQUENCY RATING |  | NUMBER OF PHASE |  | CONSTRUCTION MATERIAL |  | DEGREE OF PROTECTION |  | ENCLOSURE |  | MOUNTING TYPE |  | SERVICE FACTOR |  | INSULATION CLASS |  | DUTY CYCLE |  | AMBIENT TEMPERATURE |  | HAZARD CLASS |  | CERTIFICATION/STANDARD |  | ADDITIONAL FEATURES EN |  | ADDITIONAL FEATURES ES |  | ADDITIONAL FEATURES FR | [17 empty] | Production Completed
000000000060171608 | STP-004 | DATA ENRICHMENT | MUF | NGB | kk | 2022-09-28 | 2022-10-06 |  | 000000000060171608 | BHP1 | BHP Spares & Supplies | 261016 | Motors | EA | MAN2 | MOTOR: 15KW, 380V, 1400RPM, 4 POLE FLANG | MOTOR: 15KW, 380V, 1400RPM, 4 POLE FLANGE MOUNT |  |  |  | URL Not Found | [14 empty] | Cleansed | MOTOR | NO MODIFIER | TYPE |  | POWER RATING | 15 KW | SPEED RATING | 1400 RPM | CONSTRUCTION MATERIAL |  | ENCLOSURE |  | MOUNTING TYPE | FLANGE | SERVICE FACTOR |  | HAZARD CLASS |  | CERTIFICATION/STANDARD |  | ADDITIONAL FEATURES EN | VOLTAGE RATING:380 V,NUMBER OF POLE:4 | ADDITIONAL FEATURES ES |  | ADDITIONAL FEATURES FR | [37 empty] | Production Completed
000000000060167512 | STP-004 | DATA ENRICHMENT | MUF | NGB | kk | 2022-09-28 | 2022-10-06 |  | 000000000060167512 | BHP1 | BHP Spares & Supplies | 261016 | Motors | EA | MAN2 | MOTOR: ELECTRICAL, VIBRATOR, 1.8KW, 380 | MOTOR: ELECTRICAL, VIBRATOR, 1.8KW, 380 VOLT, 3 PHASE, 4 POLE, TYPE, W53B/4-380V, SSI-FMT00463 |  |  |  | URL Not Found |  |  | W53B/4-380V | [11 empty] | Cleansed | MOTOR | AC | TYPE | ELECTRIC,VIBRATOR | FRAME SIZE |  | POWER RATING | 1.8 KW | VOLTAGE RATING | 380 VAC | CURRENT RATING |  | NUMBER OF POLES | 4 | SPEED RATING |  | FREQUENCY RATING |  | NUMBER OF PHASE | 3 | CONSTRUCTION MATERIAL |  | DEGREE OF PROTECTION |  | ENCLOSURE |  | MOUNTING TYPE |  | SERVICE FACTOR |  | INSULATION CLASS |  | DUTY CYCLE |  | AMBIENT TEMPERATURE |  | HAZARD CLASS |  | CERTIFICATION/STANDARD |  | ADDITIONAL FEATURES EN | SSI-FMT00463 | ADDITIONAL FEATURES ES |  | ADDITIONAL FEATURES FR | [17 empty] | Production Completed
000000000060217891 | STP-004 | DATA ENRICHMENT | MUF | NGB | kk | 2022-09-28 | 2022-10-06 |  | 000000000060217891 | BHP1 | BHP Spares & Supplies | 261016 | Motors | EA | MAN2 | MOTOR: ELECTRICAL, VIBRATOR, JV 276-1750 | MOTOR: ELECTRICAL, VIBRATOR, JV 276-1750, 6KW, 6 POLE, 380V, 3 PHASE, FOOT MOUNTED, PN 77651, JOEST |  |  |  | https://ei.spb.ru/product/125053 |  | JOEST | JV 276-1750 |  |  | 77651 | [8 empty] | Enriched | MOTOR | AC | TYPE | ELECTRIC,VIBRATOR | FRAME SIZE |  | POWER RATING | 6 KW | VOLTAGE RATING | 380-440 VAC | CURRENT RATING |  | NUMBER OF POLES | 6 | SPEED RATING |  | FREQUENCY RATING |  | NUMBER OF PHASE | 3 | CONSTRUCTION MATERIAL |  | DEGREE OF PROTECTION |  | ENCLOSURE |  | MOUNTING TYPE | FOOT | SERVICE FACTOR |  | INSULATION CLASS |  | DUTY CYCLE |  | AMBIENT TEMPERATURE |  | HAZARD CLASS |  | CERTIFICATION/STANDARD |  | ADDITIONAL FEATURES EN |  | ADDITIONAL FEATURES ES |  | ADDITIONAL FEATURES FR | [17 empty] | Production Completed
000000000060169581 | STP-004 | DATA ENRICHMENT | MUF | NGB | kk | 2022-09-28 | 2022-10-06 |  | 000000000060169581 | BHP1 | BHP Spares & Supplies | 261016 | Motors | EA | MAN2 | MOTOR: GRUNDFOSS MS 4000 FOR 17-5 PUMP | MOTOR: GRUNDFOSS MS 4000 FOR 17-5 PUMP 5.5 KW 380V 3 PHASE PART NUMBER: 96437539 |  |  |  | https://pumpswa.com.au/4-submersible-motors-only/grundfos-4-submersible-motors-only/grundfos-4-submersible-motors-three-phase/grundfos-submersible-4-motor-only-3-kw-4-hp-three-phase/ |  | GRUNDFOSS | 96437539 | [5 empty] | 17-5 PUMP | [5 empty] | Enriched | MOTOR | AC | TYPE | SUBMERSIBLE | FRAME SIZE |  | POWER RATING | 3 KW | VOLTAGE RATING | 415 V | CURRENT RATING |  | NUMBER OF POLES |  | SPEED RATING |  | FREQUENCY RATING |  | NUMBER OF PHASE | 3 | CONSTRUCTION MATERIAL |  | DEGREE OF PROTECTION |  | ENCLOSURE |  | MOUNTING TYPE |  | SERVICE FACTOR |  | INSULATION CLASS |  | DUTY CYCLE |  | AMBIENT TEMPERATURE |  | HAZARD CLASS |  | CERTIFICATION/STANDARD |  | ADDITIONAL FEATURES EN | SIZE:4 IN,HP RATING:4 HP,SERIES:MS4000 | ADDITIONAL FEATURES ES |  | ADDITIONAL FEATURES FR | [17 empty] | Production Completed
000000000060171103 | STP-004 | DATA ENRICHMENT | MUF | NGB | kk | 2022-09-28 | 2022-10-06 |  | 000000000060171103 | BHP1 | BHP Spares & Supplies | 261018 | Motor components | EA | MAN2 | MOTOR: VIBRATOR, 1.1kW, 380VOLT, 1460RPM | MOTOR: VIBRATOR, 1.1kW, 380VOLT, 1460RPM |  |  |  | URL Not Found | [14 empty] | Cleansed | MOTOR | NO MODIFIER | TYPE | VIBRATOR | POWER RATING | 1.1 KW | SPEED RATING | 1460 RPM | CONSTRUCTION MATERIAL |  | ENCLOSURE |  | MOUNTING TYPE |  | SERVICE FACTOR |  | HAZARD CLASS |  | CERTIFICATION/STANDARD |  | ADDITIONAL FEATURES EN | VOLTAGE RATING:380 V | ADDITIONAL FEATURES ES |  | ADDITIONAL FEATURES FR | [37 empty] | Production Completed
000000000060168864 | STP-004 | DATA ENRICHMENT | MUF | NGB | kk | 2022-09-28 | 2022-10-06 |  | 000000000060168864 | BHP1 | BHP Spares & Supplies | 201017 | Crushers, breakers and grinders | EA | MAN2 | MOTOR: VIBRATOR, 1.5KW, 1500 RPM, 23/400 | MOTOR: VIBRATOR, 1.5KW, 1500 RPM, 23/400 VOLT, 5.2/3.0 AMP, 3 PHASE, 50, HZ, TYPE VV50B/4, VIPRO |  |  |  | http://www.vipro.co.za/files/venanzetti-motor_catalogue.pdf |  | VENANZETTI VIBRAZIONI MILANO | VV50B/4 |  | VIPRO | [9 empty] | Enriched | MOTOR | AC | TYPE | VIBRATOR | FRAME SIZE |  | POWER RATING | 1.5 KW | VOLTAGE RATING | 23/400 VAC | CURRENT RATING | 5.2/3 A | NUMBER OF POLES | 4 | SPEED RATING | 1500 RPM | FREQUENCY RATING | 50/60 HZ | NUMBER OF PHASE | 3 | CONSTRUCTION MATERIAL |  | DEGREE OF PROTECTION |  | ENCLOSURE |  | MOUNTING TYPE |  | SERVICE FACTOR |  | INSULATION CLASS |  | DUTY CYCLE |  | AMBIENT TEMPERATURE |  | HAZARD CLASS |  | CERTIFICATION/STANDARD | CSA,ATEX CESI | ADDITIONAL FEATURES EN |  | ADDITIONAL FEATURES ES |  | ADDITIONAL FEATURES FR | [17 empty] | Production Completed
000000000060170229 | STP-004 | DATA ENRICHMENT | MUF | NGB | kk | 2022-09-28 | 2022-10-06 |  | 000000000060170229 | BHP1 | BHP Spares & Supplies | 261016 | Motors | EA | MAN2 | MOTOR: WINCH, 37KW, 525V, 1460RPM FLANGE | MOTOR: WINCH, 37KW, 525V, 1460RPM FLANGE MOUNTED |  |  |  | URL Not Found | [14 empty] | Cleansed | MOTOR | NO MODIFIER | TYPE | WINCH | POWER RATING | 37 KW | SPEED RATING | 1460 RPM | CONSTRUCTION MATERIAL |  | ENCLOSURE |  | MOUNTING TYPE | FLANGE | SERVICE FACTOR |  | HAZARD CLASS |  | CERTIFICATION/STANDARD |  | ADDITIONAL FEATURES EN | VOLTAGE RATING:525 V | ADDITIONAL FEATURES ES |  | ADDITIONAL FEATURES FR | [37 empty] | Production Completed
000000000060170240 | STP-004 | DATA ENRICHMENT | MUF | NGB | kk | 2022-09-28 | 2022-10-06 |  | 000000000060170240 | BHP1 | BHP Spares & Supplies | 261016 | Motors | EA | MAN2 | MOTOR: WINCH, 55KW, 525V, 960RPM FLANGE | MOTOR: WINCH, 55KW, 525V, 960RPM FLANGE MOUNTED |  |  |  | URL Not Found | [14 empty] | Cleansed | MOTOR | NO MODIFIER | TYPE | WINCH | POWER RATING | 55 KW | SPEED RATING | 960 RPM | CONSTRUCTION MATERIAL |  | ENCLOSURE |  | MOUNTING TYPE | FLANGE | SERVICE FACTOR |  | HAZARD CLASS |  | CERTIFICATION/STANDARD |  | ADDITIONAL FEATURES EN | VOLTAGE RATING:525 V | ADDITIONAL FEATURES ES |  | ADDITIONAL FEATURES FR | [37 empty] | Production Completed
000000000060145418 | STP-004 | DATA ENRICHMENT | MUF | NGB | kk | 2022-09-28 | 2022-10-03 |  | 000000000060145418 | BHP1 | BHP Spares & Supplies | 261016 | Motors | EA | MAN2 | MOTOR:DIRECT CURRENT, 18.5KW, 80 VOLTS, | MOTOR:DIRECT CURRENT, 18.5KW, 80 VOLTS, AMPS 180, BESSENGER LOCO MOTOR |  |  |  | URL Not Found | [14 empty] | Cleansed | MOTOR | DC | TYPE |  | FRAME SIZE |  | POWER RATING | 18.5 KW | ARMATURE VOLTAGE RATING |  | ARMATURE CURRENT RATING |  | NUMBER OF POLES |  | SPEED RATING |  | TORQUE RATING |  | CONSTRUCTION MATERIAL |  | MOUNTING TYPE |  | ENCLOSURE |  | FIELD VOLTAGE RATING |  | FIELD CURRENT RATING |  | DUTY CYCLE |  | INSULATION CLASS |  | BRAKE DETAILS |  | ROTATION |  | HAZARD CLASS |  | CERTIFICATION/STANDARD |  | ADDITIONAL FEATURES EN | VOLTAGE RATING:80 V,CURRENT RATING:180 A,BESSENGER LOCO MOTOR | ADDITIONAL FEATURES ES |  | ADDITIONAL FEATURES FR | [17 empty] | Production Completed
000000000060222098 | STP-004 | DATA ENRICHMENT | MUF | NGB | kk | 2022-09-28 | 2022-10-06 |  | 000000000060222098 | BHP1 | BHP Spares & Supplies | 200000 | Mining Machinery and Accessories | EA | MAN2 | PNON,MOTOR,SLEW | PINION, MOTOR, SLEW |  |  |  | URL Not Found | [14 empty] | Cleansed | PINION | NO MODIFIER | TYPE | SLEW MOTOR | BORE DIAMETER |  | PITCH DIAMETER |  | MATERIAL |  | NUMBER OF TEETH |  | PRESSURE ANGLE |  | DIAMETRAL PITCH |  | OUTSIDE DIAMETER |  | HUB DIAMETER |  | HUB LENGTH |  | MOUNTING TYPE |  | KEYWAY SIZE |  | HAZARD CLASS |  | CERTIFICATION/STANDARD |  | ADDITIONAL FEATURES EN |  | ADDITIONAL FEATURES ES |  | ADDITIONAL FEATURES FR | [27 empty] | Production Completed
000000000060226157 | STP-004 | DATA ENRICHMENT | MUF | NGB | kk | 2022-09-28 | 2022-10-03 |  | 000000000060226157 | BHP1 | BHP Spares & Supplies | 461516 | Security and control equipment | EA | MAN2 | SPARES TM BOOM TORQUE MOTOR 7.5RPM | TURNSTAR SPARES TM BOOM TORQUE MOTOR 7.5RPM |  |  |  | URL Not Found |  | TURNSTAR | [12 empty] | Cleansed | MOTOR | TORQUE | TYPE |  | FRAME SIZE |  | POWER RATING |  | VOLTAGE RATING |  | CURRENT RATING |  | NUMBER OF POLES |  | SPEED RATING | 7.5 RPM | TORQUE RATING |  | NUMBER OF PHASE |  | DEGREE OF PROTECTION |  | INSULATION CLASS |  | DUTY CYCLE |  | CONSTRUCTION MATERIAL |  | ENCLOSURE |  | SHAFT SIZE |  | HAZARD CLASS |  | CERTIFICATION/STANDARD |  | ADDITIONAL FEATURES EN | TM BOOM | ADDITIONAL FEATURES ES |  | ADDITIONAL FEATURES FR | [21 empty] | Production Completed
000000000060226158 | STP-004 | DATA ENRICHMENT | MUF | NGB | kk | 2022-09-28 | 2022-10-06 |  | 000000000060226158 | BHP1 | BHP Spares & Supplies | 461516 | Security and control equipment | EA | MAN2 | SPARES TM BOOM TORQUE MOTOR ALU LINK ARM | TURNSTAR SPARES TM BOOM TORQUE MOTOR ALU LINK ARM |  |  |  | URL Not Found |  | TURNSTAR | [12 empty] | Cleansed | ARM | NO MODIFIER | TYPE | TORQUE MOTOR LINK | SIZE |  | MATERIAL | ALUMINUM | MATERIAL SPECIFICATION |  | HAZARD CLASS |  | CERTIFICATION/STANDARD |  | ADDITIONAL FEATURES EN | TM BOOM | ADDITIONAL FEATURES ES |  | ADDITIONAL FEATURES FR | [43 empty] | Production Completed
000000000060219727 | STP-004 | DATA ENRICHMENT | MUF | NGB | kk | 2022-09-28 | 2022-10-03 |  | 000000000060219727 | BHP1 | BHP Spares & Supplies | 432116 | Computer accessories | EA | MAN2 | TORQUE MOTOR, TRAFFIC MASTER, EOH | TORQUE MOTOR, TRAFFIC MASTER, EOH |  |  |  | URL Not Found |  | TRAFFIC MASTER | [12 empty] | Cleansed | MOTOR | TORQUE | TYPE |  | FRAME SIZE |  | POWER RATING |  | VOLTAGE RATING |  | CURRENT RATING |  | NUMBER OF POLES |  | SPEED RATING |  | TORQUE RATING |  | NUMBER OF PHASE |  | DEGREE OF PROTECTION |  | INSULATION CLASS |  | DUTY CYCLE |  | CONSTRUCTION MATERIAL |  | ENCLOSURE |  | SHAFT SIZE |  | HAZARD CLASS |  | CERTIFICATION/STANDARD |  | ADDITIONAL FEATURES EN | EOH | ADDITIONAL FEATURES ES |  | ADDITIONAL FEATURES FR | [21 empty] | Production Completed
000000000060234227 | STP-004 | DATA ENRICHMENT | MUF | NGB | kk | 2022-09-28 | 2022-10-03 |  | 000000000060234227 | BHP1 | BHP Spares & Supplies | 251717 | Braking systems and components | EA | MAN2 | TRUSTER BRAKE MOTORTYPE ED80/6 | TRUSTER BRAKE MOTORTYPE ED80/6 |  |  |  | https://www.zybcbrake.com/electro-hydraulic-thruster/electro-hydraulic-brake-motor-ed80-6.html | https://mech-mall.com/product/ed80-6-electro-hydraulic-thruster |  | ED80/6 | [11 empty] | Enriched | MOTOR | BRAKE | TYPE | HYDRAULIC,TRUSTER | FRAME SIZE |  | POWER RATING | 330 W | VOLTAGE RATING | 380-450 V | CURRENT RATING | 1.42 A | SPEED RATING |  | TORQUE RATING |  | BRAKE VOLTAGE |  | CONSTRUCTION MATERIAL |  | MOUNTING TYPE |  | ENCLOSURE |  | BRAKE CURRENT |  | NUMBER OF POLES |  | FREQUENCY RATING | 50 HZ | NUMBER OF PHASE |  | SERVICE FACTOR |  | INSULATION CLASS |  | DUTY CYCLE | S3 | HAZARD CLASS |  | CERTIFICATION/STANDARD |  | ADDITIONAL FEATURES EN | SERIES:ED,STROKE:60 MM,LIFTING FORCE:800 N | ADDITIONAL FEATURES ES |  | ADDITIONAL FEATURES FR | [15 empty] | Production Completed
000000000060223642 | STP-004 | DATA ENRICHMENT | MUF | NGB | kk | 2022-09-28 | 2022-10-03 |  | 000000000060223642 | BHP1 | BHP Spares & Supplies | 261016 | Motors | EA | MAN2 | WEG 37kW 380V 4 Pole B3 IP69 | WEG 37KW 380V 1475RPM IP66 225S\M FRAME SIZE FOOT MOUNT MOTOR |  |  |  | URL Not Found |  | WEG | [12 empty] | Cleansed | MOTOR | AC | TYPE |  | FRAME SIZE | 225SM | POWER RATING | 37 KW | VOLTAGE RATING | 380 VAC | CURRENT RATING |  | NUMBER OF POLES |  | SPEED RATING | 1475 RPM | FREQUENCY RATING |  | NUMBER OF PHASE |  | CONSTRUCTION MATERIAL |  | DEGREE OF PROTECTION | IP66 | ENCLOSURE |  | MOUNTING TYPE | B3 FOOT | SERVICE FACTOR |  | INSULATION CLASS |  | DUTY CYCLE |  | AMBIENT TEMPERATURE |  | HAZARD CLASS |  | CERTIFICATION/STANDARD |  | ADDITIONAL FEATURES EN |  | ADDITIONAL FEATURES ES |  | ADDITIONAL FEATURES FR | [17 empty] | Production Completed