## Sheet1
MATERIAL | Project Code | Activities | Production User | CA Code | Production Comments | Start Date | End Date | Remarks | MATERIAL CODE | MATERIAL TYPE | MATERIAL TYPE DESCRIPTION | MATERIAL GROUP | MATERIAL GROUP DESCRIPTION | UOM | MANUFACTURER PROFILE | SHORT TEXT | LONG TEXT | MANUFACTURER PART NUMBER. | MANUFACTURER. | MANUFACTURER NAME. | Reference URL | Reference URL 1 | Manufacturer Name | Manufacturer Part Number | Model Number | Alternate Manufacturer | Alternate Manufacturer Part Number | Alternate Manufacturer 1 | Alternate Manufacturer Part Number 1 | Equipment Name | Equipment Model | Equipment Manufacturer | Drawing Number | Serial Number | Item Number | Enriched/Cleansed | Noun | Modifier | Attribute Name 1 | Attribute Value 1 | Attribute Name 2 | Attribute Value 2 | Attribute Name 3 | Attribute Value 3 | Attribute Name 4 | Attribute Value 4 | Attribute Name 5 | Attribute Value 5 | Attribute Name 6 | Attribute Value 6 | Attribute Name 7 | Attribute Value 7 | Attribute Name 8 | Attribute Value 8 | Attribute Name 9 | Attribute Value 9 | Attribute Name 10 | Attribute Value 10 | Attribute Name 11 | Attribute Value 11 | Attribute Name 12 | Attribute Value 12 | Attribute Name 13 | Attribute Value 13 | Attribute Name 14 | Attribute Value 14 | Attribute Name 15 | Attribute Value 15 | Attribute Name 16 | Attribute Value 16 | Attribute Name 17 | Attribute Value 17 | Attribute Name 18 | Attribute Value 18 | Attribute Name 19 | Attribute Value 19 | Attribute Name 20 | Attribute Value 20 | Attribute Name 21 | Attribute Value 21 | Attribute Name 22 | Attribute Value 22 | Attribute Name 23 | Attribute Value 23 | Attribute Name 24 | Attribute Value 24 | Attribute Name 25 | Attribute Value 25 | Attribute Name 26 | Attribute Value 26 | Attribute Name 27 | Attribute Value 27 | Attribute Name 28 | Attribute Value 28 | Attribute Name 29 | Attribute Value 29 | Attribute Name 30 | Attribute Value 30 | Status
000000000060174210 - B5 | STP-004 | DATA ENRICHMENT | SMX | SMX5 | OK | 2022-10-10 | 14/10/2022 |  | 000000000060174210 | BHP1 | BHP Spares & Supplies | 221015 | Earth moving machinery | EA | MAN2 | ACCELARAT,DIAPH,CONTROL. SLP6 /7.4/ 4.4 | ACCELARATOR,DIAPHRAGM,CONTROL. GHH SLP6 /7.4/ 4.4 P/NR GH58588-000 | 58588000 | 0019011379 | GHH MINING MACHINES | URL NOT FOUND |  | GHH MINING MACHINES | GH58588-000 | [6 empty] | SLP6/7.4/4.4 | GHH |  |  |  | CLEANSED | ACCELERATOR | NO MODIFIER | TYPE | DIAPHRAGM CONTROL | CONTAINER |  | COLOUR |  | COMPOSITION |  | SPECIFIC GRAVITY |  | DRYING TIME |  | VISCOSITY |  | HAZARD CLASS |  | CERTIFICATION/STANDARD |  | ADDITIONAL FEATURES EN |  | ADDITIONAL FEATURES ES |  | ADDITIONAL FEATURES FR | [37 empty] | Production Completed
000000000060190542 - B5 | STP-004 | DATA ENRICHMENT | SMX | SMX5 | OK | 2022-10-10 | 15/10/2022 |  | 000000000060190542 | BHP1 | BHP Spares & Supplies | 221015 | Earth moving machinery | EA | MAN2 | BUSHING, 566-63-22291, KOM | BUSHING, HM300-1C, ADT, 566-63-22291, KOMATSU | 566-63-22291 | 0019001867 | KOMATSU CORP | https://propelparts.us/new4-566-63-22291-Komatsu-Bushing.html |  | KOMATSU CORP | 566-63-22291 | [5 empty] | ARTICULATED DUMP TRUCK | HM300-1C | KOMATSU |  |  |  | CLEANSED | BUSHING | NO MODIFIER | TYPE |  | SIZE |  | MATERIAL |  | HAZARD CLASS |  | CERTIFICATION/STANDARD |  | ADDITIONAL FEATURES EN |  | ADDITIONAL FEATURES ES |  | ADDITIONAL FEATURES FR | [45 empty] | Production Completed
000000000060167642 - B5 | STP-004 | DATA ENRICHMENT | SMX | SMX5 | OK | 2022-10-10 | 15/10/2022 |  | 000000000060167642 | BHP1 | BHP Spares & Supplies | 221015 | Earth moving machinery | EA | MAN2 | BUSHING, AC RBS1L P/N 3128302548 | BUSHING, AC RBS1L P/N 3128302548 | 3128302548 | 0019008517 | ATLAS COPCO SOUTH AFRICA (PTY) | https://www.umg-parts.com/en/drill-rigs/atlas-copco/3128302548-bushing |  | ATLAS COPCO SOUTH AFRICA (PTY) | 3128302548 | [6 empty] | AC RBS1L | ATLAS COPCO |  |  |  | CLEANSED | BUSHING | NO MODIFIER | TYPE |  | SIZE |  | MATERIAL |  | HAZARD CLASS |  | CERTIFICATION/STANDARD |  | ADDITIONAL FEATURES EN |  | ADDITIONAL FEATURES ES |  | ADDITIONAL FEATURES FR | [45 empty] | Production Completed
000000000060167641 - B5 | STP-004 | DATA ENRICHMENT | SMX | SMX5 | OK | 2022-10-10 | 15/10/2022 |  | 000000000060167641 | BHP1 | BHP Spares & Supplies | 221015 | Earth moving machinery | EA | MAN2 | BUSHING, AC RBS1L P/N 3128302553 | BUSHING, AC RBS1L P/N 3128302553 | 3128302553 | 0019008517 | ATLAS COPCO SOUTH AFRICA (PTY) | https://www.itimatmaden.com/urunler/atlas-copco-52.html |  | ATLAS COPCO SOUTH AFRICA (PTY) | 3128302553 | [6 empty] | AC RBS1L | ATLAS COPCO |  |  |  | ENRICHED | BUSHING | NO MODIFIER | TYPE | HALF | SIZE |  | MATERIAL |  | HAZARD CLASS |  | CERTIFICATION/STANDARD |  | ADDITIONAL FEATURES EN |  | ADDITIONAL FEATURES ES |  | ADDITIONAL FEATURES FR | [45 empty] | Production Completed
000000000060114076 - B5 | STP-004 | DATA ENRICHMENT | SMX | SMX5 | OK | 2022-10-10 | 15/10/2022 |  | 000000000060114076 | BHP1 | BHP Spares & Supplies | 311716 | Bushings | EA | MAN2 | BUSHING, BOTTOM SHELL, MODEL H3000 HYDRO | BUSHING, BOTTOM SHELL, MODEL H3000 HYDROCONE CRUSHER, BATEMAN | BTM83000 | 0019008533 | BATEMAN ENGINEERING | URL NOT FOUND |  | BATEMAN ENGINEERING | BTM83000 | [5 empty] | HYDROCONE CRUSHER | H3000 | BATEMAN |  |  |  | CLEANSED | BUSHING | NO MODIFIER | TYPE | BOTTOM SHELL | SIZE |  | MATERIAL |  | HAZARD CLASS |  | CERTIFICATION/STANDARD |  | ADDITIONAL FEATURES EN |  | ADDITIONAL FEATURES ES |  | ADDITIONAL FEATURES FR | [45 empty] | Production Completed
000000000060121766 - B5 | STP-004 | DATA ENRICHMENT | SMX | SMX5 | OK | 2022-10-10 | 15/10/2022 |  | 000000000060121766 | BHP1 | BHP Spares & Supplies | 311716 | Bushings | ST | MAN2 | BUSHING, BOTTOM, 540MM, TFC DWG 9204 REV | BUSHING, BOTTOM, 540MM, TUBATSE DRG 9204 REV B, STOKER, DANGO |  |  |  | URL NOT FOUND |  | DANGO DIENENTHAL | [9 empty] | 9204 REV B |  |  | CLEANSED | BUSHING | NO MODIFIER | TYPE | BOTTOM | SIZE | 540 MM | MATERIAL |  | HAZARD CLASS |  | CERTIFICATION/STANDARD |  | ADDITIONAL FEATURES EN | TUBATSE,STOKER | ADDITIONAL FEATURES ES |  | ADDITIONAL FEATURES FR | [45 empty] | Production Completed
000000000060114077 - B5 | STP-004 | DATA ENRICHMENT | SMX | SMX5 | OK | 2022-10-10 | 15/10/2022 |  | 000000000060114077 | BHP1 | BHP Spares & Supplies | 311716 | Bushings | EA | MAN2 | BUSHING, ECCENTRIC THROW, 29/32/34/36MM, | BUSHING, ECCENTRIC THROW, 29/32/34/36MM, MODEL H3000 HYDROCONE CRUSHER, BATEMAN | BTM83006 | 0019008533 | BATEMAN ENGINEERING | URL NOT FOUND |  | BATEMAN ENGINEERING | BTM83006 | [5 empty] | HYDROCONE CRUSHER | H3000 | BATEMAN |  |  |  | CLEANSED | BUSHING | NO MODIFIER | TYPE | ECCENTRIC THROW | SIZE | 29 X 32 X 34 X 36 MM | MATERIAL |  | HAZARD CLASS |  | CERTIFICATION/STANDARD |  | ADDITIONAL FEATURES EN |  | ADDITIONAL FEATURES ES |  | ADDITIONAL FEATURES FR | [45 empty] | Production Completed
000000000060222638 - B5 | STP-004 | DATA ENRICHMENT | SMX | SMX5 | OK | 2022-10-10 | 15/10/2022 |  | 000000000060222638 | BHP1 | BHP Spares & Supplies | 241016 | Lifting equipment | EA | MAN2 | BUSHING, HOIST, LEVER, LB90-A, 0.75 TON | BUSHING, HOIST, LEVER, LB90-A, 0.75 TON |  |  |  | URL NOT FOUND | [8 empty] | 0.75 TON LEVER HOIST | LB90-A |  |  |  |  | CLEANSED | BUSHING | NO MODIFIER | TYPE |  | SIZE |  | MATERIAL |  | HAZARD CLASS |  | CERTIFICATION/STANDARD |  | ADDITIONAL FEATURES EN |  | ADDITIONAL FEATURES ES |  | ADDITIONAL FEATURES FR | [45 empty] | Production Completed
000000000060222639 - B5 | STP-004 | DATA ENRICHMENT | SMX | SMX5 | OK | 2022-10-10 | 15/10/2022 |  | 000000000060222639 | BHP1 | BHP Spares & Supplies | 241016 | Lifting equipment | EA | MAN2 | BUSHING, HOIST, LEVER, LB90-A, 1.5 TO 3 | BUSHING, HOIST, LEVER, LB90-A, 1.5 TO 3 TON |  |  |  | URL NOT FOUND | [8 empty] | 1.5-3 TON LEVER HOIST | LB90-A |  |  |  |  | CLEANSED | BUSHING | NO MODIFIER | TYPE |  | SIZE |  | MATERIAL |  | HAZARD CLASS |  | CERTIFICATION/STANDARD |  | ADDITIONAL FEATURES EN |  | ADDITIONAL FEATURES ES |  | ADDITIONAL FEATURES FR | [45 empty] | Production Completed
000000000060121436 - B5 | STP-004 | DATA ENRICHMENT | SMX | SMX5 | OK | 2022-10-10 | 15/10/2022 |  | 000000000060121436 | BHP1 | BHP Spares & Supplies | 311716 | Bushings | EA | MAN2 | BUSHING, IDLER, BRONZE, ITEM 27, MODEL L | BUSHING, IDLER, BRONZE, ITEM 27, MODEL LQ125 PUMP, VIKING | 2-116-008-454-04 | 0019001396 | GEC ALSTHOM LTD | https://www.shoppumps.com/Viking-2-116-008-454-04-Idler-Bushing-ID-004-p/2-116-008-454-04.htm |  | GEC ALSTHOM LTD | 2-116-008-454-04 | [5 empty] | PUMP | LQ125 | VIKING |  |  | 27 | CLEANSED | BUSHING | NO MODIFIER | TYPE | IDLER | SIZE |  | MATERIAL | BRONZE | HAZARD CLASS |  | CERTIFICATION/STANDARD |  | ADDITIONAL FEATURES EN |  | ADDITIONAL FEATURES ES |  | ADDITIONAL FEATURES FR | [45 empty] | Production Completed
000000000060117059 - B5 | STP-004 | DATA ENRICHMENT | SMX | SMX5 | OK | 2022-10-10 | 15/10/2022 |  | 000000000060117059 | BHP1 | BHP Spares & Supplies | 311716 | Bushings | EA | MAN2 | BUSHING, INSULATING, TYPE DM102/82 X 320 | BUSHING, INSULATING, TYPE DM102/82 X 320, ELETRODE ARM ASSEMBLY, FUCHS, POSITION M310-2001, DC ARC FURNACE, CHROME DIRECT REDUCTION, PLANT | 10.03.341 | 0019001360 | FUCHS ELECTRICAL INDUSTRIES PTY LTD | URL NOT FOUND |  | FUCHS ELECTRICAL INDUSTRIES PTY LTD | 10.03.341 | [11 empty] | CLEANSED | BUSHING | ELECTRICAL | TYPE | INSULATING | SIZE |  | VOLTAGE RATING |  | CURRENT RATING |  | MATERIAL |  | BIL RATING |  | COLOUR |  | HAZARD CLASS |  | CERTIFICATION/STANDARD |  | ADDITIONAL FEATURES EN | FOR TYPE DM102/82 X 320, ELETRODE ARM ASSEMBLY,POSITION M310-2001, DC ARC FURNACE,CHROME DIRECT REDUCTION PLANT | ADDITIONAL FEATURES ES |  | ADDITIONAL FEATURES FR | [37 empty] | Production Completed
000000000060097600 - B5 | STP-004 | DATA ENRICHMENT | SMX | SMX5 | OK | 2022-10-10 | 15/10/2022 |  | 000000000060097600 | BHP1 | BHP Spares & Supplies | 311716 | Bushings | EA | MAN2 | BUSHING, INSULATOR, 800A, TYPE GOB250, A | BUSHING, INSULATOR, 800A, TYPE GOB250, ASEA BROWN BOVERI | LF123173-K | 0019000105 | ASEA BROWN BOVERI | https://search.abb.com/library/Download.aspx?DocumentID=1ZSE%202750-102&LanguageCode=en&DocumentPartId=&Action=Launch |  | ASEA BROWN BOVERI | GOB250 |  | ASEA BROWN BOVERI | LF123173-K | [8 empty] | ENRICHED | BUSHING | ELECTRICAL | TYPE | INSULATING,TRANSFORMER | SIZE |  | VOLTAGE RATING |  | CURRENT RATING | 800 A | MATERIAL |  | BIL RATING |  | COLOUR |  | HAZARD CLASS |  | CERTIFICATION/STANDARD |  | ADDITIONAL FEATURES EN |  | ADDITIONAL FEATURES ES |  | ADDITIONAL FEATURES FR | [37 empty] | Production Completed
000000000060121767 - B5 | STP-004 | DATA ENRICHMENT | SMX | SMX5 | OK | 2022-10-10 | 15/10/2022 |  | 000000000060121767 | BHP1 | BHP Spares & Supplies | 311716 | Bushings | ST | MAN2 | BUSHING, TOP, 509MM, TFC DWG 9204 REV B, | BUSHING, TOP, 509MM, TUBATSE DRG 9204 REV B, STOKER, DANGO |  |  |  | URL NOT FOUND |  | DANGO DIENENTHAL | [9 empty] | 9204 REV B |  |  | CLEANSED | BUSHING | NO MODIFIER | TYPE | TOP | SIZE | 509 MM | MATERIAL |  | HAZARD CLASS |  | CERTIFICATION/STANDARD |  | ADDITIONAL FEATURES EN | TUBATSE,STOKER | ADDITIONAL FEATURES ES |  | ADDITIONAL FEATURES FR | [45 empty] | Production Completed
000000000060244342 - B5 | STP-004 | DATA ENRICHMENT | SMX | SMX5 | OK | 2022-10-10 | 15/10/2022 |  | 000000000060244342 | BHP1 | BHP Spares & Supplies | 200000 | Mining Machinery and Accessories | EA | MAN2 | BUSHING,DAMPER,LOWER,K7591-17650 | BUSHING, DAMPER, LOWER, K7591-17650 | K7591-17650 |  |  | https://ku-part.com/kubota/bushing/k759117650/ |  |  | K7591-17650 | [11 empty] | CLEANSED | BUSHING | NO MODIFIER | TYPE | DAMPER LOWER | SIZE |  | MATERIAL |  | HAZARD CLASS |  | CERTIFICATION/STANDARD |  | ADDITIONAL FEATURES EN |  | ADDITIONAL FEATURES ES |  | ADDITIONAL FEATURES FR | [45 empty] | Production Completed
000000000060174038 - B5 | STP-004 | DATA ENRICHMENT | SMX | SMX5 | OK | 2022-10-10 | 15/10/2022 |  | 000000000060174038 | BHP1 | BHP Spares & Supplies | 311716 | Bushings | EA | MAN2 | BUSHING,FAN,P1 X 1-7/16,BALTIMORE AIRCOI | BUSHING,FAN,P1 X 1-7/16,BALTIMORE AIRCOIL,MODEL VXMI 27-3,PART 23024700P, AS PER SSI 2755 | 23024700P | 0019006997 | BALTIMORE AIRCOIL AUST PTY LTD | https://www.grainger.com/product/POWER-DRIVE-Split-Taper-Bushing-P1-6PTV7 |  | BALTIMORE AIRCOIL AUST PTY LTD | P1 X 1-7/16 |  | BALTIMORE AIRCOIL AUST PTY LTD | 23024700P |  |  |  | VXMI 27-3 | BALTIMORE |  |  |  | ENRICHED | BUSH | TAPER LOCK | BORE DIAMETER | 1-7/16 IN | SERIES | P1 | MATERIAL | Ductile Iron | MATERIAL SPECIFICATION |  | KEYWAY |  | HAZARD CLASS |  | CERTIFICATION/STANDARD |  | ADDITIONAL FEATURES EN | TYPE:FAN,AS PER SSI 2755 | ADDITIONAL FEATURES ES |  | ADDITIONAL FEATURES FR | [41 empty] | Production Completed
000000000060233916 - B5 | STP-004 | DATA ENRICHMENT | SMX | SMX5 | OK | 2022-10-10 | 15/10/2022 |  | 000000000060233916 | BHP1 | BHP Spares & Supplies | 200000 | Mining Machinery and Accessories | EA | MAN2 | BUSHING,FRONT,421,46,37140 | 421-46-37140 BUSHING,FRONT | 421-46-37140 BUSHING,FRONT | 0019001867 | KOMATSU CORP | https://en.av-gk.ru/spare/komatsu/421-46-37140/ |  | KOMATSU CORP | 421-46-37140 | [11 empty] | CLEANSED | BUSHING | NO MODIFIER | TYPE | FRONT | SIZE |  | MATERIAL |  | HAZARD CLASS |  | CERTIFICATION/STANDARD |  | ADDITIONAL FEATURES EN |  | ADDITIONAL FEATURES ES |  | ADDITIONAL FEATURES FR | [45 empty] | Production Completed
000000000060235405 - B5 | STP-004 | DATA ENRICHMENT | SMX | SMX5 | OK | 2022-10-10 | 15/10/2022 |  | 000000000060235405 | BHP1 | BHP Spares & Supplies | 200000 | Mining Machinery and Accessories | EA | MAN2 | BUSHING,K1026050A, | K1026050A BUSHING | K1026050A BUSHING |  |  | https://buyaftermarketparts.com/detail/2801551/doosan-k1026050a-bushing |  |  | K1026050A | [11 empty] | CLEANSED | BUSHING | NO MODIFIER | TYPE |  | SIZE |  | MATERIAL |  | HAZARD CLASS |  | CERTIFICATION/STANDARD |  | ADDITIONAL FEATURES EN |  | ADDITIONAL FEATURES ES |  | ADDITIONAL FEATURES FR | [45 empty] | Production Completed
000000000060244341 - B5 | STP-004 | DATA ENRICHMENT | SMX | SMX5 | OK | 2022-10-10 | 15/10/2022 |  | 000000000060244341 | BHP1 | BHP Spares & Supplies | 200000 | Mining Machinery and Accessories | EA | MAN2 | BUSHING,K7591-18242 | BUSHING, K7591-18242 | K7591-18242 |  |  | https://www.bahrns.com/kubota-part-bushing-damper-upper-k7591-18242.html |  |  | K7591-18242 | [11 empty] | ENRICHED | BUSHING | NO MODIFIER | TYPE | DAMPER UPPER | SIZE |  | MATERIAL |  | HAZARD CLASS |  | CERTIFICATION/STANDARD |  | ADDITIONAL FEATURES EN |  | ADDITIONAL FEATURES ES |  | ADDITIONAL FEATURES FR | [45 empty] | Production Completed
000000000060233912 - B5 | STP-004 | DATA ENRICHMENT | SMX | SMX5 | OK | 2022-10-10 | 15/10/2022 |  | 000000000060233912 | BHP1 | BHP Spares & Supplies | 200000 | Mining Machinery and Accessories | EA | MAN2 | BUSHING,REAR,421,46,37120 | 421-46-37120 BUSHING,REAR | 421-46-37120 BUSHING,REAR | 0019001867 | KOMATSU CORP | https://k-part.777parts.org/spare/komatsu/421-46-37120/ |  | KOMATSU CORP | 421-46-37120 | [11 empty] | CLEANSED | BUSHING | NO MODIFIER | TYPE | REAR | SIZE |  | MATERIAL |  | HAZARD CLASS |  | CERTIFICATION/STANDARD |  | ADDITIONAL FEATURES EN |  | ADDITIONAL FEATURES ES |  | ADDITIONAL FEATURES FR | [45 empty] | Production Completed
000000000060235595 - B5 | STP-004 | DATA ENRICHMENT | SMX | SMX5 | OK | 2022-10-10 | 15/10/2022 |  | 000000000060235595 | BHP1 | BHP Spares & Supplies | 200000 | Mining Machinery and Accessories | EA | MAN2 | BUSHING,Z5100100702, | Z5100100702, BUSHING | Z5100100702, BUSHING | 0019011537 | BARLOWORLD EQUIPMENT | https://www.pinterest.com/pin/z5100100702-bushing--623818985880550505/ |  | BARLOWORLD EQUIPMENT | Z5100100702 | [11 empty] | CLEANSED | BUSHING | NO MODIFIER | TYPE |  | SIZE |  | MATERIAL |  | HAZARD CLASS |  | CERTIFICATION/STANDARD |  | ADDITIONAL FEATURES EN |  | ADDITIONAL FEATURES ES |  | ADDITIONAL FEATURES FR | [45 empty] | Production Completed
000000000060235594 - B5 | STP-004 | DATA ENRICHMENT | SMX | SMX5 | OK | 2022-10-10 | 15/10/2022 |  | 000000000060235594 | BHP1 | BHP Spares & Supplies | 200000 | Mining Machinery and Accessories | EA | MAN2 | BUSHING,Z5100108502, | Z5100108502, BUSHING | Z5100108502, BUSHING | 0019011537 | BARLOWORLD EQUIPMENT | https://www.pinterest.com/pin/z5100108502-bushing-sem-650b-part--623818985883426032/ |  | BARLOWORLD EQUIPMENT | Z5100108502 | [11 empty] | CLEANSED | BUSHING | NO MODIFIER | TYPE |  | SIZE |  | MATERIAL |  | HAZARD CLASS |  | CERTIFICATION/STANDARD |  | ADDITIONAL FEATURES EN |  | ADDITIONAL FEATURES ES |  | ADDITIONAL FEATURES FR | [45 empty] | Production Completed
000000000060208125 - B5 | STP-004 | DATA ENRICHMENT | SMX | SMX5 | OK | 2022-10-10 | 15/10/2022 |  | 000000000060208125 | BHP1 | BHP Spares & Supplies | 221015 | Earth moving machinery | EA | MAN2 | BUSHNG,421-46-12331,KOM | BUSHING, WA380-5C, FEL, 421-46-12331, KOMATSU | 421-46-12331 | 0019001867 | KOMATSU CORP | https://k-part.777parts.org/spare/komatsu/421-46-12331/ |  | KOMATSU CORP | 421-46-12331 | [5 empty] | FEL | WA380-5C |  |  |  |  | CLEANSED | BUSHING | NO MODIFIER | TYPE |  | SIZE |  | MATERIAL |  | HAZARD CLASS |  | CERTIFICATION/STANDARD |  | ADDITIONAL FEATURES EN |  | ADDITIONAL FEATURES ES |  | ADDITIONAL FEATURES FR | [45 empty] | Production Completed
000000000060202860 - B5 | STP-004 | DATA ENRICHMENT | SMX | SMX5 | OK | 2022-10-10 | 15/10/2022 |  | 000000000060202860 | BHP1 | BHP Spares & Supplies | 221015 | Earth moving machinery | EA | MAN2 | BUSHNG,425-46-32220,KOMATSU,WA500 | BUSHING,425-46-32220,KOMATSU,WA500 | 425-46-12222 | 0019001867 | KOMATSU CORP | https://k-part.777parts.org/spare/komatsu/425-46-12222/ |  | KOMATSU CORP | 425-46-12222 | [6 empty] | WA500 | KOMATSU |  |  |  | CLEANSED | BUSHING | NO MODIFIER | TYPE |  | SIZE |  | MATERIAL |  | HAZARD CLASS |  | CERTIFICATION/STANDARD |  | ADDITIONAL FEATURES EN |  | ADDITIONAL FEATURES ES |  | ADDITIONAL FEATURES FR | [45 empty] | Production Completed
000000000060235598 - B5 | STP-004 | DATA ENRICHMENT | SMX | SMX5 | OK | 2022-10-10 | 15/10/2022 |  | 000000000060235598 | BHP1 | BHP Spares & Supplies | 200000 | Mining Machinery and Accessories | EA | MAN2 | ZZDELETE | Z5100108502, BUSHING | Z5100108502, BUSHING | 0019011537 | BARLOWORLD EQUIPMENT | https://www.pinterest.com/pin/623818985883426032/ |  | BARLOWORLD EQUIPMENT | Z5100108502 | [11 empty] | CLEANSED | BUSHING | NO MODIFIER | TYPE |  | SIZE |  | MATERIAL |  | HAZARD CLASS |  | CERTIFICATION/STANDARD |  | ADDITIONAL FEATURES EN | ZZDELETE | ADDITIONAL FEATURES ES |  | ADDITIONAL FEATURES FR | [45 empty] | Production Completed
000000000060230673 - B5 | STP-004 | DATA ENRICHMENT | SMX | SMX5 | OK | 2022-10-10 | 15/10/2022 |  | 000000000060230673 | BHP1 | BHP Spares & Supplies | 251739 | Electrical components | EA | MAN2 | AUXILIARY,CONTACT,4 NC,DILA-XHI04 | AUXILIARY,CONTACT,4 NORMALLY CLOSED,XTCEXFAC04,DILA-XHI04,EATON |  | 0019000874 | EATON CONTROLS USA [CUTLER HAMMER D | https://www.cooper-electric.com/product/detail/1520852/cutler-hammer-eaton-xtcexfac04 |  | EATON CONTROLS USA [CUTLER HAMMER D | XTCEXFAC04 |  | EATON CONTROLS USA [CUTLER HAMMER D | DILA-XHI04 | [8 empty] | ENRICHED | CONTACT | AUXILIARY | TYPE |  | CONTACT CONFIGURATION | 4NC | VOLTAGE RATING | 230 V | CURRENT RATING | 6 A | MATERIAL |  | TERMINAL TYPE | SCREW | MOUNTING TYPE | FRONT | HAZARD CLASS |  | CERTIFICATION/STANDARD |  | ADDITIONAL FEATURES EN |  | ADDITIONAL FEATURES ES |  | ADDITIONAL FEATURES FR | [37 empty] | Production Completed
000000000060213580 - B5 | STP-004 | DATA ENRICHMENT | SMX | SMX5 | OK | 2022-10-10 | 15/10/2022 |  | 000000000060213580 | BHP1 | BHP Spares & Supplies | 311631 | Connectors | EA | MAN2 | AUXILIRY CONTACT 2 NO +2NC, K CLIP-ON, P | AUXILIRY CONTACT 2 NO +2NC, K CLIP-ON, PN LA1KN22 | LA1KN22 |  |  | https://www.se.com/in/en/product/LA1KN22/tesys-k-auxiliary-contact-block-2-no-+-2-nc-screwclamps-terminals/ |  | SCHNEIDER ELECTRIC | LA1KN22 | [11 empty] | ENRICHED | BLOCK | CONTACT | TYPE | AUXILIARY | CONTACT CONFIGURATION | 2NO 2NC | CURRENT RATING | 10 A | VOLTAGE RATING | 690 VAC | TERMINAL TYPE | SCREW | MOUNTING TYPE | CLIP-ON | MATERIAL |  | SIZE | WD 38 X HT 30 X DP 35 MM | HAZARD CLASS |  | CERTIFICATION/STANDARD | EN/IEC 60947-5-1 | ADDITIONAL FEATURES EN |  | ADDITIONAL FEATURES ES |  | ADDITIONAL FEATURES FR | [35 empty] | Production Completed
000000000060213581 - B5 | STP-004 | DATA ENRICHMENT | SMX | SMX5 | OK | 2022-10-10 | 15/10/2022 |  | 000000000060213581 | BHP1 | BHP Spares & Supplies | 311631 | Connectors | EA | MAN2 | AUXILIRY CONTACT, PN LADNN22 | AUXILIRY CONTACT, PN LADNN22 | LADN22 |  |  | https://www.se.com/in/en/product/LADN22/auxiliary-contact-block-tesys-d-2no-+-2nc-front-mounting-screw-clamp-terminals/ |  | SCHNEIDER ELECTRIC | LADN22 | [11 empty] | ENRICHED | BLOCK | CONTACT | TYPE | AUXILIARY | CONTACT CONFIGURATION | 2NO 2NC | CURRENT RATING | 10 A | VOLTAGE RATING | 690 VAC | TERMINAL TYPE | SCREW | MOUNTING TYPE | CLIP-ON | MATERIAL |  | SIZE | WD 44 X HT 48 X DP 42 MM | HAZARD CLASS |  | CERTIFICATION/STANDARD | EN/IEC 60947-5-1 | ADDITIONAL FEATURES EN |  | ADDITIONAL FEATURES ES |  | ADDITIONAL FEATURES FR | [35 empty] | Production Completed
000000000060220031 - B5 | STP-004 | DATA ENRICHMENT | SMX | SMX5 | OK | 2022-10-10 | 15/10/2022 |  | 000000000060220031 | BHP1 | BHP Spares & Supplies | 251739 | Electrical components | EA | MAN2 | AUXLLARY CONTACT BLOCK,SOFT STARTER | AUXILLIARY CONTACT BLOCK, SOFT STARTER, VAPORMATIC TYPE EPM 3/2, SERIAL NR B3158, RWW |  |  |  | URL NOT FOUND |  | VAPORMATIC | [6 empty] | SOFT STARTER | TYPE EPM 3/2 | VAPORMATIC |  | B3158 |  | CLEANSED | BLOCK | CONTACT | TYPE | AUXILLIARY | CONTACT CONFIGURATION |  | CURRENT RATING |  | VOLTAGE RATING |  | TERMINAL TYPE |  | MOUNTING TYPE |  | MATERIAL |  | SIZE |  | HAZARD CLASS |  | CERTIFICATION/STANDARD |  | ADDITIONAL FEATURES EN | RWW | ADDITIONAL FEATURES ES |  | ADDITIONAL FEATURES FR | [35 empty] | Production Completed
000000000060169722 - B5 | STP-004 | DATA ENRICHMENT | SMX | SMX5 | OK | 2022-10-10 | 15/10/2022 |  | 000000000060169722 | BHP1 | BHP Spares & Supplies | 251739 | Electrical components | EA | MAN2 | CONTACT AUX TYPE 3VL9400-2AB00 | CONTACT AUX TYPE 3VL9400-2AB00 | 3VL9400-2AB00 | 0019003467 | UNKNOWN | https://www.ideadigitalcontent.com/files/10991/ID-SPE-v1-3VL94002AB00_datasheet_en.pdf |  | SIEMENS | 3VL9400-2AB00 | [11 empty] | ENRICHED | CONTACT | AUXILIARY | TYPE |  | CONTACT CONFIGURATION | 1NO 1NC | VOLTAGE RATING |  | CURRENT RATING |  | MATERIAL |  | TERMINAL TYPE |  | MOUNTING TYPE |  | HAZARD CLASS |  | CERTIFICATION/STANDARD |  | ADDITIONAL FEATURES EN |  | ADDITIONAL FEATURES ES |  | ADDITIONAL FEATURES FR | [37 empty] | Production Completed
000000000060169726 - B5 | STP-004 | DATA ENRICHMENT | SMX | SMX5 | OK | 2022-10-10 | 15/10/2022 |  | 000000000060169726 | BHP1 | BHP Spares & Supplies | 251739 | Electrical components | EA | MAN2 | CONTACT N/O TYPE : 3SB3400-OJ | CONTACT N/O TYPE : 3SB3400-OJ | 3SB3400-OJ | 0019003467 | UNKNOWN | https://docs.rs-online.com/5eac/0900766b80fef262.pdf |  | SIEMENS | 3SB3400-0J | [11 empty] | ENRICHED | BLOCK | CONTACT | TYPE |  | CONTACT CONFIGURATION | 1NO | CURRENT RATING | 10 A | VOLTAGE RATING | 400 VAC | TERMINAL TYPE | SCREW | MOUNTING TYPE | FRONT | MATERIAL |  | SIZE | WD 10 X HT 36.5 X DP 25.5 MM | HAZARD CLASS |  | CERTIFICATION/STANDARD |  | ADDITIONAL FEATURES EN |  | ADDITIONAL FEATURES ES |  | ADDITIONAL FEATURES FR | [35 empty] | Production Completed
000000000060215320 - B5 | STP-004 | DATA ENRICHMENT | SMX | SMX5 | OK | 2022-10-10 | 15/10/2022 |  | 000000000060215320 | BHP1 | BHP Spares & Supplies | 251739 | Electrical components | ST | MAN2 | CONTACT PACK, CONTACTOR 3RT1044, SIEMENS | CONTACT PACK, CONTACTOR 3RT1044, SIEMENS, 6 FIXED AND 3 MOVING, SIZE S3, 3-POLE, AC-3, 30 KW | 3RT1944-6A | 0019011590 | SIEMENS | https://www.mroelectric.com/static/application/product/pdfs/3RT1944-6A.pdf |  | SIEMENS | 3RT1944-6A | [11 empty] | CLEANSED | CONTACT | MOVEABLE | TYPE |  | ELECTRICAL RATING |  | MATERIAL |  | HAZARD CLASS |  | CERTIFICATION/STANDARD |  | ADDITIONAL FEATURES EN | PACKAGING TYPE:PACK,FOR CONTACTOR 3RT1044,6 FIXED AND 3 MOVING,SIZE S3,3P(AC-3),30 KW | ADDITIONAL FEATURES ES |  | ADDITIONAL FEATURES FR | [45 empty] | Production Completed
000000000060215322 - B5 | STP-004 | DATA ENRICHMENT | SMX | SMX5 | OK | 2022-10-10 | 15/10/2022 |  | 000000000060215322 | BHP1 | BHP Spares & Supplies | 251739 | Electrical components | ST | MAN2 | CONTACT PACK, CONTACTOR 3RT1054, SIEMENS | CONTACT PACK, CONTACTOR 3RT1054, SIEMENS, 6 FIXED AND 3 MOVING,SIZE S6 F, 3-POLE, AC-3, 55KW | 3RT1954-6A | 0019011590 | SIEMENS | https://docs.rs-online.com/e4cd/0900766b811fd1e2.pdf |  | SIEMENS | 3RT1954-6A | [11 empty] | CLEANSED | CONTACT | MOVEABLE | TYPE |  | ELECTRICAL RATING |  | MATERIAL |  | HAZARD CLASS |  | CERTIFICATION/STANDARD |  | ADDITIONAL FEATURES EN | PACKAGING TYPE:PACK,FOR CONTACTOR 3RT1054,6 FIXED AND 3 MOVING,SIZE S6 F,3P(AC-3),55 KW | ADDITIONAL FEATURES ES |  | ADDITIONAL FEATURES FR | [45 empty] | Production Completed
000000000060215324 - B5 | STP-004 | DATA ENRICHMENT | SMX | SMX5 | OK | 2022-10-10 | 15/10/2022 |  | 000000000060215324 | BHP1 | BHP Spares & Supplies | 251739 | Electrical components | ST | MAN2 | CONTACT PACK, CONTACTOR 3RT1075, SIEMENS | CONTACT PACK, CONTACTOR 3RT1075, SIEMENS, 6 FIXED AND 3 MOVING, SIZE S12, 3-POLE, AC-3, 200KW | 3RT1975-6A | 0019011590 | SIEMENS | https://datasheet.octopart.com/3RT1975-6A-Siemens-datasheet-14368726.pdf |  | SIEMENS | 3RT1975-6A | [11 empty] | CLEANSED | CONTACT | MOVEABLE | TYPE |  | ELECTRICAL RATING |  | MATERIAL |  | HAZARD CLASS |  | CERTIFICATION/STANDARD |  | ADDITIONAL FEATURES EN | PACKAGING TYPE:PACK,FOR CONTACTOR 3RT1075,6 FIXED AND 3 MOVING,SIZE S12,3P(AC-3),200 KW | ADDITIONAL FEATURES ES |  | ADDITIONAL FEATURES FR | [45 empty] | Production Completed
000000000060215321 - B5 | STP-004 | DATA ENRICHMENT | SMX | SMX5 | OK | 2022-10-10 | 15/10/2022 |  | 000000000060215321 | BHP1 | BHP Spares & Supplies | 251739 | Electrical components | ST | MAN2 | CONTACT PACK,CONTACTOR 3RT1045,SEMENS | CONTACT PACK, CONTACTOR 3RT1045, SIEMENS, 6 FIXED AND 3 MOVING, SIZE S3, 3-POLE, AC-3, 37 KW | 3RT1945-6A | 0019011590 | SIEMENS | https://docs.rs-online.com/363d/0900766b811fd1d8.pdf |  | SIEMENS | 3RT1945-6A | [11 empty] | CLEANSED | CONTACT | MOVEABLE | TYPE |  | ELECTRICAL RATING |  | MATERIAL |  | HAZARD CLASS |  | CERTIFICATION/STANDARD |  | ADDITIONAL FEATURES EN | PACKAGING TYPE:PACK,FOR CONTACTOR 3RT1045,6 FIXED AND 3 MOVING,SIZE S3,3P(AC-3),37 KW | ADDITIONAL FEATURES ES |  | ADDITIONAL FEATURES FR | [45 empty] | Production Completed
000000000060215323 - B5 | STP-004 | DATA ENRICHMENT | SMX | SMX5 | OK | 2022-10-10 | 15/10/2022 |  | 000000000060215323 | BHP1 | BHP Spares & Supplies | 251739 | Electrical components | ST | MAN2 | CONTACT PACK,CONTACTOR 3RT1065,SEMENS | CONTACT PACK, CONTACTOR 3RT1065, SIEMENS, 6 FIXED AND 3 MOVING, SIZE S10 F, 3-POLE, AC-3, 132KW | 3RT1965-6A | 0019011590 | SIEMENS | https://media.distributordatasolutions.com/springfieldts/2018q4/94c3542850b39474287f8905c565527168cb4ea0.pdf |  | SIEMENS | 3RT1965-6A | [11 empty] | CLEANSED | CONTACT | MOVEABLE | TYPE |  | ELECTRICAL RATING |  | MATERIAL |  | HAZARD CLASS |  | CERTIFICATION/STANDARD |  | ADDITIONAL FEATURES EN | PACKAGING TYPE:PACK,FOR CONTACTOR 3RT1065,6 FIXED AND 3 MOVING,SIZE S10 F,3P(AC-3),132 KW | ADDITIONAL FEATURES ES |  | ADDITIONAL FEATURES FR | [45 empty] | Production Completed
000000000060235061 - B5 | STP-004 | DATA ENRICHMENT | SMX | SMX5 | OK | 2022-10-10 | 15/10/2022 |  | 000000000060235061 | BHP1 | BHP Spares & Supplies | 201224 | Production systems equipment | EA | MAN2 | CONTACT SHOE INCLUDING HANGER | CONTACT SHOE INCLUDING HANGERBRACKET AND PUSH PLATE |  |  |  | URL NOT FOUND | [14 empty] | CLEANSED | SHOE | NO MODIFIER | TYPE | CONTACT | SIZE |  | MATERIAL |  | HAZARD CLASS |  | CERTIFICATION/STANDARD |  | ADDITIONAL FEATURES EN | W/HANGER BRACKET AND PUSH PLATE | ADDITIONAL FEATURES ES |  | ADDITIONAL FEATURES FR | [45 empty] | Production Completed
000000000060241392 - B5 | STP-004 | DATA ENRICHMENT | SMX | SMX5 | OK | 2022-10-10 | 15/10/2022 |  | 000000000060241392 | BHP1 | BHP Spares & Supplies | 251739 | Electrical components | EA | MAN2 | CONTACT, AUX, ABB, HK1-11 | CONTACT, AUX, ABB, HK1-11 (FOR ABB MS132 MANUAL STARTER), NEW STOCK AS PER ESSI: 1615 | 1SAM201901R1001 | 0019011391 | ABB SOUTH AFRICA (PTY) LTD | https://new.abb.com/products/1SAM201901R1001/hkf1-11 |  | ABB SOUTH AFRICA (PTY) LTD | 1SAM201901R1001 | [11 empty] | ENRICHED | CONTACT | AUXILIARY | TYPE |  | CONTACT CONFIGURATION | 1NO 1NC | VOLTAGE RATING | 250 VAC | CURRENT RATING | 3 A | MATERIAL |  | TERMINAL TYPE | SCREW | MOUNTING TYPE | FRONT | HAZARD CLASS |  | CERTIFICATION/STANDARD | IEC/EN 60947-1 | ADDITIONAL FEATURES EN | FOR MS132 MANUAL STARTER,HK1-11,NEW STOCK AS PER ESSI: 1615 | ADDITIONAL FEATURES ES |  | ADDITIONAL FEATURES FR | [37 empty] | Production Completed
000000000060132956 - B5 | STP-004 | DATA ENRICHMENT | SMX | SMX5 | OK | 2022-10-10 | 15/10/2022 |  | 000000000060132956 | BHP1 | BHP Spares & Supplies | 311631 | Connectors | EA | MAN2 | CONTACT, AUXILIARY, ADD ON, CUTLER HAMME | CONTACT, AUXILIARY, ADD ON, CUTLER HAMMER |  |  |  | URL NOT FOUND |  | CUTLER HAMMER | [12 empty] | CLEANSED | CONTACT | AUXILIARY | TYPE |  | CONTACT CONFIGURATION |  | VOLTAGE RATING |  | CURRENT RATING |  | MATERIAL |  | TERMINAL TYPE |  | MOUNTING TYPE |  | HAZARD CLASS |  | CERTIFICATION/STANDARD |  | ADDITIONAL FEATURES EN | ADD ON | ADDITIONAL FEATURES ES |  | ADDITIONAL FEATURES FR | [37 empty] | Production Completed
000000000060220029 - B5 | STP-004 | DATA ENRICHMENT | SMX | SMX5 | OK | 2022-10-10 | 15/10/2022 | Nm Based on MAT ID:000000000060220030 | 000000000060220029 | BHP1 | BHP Spares & Supplies | 251739 | Electrical components | ST | MAN2 | CONTACT, SOFT STARTER, 3 OFF,FIXED | CONTACT, SOFT STARTER, 3 OFF,FIXED, VAPORMATIC TYPE EPM 3/2, SERIAL NR B3158, RWW |  |  |  | URL NOT FOUND |  | VAPORMATIC | [6 empty] | 3 OFF FIXED SOFT STARTER | TYPE EPM 3/2 | VAPORMATIC |  | B3158 |  | CLEANSED | CONTACT | MOVEABLE | TYPE |  | ELECTRICAL RATING |  | MATERIAL |  | HAZARD CLASS |  | CERTIFICATION/STANDARD |  | ADDITIONAL FEATURES EN | RWW | ADDITIONAL FEATURES ES |  | ADDITIONAL FEATURES FR | [45 empty] | Production Completed
000000000060220030 - B5 | STP-004 | DATA ENRICHMENT | SMX | SMX5 | OK | 2022-10-10 | 15/10/2022 |  | 000000000060220030 | BHP1 | BHP Spares & Supplies | 251739 | Electrical components | ST | MAN2 | CONTACT, SOFT STARTER, 3 OFF,MOVING | CONTACT, SOFT STARTER, 3 OFF,MOVING, VAPORMATIC TYPE EPM 3/2, SERIAL NR B3158, RWW |  |  |  | URL NOT FOUND |  | VAPORMATIC | [6 empty] | 3 OFF MOVING SOFT STARTER | TYPE EPM 3/2 | VAPORMATIC |  | B3158 |  | CLEANSED | CONTACT | MOVEABLE | TYPE |  | ELECTRICAL RATING |  | MATERIAL |  | HAZARD CLASS |  | CERTIFICATION/STANDARD |  | ADDITIONAL FEATURES EN | RWW | ADDITIONAL FEATURES ES |  | ADDITIONAL FEATURES FR | [45 empty] | Production Completed
000000000060173592 - B5 | STP-004 | DATA ENRICHMENT | SMX | SMX5 | OK | 2022-10-10 | 15/10/2022 |  | 000000000060173592 | BHP1 | BHP Spares & Supplies | 251739 | Electrical components | EA | MAN2 | CONTACT,AUXILLIARY,CERAMIC FILTERS,PSP 3 | CONTACT,AUXILLIARY,CERAMIC FILTERS,PSP 3 PELLETISING PLANT-MFC | L08750 | 0019001921 | LAROX INCORPORATED | URL NOT FOUND |  | LAROX INCORPORATED | L08750 | [11 empty] | CLEANSED | CONTACT | AUXILIARY | TYPE |  | CONTACT CONFIGURATION |  | VOLTAGE RATING |  | CURRENT RATING |  | MATERIAL |  | TERMINAL TYPE |  | MOUNTING TYPE |  | HAZARD CLASS |  | CERTIFICATION/STANDARD |  | ADDITIONAL FEATURES EN | FOR CERAMIC FILTERS,PSP 3 PELLETISING PLANT-MFC | ADDITIONAL FEATURES ES |  | ADDITIONAL FEATURES FR | [37 empty] | Production Completed
000000000060227373 - B5 | STP-004 | DATA ENRICHMENT | SMX | SMX5 | OK | 2022-10-10 | 15/10/2022 |  | 000000000060227373 | BHP1 | BHP Spares & Supplies | 251739 | Electrical components | EA | MAN2 | CONTACT,CHANGE OVER,OPEN CLOSED | CONTACT,CHANGE OVER,OPEN CLOSED,ABB COMPENSATION RECTIFIER, AS PER ESSI : 752, PART NUMBER : 1SDA054910R1 | 1SDA054910R1 | 0019008025 | ABB AUTOMATION | https://new.abb.com/products/1SDA054910R1/aux-c-t4-t5-t6-1q-1sy-250-vac-dc |  | ABB AUTOMATION | 1SDA054910R1 | [5 empty] | COMPENSATION RECTIFIER |  | ABB |  |  |  | ENRICHED | BLOCK | CONTACT | TYPE | AUXILIARY | CONTACT CONFIGURATION | 2CO | CURRENT RATING |  | VOLTAGE RATING | 250 VAC/DC | TERMINAL TYPE |  | MOUNTING TYPE |  | MATERIAL |  | SIZE |  | HAZARD CLASS |  | CERTIFICATION/STANDARD |  | ADDITIONAL FEATURES EN | 1CO CONTACT OPEN-CLOSED+1 CO FOR TRIPPED INDICATION,AS PER ESSI: 752 | ADDITIONAL FEATURES ES |  | ADDITIONAL FEATURES FR | [35 empty] | Production Completed
000000000060216418 - B5 | STP-004 | DATA ENRICHMENT | SMX | SMX5 | OK | 2022-10-10 | 15/10/2022 |  | 000000000060216418 | BHP1 | BHP Spares & Supplies | 251739 | Electrical components | EA | MAN2 | CONTACT,FXED,COPPER ANGLED BLADE,SL | CONTACT, FIXED, COPPER ANGLED BLADE CONTACT, SILVER PLATED, USED AT HT-YARD LINKS | EMCT/SAM/0002 | 0019008587 | CONTACT ENGINEERING | URL NOT FOUND |  | CONTACT ENGINEERING | EMCT/SAM/0002 | [11 empty] | CLEANSED | CONTACT | NO MODIFIER | TYPE | FIXED ANGLED BLADE | SIZE |  | MATERIAL | COPPER | HAZARD CLASS |  | CERTIFICATION/STANDARD |  | ADDITIONAL FEATURES EN | FINISH:SILVER PLATED,FOR HT-YARD LINKS | ADDITIONAL FEATURES ES |  | ADDITIONAL FEATURES FR | [45 empty] | Production Completed
000000000060216417 - B5 | STP-004 | DATA ENRICHMENT | SMX | SMX5 | OK | 2022-10-10 | 15/10/2022 |  | 000000000060216417 | BHP1 | BHP Spares & Supplies | 251739 | Electrical components | EA | MAN2 | CONTACT,MOVNG,SNGLE ARM BLADE ASSY, | CONTACT, MOVING SINGLE ARM BLADE ASSEMBLY, USED AT HT-YARD LINKS, CONTACT BLADES MODIFIED WITH ENLARGED CONTACT POINTS | EMCT/SAM/0001 | 0019008587 | CONTACT ENGINEERING | URL NOT FOUND |  | CONTACT ENGINEERING | EMCT/SAM/0001 | [11 empty] | CLEANSED | CONTACT | MOVEABLE | TYPE | SINGLE ARM BLADE | ELECTRICAL RATING |  | MATERIAL |  | HAZARD CLASS |  | CERTIFICATION/STANDARD |  | ADDITIONAL FEATURES EN | ASSEMBLY,FOR HT-YARD LINKS,MODIFIED W/ENLARGED CONTACT POINTS | ADDITIONAL FEATURES ES |  | ADDITIONAL FEATURES FR | [45 empty] | Production Completed
000000000060232881 - B5 | STP-004 | DATA ENRICHMENT | SMX | SMX5 | OK | 2022-10-10 | 15/10/2022 |  | 000000000060232881 | BHP1 | BHP Spares & Supplies | 200000 | Mining Machinery and Accessories | EA | MAN2 | CONTACT,SUSPENSION,73880133,DD210L | CONTACT, ELASTIC SUSPENSION, PN 73880133, DD210L | 73880133 | 0019002924 | SANDVIK | https://www.rockser.com.tr/export/7 |  | SANDVIK | 73880133 | [6 empty] | DD210L | SANDVIK |  |  |  | CLEANSED | CONTACT | NO MODIFIER | TYPE | ELASTIC SUSPENSION | SIZE |  | MATERIAL |  | HAZARD CLASS |  | CERTIFICATION/STANDARD |  | ADDITIONAL FEATURES EN |  | ADDITIONAL FEATURES ES |  | ADDITIONAL FEATURES FR | [45 empty] | Production Completed
000000000060245110 - B5 | STP-004 | DATA ENRICHMENT | SMX | SMX5 | OK | 2022-10-10 | 14/10/2022 |  | 000000000060245110 | BHP1 | BHP Spares & Supplies | 261118 | Drive belts | EA | MAN2 | ?IDLER,CONVEYOR,127 MM DIA X 580 MM | IDLER,CONVEYOR,127 MM DIA X 580 MM,25 MM SHAFT SLOTTED,ACCORDING TO SANS, 1313-1, NEEW STOCK AS PER ESSI: 1812 |  |  |  | URL NOT FOUND | [14 empty] | CLEANSED | IDLER | CONVEYOR | TYPE |  | BELT WIDTH |  | ROLLER DIAMETER | 127 MM | ROLLER LENGTH | 580 MM | FACE WIDTH |  | ROLLER MATERIAL |  | LOAD CAPACITY |  | GAUGE LENGTH |  | MATERIAL |  | HAZARD CLASS |  | CERTIFICATION/STANDARD |  | ADDITIONAL FEATURES EN | SHAFT SIZE:25 MM SLOTTED,ACCORDING TO SANS 1313-1,NEW STOCK AS PER ESSI:1812 | ADDITIONAL FEATURES ES |  | ADDITIONAL FEATURES FR | [33 empty] | Production Completed
000000000060217830 - B5 | STP-004 | DATA ENRICHMENT | SMX | SMX5 | OK | 2022-10-10 | 14/10/2022 |  | 000000000060217830 | BHP1 | BHP Spares & Supplies | 241017 | Conveyors and accessories | EA | MAN2 | DLER,CONVEYOR TOE TRACK,CCTR 1050,RE | IDLER, CONVEYOR TOE TRACK, CCTR 1050, RETURN CROWN CLEAN TRACK RUBBER TRAINING SET 1050 | FCTR 900 | 0019000000 | 1069 | URL NOT FOUND |  |  | FCTR 900 |  |  | CCTR 1050 | [8 empty] | CLEANSED | IDLER | CONVEYOR | TYPE | TOE TRACK | BELT WIDTH |  | ROLLER DIAMETER |  | ROLLER LENGTH |  | FACE WIDTH |  | ROLLER MATERIAL |  | LOAD CAPACITY |  | GAUGE LENGTH |  | MATERIAL |  | HAZARD CLASS |  | CERTIFICATION/STANDARD |  | ADDITIONAL FEATURES EN | REF:1069,FOR RETURN CROWN CLEAN TRACK RUBBER TRAINING SET 1050 | ADDITIONAL FEATURES ES |  | ADDITIONAL FEATURES FR | [33 empty] | Production Completed
000000000060217827 - B5 | STP-004 | DATA ENRICHMENT | SMX | SMX5 | OK | 2022-10-10 | 14/10/2022 |  | 000000000060217827 | BHP1 | BHP Spares & Supplies | 241017 | Conveyors and accessories | EA | MAN2 | DLER,CONVEYOR TOE TRACK,FCTR 600,RET | IDLER, CONVEYOR TOE TRACK, FCTR 600, RETURN FLAT CLEAN TRACK RUBBER TRAINING SET 600 | CCTR 600 | 0019000000 | 1069 | URL NOT FOUND |  |  | CCTR 600 |  |  | FCTR 600 | [8 empty] | CLEANSED | IDLER | CONVEYOR | TYPE | TOE TRACK | BELT WIDTH |  | ROLLER DIAMETER |  | ROLLER LENGTH |  | FACE WIDTH |  | ROLLER MATERIAL |  | LOAD CAPACITY |  | GAUGE LENGTH |  | MATERIAL |  | HAZARD CLASS |  | CERTIFICATION/STANDARD |  | ADDITIONAL FEATURES EN | REF:1069,FOR RETURN FLAT CLEAN TRACK RUBBER TRAINING SET 600 | ADDITIONAL FEATURES ES |  | ADDITIONAL FEATURES FR | [33 empty] | Production Completed
000000000060220199 - B5 | STP-004 | DATA ENRICHMENT | SMX | SMX5 | OK | 2022-10-10 | 14/10/2022 |  | 000000000060220199 | BHP1 | BHP Spares & Supplies | 241017 | Conveyors and accessories | EA | MAN2 | DLER,FRAME,TROUGHNG,750,C/W 3 DL | IDLER, FRAME, TROUGHING, 750 MM BELT, 35 DEG, 3 IDLERS IN LINE, 290 MM, DIA IDLERS, 127 OD, SHAFT 25MM, SLOTTED ENDS, 25MMX18MM, SLOT LENGTH,, 12MM, SLOT CENTERS, 302MM, SSI FMT00215 |  |  |  | URL NOT FOUND | [14 empty] | CLEANSED | IDLER | CONVEYOR | TYPE | FRAME,TROUGHING | BELT WIDTH | 750 MM | ROLLER DIAMETER | 127 X 290 MM | ROLLER LENGTH |  | FACE WIDTH |  | ROLLER MATERIAL |  | LOAD CAPACITY |  | GAUGE LENGTH |  | MATERIAL |  | HAZARD CLASS |  | CERTIFICATION/STANDARD |  | ADDITIONAL FEATURES EN | ANGLE:35 DEG,3 IDLERS IN LINE,SHAFT SIZE:25 MM,SLOTTED ENDS:25 X 18 X LG 12 MM,302 MM CENTER,SSI FMT00215 | ADDITIONAL FEATURES ES |  | ADDITIONAL FEATURES FR | [33 empty] | Production Completed
000000000060220180 - B5 | STP-004 | DATA ENRICHMENT | SMX | SMX5 | OK | 2022-10-10 | 14/10/2022 |  | 000000000060220180 | BHP1 | BHP Spares & Supplies | 241017 | Conveyors and accessories | EA | MAN2 | DLER,RETURN HDPE,340FL,JACHRS,900M | IDLER, RETURN HDPE, 340FL, JACHRIS, 900MM BELT WIDTH |  |  |  | URL NOT FOUND |  | JACHRIS | [12 empty] | CLEANSED | IDLER | CONVEYOR | TYPE | RETURN | BELT WIDTH | 900 MM | ROLLER DIAMETER |  | ROLLER LENGTH |  | FACE WIDTH |  | ROLLER MATERIAL |  | LOAD CAPACITY |  | GAUGE LENGTH |  | MATERIAL | HDPE | HAZARD CLASS |  | CERTIFICATION/STANDARD |  | ADDITIONAL FEATURES EN | 340FL | ADDITIONAL FEATURES ES |  | ADDITIONAL FEATURES FR | [33 empty] | Production Completed
000000000060225071 - B5 | STP-004 | DATA ENRICHMENT | SMX | SMX5 | OK | 2022-10-10 | 14/10/2022 |  | 000000000060225071 | BHP1 | BHP Spares & Supplies | 241017 | Conveyors and accessories | EA | MAN2 | DLER,RETURN STUB,FLEXOWELL,ST 52 | IDLER,RETURN STUB,FLEXOWELL,ST 52, NEW STOCK AS PER "ESSI 82", CHANGE AS PER ESSI: 485 | ST52 | 0019001311 | FLEXOWELL CONVEYORS | URL NOT FOUND |  | FLEXOWELL CONVEYORS | ST52 | [11 empty] | CLEANSED | IDLER | CONVEYOR | TYPE | RETURN STUB | BELT WIDTH |  | ROLLER DIAMETER |  | ROLLER LENGTH |  | FACE WIDTH |  | ROLLER MATERIAL |  | LOAD CAPACITY |  | GAUGE LENGTH |  | MATERIAL |  | HAZARD CLASS |  | CERTIFICATION/STANDARD |  | ADDITIONAL FEATURES EN | NEW STOCK AS PER ESSI 82,CHANGE AS PER ESSI:485 | ADDITIONAL FEATURES ES |  | ADDITIONAL FEATURES FR | [33 empty] | Production Completed
000000000060214249 - B5 | STP-004 | DATA ENRICHMENT | SMX | SMX5 | OK | 2022-10-10 | 14/10/2022 | REVIEW FACE WIDTH | 000000000060214249 | BHP1 | BHP Spares & Supplies | 241017 | Conveyors and accessories | EA | MAN2 | DLER,ROLLER,TROUGHNG,600 BELT DA 1 | IDLER, ROLLER, TROUGHING, 600 BELT DIA 127 X SERIES 25 X 240 FACE X 250 GAUGE, ANTI-RUNBACK |  |  |  | URL NOT FOUND | [14 empty] | CLEANSED | IDLER | CONVEYOR | TYPE | TROUGHING | BELT WIDTH | 600 MM | ROLLER DIAMETER | 127 MM | ROLLER LENGTH |  | FACE WIDTH | 240 MM | ROLLER MATERIAL |  | LOAD CAPACITY |  | GAUGE LENGTH | 250 MM | MATERIAL |  | HAZARD CLASS |  | CERTIFICATION/STANDARD |  | ADDITIONAL FEATURES EN | SERIES 25,W/ANTI-RUNBACK ROLLER | ADDITIONAL FEATURES ES |  | ADDITIONAL FEATURES FR | [33 empty] | Production Completed
000000000060214863 - B5 | STP-004 | DATA ENRICHMENT | SMX | SMX5 | OK | 2022-10-10 | 14/10/2022 |  | 000000000060214863 | BHP1 | BHP Spares & Supplies | 241017 | Conveyors and accessories | EA | MAN2 | DLER,WNG,101 X 206 X 25MM | IDLER, WING, 101 X 206 X 25MM |  |  |  | URL NOT FOUND | [14 empty] | CLEANSED | IDLER | CONVEYOR | TYPE | WING | BELT WIDTH |  | ROLLER DIAMETER | 101 MM | ROLLER LENGTH | 206 MM | FACE WIDTH |  | ROLLER MATERIAL |  | LOAD CAPACITY |  | GAUGE LENGTH |  | MATERIAL |  | HAZARD CLASS |  | CERTIFICATION/STANDARD |  | ADDITIONAL FEATURES EN | SHAFT SIZE:25 MM | ADDITIONAL FEATURES ES |  | ADDITIONAL FEATURES FR | [33 empty] | Production Completed
000000000060238794 - B5 | STP-004 | DATA ENRICHMENT | SMX | SMX5 | OK | 2022-10-10 | 14/10/2022 |  | 000000000060238794 | BHP1 | BHP Spares & Supplies | 241017 | Conveyors and accessories | EA | MAN2 | IDLER IMPACT FOR 600MM BELT | IDLER IMPACT FOR 600MM BELT 152 X 340 X 25 |  |  |  | URL NOT FOUND | [14 empty] | CLEANSED | IDLER | CONVEYOR | TYPE | IMPACT | BELT WIDTH | 600 MM | ROLLER DIAMETER | 152 MM | ROLLER LENGTH | 340 MM | FACE WIDTH |  | ROLLER MATERIAL |  | LOAD CAPACITY |  | GAUGE LENGTH |  | MATERIAL |  | HAZARD CLASS |  | CERTIFICATION/STANDARD |  | ADDITIONAL FEATURES EN | SHAFT SIZE:25 MM | ADDITIONAL FEATURES ES |  | ADDITIONAL FEATURES FR | [33 empty] | Production Completed
000000000060229146 - B5 | STP-004 | DATA ENRICHMENT | SMX | SMX5 | OK | 2022-10-10 | 14/10/2022 |  | 000000000060229146 | BHP1 | BHP Spares & Supplies | 241017 | Conveyors and accessories | EA | MAN2 | IDLER RETURN,YIGA-P,YP IDLER | IDLER RETURN, YIGA-P, YP IDLER, 127, 950FL, 990GL, 1030SL, 18CF PART NUMBER : NC1919, NEW STOCK AS PER ESSI : 1185, PART NUMBER : NC1919 |  |  |  | URL NOT FOUND |  |  | NC1919 | [11 empty] | CLEANSED | IDLER | CONVEYOR | TYPE | RETURN | BELT WIDTH |  | ROLLER DIAMETER | 127 MM | ROLLER LENGTH |  | FACE WIDTH |  | ROLLER MATERIAL |  | LOAD CAPACITY |  | GAUGE LENGTH |  | MATERIAL |  | HAZARD CLASS |  | CERTIFICATION/STANDARD |  | ADDITIONAL FEATURES EN | BRAND:YIGA-P,950FL,990GL,1030SL,18CF,NEW STOCK AS PER ESSI:1185 | ADDITIONAL FEATURES ES |  | ADDITIONAL FEATURES FR | [33 empty] | Production Completed
000000000060113560 - B5 | STP-004 | DATA ENRICHMENT | SMX | SMX5 | OK | 2022-10-10 | 14/10/2022 |  | 000000000060113560 | BHP1 | BHP Spares & Supplies | 241017 | Conveyors and accessories | EA | MAN2 | IDLER WHEEL ASSY, 600MM DIA, AXLE BOX, D | IDLER WHEEL ASSEMBLY, 600MM DIA, AXLE BOX, DRG 352114-B, 70/30 TON OVERHEAD CRANE, WOLFF |  |  |  | URL NOT FOUND |  | WOLFF | [6 empty] | 70/30 TON OVERHEAD CRANE |  | WOLFF | 352114-B |  |  | CLEANSED | WHEEL | NO MODIFIER | TYPE | IDLER,AXLE BOX | DIAMETER | 600 MM | WIDTH |  | MATERIAL |  | HUB SIZE |  | HAZARD CLASS |  | CERTIFICATION/STANDARD |  | ADDITIONAL FEATURES EN | ASSEMBLY | ADDITIONAL FEATURES ES |  | ADDITIONAL FEATURES FR | [41 empty] | Production Completed
000000000060255752 - B5 | STP-004 | DATA ENRICHMENT | SMX | SMX5 | OK | 2022-10-10 | 14/10/2022 |  | 000000000060255752 | BHP1 | BHP Spares & Supplies | 241017 | Conveyors and accessories | EA | MAN2 | IDLER, 1150/127/25MM, HDPE, TAS PSP | IDLER, 1150/127/25MM, HDPE, TAS PSP | 1150/127/25MM | 0019011819 | Unknown | URL NOT FOUND | [14 empty] | CLEANSED | IDLER | CONVEYOR | TYPE |  | BELT WIDTH |  | ROLLER DIAMETER | 127 MM | ROLLER LENGTH | 1150 MM | FACE WIDTH |  | ROLLER MATERIAL |  | LOAD CAPACITY |  | GAUGE LENGTH |  | MATERIAL | HDPE | HAZARD CLASS |  | CERTIFICATION/STANDARD |  | ADDITIONAL FEATURES EN | TAS PSP,SHAFT SIZE:25 MM | ADDITIONAL FEATURES ES |  | ADDITIONAL FEATURES FR | [33 empty] | Production Completed
000000000060255743 - B5 | STP-004 | DATA ENRICHMENT | SMX | SMX5 | OK | 2022-10-10 | 14/10/2022 |  | 000000000060255743 | BHP1 | BHP Spares & Supplies | 241017 | Conveyors and accessories | EA | MAN2 | IDLER, 240/127/25MM, HTPE | IDLER, 240/127/25MM, HTPE | 240/127/25MM | 0019011819 | Unknown | URL NOT FOUND | [14 empty] | CLEANSED | IDLER | CONVEYOR | TYPE |  | BELT WIDTH |  | ROLLER DIAMETER | OD 127 MM | ROLLER LENGTH | 240 MM | FACE WIDTH |  | ROLLER MATERIAL |  | LOAD CAPACITY |  | GAUGE LENGTH |  | MATERIAL | HDPE | HAZARD CLASS |  | CERTIFICATION/STANDARD |  | ADDITIONAL FEATURES EN | SHAFT SIZE:25 MM | ADDITIONAL FEATURES ES |  | ADDITIONAL FEATURES FR | [33 empty] | Production Completed
000000000060255744 - B5 | STP-004 | DATA ENRICHMENT | SMX | SMX5 | OK | 2022-10-10 | 14/10/2022 |  | 000000000060255744 | BHP1 | BHP Spares & Supplies | 241017 | Conveyors and accessories | EA | MAN2 | IDLER, 290/127/25MM, HDPE | IDLER, 290/127/25MM, HDPE | 290/127/25MM | 0019011819 | Unknown | URL NOT FOUND | [14 empty] | CLEANSED | IDLER | CONVEYOR | TYPE |  | BELT WIDTH |  | ROLLER DIAMETER | 127 MM | ROLLER LENGTH | 290 MM | FACE WIDTH |  | ROLLER MATERIAL |  | LOAD CAPACITY |  | GAUGE LENGTH |  | MATERIAL | HDPE | HAZARD CLASS |  | CERTIFICATION/STANDARD |  | ADDITIONAL FEATURES EN | SHAFT SIZE:25 MM | ADDITIONAL FEATURES ES |  | ADDITIONAL FEATURES FR | [33 empty] | Production Completed
000000000060255745 - B5 | STP-004 | DATA ENRICHMENT | SMX | SMX5 | OK | 2022-10-10 | 14/10/2022 |  | 000000000060255745 | BHP1 | BHP Spares & Supplies | 241017 | Conveyors and accessories | EA | MAN2 | IDLER, 390/127/25MM, HDPE | IDLER, 390/127/25MM, HDPE | 390/127/25MM | 0019011819 | Unknown | URL NOT FOUND | [14 empty] | CLEANSED | IDLER | CONVEYOR | TYPE |  | BELT WIDTH |  | ROLLER DIAMETER | 127 MM | ROLLER LENGTH | 390 MM | FACE WIDTH |  | ROLLER MATERIAL |  | LOAD CAPACITY |  | GAUGE LENGTH |  | MATERIAL | HDPE | HAZARD CLASS |  | CERTIFICATION/STANDARD |  | ADDITIONAL FEATURES EN | SHAFT SIZE:25 MM | ADDITIONAL FEATURES ES |  | ADDITIONAL FEATURES FR | [33 empty] | Production Completed
000000000060218229 - B5 | STP-004 | DATA ENRICHMENT | SMX | SMX5 | OK | 2022-10-10 | 14/10/2022 |  | 000000000060218229 | BHP1 | BHP Spares & Supplies | 241017 | Conveyors and accessories | EA | MAN2 | IDLER, BELT ARRESTOR, 127MM OD X 1100MM | IDLER, BELT ARRESTOR, WITH SIZES: 127MM OD X 1100MM IN TOTAL LENGTH INCLUDING SHAFT, AS PER FMT DRAWING: FW44D16006_F45 INCLINE BELT |  |  |  | URL NOT FOUND | [11 empty] | FW44D16006_F45 |  |  | CLEANSED | IDLER | CONVEYOR | TYPE | BELT ARRESTOR | BELT WIDTH |  | ROLLER DIAMETER | OD 127 MM | ROLLER LENGTH | 1100 MM | FACE WIDTH |  | ROLLER MATERIAL |  | LOAD CAPACITY |  | GAUGE LENGTH |  | MATERIAL |  | HAZARD CLASS |  | CERTIFICATION/STANDARD |  | ADDITIONAL FEATURES EN | W/SHAFT,INCLINE BELT | ADDITIONAL FEATURES ES |  | ADDITIONAL FEATURES FR | [33 empty] | Production Completed
000000000060217826 - B5 | STP-004 | DATA ENRICHMENT | SMX | SMX5 | OK | 2022-10-10 | 14/10/2022 |  | 000000000060217826 | BHP1 | BHP Spares & Supplies | 241017 | Conveyors and accessories | EA | MAN2 | IDLER, CONVEYOR TOE TRACK, CCTR 600, RET | IDLER, CONVEYOR TOE TRACK, CCTR 600, RETURN CROWN CLEAN TRACK RUBBER TRAINING SET 600 | FCTR 750 | 0019000000 | 1069 | URL NOT FOUND |  |  | FCTR 750 |  |  | CCTR 600 | [8 empty] | CLEANSED | IDLER | CONVEYOR | TYPE | TOE TRACK | BELT WIDTH |  | ROLLER DIAMETER |  | ROLLER LENGTH |  | FACE WIDTH |  | ROLLER MATERIAL |  | LOAD CAPACITY |  | GAUGE LENGTH |  | MATERIAL |  | HAZARD CLASS |  | CERTIFICATION/STANDARD |  | ADDITIONAL FEATURES EN | REF:1069,FOR RETURN CROWN CLEAN TRACK RUBBER TRAINING SET 600 | ADDITIONAL FEATURES ES |  | ADDITIONAL FEATURES FR | [33 empty] | Production Completed
000000000060217828 - B5 | STP-004 | DATA ENRICHMENT | SMX | SMX5 | OK | 2022-10-10 | 14/10/2022 |  | 000000000060217828 | BHP1 | BHP Spares & Supplies | 241017 | Conveyors and accessories | EA | MAN2 | IDLER, CONVEYOR TOE TRACK, CCTR 900, RET | IDLER, CONVEYOR TOE TRACK, CCTR 900, RETURN CROWN CLEAN TRACK RUBBER TRAINING SET 900 | FCTR 600 | 0019000000 | 1069 | URL NOT FOUND |  |  | FCTR 600 |  |  | CCTR 900 | [8 empty] | CLEANSED | IDLER | CONVEYOR | TYPE | TOE TRACK | BELT WIDTH |  | ROLLER DIAMETER |  | ROLLER LENGTH |  | FACE WIDTH |  | ROLLER MATERIAL |  | LOAD CAPACITY |  | GAUGE LENGTH |  | MATERIAL |  | HAZARD CLASS |  | CERTIFICATION/STANDARD |  | ADDITIONAL FEATURES EN | REF:1069,FOR RETURN CROWN CLEAN TRACK RUBBER TRAINING SET 900 | ADDITIONAL FEATURES ES |  | ADDITIONAL FEATURES FR | [33 empty] | Production Completed
000000000060217829 - B5 | STP-004 | DATA ENRICHMENT | SMX | SMX5 | OK | 2022-10-10 | 14/10/2022 |  | 000000000060217829 | BHP1 | BHP Spares & Supplies | 241017 | Conveyors and accessories | EA | MAN2 | IDLER, CONVEYOR TOE TRACK, FCTR 900, RET | IDLER, CONVEYOR TOE TRACK, FCTR 900, RETURN FLAT CLEAN TRACK RUBBER TRAINING SET 900 | CCTR 900 | 0019000000 | 1069 | URL NOT FOUND |  |  | CCTR 900 |  |  | FCTR 900 | [8 empty] | CLEANSED | IDLER | CONVEYOR | TYPE | TOE TRACK | BELT WIDTH |  | ROLLER DIAMETER |  | ROLLER LENGTH |  | FACE WIDTH |  | ROLLER MATERIAL |  | LOAD CAPACITY |  | GAUGE LENGTH |  | MATERIAL |  | HAZARD CLASS |  | CERTIFICATION/STANDARD |  | ADDITIONAL FEATURES EN | REF:1069,FOR RETURN FLAT CLEAN TRACK RUBBER TRAINING SET 900 | ADDITIONAL FEATURES ES |  | ADDITIONAL FEATURES FR | [33 empty] | Production Completed
000000000060014788 - B5 | STP-004 | DATA ENRICHMENT | SMX | SMX5 | OK | 2022-10-10 | 14/10/2022 |  | 000000000060014788 | BHP1 | BHP Spares & Supplies | 241017 | Conveyors and accessories | EA | MAN2 | IDLER, FLAT RETURN, SELF ALIGNING, 900MM | IDLER, FLAT RETURN, SELF ALIGNING, 900MM BELT WIDTH, 127MM DIA ROLL,, SERIES 25, JEFFREY | 316E1632 | 0019008732 | JEFFREY | URL NOT FOUND |  | JEFFREY | 316E1632 | [11 empty] | CLEANSED | IDLER | CONVEYOR | TYPE | FLAT RETURN,SELF ALIGNING | BELT WIDTH | 900 MM | ROLLER DIAMETER | 127 MM | ROLLER LENGTH |  | FACE WIDTH |  | ROLLER MATERIAL |  | LOAD CAPACITY |  | GAUGE LENGTH |  | MATERIAL |  | HAZARD CLASS |  | CERTIFICATION/STANDARD |  | ADDITIONAL FEATURES EN | SERIES 25 | ADDITIONAL FEATURES ES |  | ADDITIONAL FEATURES FR | [33 empty] | Production Completed
000000000060220176 - B5 | STP-004 | DATA ENRICHMENT | SMX | SMX5 | OK | 2022-10-10 | 14/10/2022 |  | 000000000060220176 | BHP1 | BHP Spares & Supplies | 241017 | Conveyors and accessories | EA | MAN2 | IDLER, HDPE, 240FL, JACHRIS, 600MM BELT | IDLER, HDPE, 240FL, JACHRIS, 600MM BELT WIDTH |  |  |  | URL NOT FOUND |  | JACHRIS | [12 empty] | CLEANSED | IDLER | CONVEYOR | TYPE |  | BELT WIDTH | 600 MM | ROLLER DIAMETER |  | ROLLER LENGTH |  | FACE WIDTH |  | ROLLER MATERIAL |  | LOAD CAPACITY |  | GAUGE LENGTH |  | MATERIAL | HDPE | HAZARD CLASS |  | CERTIFICATION/STANDARD |  | ADDITIONAL FEATURES EN | 240FL | ADDITIONAL FEATURES ES |  | ADDITIONAL FEATURES FR | [33 empty] | Production Completed
000000000060220179 - B5 | STP-004 | DATA ENRICHMENT | SMX | SMX5 | OK | 2022-10-10 | 14/10/2022 |  | 000000000060220179 | BHP1 | BHP Spares & Supplies | 241017 | Conveyors and accessories | EA | MAN2 | IDLER, IMPACT, 340FL, JACHRIS, 900MM BEL | IDLER, IMPACT, 340FL, JACHRIS, 900MM BELT WIDTH |  |  |  | URL NOT FOUND |  | JACHRIS | [12 empty] | CLEANSED | IDLER | CONVEYOR | TYPE | IMPACT | BELT WIDTH | 900 MM | ROLLER DIAMETER |  | ROLLER LENGTH |  | FACE WIDTH |  | ROLLER MATERIAL |  | LOAD CAPACITY |  | GAUGE LENGTH |  | MATERIAL |  | HAZARD CLASS |  | CERTIFICATION/STANDARD |  | ADDITIONAL FEATURES EN | 340FL | ADDITIONAL FEATURES ES |  | ADDITIONAL FEATURES FR | [33 empty] | Production Completed
000000000060220177 - B5 | STP-004 | DATA ENRICHMENT | SMX | SMX5 | OK | 2022-10-10 | 14/10/2022 |  | 000000000060220177 | BHP1 | BHP Spares & Supplies | 241017 | Conveyors and accessories | EA | MAN2 | IDLER, RETURN HDPE, 240FL, JACHRIS, 600M | IDLER, RETURN HDPE, 240FL, JACHRIS, 600MM BELT WIDTH |  |  |  | URL NOT FOUND |  | JACHRIS | [12 empty] | CLEANSED | IDLER | CONVEYOR | TYPE | RETURN | BELT WIDTH | 600 MM | ROLLER DIAMETER |  | ROLLER LENGTH |  | FACE WIDTH |  | ROLLER MATERIAL |  | LOAD CAPACITY |  | GAUGE LENGTH |  | MATERIAL | HDPE | HAZARD CLASS |  | CERTIFICATION/STANDARD |  | ADDITIONAL FEATURES EN | 240FL | ADDITIONAL FEATURES ES |  | ADDITIONAL FEATURES FR | [33 empty] | Production Completed
000000000060214861 - B5 | STP-004 | DATA ENRICHMENT | SMX | SMX5 | OK | 2022-10-10 | 14/10/2022 |  | 000000000060214861 | BHP1 | BHP Spares & Supplies | 241017 | Conveyors and accessories | EA | MAN2 | IDLER, RETURN, 101 X 688 X 25MM | IDLER, RETURN, 101 X 688 X 25MM |  |  |  | URL NOT FOUND | [14 empty] | CLEANSED | IDLER | CONVEYOR | TYPE | RETURN | BELT WIDTH |  | ROLLER DIAMETER | 101 MM | ROLLER LENGTH | 688 MM | FACE WIDTH |  | ROLLER MATERIAL |  | LOAD CAPACITY |  | GAUGE LENGTH |  | MATERIAL |  | HAZARD CLASS |  | CERTIFICATION/STANDARD |  | ADDITIONAL FEATURES EN | SHAFT SIZE:25 MM | ADDITIONAL FEATURES ES |  | ADDITIONAL FEATURES FR | [33 empty] | Production Completed
000000000060214250 - B5 | STP-004 | DATA ENRICHMENT | SMX | SMX5 | OK | 2022-10-10 | 14/10/2022 |  | 000000000060214250 | BHP1 | BHP Spares & Supplies | 241017 | Conveyors and accessories | EA | MAN2 | IDLER, ROLLER, TROUGHING, 725 BELT DIA 1 | IDLER, ROLLER, TROUGHING, 725 BELT DIA 127 X SERIES 25 X 290 FACE X 300 GAUGE, ANTI-RUNBACK |  |  |  | URL NOT FOUND | [14 empty] | CLEANSED | IDLER | CONVEYOR | TYPE |  | BELT WIDTH | 725 MM | ROLLER DIAMETER | 127 MM | ROLLER LENGTH |  | FACE WIDTH | 290 MM | ROLLER MATERIAL |  | LOAD CAPACITY |  | GAUGE LENGTH | 300 MM | MATERIAL |  | HAZARD CLASS |  | CERTIFICATION/STANDARD |  | ADDITIONAL FEATURES EN | SERIES 25,W/ANTI-RUNBACK ROLLER | ADDITIONAL FEATURES ES |  | ADDITIONAL FEATURES FR | [33 empty] | Production Completed
000000000060214251 - B5 | STP-004 | DATA ENRICHMENT | SMX | SMX5 | OK | 2022-10-10 | 14/10/2022 |  | 000000000060214251 | BHP1 | BHP Spares & Supplies | 241017 | Conveyors and accessories | EA | MAN2 | IDLER, ROLLER, TROUGHING, 900 BELT DIA 1 | IDLER, ROLLER, TROUGHING, 900 BELT DIA 127 X SERIES 25 X 340 FACE X 350 GAUGE, ANTI-RUNBACK |  |  |  | URL NOT FOUND | [14 empty] | CLEANSED | IDLER | CONVEYOR | TYPE |  | BELT WIDTH | 900 MM | ROLLER DIAMETER | 127 MM | ROLLER LENGTH |  | FACE WIDTH | 340 MM | ROLLER MATERIAL |  | LOAD CAPACITY |  | GAUGE LENGTH | 350 MM | MATERIAL |  | HAZARD CLASS |  | CERTIFICATION/STANDARD |  | ADDITIONAL FEATURES EN | SERIES 25,W/ANTI-RUNBACK ROLLER | ADDITIONAL FEATURES ES |  | ADDITIONAL FEATURES FR | [33 empty] | Production Completed
000000000060161286 - B5 | STP-004 | DATA ENRICHMENT | SMX | SMX5 | OK | 2022-10-10 | 14/10/2022 |  | 000000000060161286 | BHP1 | BHP Spares & Supplies | 241017 | Conveyors and accessories | EA | MAN2 | IDLER, ROLLER, WEIGHCLASS, SERIES 25, 12 | IDLER, ROLLER, WEIGHCLASS, SERIES 25, 127MM DIA, 18MM SLOT, OPEN ENDED, BELT WIDTH 1050MM, FACE LENGTH 390MM, GUAGE LENGTH 400MM, ST, EEL | 9506 | 0019008865 | PROCESS AUTOMATION | URL NOT FOUND |  | PROCESS AUTOMATION | 9506 | [11 empty] | CLEANSED | IDLER | CONVEYOR | TYPE | OPEN WIDTH | BELT WIDTH | 1050 MM | ROLLER DIAMETER | 127 MM | ROLLER LENGTH |  | FACE WIDTH | 390 MM | ROLLER MATERIAL | STEEL | LOAD CAPACITY |  | GAUGE LENGTH | 400 MM | MATERIAL |  | HAZARD CLASS |  | CERTIFICATION/STANDARD |  | ADDITIONAL FEATURES EN | BRAND:WEIGH-CLASS,SERIES 25,SHAFT SIZE:18 MM SLOTTED | ADDITIONAL FEATURES ES |  | ADDITIONAL FEATURES FR | [33 empty] | Production Completed
000000000060214376 - B5 | STP-004 | DATA ENRICHMENT | SMX | SMX5 | OK | 2022-10-10 | 14/10/2022 |  | 000000000060214376 | BHP1 | BHP Spares & Supplies | 241017 | Conveyors and accessories | EA | MAN2 | IDLER, SPECIAL IMPACT, RUBBER, 133 MM DI | IDLER, SPECIAL IMPACT, RUBBER, 133 MM DIA X 300 MM LENGTH X 350 SHAFT LENGTH X 25 MM SHAFT DIA, PN CIS-3SI-300-133-25 | CIS-3SI-300-133-30-25 | 0019011654 | CONVEYOR & INDUSTRIAL SUPPLIES | URL NOT FOUND |  | CONVEYOR & INDUSTRIAL SUPPLIES | CIS-3SI-300-133-30-25 | [11 empty] | CLEANSED | IDLER | CONVEYOR | TYPE | SPECIAL IMPACT | BELT WIDTH |  | ROLLER DIAMETER | 133 MM | ROLLER LENGTH | 300 MM | FACE WIDTH |  | ROLLER MATERIAL |  | LOAD CAPACITY |  | GAUGE LENGTH |  | MATERIAL | RUBBER | HAZARD CLASS |  | CERTIFICATION/STANDARD |  | ADDITIONAL FEATURES EN | SHAFT SIZE:DIA 25 X LG 350 MM | ADDITIONAL FEATURES ES |  | ADDITIONAL FEATURES FR | [33 empty] | Production Completed
000000000060214862 - B5 | STP-004 | DATA ENRICHMENT | SMX | SMX5 | OK | 2022-10-10 | 15/10/2022 |  | 000000000060214862 | BHP1 | BHP Spares & Supplies | 241017 | Conveyors and accessories | EA | MAN2 | IDLER, TROUGH, 101 X 305 X 25MM | IDLER, TROUGH, 101 X 305 X 25MM |  |  |  | URL NOT FOUND | [14 empty] | CLEANSED | IDLER | CONVEYOR | TYPE | TROUGHING | BELT WIDTH |  | ROLLER DIAMETER | 101 MM | ROLLER LENGTH | 305 MM | FACE WIDTH |  | ROLLER MATERIAL |  | LOAD CAPACITY |  | GAUGE LENGTH |  | MATERIAL |  | HAZARD CLASS |  | CERTIFICATION/STANDARD |  | ADDITIONAL FEATURES EN | SHAFT SIZE:25 MM | ADDITIONAL FEATURES ES |  | ADDITIONAL FEATURES FR | [33 empty] | Production Completed
000000000060014803 - B5 | STP-004 | DATA ENRICHMENT | SMX | SMX5 | OK | 2022-10-10 | 15/10/2022 |  | 000000000060014803 | BHP1 | BHP Spares & Supplies | 241017 | Conveyors and accessories | EA | MAN2 | IDLER, TROUGHING, SELF ALIGNING, 35 DEG | IDLER, TROUGHING, SELF ALIGNING, 35 DEG OFFSET, 900MM BELT WIDTH, | 318E314 | 0019008732 | JEFFREY | URL NOT FOUND |  | JEFFREY | 318E314 | [11 empty] | CLEANSED | IDLER | CONVEYOR | TYPE | TROUGHING,SELF ALIGNING | BELT WIDTH | 900 MM | ROLLER DIAMETER |  | ROLLER LENGTH |  | FACE WIDTH |  | ROLLER MATERIAL |  | LOAD CAPACITY |  | GAUGE LENGTH |  | MATERIAL |  | HAZARD CLASS |  | CERTIFICATION/STANDARD |  | ADDITIONAL FEATURES EN | ANGLE:35 DEG OFFSET | ADDITIONAL FEATURES ES |  | ADDITIONAL FEATURES FR | [33 empty] | Production Completed
000000000060014801 - B5 | STP-004 | DATA ENRICHMENT | SMX | SMX5 | OK | 2022-10-10 | 15/10/2022 |  | 000000000060014801 | BHP1 | BHP Spares & Supplies | 241017 | Conveyors and accessories | EA | MAN2 | IDLER, TROUGHING, SELF ALIGNING, 35 DEG | IDLER, TROUGHING, SELF ALIGNING, 35 DEG OFFSET, 750MM BELT WIDTH, PERMASEAL, JEFFREY | 318E313 | 0019008732 | JEFFREY | URL NOT FOUND |  | JEFFREY | 318E313 | [11 empty] | CLEANSED | IDLER | CONVEYOR | TYPE | TROUGHING,SELF ALIGNING | BELT WIDTH | 750 MM | ROLLER DIAMETER |  | ROLLER LENGTH |  | FACE WIDTH |  | ROLLER MATERIAL |  | LOAD CAPACITY |  | GAUGE LENGTH |  | MATERIAL |  | HAZARD CLASS |  | CERTIFICATION/STANDARD |  | ADDITIONAL FEATURES EN | ANGLE:35 DEG OFFSET | ADDITIONAL FEATURES ES |  | ADDITIONAL FEATURES FR | [33 empty] | Production Completed
000000000060233858 - B5 | STP-004 | DATA ENRICHMENT | SMX | SMX5 | OK | 2022-10-10 | 14/10/2022 |  | 000000000060233858 | BHP1 | BHP Spares & Supplies | 241017 | Conveyors and accessories | EA | MAN2 | IDLER,127 MM DIA X 270 MM | IDLER, 127 MM DIA X 270 MM, ACCORDING TO SANS, WITH STATIONARY ENDS, NEW STOCK AS PER ESSI: 1182 |  |  |  | URL NOT FOUND | [14 empty] | CLEANSED | IDLER | CONVEYOR | TYPE |  | BELT WIDTH |  | ROLLER DIAMETER | 127 MM | ROLLER LENGTH | 270 MM | FACE WIDTH |  | ROLLER MATERIAL |  | LOAD CAPACITY |  | GAUGE LENGTH |  | MATERIAL |  | HAZARD CLASS |  | CERTIFICATION/STANDARD |  | ADDITIONAL FEATURES EN | ACCORDING TO SANS,W/STATIONARY ENDS,NEW STOCK AS PER ESSI: 1182 | ADDITIONAL FEATURES ES |  | ADDITIONAL FEATURES FR | [33 empty] | Production Completed
000000000060255212 - B5 | STP-004 | DATA ENRICHMENT | SMX | SMX5 | OK | 2022-10-10 | 14/10/2022 |  | 000000000060255212 | BHP1 | BHP Spares & Supplies | 241017 | Conveyors and accessories | EA | MAN2 | IDLER,1700MMX127MMX25MM,PSP-TAS | IDLER,1700MMX127MMX25MM,PSP-TAS | 1700MMX127MMX25MM | 0019011819 | Unknown | URL NOT FOUND |  | PSP-TAS | [12 empty] | CLEANSED | IDLER | CONVEYOR | TYPE |  | BELT WIDTH |  | ROLLER DIAMETER | 127 MM | ROLLER LENGTH | 1700 MM | FACE WIDTH |  | ROLLER MATERIAL |  | LOAD CAPACITY |  | GAUGE LENGTH |  | MATERIAL |  | HAZARD CLASS |  | CERTIFICATION/STANDARD |  | ADDITIONAL FEATURES EN | SHAFT SIZE:25 MM,PSP-TAS | ADDITIONAL FEATURES ES |  | ADDITIONAL FEATURES FR | [33 empty] | Production Completed
000000000060255213 - B5 | STP-004 | DATA ENRICHMENT | SMX | SMX5 | OK | 2022-10-10 | 14/10/2022 |  | 000000000060255213 | BHP1 | BHP Spares & Supplies | 241017 | Conveyors and accessories | EA | MAN2 | IDLER,390MMX100MMX25MM,PSP-TAS | IDLER,390MMX100MMX25MM,PSP-TAS | 390MMX100MMX25MM | 0019011819 | Unknown | URL NOT FOUND |  | PSP-TAS | [12 empty] | CLEANSED | IDLER | CONVEYOR | TYPE |  | BELT WIDTH |  | ROLLER DIAMETER | 100 MM | ROLLER LENGTH | 390 MM | FACE WIDTH |  | ROLLER MATERIAL |  | LOAD CAPACITY |  | GAUGE LENGTH |  | MATERIAL |  | HAZARD CLASS |  | CERTIFICATION/STANDARD |  | ADDITIONAL FEATURES EN | SHAFT SIZE:25 MM,PSP-TAS | ADDITIONAL FEATURES ES |  | ADDITIONAL FEATURES FR | [33 empty] | Production Completed
000000000060229697 - B5 | STP-004 | DATA ENRICHMENT | SMX | SMX5 | OK | 2022-10-10 | 15/10/2022 |  | 000000000060229697 | BHP1 | BHP Spares & Supplies | 241017 | Conveyors and accessories | EA | MAN2 | IDLER,CONVEYOR,127 MM DIA X 1145 MM | IDLER, CONVEYOR, 127 MM DIA X 1145 MM, HEX HEAD, ACCORDING TO SANS, WITH STATIONARY ENDS, NEW STOCK AS PER ESSI : 1176, NC3063. IDL-STL-1145-01 |  |  |  | URL NOT FOUND |  |  | NC3063 |  |  | IDL-STL-1145-01 | [8 empty] | CLEANSED | IDLER | CONVEYOR | TYPE | HEX HEAD | BELT WIDTH |  | ROLLER DIAMETER | 127 MM | ROLLER LENGTH | 1145 MM | FACE WIDTH |  | ROLLER MATERIAL | STEEL | LOAD CAPACITY |  | GAUGE LENGTH |  | MATERIAL |  | HAZARD CLASS |  | CERTIFICATION/STANDARD |  | ADDITIONAL FEATURES EN | ACCORDING TO SANS,W/STATIONARY ENDS,NEW STOCK AS PER ESSI: 1176 | ADDITIONAL FEATURES ES |  | ADDITIONAL FEATURES FR | [33 empty] | Production Completed
000000000060214242 - B5 | STP-004 | DATA ENRICHMENT | SMX | SMX5 | OK | 2022-10-10 | 15/10/2022 |  | 000000000060214242 | BHP1 | BHP Spares & Supplies | 241017 | Conveyors and accessories | EA | MAN2 | IDLER,CONVEYOR,127 MM DIA X 1145 MM,25 M | IDLER,CONVEYOR,127 MM DIA X 1145 MM,25 MM SHAFT SLOTTED,ACCORDING TO SANS 1313-1, AS PER SSI 5204. | S127D1146AAC00G | 0019008805 | MELCO | URL NOT FOUND |  | MELCO | S127D1146AAC00G | [11 empty] | CLEANSED | IDLER | CONVEYOR | TYPE |  | BELT WIDTH |  | ROLLER DIAMETER | 127 MM | ROLLER LENGTH | 1145 MM | FACE WIDTH |  | ROLLER MATERIAL |  | LOAD CAPACITY |  | GAUGE LENGTH |  | MATERIAL |  | HAZARD CLASS |  | CERTIFICATION/STANDARD |  | ADDITIONAL FEATURES EN | SHAFT SIZE:25 MM SLOTTED,ACCORDING TO SANS 1313-1,AS PER SSI 5204 | ADDITIONAL FEATURES ES |  | ADDITIONAL FEATURES FR | [33 empty] | Production Completed
000000000060242182 - B5 | STP-004 | DATA ENRICHMENT | SMX | SMX5 | OK | 2022-10-10 | 15/10/2022 |  | 000000000060242182 | BHP1 | BHP Spares & Supplies | 241017 | Conveyors and accessories | EA | MAN2 | IDLER,CONVEYOR,127 MM DIA X 1300 MM | IDLER,CONVEYOR,127 MM DIA X 1300 MM,25 MM SHAFT SLOTTED,ACCORDING TO SANS 1313-1, NEW STOCK AS PER ESSI: 1809 |  |  |  | URL NOT FOUND | [14 empty] | CLEANSED | IDLER | CONVEYOR | TYPE |  | BELT WIDTH |  | ROLLER DIAMETER | 127 MM | ROLLER LENGTH | 1300 MM | FACE WIDTH |  | ROLLER MATERIAL |  | LOAD CAPACITY |  | GAUGE LENGTH |  | MATERIAL |  | HAZARD CLASS |  | CERTIFICATION/STANDARD |  | ADDITIONAL FEATURES EN | SHAFT SIZE:25 MM SLOTTED,ACCORDING TO SANS 1313-1,NEW STOCK AS PER ESSI: 1809 | ADDITIONAL FEATURES ES |  | ADDITIONAL FEATURES FR | [33 empty] | Production Completed
000000000060230408 - B5 | STP-004 | DATA ENRICHMENT | SMX | SMX5 | OK | 2022-10-10 | 15/10/2022 |  | 000000000060230408 | BHP1 | BHP Spares & Supplies | 241017 | Conveyors and accessories | EA | MAN2 | IDLER,CONVEYOR,127 MM DIA X 250MM, | IDLER, CONVEYOR, 127 MM DIA X 250MM, ACCORDING TO SANS, WITH STATIONARY ENDS, NEW STOCK AS PER ESSI : 1183, CRUSHER PLANT |  |  |  | URL NOT FOUND | [14 empty] | CLEANSED | IDLER | CONVEYOR | TYPE |  | BELT WIDTH |  | ROLLER DIAMETER | 127 MM | ROLLER LENGTH | 250 MM | FACE WIDTH |  | ROLLER MATERIAL |  | LOAD CAPACITY |  | GAUGE LENGTH |  | MATERIAL |  | HAZARD CLASS |  | CERTIFICATION/STANDARD |  | ADDITIONAL FEATURES EN | ACCORDING TO SANS,W/STATIONARY ENDS,NEW STOCK AS PER ESSI: 1183,FOR CRUSHER PLANT | ADDITIONAL FEATURES ES |  | ADDITIONAL FEATURES FR | [33 empty] | Production Completed
000000000060229702 - B5 | STP-004 | DATA ENRICHMENT | SMX | SMX5 | OK | 2022-10-10 | 15/10/2022 |  | 000000000060229702 | BHP1 | BHP Spares & Supplies | 241017 | Conveyors and accessories | EA | MAN2 | IDLER,CONVEYOR,127 MM DIA X 310 MM | IDLER, CONVEYOR, 127 MM DIA X 310 MM, ACCORDING TO SANS, NEW STOCK AS PER ESSI : 1161, NC3054-IDL-STL-310-02 |  |  |  | URL NOT FOUND |  |  | NC3054 |  |  | IDL-STL-310-02 | [8 empty] | CLEANSED | IDLER | CONVEYOR | TYPE |  | BELT WIDTH |  | ROLLER DIAMETER | 127 MM | ROLLER LENGTH | 310 MM | FACE WIDTH |  | ROLLER MATERIAL | STEEL | LOAD CAPACITY |  | GAUGE LENGTH |  | MATERIAL |  | HAZARD CLASS |  | CERTIFICATION/STANDARD |  | ADDITIONAL FEATURES EN | ACCORDING TO SANS,NEW STOCK AS PER ESSI: 1161 | ADDITIONAL FEATURES ES |  | ADDITIONAL FEATURES FR | [33 empty] | Production Completed
000000000060229703 - B5 | STP-004 | DATA ENRICHMENT | SMX | SMX5 | OK | 2022-10-10 | 15/10/2022 |  | 000000000060229703 | BHP1 | BHP Spares & Supplies | 241017 | Conveyors and accessories | EA | MAN2 | IDLER,CONVEYOR,127 MM DIA X 315 MM | IDLER, CONVEYOR, 127 MM DIA X 315 MM, ACCORDING TO SANS, NEW STOCK AS PER ESSI : 1160, NC3051-IDL-STL-315-01 |  |  |  | URL NOT FOUND |  |  | NC3051 |  |  | IDL-STL-315-01 | [8 empty] | CLEANSED | IDLER | CONVEYOR | TYPE |  | BELT WIDTH |  | ROLLER DIAMETER | 127 MM | ROLLER LENGTH | 315 MM | FACE WIDTH |  | ROLLER MATERIAL | STEEL | LOAD CAPACITY |  | GAUGE LENGTH |  | MATERIAL |  | HAZARD CLASS |  | CERTIFICATION/STANDARD |  | ADDITIONAL FEATURES EN | ACCORDING TO SANS,NEW STOCK AS PER ESSI: 1160 | ADDITIONAL FEATURES ES |  | ADDITIONAL FEATURES FR | [33 empty] | Production Completed
000000000060230407 - B5 | STP-004 | DATA ENRICHMENT | SMX | SMX5 | OK | 2022-10-10 | 15/10/2022 |  | 000000000060230407 | BHP1 | BHP Spares & Supplies | 241017 | Conveyors and accessories | EA | MAN2 | IDLER,CONVEYOR,127 MM DIA X 330 MM, | IDLER, CONVEYOR, 127 MM DIA X 330 MM, HEX HEAD, ACCORDING TO SANS, WITH STATIONARY ENDS, NEW STOCK AS PER ESSI : 1177, CRUSHER PLANT |  |  |  | URL NOT FOUND | [14 empty] | CLEANSED | IDLER | CONVEYOR | TYPE | HEX HEAD | BELT WIDTH |  | ROLLER DIAMETER | 127 MM | ROLLER LENGTH | 330 MM | FACE WIDTH |  | ROLLER MATERIAL |  | LOAD CAPACITY |  | GAUGE LENGTH |  | MATERIAL |  | HAZARD CLASS |  | CERTIFICATION/STANDARD |  | ADDITIONAL FEATURES EN | ACCORDING TO SANS,W/STATIONARY ENDS,NEW STOCK AS PER ESSI: 1177,FOR CRUSHER PLANT | ADDITIONAL FEATURES ES |  | ADDITIONAL FEATURES FR | [33 empty] | Production Completed
000000000060230409 - B5 | STP-004 | DATA ENRICHMENT | SMX | SMX5 | OK | 2022-10-10 | 15/10/2022 |  | 000000000060230409 | BHP1 | BHP Spares & Supplies | 241017 | Conveyors and accessories | EA | MAN2 | IDLER,CONVEYOR,127 MM DIA X 440 MM, | IDLER, CONVEYOR, 127 MM DIA X 440 MM, ACCORDING TO SANS, WITH STATIONARY ENDS, NEW STOCK AS PER ESSI : 1184, CRUSHER PLANT |  |  |  | URL NOT FOUND | [14 empty] | CLEANSED | IDLER | CONVEYOR | TYPE |  | BELT WIDTH |  | ROLLER DIAMETER | 127 MM | ROLLER LENGTH | 440 MM | FACE WIDTH |  | ROLLER MATERIAL |  | LOAD CAPACITY |  | GAUGE LENGTH |  | MATERIAL |  | HAZARD CLASS |  | CERTIFICATION/STANDARD |  | ADDITIONAL FEATURES EN | ACCORDING TO SANS,W/STATIONARY ENDS,NEW STOCK AS PER ESSI: 1184,FOR CRUSHER PLANT | ADDITIONAL FEATURES ES |  | ADDITIONAL FEATURES FR | [33 empty] | Production Completed
000000000060229701 - B5 | STP-004 | DATA ENRICHMENT | SMX | SMX5 | OK | 2022-10-10 | 15/10/2022 |  | 000000000060229701 | BHP1 | BHP Spares & Supplies | 241017 | Conveyors and accessories | EA | MAN2 | IDLER,CONVEYOR,127 MM DIA X 480 MM | IDLER, CONVEYOR, 127 MM DIA X 480 MM, ACCORDING TO SANS, NEW STOCK AS PER ESSI : 1162, NC3057-IDL-STL-480-02 |  |  |  | URL NOT FOUND |  |  | NC3057 |  |  | IDL-STL-480-02 | [8 empty] | CLEANSED | IDLER | CONVEYOR | TYPE |  | BELT WIDTH |  | ROLLER DIAMETER | 127 MM | ROLLER LENGTH | 480 MM | FACE WIDTH |  | ROLLER MATERIAL | STEEL | LOAD CAPACITY |  | GAUGE LENGTH |  | MATERIAL |  | HAZARD CLASS |  | CERTIFICATION/STANDARD |  | ADDITIONAL FEATURES EN | ACCORDING TO SANS, NEW STOCK AS PER ESSI: 1162 | ADDITIONAL FEATURES ES |  | ADDITIONAL FEATURES FR | [33 empty] | Production Completed
000000000060245112 - B5 | STP-004 | DATA ENRICHMENT | SMX | SMX5 | OK | 2022-10-10 | 15/10/2022 |  | 000000000060245112 | BHP1 | BHP Spares & Supplies | 261118 | Drive belts | EA | MAN2 | IDLER,CONVEYOR,127 MM DIA X 590 MM | IDLER,CONVEYOR,127 MM DIA X 590 MM,25 MM SHAFT SLOTTED,ACCORDING TO SANS 1313-1, NEW STOCK AS PER ESSI: 1815 |  |  |  | URL NOT FOUND | [14 empty] | CLEANSED | IDLER | CONVEYOR | TYPE |  | BELT WIDTH |  | ROLLER DIAMETER | 127 MM | ROLLER LENGTH | 590 MM | FACE WIDTH |  | ROLLER MATERIAL |  | LOAD CAPACITY |  | GAUGE LENGTH |  | MATERIAL |  | HAZARD CLASS |  | CERTIFICATION/STANDARD |  | ADDITIONAL FEATURES EN | SHAFT SIZE:25 MM SLOTTED,ACCORDING TO SANS 1313-1,NEW STOCK AS PER ESSI: 1815 | ADDITIONAL FEATURES ES |  | ADDITIONAL FEATURES FR | [33 empty] | Production Completed
000000000060229792 - B5 | STP-004 | DATA ENRICHMENT | SMX | SMX5 | OK | 2022-10-10 | 15/10/2022 |  | 000000000060229792 | BHP1 | BHP Spares & Supplies | 241017 | Conveyors and accessories | EA | MAN2 | IDLER,GUIDE,OD 60 120FL PART NO NC3008 | GUIDE IDLER OD 60 120FL PART NO NC3008, NEW STOCK AS PER ESSI : 1221, PART NUMBER : NC3008 |  |  |  | URL NOT FOUND |  |  | NC3008 | [11 empty] | CLEANSED | IDLER | CONVEYOR | TYPE | GUIDE | BELT WIDTH |  | ROLLER DIAMETER | OD 60 MM | ROLLER LENGTH |  | FACE WIDTH |  | ROLLER MATERIAL |  | LOAD CAPACITY |  | GAUGE LENGTH |  | MATERIAL |  | HAZARD CLASS |  | CERTIFICATION/STANDARD |  | ADDITIONAL FEATURES EN | 120FL,NEW STOCK AS PER ESSI: 1221 | ADDITIONAL FEATURES ES |  | ADDITIONAL FEATURES FR | [33 empty] | Production Completed
000000000060229789 - B5 | STP-004 | DATA ENRICHMENT | SMX | SMX5 | OK | 2022-10-10 | 15/10/2022 |  | 000000000060229789 | BHP1 | BHP Spares & Supplies | 241017 | Conveyors and accessories | EA | MAN2 | IDLER,GUIDE,YP 128 25 PART NO NC2207 | GUIDE IDLER YP 128 25 PART NO NC2207, NEW STOCK AS PER ESSI : 1225, PART NUMBER :NC 2207 |  |  |  | URL NOT FOUND |  |  | NC2207 | [11 empty] | CLEANSED | IDLER | CONVEYOR | TYPE | GUIDE | BELT WIDTH |  | ROLLER DIAMETER | 128 MM | ROLLER LENGTH |  | FACE WIDTH |  | ROLLER MATERIAL |  | LOAD CAPACITY |  | GAUGE LENGTH |  | MATERIAL |  | HAZARD CLASS |  | CERTIFICATION/STANDARD |  | ADDITIONAL FEATURES EN | BRAND:YIGA-P,SHAFT SIZE:25 MM,NEW STOCK AS PER ESSI: 1225 | ADDITIONAL FEATURES ES |  | ADDITIONAL FEATURES FR | [33 empty] | Production Completed
000000000060229802 - B5 | STP-004 | DATA ENRICHMENT | SMX | SMX5 | OK | 2022-10-10 | 15/10/2022 |  | 000000000060229802 | BHP1 | BHP Spares & Supplies | 241017 | Conveyors and accessories | EA | MAN2 | IDLER,GUIDE,YP 128 25,PART NO: NC2207 | IDLER, GUIDE, YP 128 25, PART NO: NC2207, NEW STOCK AS PER ESSI : 1200, CHANGED AS PER ESSI CHANGE : 324 |  |  |  | URL NOT FOUND |  |  | NC2207 | [11 empty] | CLEANSED | IDLER | CONVEYOR | TYPE | GUIDE | BELT WIDTH |  | ROLLER DIAMETER | 128 MM | ROLLER LENGTH |  | FACE WIDTH |  | ROLLER MATERIAL |  | LOAD CAPACITY |  | GAUGE LENGTH |  | MATERIAL |  | HAZARD CLASS |  | CERTIFICATION/STANDARD |  | ADDITIONAL FEATURES EN | BRAND:YIGA-P,SHAFT SIZE:25 MM,NEW STOCK AS PER ESSI: 1200,CHANGED AS PER ESSI CHANGE: 324 | ADDITIONAL FEATURES ES |  | ADDITIONAL FEATURES FR | [33 empty] | Production Completed
000000000060229148 - B5 | STP-004 | DATA ENRICHMENT | SMX | SMX5 | OK | 2022-10-10 | 15/10/2022 |  | 000000000060229148 | BHP1 | BHP Spares & Supplies | 241017 | Conveyors and accessories | EA | MAN2 | IDLER,HDPE 80 1800FL,1802GL1830SL | IDLER, HDPE 80 1800FL, 1802GL1830SL, 12CF. PART NO. NC1900, NEW STOCK AS PER ESSI : 1223, PART NUMBER : 1223 |  |  |  | URL NOT FOUND |  |  | NC1900 |  |  | 1223 | [8 empty] | CLEANSED | IDLER | CONVEYOR | TYPE |  | BELT WIDTH |  | ROLLER DIAMETER | 80 MM | ROLLER LENGTH |  | FACE WIDTH |  | ROLLER MATERIAL |  | LOAD CAPACITY |  | GAUGE LENGTH |  | MATERIAL | HDPE | HAZARD CLASS |  | CERTIFICATION/STANDARD |  | ADDITIONAL FEATURES EN | 1800FL,1802GL,1830SL,12CF,NEW STOCK AS PER ESSI: 1223 | ADDITIONAL FEATURES ES |  | ADDITIONAL FEATURES FR | [33 empty] | Production Completed
000000000060241895 - B5 | STP-004 | DATA ENRICHMENT | SMX | SMX5 | OK | 2022-10-10 | 15/10/2022 |  | 000000000060241895 | BHP1 | BHP Spares & Supplies | 241017 | Conveyors and accessories | EA | MAN2 | IDLER,HDPE,127X2175X25 | IDLER,HDPE,127X2175X25 |  |  |  | URL NOT FOUND | [14 empty] | CLEANSED | IDLER | CONVEYOR | TYPE |  | BELT WIDTH |  | ROLLER DIAMETER | 127 MM | ROLLER LENGTH | 2175 MM | FACE WIDTH |  | ROLLER MATERIAL |  | LOAD CAPACITY |  | GAUGE LENGTH |  | MATERIAL | HDPE | HAZARD CLASS |  | CERTIFICATION/STANDARD |  | ADDITIONAL FEATURES EN | SHAFT SIZE:25 MM | ADDITIONAL FEATURES ES |  | ADDITIONAL FEATURES FR | [33 empty] | Production Completed
000000000060229804 - B5 | STP-004 | DATA ENRICHMENT | SMX | SMX5 | OK | 2022-10-10 | 15/10/2022 |  | 000000000060229804 | BHP1 | BHP Spares & Supplies | 241017 | Conveyors and accessories | EA | MAN2 | IDLER,IMPACT,230FL,240GL,20CF | IDLER, IMPACT, 230FL, 240GL, 20CF PART NONC3012, NEW STOCK AS PER ESSI : 1188, PART NC3012 |  |  |  | URL NOT FOUND |  |  | NC3012 | [11 empty] | CLEANSED | IDLER | CONVEYOR | TYPE | IMPACT | BELT WIDTH |  | ROLLER DIAMETER |  | ROLLER LENGTH |  | FACE WIDTH |  | ROLLER MATERIAL |  | LOAD CAPACITY |  | GAUGE LENGTH |  | MATERIAL |  | HAZARD CLASS |  | CERTIFICATION/STANDARD |  | ADDITIONAL FEATURES EN | 230FL,240GL,20CF,NEW STOCK AS PER ESSI: 1188 | ADDITIONAL FEATURES ES |  | ADDITIONAL FEATURES FR | [33 empty] | Production Completed
000000000060228917 - B5 | STP-004 | DATA ENRICHMENT | SMX | SMX5 | OK | 2022-10-10 | 15/10/2022 |  | 000000000060228917 | BHP1 | BHP Spares & Supplies | 241017 | Conveyors and accessories | EA | MAN2 | IDLER,IMPACT,750 MM,BELT,SPECIAL | IDLER IMPACT 750 MM BELT SPECIAL |  |  |  | URL NOT FOUND | [14 empty] | CLEANSED | IDLER | CONVEYOR | TYPE | SPECIAL IMPACT | BELT WIDTH | 750 MM | ROLLER DIAMETER |  | ROLLER LENGTH |  | FACE WIDTH |  | ROLLER MATERIAL |  | LOAD CAPACITY |  | GAUGE LENGTH |  | MATERIAL |  | HAZARD CLASS |  | CERTIFICATION/STANDARD |  | ADDITIONAL FEATURES EN |  | ADDITIONAL FEATURES ES |  | ADDITIONAL FEATURES FR | [33 empty] | Production Completed
000000000060228803 - B5 | STP-004 | DATA ENRICHMENT | SMX | SMX5 | OK | 2022-10-10 | 15/10/2022 |  | 000000000060228803 | BHP1 | BHP Spares & Supplies | 241017 | Conveyors and accessories | EA | MAN2 | IDLER,RETURN ROLL.,1146MM X127MM X25MM | IDLER, HDPE, 1146MM X 127MM X 25MM, BLUE, ALMEX, RETURN ROLL,, SIGMENTED SHORT FACE STEEL REINFORCED C/W ANTI-SEIZE ENDCAPS, CATALOGUE, NO: HER03, CODE:HE019S |  |  |  | URL NOT FOUND |  | ALMEX | [12 empty] | CLEANSED | IDLER | CONVEYOR | TYPE |  | BELT WIDTH |  | ROLLER DIAMETER | 127 MM | ROLLER LENGTH | 1146 MM | FACE WIDTH |  | ROLLER MATERIAL | STEEL REINFORCED | LOAD CAPACITY |  | GAUGE LENGTH |  | MATERIAL | HDPE | HAZARD CLASS |  | CERTIFICATION/STANDARD |  | ADDITIONAL FEATURES EN | SHAFT SIZE:25 MM,COLOUR:BLUE,W/RETURN ROLL SIGMENTED SHORT FACE,C/W ANTI-SEIZE ENDCAPS,CATALOGUE NO:HER03,CODE:HE019S | ADDITIONAL FEATURES ES |  | ADDITIONAL FEATURES FR | [33 empty] | Production Completed
000000000060180490 - B5 | STP-004 | DATA ENRICHMENT | SMX | SMX5 | OK | 2022-10-10 | 15/10/2022 |  | 000000000060180490 | BHP1 | BHP Spares & Supplies | 241017 | Conveyors and accessories | EA | MAN2 | IDLER,RETURN ROLL,1754MM FACE,1764MM | IDLER, RETURN ROLL, 1754MM FACE, 1764MM GAUGE LENGTH, 152MM DIAMETER, SERIES 30, PRECISION MACHINED, CAST IRON, END CAPS, HEAVY DUTY |  |  |  | URL NOT FOUND | [14 empty] | CLEANSED | IDLER | CONVEYOR | TYPE | RETURN,HEAVY DUTY | BELT WIDTH |  | ROLLER DIAMETER | 152 MM | ROLLER LENGTH |  | FACE WIDTH | 1754 MM | ROLLER MATERIAL | CAST IRON | LOAD CAPACITY |  | GAUGE LENGTH | 1764 MM | MATERIAL |  | HAZARD CLASS |  | CERTIFICATION/STANDARD |  | ADDITIONAL FEATURES EN | SERIES 30,W/ROLLER,PRECISION MACHINED,END CAPS | ADDITIONAL FEATURES ES |  | ADDITIONAL FEATURES FR | [33 empty] | Production Completed
000000000060228801 - B5 | STP-004 | DATA ENRICHMENT | SMX | SMX5 | OK | 2022-10-10 | 15/10/2022 |  | 000000000060228801 | BHP1 | BHP Spares & Supplies | 241017 | Conveyors and accessories | EA | MAN2 | IDLER,RETURN ROLL.,840MM X127MM X25MM | IDLER, HDPE, 840MM X 127MM X 25MM, BLUE, ALMEX, RETURN STEEL ROLL,, SIGMENTED SHORT FACE STEEL REINFORCED C/W ANTI-SEIZE ENDCAPS, CATALOGUE, NO: HER01, CODE:HE017S |  |  |  | URL NOT FOUND |  | ALMEX | [12 empty] | CLEANSED | IDLER | CONVEYOR | TYPE |  | BELT WIDTH |  | ROLLER DIAMETER | 127 MM | ROLLER LENGTH | 840 MM | FACE WIDTH |  | ROLLER MATERIAL | STEEL REINFORCED | LOAD CAPACITY |  | GAUGE LENGTH |  | MATERIAL | HDPE | HAZARD CLASS |  | CERTIFICATION/STANDARD |  | ADDITIONAL FEATURES EN | SHAFT SIZE:25 MM,COLOUR:BLUE,W/RETURN ROLL SIGMENTED SHORT FACE,C/W ANTI-SEIZE ENDCAPS,CATALOGUE NO:HER01,CODE:HE017S | ADDITIONAL FEATURES ES |  | ADDITIONAL FEATURES FR | [33 empty] | Production Completed
000000000060227664 - B5 | STP-004 | DATA ENRICHMENT | SMX | SMX5 | OK | 2022-10-10 | 15/10/2022 |  | 000000000060227664 | BHP1 | BHP Spares & Supplies | 241017 | Conveyors and accessories | EA | MAN2 | IDLER,RETURN,1146X127X25,HDPE STEEL | IDLER, RETURN, 1146X127X25, HDPE STEEL RE-INFORCED ROLLER, DOUBLE SEALED, ANTI-STATIC |  |  |  | URL NOT FOUND | [14 empty] | CLEANSED | IDLER | CONVEYOR | TYPE | RETURN | BELT WIDTH |  | ROLLER DIAMETER | 127 MM | ROLLER LENGTH | 1146 MM | FACE WIDTH |  | ROLLER MATERIAL | STEEL REINFORCED | LOAD CAPACITY |  | GAUGE LENGTH |  | MATERIAL | HDPE | HAZARD CLASS |  | CERTIFICATION/STANDARD |  | ADDITIONAL FEATURES EN | SHAFT SIZE:25 MM,W/DOUBLE SEALED ANTI-STATIC ROLLER | ADDITIONAL FEATURES ES |  | ADDITIONAL FEATURES FR | [33 empty] | Production Completed
000000000060250764 - B5 | STP-004 | DATA ENRICHMENT | SMX | SMX5 | OK | 2022-10-10 | 15/10/2022 |  | 000000000060250764 | BHP1 | BHP Spares & Supplies | 241017 | Conveyors and accessories | EA | MAN2 | IDLER,RETURN,DUAL TRACKER,2100MMX16MM,EA | IDLER, RETURN, DUAL TRACKER, 2100MM BELT X 16MM THRUST RUBBER, EA | TTDR210THR16C OMP | 0019011819 | Unknown | URL NOT FOUND |  |  | TTDR210THR16C OMP | [11 empty] | CLEANSED | IDLER | CONVEYOR | TYPE | RETURN,DUAL TRACKER | BELT WIDTH | 2100 MM | ROLLER DIAMETER |  | ROLLER LENGTH |  | FACE WIDTH |  | ROLLER MATERIAL | RUBBER | LOAD CAPACITY |  | GAUGE LENGTH |  | MATERIAL |  | HAZARD CLASS |  | CERTIFICATION/STANDARD |  | ADDITIONAL FEATURES EN | THRUST SIZE:16 MM,PACKAGING TYPE:EACH | ADDITIONAL FEATURES ES |  | ADDITIONAL FEATURES FR | [33 empty] | Production Completed
000000000060227609 - B5 | STP-004 | DATA ENRICHMENT | SMX | SMX5 | OK | 2022-10-10 | 15/10/2022 |  | 000000000060227609 | BHP1 | BHP Spares & Supplies | 241017 | Conveyors and accessories | EA | MAN2 | IDLER,RETURN,FLAT,HDPE,127/25, | IDLER,RETURN,FLAT,HDPE,127/25,FOR 900MM BELT,954MM FACE,1004MM GUAGE WIDTH | ?HD-1FR 127/25 954F |  |  | URL NOT FOUND |  |  | HD-1FR 127/25 954F | [11 empty] | CLEANSED | IDLER | CONVEYOR | TYPE | FLAT RETURN | BELT WIDTH | 900 MM | ROLLER DIAMETER | 127 MM | ROLLER LENGTH |  | FACE WIDTH | 954 MM | ROLLER MATERIAL |  | LOAD CAPACITY |  | GAUGE LENGTH |  | MATERIAL | HDPE | HAZARD CLASS |  | CERTIFICATION/STANDARD |  | ADDITIONAL FEATURES EN | SHAFT SIZE:25 MM,GUAGE WIDTH:1004 MM | ADDITIONAL FEATURES ES |  | ADDITIONAL FEATURES FR | [33 empty] | Production Completed
000000000060188111 - B5 | STP-004 | DATA ENRICHMENT | SMX | SMX5 | OK | 2022-10-10 | 15/10/2022 |  | 000000000060188111 | BHP1 | BHP Spares & Supplies | 241017 | Conveyors and accessories | EA | MAN2 | IDLER,RETURN,SELF TRAINING,SUREGUIDE, | IDLER, RETURN, SELF TRAINING, SUREGUIDE, 600MM BELT, PART NO. SG 60/30 | 600MM BELT SG 60/30 |  |  | URL NOT FOUND |  | SUREGUIDE | SG 60/30 | [11 empty] | CLEANSED | IDLER | CONVEYOR | TYPE | RETURN,SELF TRAINING | BELT WIDTH | 600 MM | ROLLER DIAMETER |  | ROLLER LENGTH |  | FACE WIDTH |  | ROLLER MATERIAL |  | LOAD CAPACITY |  | GAUGE LENGTH |  | MATERIAL |  | HAZARD CLASS |  | CERTIFICATION/STANDARD |  | ADDITIONAL FEATURES EN |  | ADDITIONAL FEATURES ES |  | ADDITIONAL FEATURES FR | [33 empty] | Production Completed
000000000060256088 - B5 | STP-004 | DATA ENRICHMENT | SMX | SMX5 | OK | 2022-10-10 | 15/10/2022 |  | 000000000060256088 | BHP1 | BHP Spares & Supplies | 241017 | Conveyors and accessories | EA | MAN2 | IDLER,RETURN,STEEL,290X127XS25 | IDLER, RETURN, STEEL, 290 X 127 X S25 |  |  |  | URL NOT FOUND | [14 empty] | CLEANSED | IDLER | CONVEYOR | TYPE | RETURN | BELT WIDTH |  | ROLLER DIAMETER | 127 MM | ROLLER LENGTH | 290 MM | FACE WIDTH |  | ROLLER MATERIAL |  | LOAD CAPACITY |  | GAUGE LENGTH |  | MATERIAL | STEEL | HAZARD CLASS |  | CERTIFICATION/STANDARD |  | ADDITIONAL FEATURES EN | SHAFT SIZE:25 MM | ADDITIONAL FEATURES ES |  | ADDITIONAL FEATURES FR | [33 empty] | Production Completed
000000000060229734 - B5 | STP-004 | DATA ENRICHMENT | SMX | SMX5 | OK | 2022-10-10 | 14/10/2022 |  | 000000000060229734 | BHP1 | BHP Spares & Supplies | 241017 | Conveyors and accessories | EA | MAN2 | IDLER,RETURN,STEEL,690MMX127MMX25MM | IDLER ,RETURN ,STEEL ,690MM X 127MM X 25MM |  |  |  | URL NOT FOUND | [14 empty] | CLEANSED | IDLER | CONVEYOR | TYPE | RETURN | BELT WIDTH |  | ROLLER DIAMETER | 127 MM | ROLLER LENGTH | 690 MM | FACE WIDTH |  | ROLLER MATERIAL |  | LOAD CAPACITY |  | GAUGE LENGTH |  | MATERIAL | STEEL | HAZARD CLASS |  | CERTIFICATION/STANDARD |  | ADDITIONAL FEATURES EN | SHAFT SIZE:25 MM | ADDITIONAL FEATURES ES |  | ADDITIONAL FEATURES FR | [33 empty] | Production Completed
000000000060229736 - B5 | STP-004 | DATA ENRICHMENT | SMX | SMX5 | OK | 2022-10-10 | 14/10/2022 |  | 000000000060229736 | BHP1 | BHP Spares & Supplies | 241017 | Conveyors and accessories | EA | MAN2 | IDLER,RETURN,STEEL,994MMX127MMX25MM | IDLER ,RETURN ,STEEL ,994MM X 127MM X 25MM |  |  |  | URL NOT FOUND | [14 empty] | CLEANSED | IDLER | CONVEYOR | TYPE | RETURN | BELT WIDTH |  | ROLLER DIAMETER | 127 MM | ROLLER LENGTH | 994 MM | FACE WIDTH |  | ROLLER MATERIAL |  | LOAD CAPACITY |  | GAUGE LENGTH |  | MATERIAL | STEEL | HAZARD CLASS |  | CERTIFICATION/STANDARD |  | ADDITIONAL FEATURES EN | SHAFT SIZE:25 MM | ADDITIONAL FEATURES ES |  | ADDITIONAL FEATURES FR | [33 empty] | Production Completed
000000000060233854 - B5 | STP-004 | DATA ENRICHMENT | SMX | SMX5 | OK | 2022-10-10 | 14/10/2022 |  | 000000000060233854 | BHP1 | BHP Spares & Supplies | 241017 | Conveyors and accessories | EA | MAN2 | IDLER,RUBBER,350X390X127 18CF | IDLER, RUBBER, 350X390X127 18CF, NEW STOCK AS PER ESSI: 1501 |  |  |  | URL NOT FOUND | [14 empty] | CLEANSED | IDLER | CONVEYOR | TYPE |  | BELT WIDTH |  | ROLLER DIAMETER | 127 MM | ROLLER LENGTH | 390 MM | FACE WIDTH | 350 MM | ROLLER MATERIAL |  | LOAD CAPACITY |  | GAUGE LENGTH |  | MATERIAL | RUBBER | HAZARD CLASS |  | CERTIFICATION/STANDARD |  | ADDITIONAL FEATURES EN | 18CF,NEW STOCK AS PER ESSI: 1501 | ADDITIONAL FEATURES ES |  | ADDITIONAL FEATURES FR | [33 empty] | Production Completed
000000000060229790 - B5 | STP-004 | DATA ENRICHMENT | SMX | SMX5 | OK | 2022-10-10 | 14/10/2022 |  | 000000000060229790 | BHP1 | BHP Spares & Supplies | 241017 | Conveyors and accessories | EA | MAN2 | IDLER,STEEL HYB,127 1100FL 1140GL | IDLER, STEEL HYB, 127 1100FL 1140GL 1180SL 18CF PART NUMBER: NC 1870, NEW STOCK AS PER ESSI : 1224, PART NUMBER : NC 1870 |  |  |  | URL NOT FOUND |  |  | NC1870 | [11 empty] | CLEANSED | IDLER | CONVEYOR | TYPE | HYBRID | BELT WIDTH |  | ROLLER DIAMETER | 127 MM | ROLLER LENGTH |  | FACE WIDTH |  | ROLLER MATERIAL | STEEL | LOAD CAPACITY |  | GAUGE LENGTH |  | MATERIAL |  | HAZARD CLASS |  | CERTIFICATION/STANDARD |  | ADDITIONAL FEATURES EN | 1100FL,1140GL,1180SL,18CF,NEW STOCK AS PER ESSI: 1224 | ADDITIONAL FEATURES ES |  | ADDITIONAL FEATURES FR | [33 empty] | Production Completed
000000000060229801 - B5 | STP-004 | DATA ENRICHMENT | SMX | SMX5 | OK | 2022-10-10 | 14/10/2022 |  | 000000000060229801 | BHP1 | BHP Spares & Supplies | 241017 | Conveyors and accessories | EA | MAN2 | IDLER,STEEL HYB,127 350FL 390GL 430SL | IDLER, STEEL HYB, 127 350FL 390GL 430SL 18CFPART NUMBER: NC1867, NEW STOCK AS PER ESSI : 1201, PART NUMBER : NC1867 |  |  |  | URL NOT FOUND |  |  | NC1867 | [11 empty] | CLEANSED | IDLER | CONVEYOR | TYPE | HYBRID | BELT WIDTH |  | ROLLER DIAMETER | 127 MM | ROLLER LENGTH |  | FACE WIDTH |  | ROLLER MATERIAL | STEEL | LOAD CAPACITY |  | GAUGE LENGTH |  | MATERIAL |  | HAZARD CLASS |  | CERTIFICATION/STANDARD |  | ADDITIONAL FEATURES EN | 350FL,390GL,430SL,18CF,NEW STOCK AS PER ESSI: 1201 | ADDITIONAL FEATURES ES |  | ADDITIONAL FEATURES FR | [33 empty] | Production Completed
000000000060229798 - B5 | STP-004 | DATA ENRICHMENT | SMX | SMX5 | OK | 2022-10-10 | 14/10/2022 |  | 000000000060229798 | BHP1 | BHP Spares & Supplies | 241017 | Conveyors and accessories | EA | MAN2 | IDLER,STEEL HYB,127 950FL 990GL 1030SL | IDLER, STEEL HYB, 127 950FL 990GL 1030SL 18CFPART NUMBER: NC1876, NEW STOCK AS PER ESSI : 1208, PART NUMBER : NC1876 |  |  |  | URL NOT FOUND |  |  | NC1876 | [11 empty] | CLEANSED | IDLER | CONVEYOR | TYPE | HYBRID | BELT WIDTH |  | ROLLER DIAMETER | 127 MM | ROLLER LENGTH |  | FACE WIDTH |  | ROLLER MATERIAL | STEEL | LOAD CAPACITY |  | GAUGE LENGTH |  | MATERIAL |  | HAZARD CLASS |  | CERTIFICATION/STANDARD |  | ADDITIONAL FEATURES EN | 950FL,990GL,1030SL,18CF,NEW STOCK AS PER ESSI: 1208 | ADDITIONAL FEATURES ES |  | ADDITIONAL FEATURES FR | [33 empty] | Production Completed
000000000060256079 - B5 | STP-004 | DATA ENRICHMENT | SMX | SMX5 | OK | 2022-10-10 | 14/10/2022 |  | 000000000060256079 | BHP1 | BHP Spares & Supplies | 241017 | Conveyors and accessories | EA | MAN2 | IDLER,THROUGH,STEEL,800X127XS25 | IDLER, THROUGH, STEEL, 800 X 127 X S25 |  |  |  | URL NOT FOUND | [14 empty] | CLEANSED | IDLER | CONVEYOR | TYPE | TROUGHING | BELT WIDTH |  | ROLLER DIAMETER | 127 MM | ROLLER LENGTH | 800 MM | FACE WIDTH |  | ROLLER MATERIAL | STEEL | LOAD CAPACITY |  | GAUGE LENGTH |  | MATERIAL |  | HAZARD CLASS |  | CERTIFICATION/STANDARD |  | ADDITIONAL FEATURES EN | SHAFT SIZE:25 MM | ADDITIONAL FEATURES ES |  | ADDITIONAL FEATURES FR | [33 empty] | Production Completed
000000000060227610 - B5 | STP-004 | DATA ENRICHMENT | SMX | SMX5 | OK | 2022-10-10 | 14/10/2022 |  | 000000000060227610 | BHP1 | BHP Spares & Supplies | 241017 | Conveyors and accessories | EA | MAN2 | IDLER,TROUGH,HDPE,127/25, | IDLER,TROUGH,HDPE,127/25,FOR 900MM BELT,300MM FACE,350MM GUAGE WIDTH | HD-3RT 127/25 300F |  |  | URL NOT FOUND |  |  | HD-3RT 127/25 300F | [11 empty] | CLEANSED | IDLER | CONVEYOR | TYPE | TROUGHING | BELT WIDTH | 900 MM | ROLLER DIAMETER | 127 MM | ROLLER LENGTH |  | FACE WIDTH | 300 MM | ROLLER MATERIAL |  | LOAD CAPACITY |  | GAUGE LENGTH |  | MATERIAL | HDPE | HAZARD CLASS |  | CERTIFICATION/STANDARD |  | ADDITIONAL FEATURES EN | SHAFT SIZE:25 MM,GUAGE WIDTH:350 MM | ADDITIONAL FEATURES ES |  | ADDITIONAL FEATURES FR | [33 empty] | Production Completed
000000000060229729 - B5 | STP-004 | DATA ENRICHMENT | SMX | SMX5 | OK | 2022-10-10 | 14/10/2022 |  | 000000000060229729 | BHP1 | BHP Spares & Supplies | 241017 | Conveyors and accessories | EA | MAN2 | IDLER,TROUGH,STEEL,240MMX127MMX25MM | IDLER ,TROUGH ,STEEL ,240MM X 127MM X 25MM |  |  |  | URL NOT FOUND | [14 empty] | CLEANSED | IDLER | CONVEYOR | TYPE | TROUGHING | BELT WIDTH |  | ROLLER DIAMETER | 127 MM | ROLLER LENGTH | 240 MM | FACE WIDTH |  | ROLLER MATERIAL | STEEL | LOAD CAPACITY |  | GAUGE LENGTH |  | MATERIAL |  | HAZARD CLASS |  | CERTIFICATION/STANDARD |  | ADDITIONAL FEATURES EN | SHAFT SIZE:25 MM | ADDITIONAL FEATURES ES |  | ADDITIONAL FEATURES FR | [33 empty] | Production Completed
000000000060223838 - B5 | STP-004 | DATA ENRICHMENT | SMX | SMX5 | OK | 2022-10-10 | 14/10/2022 |  | 000000000060223838 | BHP1 | BHP Spares & Supplies | 241017 | Conveyors and accessories | EA | MAN2 | IDLER,TROUGHING, ROLLER, SIZE: 127 X 340 | IDLERTROUGHINGROLLERSIZE: 127 X 340 FACESHAFT 25 MMHDPE |  |  |  | URL NOT FOUND | [14 empty] | CLEANSED | IDLER | CONVEYOR | TYPE | TROUGHING | BELT WIDTH |  | ROLLER DIAMETER | 127 MM | ROLLER LENGTH | 340 MM | FACE WIDTH |  | ROLLER MATERIAL |  | LOAD CAPACITY |  | GAUGE LENGTH |  | MATERIAL | HDPE | HAZARD CLASS |  | CERTIFICATION/STANDARD |  | ADDITIONAL FEATURES EN | SHAFT SIZE:25 MM | ADDITIONAL FEATURES ES |  | ADDITIONAL FEATURES FR | [33 empty] | Production Completed
000000000060229147 - B5 | STP-004 | DATA ENRICHMENT | SMX | SMX5 | OK | 2022-10-10 | 14/10/2022 |  | 000000000060229147 | BHP1 | BHP Spares & Supplies | 241017 | Conveyors and accessories | EA | MAN2 | IDLER,YP 128, 150FL,190GL, 230SL | IDLER, YP 128, 150FL,190GL, 230SL, 18CF. PART NO.NC1926, NEW STOCK AS PER ESSI : 1218, PART NUMBER : NC1926 |  |  |  | URL NOT FOUND |  |  | NC1926 | [11 empty] | CLEANSED | IDLER | CONVEYOR | TYPE |  | BELT WIDTH |  | ROLLER DIAMETER | 128 MM | ROLLER LENGTH |  | FACE WIDTH |  | ROLLER MATERIAL |  | LOAD CAPACITY |  | GAUGE LENGTH |  | MATERIAL |  | HAZARD CLASS |  | CERTIFICATION/STANDARD |  | ADDITIONAL FEATURES EN | BRAND:YIGA-P,150FL,190GL,230SL,18CF,NEW STOCK AS PER ESSI: 1218 | ADDITIONAL FEATURES ES |  | ADDITIONAL FEATURES FR | [33 empty] | Production Completed
000000000060229796 - B5 | STP-004 | DATA ENRICHMENT | SMX | SMX5 | OK | 2022-10-10 | 14/10/2022 |  | 000000000060229796 | BHP1 | BHP Spares & Supplies | 241017 | Conveyors and accessories | EA | MAN2 | IDLER,YP,127 1100FL 1140GL 1180SL 18CF | IDLER, YP, 127 1100FL 1140GL 1180SL 18CFPART NUMBER: NC1915, NEW STOCK AS PER ESSI : 1211, PART NUMBER : NC1915 |  |  |  | URL NOT FOUND |  |  | NC1915 | [11 empty] | CLEANSED | IDLER | CONVEYOR | TYPE |  | BELT WIDTH |  | ROLLER DIAMETER | 127 MM | ROLLER LENGTH |  | FACE WIDTH |  | ROLLER MATERIAL |  | LOAD CAPACITY |  | GAUGE LENGTH |  | MATERIAL |  | HAZARD CLASS |  | CERTIFICATION/STANDARD |  | ADDITIONAL FEATURES EN | BRAND:YIGA-P,1100FL,1140GL,1180SL,18CF,NEW STOCK AS PER ESSI: 1211 | ADDITIONAL FEATURES ES |  | ADDITIONAL FEATURES FR | [33 empty] | Production Completed
000000000060229795 - B5 | STP-004 | DATA ENRICHMENT | SMX | SMX5 | OK | 2022-10-10 | 14/10/2022 |  | 000000000060229795 | BHP1 | BHP Spares & Supplies | 241017 | Conveyors and accessories | EA | MAN2 | IDLER,YP,127 350FL 390GL 430SL 18CF | IDLER, YP, 127 350FL 390GL 430SL 18CF PART NUMBER: NC1912, NEW STOCK AS PER ESSI : 1217, PART NUMBER : NC1912 |  |  |  | URL NOT FOUND |  |  | NC1912 | [11 empty] | CLEANSED | IDLER | CONVEYOR | TYPE |  | BELT WIDTH |  | ROLLER DIAMETER | 127 MM | ROLLER LENGTH |  | FACE WIDTH |  | ROLLER MATERIAL |  | LOAD CAPACITY |  | GAUGE LENGTH |  | MATERIAL |  | HAZARD CLASS |  | CERTIFICATION/STANDARD |  | ADDITIONAL FEATURES EN | BRAND:YIGA-P,350FL,390GL,430SL,18CF,NEW STOCK AS PER ESSI: 1217 | ADDITIONAL FEATURES ES |  | ADDITIONAL FEATURES FR | [33 empty] | Production Completed
000000000060229785 - B5 | STP-004 | DATA ENRICHMENT | SMX | SMX5 | OK | 2022-10-10 | 14/10/2022 |  | 000000000060229785 | BHP1 | BHP Spares & Supplies | 241017 | Conveyors and accessories | EA | MAN2 | IDLER,YP,127 800FL 840GL 880SL 18CF | IDLER, YP, 127 800FL 840GL 880SL 18CF PART NONC1858, NEW STOCK AS PER ESSI : 1333, PART NUMBER : NC 1858 |  |  |  | URL NOT FOUND |  |  | NC1858 | [11 empty] | CLEANSED | IDLER | CONVEYOR | TYPE |  | BELT WIDTH |  | ROLLER DIAMETER | 127 MM | ROLLER LENGTH |  | FACE WIDTH |  | ROLLER MATERIAL |  | LOAD CAPACITY |  | GAUGE LENGTH |  | MATERIAL |  | HAZARD CLASS |  | CERTIFICATION/STANDARD |  | ADDITIONAL FEATURES EN | BRAND:YIGA-P,800FL,840GL,880SL,18CF,NEW STOCK AS PER ESSI: 1333 | ADDITIONAL FEATURES ES |  | ADDITIONAL FEATURES FR | [33 empty] | Production Completed
000000000060229794 - B5 | STP-004 | DATA ENRICHMENT | SMX | SMX5 | OK | 2022-10-10 | 14/10/2022 |  | 000000000060229794 | BHP1 | BHP Spares & Supplies | 241017 | Conveyors and accessories | EA | MAN2 | IDLER,YP,128 1750GL 18CF | IDLER, YP, 128 1750GL 18CF PART NUMBER: NC2597, NEW STOCK AS PER ESSI : 1219, PART NUMBER : NC2597 |  |  |  | URL NOT FOUND |  |  | NC2597 | [11 empty] | CLEANSED | IDLER | CONVEYOR | TYPE |  | BELT WIDTH |  | ROLLER DIAMETER | 128 MM | ROLLER LENGTH |  | FACE WIDTH |  | ROLLER MATERIAL |  | LOAD CAPACITY |  | GAUGE LENGTH |  | MATERIAL |  | HAZARD CLASS |  | CERTIFICATION/STANDARD |  | ADDITIONAL FEATURES EN | BRAND:YIGA-P,1750GL,18CF,NEW STOCK AS PER ESSI: 1219 | ADDITIONAL FEATURES ES |  | ADDITIONAL FEATURES FR | [33 empty] | Production Completed
000000000060229793 - B5 | STP-004 | DATA ENRICHMENT | SMX | SMX5 | OK | 2022-10-10 | 14/10/2022 |  | 000000000060229793 | BHP1 | BHP Spares & Supplies | 241017 | Conveyors and accessories | EA | MAN2 | IDLER,YP,128 2220GL 18CF PART NONC3004 | IDLER YP 128 2220GL 18CF PART NO NC3004, NEW STOCK AS PER ESSI : 1220, PART NUMBER : 1220 |  |  |  | URL NOT FOUND |  |  | NC3004 |  |  | 1220 | [8 empty] | CLEANSED | IDLER | CONVEYOR | TYPE |  | BELT WIDTH |  | ROLLER DIAMETER | 128 MM | ROLLER LENGTH |  | FACE WIDTH |  | ROLLER MATERIAL |  | LOAD CAPACITY |  | GAUGE LENGTH |  | MATERIAL |  | HAZARD CLASS |  | CERTIFICATION/STANDARD |  | ADDITIONAL FEATURES EN | BRAND:YIGA-P,2220GL,18CF,NEW STOCK AS PER ESSI: 1220 | ADDITIONAL FEATURES ES |  | ADDITIONAL FEATURES FR | [33 empty] | Production Completed
000000000060229791 - B5 | STP-004 | DATA ENRICHMENT | SMX | SMX5 | OK | 2022-10-10 | 14/10/2022 |  | 000000000060229791 | BHP1 | BHP Spares & Supplies | 241017 | Conveyors and accessories | EA | MAN2 | IDLER,YP,1800FL 2010SLPART NO NC398-02 | IDLER YP 1800FL 2010SL PART NO NC398-02, NEW STOCK AS PER ESSI : 1222, PART NUMBER : NC398-02 |  |  |  | URL NOT FOUND |  |  | NC398-02 | [11 empty] | CLEANSED | IDLER | CONVEYOR | TYPE |  | BELT WIDTH |  | ROLLER DIAMETER |  | ROLLER LENGTH |  | FACE WIDTH |  | ROLLER MATERIAL |  | LOAD CAPACITY |  | GAUGE LENGTH |  | MATERIAL |  | HAZARD CLASS |  | CERTIFICATION/STANDARD |  | ADDITIONAL FEATURES EN | BRAND:YIGA-P,1800FL,2010SL,NEW STOCK AS PER ESSI: 1222 | ADDITIONAL FEATURES ES |  | ADDITIONAL FEATURES FR | [33 empty] | Production Completed
000000000060170231 - B5 | STP-004 | DATA ENRICHMENT | SMX | SMX5 | OK | 2022-10-10 | 14/10/2022 |  | 000000000060170231 | BHP1 | BHP Spares & Supplies | 241017 | Conveyors and accessories | EA | MAN2 | IDLER: RETURN, FACE LENGTH 450MM, 152MM | IDLER: RETURN, FACE LENGTH 450MM, 152MM DIA, 25MM SLOTTED SHAFT |  |  |  | URL NOT FOUND | [14 empty] | CLEANSED | IDLER | CONVEYOR | TYPE | RETURN | BELT WIDTH |  | ROLLER DIAMETER | 152 MM | ROLLER LENGTH | 450 MM | FACE WIDTH |  | ROLLER MATERIAL |  | LOAD CAPACITY |  | GAUGE LENGTH |  | MATERIAL |  | HAZARD CLASS |  | CERTIFICATION/STANDARD |  | ADDITIONAL FEATURES EN | SHAFT SIZE:25 MM SLOTTED,W/FACE | ADDITIONAL FEATURES ES |  | ADDITIONAL FEATURES FR | [33 empty] | Production Completed
000000000060175343 - B5 | STP-004 | DATA ENRICHMENT | SMX | SMX5 | OK | 2022-10-10 | 14/10/2022 |  | 000000000060175343 | BHP1 | BHP Spares & Supplies | 241017 | Conveyors and accessories | EA | MAN2 | RETURN IDLERS 127XSER25X922 | RETURN IDLERS 127XSER25X922 |  |  |  | URL NOT FOUND | [14 empty] | CLEANSED | IDLER | CONVEYOR | TYPE | RETURN | BELT WIDTH |  | ROLLER DIAMETER | 127 MM | ROLLER LENGTH | 922 MM | FACE WIDTH |  | ROLLER MATERIAL |  | LOAD CAPACITY |  | GAUGE LENGTH |  | MATERIAL |  | HAZARD CLASS |  | CERTIFICATION/STANDARD |  | ADDITIONAL FEATURES EN | SERIES 25 | ADDITIONAL FEATURES ES |  | ADDITIONAL FEATURES FR | [33 empty] | Production Completed
000000000060175342 - B5 | STP-004 | DATA ENRICHMENT | SMX | SMX5 | OK | 2022-10-10 | 14/10/2022 |  | 000000000060175342 | BHP1 | BHP Spares & Supplies | 241017 | Conveyors and accessories | EA | MAN2 | TROUGH IDLERS 127XSER25X290 | TROUGH IDLERS 127XSER25X290 |  |  |  | URL NOT FOUND | [14 empty] | CLEANSED | IDLER | CONVEYOR | TYPE | TROUGHING | BELT WIDTH |  | ROLLER DIAMETER | 127 MM | ROLLER LENGTH | 290 MM | FACE WIDTH |  | ROLLER MATERIAL |  | LOAD CAPACITY |  | GAUGE LENGTH |  | MATERIAL |  | HAZARD CLASS |  | CERTIFICATION/STANDARD |  | ADDITIONAL FEATURES EN | SERIES 25 | ADDITIONAL FEATURES ES |  | ADDITIONAL FEATURES FR | [33 empty] | Production Completed
000000000060235344 - B5 | STP-004 | DATA ENRICHMENT | SMX | SMX5 | OK | 2022-10-10 | 15/10/2022 |  | 000000000060235344 | BHP1 | BHP Spares & Supplies | 310000 | Manufacturing Components and Supplies | EA | MAN2 | ANALOG INPUT MODULE | ANALOG INPUT MODULE |  |  |  | URL NOT FOUND | [14 empty] | CLEANSED | MODULE | ELECTRONIC | TYPE | ANALOG INPUT | INPUT RATING |  | OUTPUT RATING |  | CONNECTION TYPE |  | SIZE |  | MOUNTING TYPE |  | HAZARD CLASS |  | CERTIFICATION/STANDARD |  | ADDITIONAL FEATURES EN |  | ADDITIONAL FEATURES ES |  | ADDITIONAL FEATURES FR | [39 empty] | Production Completed
000000000060235346 - B5 | STP-004 | DATA ENRICHMENT | SMX | SMX5 | OK | 2022-10-10 | 15/10/2022 |  | 000000000060235346 | BHP1 | BHP Spares & Supplies | 310000 | Manufacturing Components and Supplies | EA | MAN2 | ANALOG OUTPUT MODULE | ANALOG OUTPUT MODULE |  |  |  | URL NOT FOUND | [14 empty] | CLEANSED | MODULE | ELECTRONIC | TYPE | ANALOG OUTPUT | INPUT RATING |  | OUTPUT RATING |  | CONNECTION TYPE |  | SIZE |  | MOUNTING TYPE |  | HAZARD CLASS |  | CERTIFICATION/STANDARD |  | ADDITIONAL FEATURES EN |  | ADDITIONAL FEATURES ES |  | ADDITIONAL FEATURES FR | [39 empty] | Production Completed
000000000060185370 - B5 | STP-004 | DATA ENRICHMENT | SMX | SMX5 | OK | 2022-10-10 | 15/10/2022 |  | 000000000060185370 | BHP1 | BHP Spares & Supplies | 251739 | Electrical components | EA | MAN2 | CONVERTER SUPPLY MODULE, 800KW & 900KW, | CONVERTER SUPPLY MODULE, 800KW & 900KW, MODEL ACN68414056, ABB | 64234161 | 0019011391 | ABB SOUTH AFRICA (PTY) LTD | http://download.5117.com/data/file/367.pdf |  | ABB SOUTH AFRICA (PTY) LTD | 64234161 | ACN68414056 | [10 empty] | CLEANSED | MODULE | ELECTRONIC | TYPE | CONVERTER SUPPLY | INPUT RATING |  | OUTPUT RATING |  | CONNECTION TYPE |  | SIZE |  | MOUNTING TYPE |  | HAZARD CLASS |  | CERTIFICATION/STANDARD |  | ADDITIONAL FEATURES EN | FOR 800 AND 900 KW | ADDITIONAL FEATURES ES |  | ADDITIONAL FEATURES FR | [39 empty] | Production Completed
000000000060235345 - B5 | STP-004 | DATA ENRICHMENT | SMX | SMX5 | OK | 2022-10-10 | 15/10/2022 |  | 000000000060235345 | BHP1 | BHP Spares & Supplies | 310000 | Manufacturing Components and Supplies | EA | MAN2 | CPU MODULE | CPU MODULE |  |  |  | URL NOT FOUND | [14 empty] | CLEANSED | MODULE | ELECTRONIC | TYPE | CPU | INPUT RATING |  | OUTPUT RATING |  | CONNECTION TYPE |  | SIZE |  | MOUNTING TYPE |  | HAZARD CLASS |  | CERTIFICATION/STANDARD |  | ADDITIONAL FEATURES EN |  | ADDITIONAL FEATURES ES |  | ADDITIONAL FEATURES FR | [39 empty] | Production Completed
000000000060235342 - B5 | STP-004 | DATA ENRICHMENT | SMX | SMX5 | OK | 2022-10-10 | 15/10/2022 |  | 000000000060235342 | BHP1 | BHP Spares & Supplies | 310000 | Manufacturing Components and Supplies | EA | MAN2 | INPUT MODULE | INPUT MODULE |  |  |  | URL NOT FOUND | [14 empty] | CLEANSED | MODULE | ELECTRONIC | TYPE | INPUT | INPUT RATING |  | OUTPUT RATING |  | CONNECTION TYPE |  | SIZE |  | MOUNTING TYPE |  | HAZARD CLASS |  | CERTIFICATION/STANDARD |  | ADDITIONAL FEATURES EN |  | ADDITIONAL FEATURES ES |  | ADDITIONAL FEATURES FR | [39 empty] | Production Completed
000000000060185369 - B5 | STP-004 | DATA ENRICHMENT | SMX | SMX5 | OK | 2022-10-10 | 15/10/2022 |  | 000000000060185369 | BHP1 | BHP Spares & Supplies | 251739 | Electrical components | EA | MAN2 | INVERTER MODULE FOR U, V & W PHASE, 800K | INVERTER MODULE FOR U, V & W PHASE, 800KW, MODEL ACS64410456-MD-KIT-V991, ABB | 68885361 | 0019011391 | ABB SOUTH AFRICA (PTY) LTD | http://download.5117.com/data/file/367.pdf |  | ABB SOUTH AFRICA (PTY) LTD | 68885361 | ACS64410456-MD-KIT-V991 | [10 empty] | CLEANSED | MODULE | ELECTRONIC | TYPE | INVERTER | INPUT RATING |  | OUTPUT RATING |  | CONNECTION TYPE |  | SIZE |  | MOUNTING TYPE |  | HAZARD CLASS |  | CERTIFICATION/STANDARD |  | ADDITIONAL FEATURES EN | FOR U,V AND W PHASE, 800 KW | ADDITIONAL FEATURES ES |  | ADDITIONAL FEATURES FR | [39 empty] | Production Completed
000000000060185368 - B5 | STP-004 | DATA ENRICHMENT | SMX | SMX5 | OK | 2022-10-10 | 15/10/2022 |  | 000000000060185368 | BHP1 | BHP Spares & Supplies | 251739 | Electrical components | EA | MAN2 | INVERTER MODULE FOR U, V & W PHASE, 900K | INVERTER MODULE FOR U, V & W PHASE, 900KW, MODEL ACS64413856-MD-KIT-V991, ABB | 68884454 | 0019011391 | ABB SOUTH AFRICA (PTY) LTD | http://download.5117.com/data/file/367.pdf |  | ABB SOUTH AFRICA (PTY) LTD | 68884454 | ACS64413856-MD-KIT-V991 | [10 empty] | CLEANSED | MODULE | ELECTRONIC | TYPE | INVERTER | INPUT RATING |  | OUTPUT RATING |  | CONNECTION TYPE |  | SIZE |  | MOUNTING TYPE |  | HAZARD CLASS |  | CERTIFICATION/STANDARD |  | ADDITIONAL FEATURES EN | FOR U,V AND W PHASE, 900 KW | ADDITIONAL FEATURES ES |  | ADDITIONAL FEATURES FR | [39 empty] | Production Completed
000000000060185367 - B5 | STP-004 | DATA ENRICHMENT | SMX | SMX5 | OK | 2022-10-10 | 15/10/2022 |  | 000000000060185367 | BHP1 | BHP Spares & Supplies | 251739 | Electrical components | EA | MAN2 | MODULE FOR DRIVE, 600KW COMPLETE WITH | MODULE FOR DRIVE, 600KW COMPLETE WITH UPGRADED IGBT'S, MODEL ACS60404006 + V991, ABB | 68903491 | 0019011391 | ABB SOUTH AFRICA (PTY) LTD | http://download.5117.com/data/file/367.pdf |  | ABB SOUTH AFRICA (PTY) LTD | 68903491 | ACS60404006 + V991 | [10 empty] | CLEANSED | MODULE | ELECTRONIC | TYPE |  | INPUT RATING |  | OUTPUT RATING |  | CONNECTION TYPE |  | SIZE |  | MOUNTING TYPE |  | HAZARD CLASS |  | CERTIFICATION/STANDARD |  | ADDITIONAL FEATURES EN | FOR DRIVE 600 KW,C/W UPGRADED IGBT'S | ADDITIONAL FEATURES ES |  | ADDITIONAL FEATURES FR | [39 empty] | Production Completed
000000000060253625 - B5 | STP-004 | DATA ENRICHMENT | SMX | SMX5 | OK | 2022-10-10 | 14/10/2022 |  | 000000000060253625 | BHP1 | BHP Spares & Supplies | 251739 | Electrical components | EA | MAN2 | MODULE,SIMATIC,6ES73221HH010AA0,DIGITAL | MODULE, SIEMENS, 6ES7322-1HH01-0AA0, DIGITAL OUTPUT, SM 322, SIMATIC S7 300, OPTICALLY IOSLATED 16 DO, RELAY CONTACTS, 1X20 PIN | 6ES7322-1HH01-0AA0 | 0019011819 | Unknown | https://docs.rs-online.com/e832/0900766b803bcaf4.pdf |  | SIEMENS | 6ES7322-1HH01-0AA0 | SM 322, S7 300 | [10 empty] | ENRICHED | MODULE | NO MODIFIER | TYPE | 16 DIGITAL OUTPUT, OPTICALLY IOSLATED,RELAY CONTACT | SIZE | WD 40 X HT 125 X DP 120 MM | MATERIAL |  | MOUNTING TYPE |  | TEMPERATURE RATING |  | HAZARD CLASS |  | CERTIFICATION/STANDARD |  | ADDITIONAL FEATURES EN | BRAND:SIMATIC,CONNECTION:1X20 PIN | ADDITIONAL FEATURES ES |  | ADDITIONAL FEATURES FR | [41 empty] | Production Completed
000000000060235343 - B5 | STP-004 | DATA ENRICHMENT | SMX | SMX5 | OK | 2022-10-10 | 15/10/2022 |  | 000000000060235343 | BHP1 | BHP Spares & Supplies | 310000 | Manufacturing Components and Supplies | EA | MAN2 | OUTPUT MODULE | OUTPUT MODULE |  |  |  | URL NOT FOUND | [14 empty] | CLEANSED | MODULE | ELECTRONIC | TYPE | OUTPUT | INPUT RATING |  | OUTPUT RATING |  | CONNECTION TYPE |  | SIZE |  | MOUNTING TYPE |  | HAZARD CLASS |  | CERTIFICATION/STANDARD |  | ADDITIONAL FEATURES EN |  | ADDITIONAL FEATURES ES |  | ADDITIONAL FEATURES FR | [39 empty] | Production Completed
000000000060240992 - B5 | STP-004 | DATA ENRICHMENT | SMX | SMX5 | OK | 2022-10-10 | 14/10/2022 | SUITABLE NM NOT FOUND | 000000000060240992 | BHP1 | BHP Spares & Supplies | 221015 | Earth moving machinery | EA | MAN2 | NECK,FILLER,PNGH909034248 | NECK, FILLER, P/N GH909034248 | GH909034248 | 0019011379 | GHH MINING MACHINES | URL NOT FOUND |  | GHH MINING MACHINES | GH909034248 | [74 empty] | Production Completed
000000000060220580 - B5 | STP-004 | DATA ENRICHMENT | SMX | SMX5 | OK | 2022-10-10 | 14/10/2022 |  | 000000000060220580 | BHP1 | BHP Spares & Supplies | 251739 | Electrical components | EA | MAN2 | BASE RELAY, 14 PIN, TYPE PYF14A-E,BASE T | BASE RELAY, 14 PIN, TYPE PYF14A-E,BASE TO ACCOMMODATE A MY4 OMRON RELAY | PYF14A-E | 0019002465 | OMRON TATEISI ELECTRONICS CO | https://in.element14.com/omron/pyf14a-e/relay-socket/dp/1704225 |  | OMRON TATEISI ELECTRONICS CO | PYF14A-E | [5 empty] | RELAY | MY4 | OMRON |  |  |  | ENRICHED | BASE | RELAY | TYPE |  | NUMBER OF PINS | 14 | VOLTAGE RATING |  | CURRENT RATING | 5 A | MOUNTING TYPE | DIN RAIL | MATERIAL |  | TERMINAL TYPE | SCREW | SIZE |  | HAZARD CLASS |  | CERTIFICATION/STANDARD |  | ADDITIONAL FEATURES EN |  | ADDITIONAL FEATURES ES |  | ADDITIONAL FEATURES FR | [35 empty] | Production Completed
000000000060170422 - B5 | STP-004 | DATA ENRICHMENT | SMX | SMX5 | OK | 2022-10-10 | 14/10/2022 |  | 000000000060170422 | BHP1 | BHP Spares & Supplies | 221015 | Earth moving machinery | EA | MAN2 | RELAY, AC RBS1L P/N 3217958301 | RELAY, AC RBS1L P/N 3217958301 | 3217958301 | 0019008517 | ATLAS COPCO SOUTH AFRICA (PTY) | https://globalpartszone.com/dephi/3217958301-2.html |  | ATLAS COPCO SOUTH AFRICA (PTY) | 3217958301 | [6 empty] | AC RBS1L | ATLAS COPCO |  |  |  | CLEANSED | RELAY | NO MODIFIER | TYPE |  | COIL RATING |  | CONTACT RATING |  | CONTACT CONFIGURATION |  | NUMBER OF POLES |  | CONTACT MATERIAL |  | TERMINAL TYPE |  | MOUNTING TYPE |  | SIZE |  | ENCLOSURE |  | HAZARD CLASS |  | CERTIFICATION/STANDARD |  | ADDITIONAL FEATURES EN |  | ADDITIONAL FEATURES ES |  | ADDITIONAL FEATURES FR | [31 empty] | Production Completed
000000000060214405 - B5 | STP-004 | DATA ENRICHMENT | SMX | SMX5 | OK | 2022-10-10 | 14/10/2022 |  | 000000000060214405 | BHP1 | BHP Spares & Supplies | 251739 | Electrical components | EA | MAN2 | RELAY, ANTI PUMPING, SIMOPRIME VCB, SIEM | RELAY, ANTI PUMPING, SIMOPRIME VCB, SIEMENS | A7ESWB02501007 | 0019011590 | SIEMENS | URL NOT FOUND |  | SIEMENS | A7ESWB02501007 | [11 empty] | CLEANSED | RELAY | NO MODIFIER | TYPE | ANTI-PUMPING | COIL RATING |  | CONTACT RATING |  | CONTACT CONFIGURATION |  | NUMBER OF POLES |  | CONTACT MATERIAL |  | TERMINAL TYPE |  | MOUNTING TYPE |  | SIZE |  | ENCLOSURE |  | HAZARD CLASS |  | CERTIFICATION/STANDARD |  | ADDITIONAL FEATURES EN | FOR SIMOPRIME VCB | ADDITIONAL FEATURES ES |  | ADDITIONAL FEATURES FR | [31 empty] | Production Completed
000000000060214019 - B5 | STP-004 | DATA ENRICHMENT | SMX | SMX5 | OK | 2022-10-10 | 14/10/2022 |  | 000000000060214019 | BHP1 | BHP Spares & Supplies | 251739 | Electrical components | EA | MAN2 | RELAY, MICRO-SERIES, 230VAC/24VDC, WEIDM | RELAY, MICRO-SERIES, 230VAC/24VDC, WEIDMULLER | 4060120000 | 0019001849 | WEIDMULLER PTY LTD [KLIPPON DIV] | https://catalog.weidmueller.com/catalog/Start.do?localeId=en&ObjectID=4060120000 |  | WEIDMULLER PTY LTD [KLIPPON DIV] | 4060120000 | [11 empty] | ENRICHED | RELAY | NO MODIFIER | TYPE |  | COIL RATING | 24 VDC | CONTACT RATING | 230 VAC,6 A | CONTACT CONFIGURATION | 1CO | NUMBER OF POLES |  | CONTACT MATERIAL | AGNI | TERMINAL TYPE | PLUG-IN | MOUNTING TYPE |  | SIZE | WD 5 X HT 28 X DP 15 MM | ENCLOSURE | IP67 | HAZARD CLASS |  | CERTIFICATION/STANDARD | IEC 61810-1,UL 508 | ADDITIONAL FEATURES EN | SERIES:MICRO | ADDITIONAL FEATURES ES |  | ADDITIONAL FEATURES FR | [31 empty] | Production Completed
000000000060241390 - B5 | STP-004 | DATA ENRICHMENT | SMX | SMX5 | OK | 2022-10-10 | 14/10/2022 |  | 000000000060241390 | BHP1 | BHP Spares & Supplies | 251739 | Electrical components | EA | MAN2 | RELAY, PROTECTION, ABB REF 615 | RELAY, PROTECTION, ABB REF 615, 110VDC, PROJECT NUMBER 100036360, NEW STOCK AS PER ESSI: 1546, PART NUMBER:HBFEAEAGBCC1BCA1XE, ABB | HBFEAEAGBCC1BCA1XE | 0019011391 | ABB SOUTH AFRICA (PTY) LTD | URL NOT FOUND |  | ABB SOUTH AFRICA (PTY) LTD | HBFEAEAGBCC1BCA1XE | REF 615 | [10 empty] | CLEANSED | RELAY | PROTECTIVE | TYPE |  | CONTACT RATING |  | CURRENT RATING |  | VOLTAGE RATING | 110 VDC | SETTING RANGE |  | TERMINAL TYPE |  | CONTACT CONFIGURATION |  | NUMBER OF POLES |  | NUMBER OF PHASE |  | FREQUENCY RATING |  | TRIP CLASS |  | DISPLAY TYPE |  | MOUNTING TYPE |  | CONTACT MATERIAL |  | SIZE |  | HAZARD CLASS |  | CERTIFICATION/STANDARD |  | ADDITIONAL FEATURES EN | PROJECT NUMBER 100036360,NEW STOCK AS PER ESSI: 1546 | ADDITIONAL FEATURES ES |  | ADDITIONAL FEATURES FR | [21 empty] | Production Completed
000000000060220105 - B5 | STP-004 | DATA ENRICHMENT | SMX | SMX5 | OK | 2022-10-10 | 14/10/2022 | URL BASED ON MODEL | 000000000060220105 | BHP1 | BHP Spares & Supplies | 251739 | Electrical components | EA | MAN2 | RELAY, PROTECTION, MICOM, TYPE P127 BA, | RELAY, PROTECTION, MICOM, TYPE P127 BA, 24-250 VDC, SCHNEIDER ELECTRIC, SSI FMT00183 | TYPE P127 BA | 0019004855 | SCHNEIDER P/L | https://www.se.com/ww/library/SCHNEIDER_ELECTRIC/SE_LOCAL/APS/210469_461E/MiCOM_P12y,_Manual__global_file__P12Y_EN_M_Fa5.pdf |  | SCHNEIDER P/L |  | P127 BA | SCHNEIDER ELECTRIC | [9 empty] | ENRICHED | RELAY | PROTECTIVE | TYPE |  | CONTACT RATING | 250 VAC | CURRENT RATING | 5 A | VOLTAGE RATING | 24-250 VDC | SETTING RANGE |  | TERMINAL TYPE |  | CONTACT CONFIGURATION |  | NUMBER OF POLES |  | NUMBER OF PHASE |  | FREQUENCY RATING |  | TRIP CLASS |  | DISPLAY TYPE |  | MOUNTING TYPE | FLUSH/RACK | CONTACT MATERIAL | AGNI | SIZE | DP 230 MM | HAZARD CLASS |  | CERTIFICATION/STANDARD | IEC 60529: 2001 | ADDITIONAL FEATURES EN | SERIES:MICOM,SSI FMT00183 | ADDITIONAL FEATURES ES |  | ADDITIONAL FEATURES FR | [21 empty] | Production Completed
000000000060221560 - B5 | STP-004 | DATA ENRICHMENT | SMX | SMX5 | OK | 2022-10-10 | 14/10/2022 | URL BASED ON MODEL | 000000000060221560 | BHP1 | BHP Spares & Supplies | 251739 | Electrical components | EA | MAN2 | RELAY, PROTECTION, MICOM, TYPE P225 | RELAY, MOTOR PROTECTION, MICOM, TYPE P225, 24-250 VDC, SCHNEIDER ELECTRIC, SSI FMT00360 |  |  |  | https://www.se.com/ww/library/SCHNEIDER_ELECTRIC/SE_LOCAL/APS/210466_4612/MiCOM_P22x_Manual_P22x_EN_M_D55.pdf |  | SCHNEIDER ELECTRIC |  | P225 | [10 empty] | ENRICHED | RELAY | PROTECTIVE | TYPE | MOTOR | CONTACT RATING | 250 VAC | CURRENT RATING | 5 A | VOLTAGE RATING | 24-250 VDC | SETTING RANGE |  | TERMINAL TYPE |  | CONTACT CONFIGURATION |  | NUMBER OF POLES |  | NUMBER OF PHASE |  | FREQUENCY RATING |  | TRIP CLASS |  | DISPLAY TYPE |  | MOUNTING TYPE | FLUSH/RACK | CONTACT MATERIAL | AGNI | SIZE | DP 230 MM | HAZARD CLASS |  | CERTIFICATION/STANDARD | IEC 60529: 2001 | ADDITIONAL FEATURES EN | SERIES:MICOM,SSI FMT00360 | ADDITIONAL FEATURES ES |  | ADDITIONAL FEATURES FR | [21 empty] | Production Completed
000000000060175481 - B5 | STP-004 | DATA ENRICHMENT | SMX | SMX5 | OK | 2022-10-10 | 14/10/2022 |  | 000000000060175481 | BHP1 | BHP Spares & Supplies | 251739 | Electrical components | EA | MAN2 | RELAY,4 CO,230V COIL,SIEMENS | RELAY,4 CO,230V COIL,SIEMENS, AS PER SSI 2772 | LZX:PT570730 | 0019003033 | SIEMENS GMBH,W.GERMANY | https://docs.rs-online.com/c639/0900766b810eeef0.pdf |  | SIEMENS GMBH,W.GERMANY | LZX:PT570730 | [11 empty] | ENRICHED | RELAY | NO MODIFIER | TYPE |  | COIL RATING | 230 VAC | CONTACT RATING | 6 A | CONTACT CONFIGURATION | 4CO | NUMBER OF POLES |  | CONTACT MATERIAL |  | TERMINAL TYPE | PLUG-IN/SCREW | MOUNTING TYPE |  | SIZE | WD 22.5 X HT 28 X DP 35 MM | ENCLOSURE |  | HAZARD CLASS |  | CERTIFICATION/STANDARD | CE,EAC,UR | ADDITIONAL FEATURES EN | AS PER SSI 2772 | ADDITIONAL FEATURES ES |  | ADDITIONAL FEATURES FR | [31 empty] | Production Completed
000000000060228623 - B5 | STP-004 | DATA ENRICHMENT | SMX | SMX5 | OK | 2022-10-10 | 14/10/2022 |  | 000000000060228623 | BHP1 | BHP Spares & Supplies | 251917 | Vehicle servicing equipment | EA | MAN2 | RELAY,5 PIN,12V,HELLA | RELAY, 5 PIN, 12V, HELLA., NEW STOCK AS PER ESSI : 1045, 4RD 933 332-04 |  |  |  | https://nexelec.com/MISC-4RD93333258/ |  | HELLA | 4RD 933 332-04 | [11 empty] | ENRICHED | RELAY | NO MODIFIER | TYPE |  | COIL RATING | 12 V | CONTACT RATING | 280 V | CONTACT CONFIGURATION |  | NUMBER OF POLES | 5 P | CONTACT MATERIAL |  | TERMINAL TYPE | 5-PIN | MOUNTING TYPE |  | SIZE |  | ENCLOSURE |  | HAZARD CLASS |  | CERTIFICATION/STANDARD |  | ADDITIONAL FEATURES EN | NEW STOCK AS PER ESSI: 1045 | ADDITIONAL FEATURES ES |  | ADDITIONAL FEATURES FR | [31 empty] | Production Completed
000000000060228622 - B5 | STP-004 | DATA ENRICHMENT | SMX | SMX5 | OK | 2022-10-10 | 14/10/2022 |  | 000000000060228622 | BHP1 | BHP Spares & Supplies | 251917 | Vehicle servicing equipment | EA | MAN2 | RELAY,5 PIN,24V,HELLA | RELAY, 5 PIN, 24V, HELLA., NEW STOCK AS PER ESSI : 1046, 4RD 933 332-08 |  |  |  | https://nexelec.com/MISC-4RD93333258/ |  | HELLA | 4RD 933 332-08 | [11 empty] | ENRICHED | RELAY | NO MODIFIER | TYPE |  | COIL RATING | 24 V | CONTACT RATING | 280 V | CONTACT CONFIGURATION |  | NUMBER OF POLES | 5 P | CONTACT MATERIAL |  | TERMINAL TYPE | 5-PIN | MOUNTING TYPE |  | SIZE |  | ENCLOSURE |  | HAZARD CLASS |  | CERTIFICATION/STANDARD |  | ADDITIONAL FEATURES EN | NEW STOCK AS PER ESSI: 1046 | ADDITIONAL FEATURES ES |  | ADDITIONAL FEATURES FR | [31 empty] | Production Completed
000000000060229946 - B5 | STP-004 | DATA ENRICHMENT | SMX | SMX5 | OK | 2022-10-10 | 14/10/2022 |  | 000000000060229946 | BHP1 | BHP Spares & Supplies | 200000 | Mining Machinery and Accessories | EA | MAN2 | RELAY,5PIN 87A 24V METAL BRACKET 30-40A | RELAY,5PIN 87A 24V METAL BRACKET 30-40A 32SS1465-A | 32SS1465-A | 0019011367 | ELECTRO DIESEL | https://tragate.com/32ss1425-relay-auto-relays-58962/product |  | ELECTRO DIESEL | 32SS1465-A | [11 empty] | ENRICHED | RELAY | NO MODIFIER | TYPE | AUTO | COIL RATING | 24 V | CONTACT RATING | 87 A | CONTACT CONFIGURATION |  | NUMBER OF POLES |  | CONTACT MATERIAL |  | TERMINAL TYPE | 5-PIN | MOUNTING TYPE | METAL BRACKET | SIZE | 27 X 28 X 23 X 7 MM | ENCLOSURE |  | HAZARD CLASS |  | CERTIFICATION/STANDARD |  | ADDITIONAL FEATURES EN | CURRENT RANGE:30-40 A | ADDITIONAL FEATURES ES |  | ADDITIONAL FEATURES FR | [31 empty] | Production Completed
000000000060229962 - B5 | STP-004 | DATA ENRICHMENT | SMX | SMX5 | OK | 2022-10-10 | 14/10/2022 |  | 000000000060229962 | BHP1 | BHP Spares & Supplies | 200000 | Mining Machinery and Accessories | EA | MAN2 | RELAY,BOSCH 5 PIN 24 VOLT 87A PYZ-050053 | RELAY, BOSCH 5 PIN 24 VOLT 87A PYZ-050053 | PYZ-050053 |  |  | URL NOT FOUND |  | BOSCH | PYZ-050053 | [11 empty] | CLEANSED | RELAY | NO MODIFIER | TYPE |  | COIL RATING | 24 V | CONTACT RATING | 87 A | CONTACT CONFIGURATION |  | NUMBER OF POLES |  | CONTACT MATERIAL |  | TERMINAL TYPE | 5-PIN | MOUNTING TYPE |  | SIZE |  | ENCLOSURE |  | HAZARD CLASS |  | CERTIFICATION/STANDARD |  | ADDITIONAL FEATURES EN |  | ADDITIONAL FEATURES ES |  | ADDITIONAL FEATURES FR | [31 empty] | Production Completed
000000000060185326 - B5 | STP-004 | DATA ENRICHMENT | SMX | SMX5 | OK | 2022-10-10 | 14/10/2022 |  | 000000000060185326 | BHP1 | BHP Spares & Supplies | 221015 | Earth moving machinery | EA | MAN2 | RELAY,BOSCH LOCK START P/N 0.331.802.10 | RELAY, BOSCH LOCK START P/N 0.331.802.100 | 0.331.802.100 | 0019011367 | ELECTRO DIESEL | https://www.metzendorff-co.com/products2/bosch/24 |  | ELECTRO DIESEL | 0.331.802.100 |  | BOSCH | [9 empty] | CLEANSED | RELAY | NO MODIFIER | TYPE | LOCK START | COIL RATING |  | CONTACT RATING |  | CONTACT CONFIGURATION |  | NUMBER OF POLES |  | CONTACT MATERIAL |  | TERMINAL TYPE |  | MOUNTING TYPE |  | SIZE |  | ENCLOSURE |  | HAZARD CLASS |  | CERTIFICATION/STANDARD |  | ADDITIONAL FEATURES EN |  | ADDITIONAL FEATURES ES |  | ADDITIONAL FEATURES FR | [31 empty] | Production Completed
000000000060226907 - B5 | STP-004 | DATA ENRICHMENT | SMX | SMX5 | OK | 2022-10-10 | 14/10/2022 |  | 000000000060226907 | BHP1 | BHP Spares & Supplies | 251739 | Electrical components | EA | MAN2 | RELAY,CAP BANK PROTECTION,PFC,RLC04-B | RELAY, CAP BANK PROTECTION, PFC, RLC04-B | RLCN-1-0-2 |  |  | https://www.onegrid.com.au/wp-content/uploads/2013/01/RLC04_2009.pdf |  |  | RLC04-B |  |  | RLCN-1-0-2 | [8 empty] | CLEANSED | RELAY | PROTECTIVE | TYPE | CAP BANK | CONTACT RATING |  | CURRENT RATING |  | VOLTAGE RATING |  | SETTING RANGE |  | TERMINAL TYPE |  | CONTACT CONFIGURATION |  | NUMBER OF POLES |  | NUMBER OF PHASE |  | FREQUENCY RATING |  | TRIP CLASS |  | DISPLAY TYPE |  | MOUNTING TYPE |  | CONTACT MATERIAL |  | SIZE |  | HAZARD CLASS |  | CERTIFICATION/STANDARD |  | ADDITIONAL FEATURES EN | FOR PFC | ADDITIONAL FEATURES ES |  | ADDITIONAL FEATURES FR | [21 empty] | Production Completed
000000000060226908 - B5 | STP-004 | DATA ENRICHMENT | SMX | SMX5 | OK | 2022-10-10 | 14/10/2022 |  | 000000000060226908 | BHP1 | BHP Spares & Supplies | 251739 | Electrical components | EA | MAN2 | RELAY,MOTOR PROTECTION,BALL MILL,GE369 | RELAY, MOTOR PROTECTION, BALL MILL, GE369, CONTROLL POWER: 50-300V-DC OR 60-265V-AC, C/W 12 OPTIONAL RTD INPUTS AND PROFIBUS DPV1 PR | 369-HI-R-M-O-P1-0 | 0019008693 | GENERAL ELECTRIC | https://www.cse-uniserve.com.au/pdf/GE_Multilin_369_Instruction_Manual.pdf |  | GENERAL ELECTRIC | 369-HI-R-M-O-P1-0 | [11 empty] | CLEANSED | RELAY | PROTECTIVE | TYPE | MOTOR | CONTACT RATING |  | CURRENT RATING |  | VOLTAGE RATING | 60-265 VAC/50-300 VDC | SETTING RANGE |  | TERMINAL TYPE |  | CONTACT CONFIGURATION |  | NUMBER OF POLES |  | NUMBER OF PHASE |  | FREQUENCY RATING |  | TRIP CLASS |  | DISPLAY TYPE |  | MOUNTING TYPE |  | CONTACT MATERIAL |  | SIZE |  | HAZARD CLASS |  | CERTIFICATION/STANDARD |  | ADDITIONAL FEATURES EN | C/W 12 OPTIONAL RTD INPUTS AND PROFIBUS DPV1 PR,FOR BALL MILL | ADDITIONAL FEATURES ES |  | ADDITIONAL FEATURES FR | [21 empty] | Production Completed
000000000060226905 - B5 | STP-004 | DATA ENRICHMENT | SMX | SMX5 | OK | 2022-10-10 | 14/10/2022 |  | 000000000060226905 | BHP1 | BHP Spares & Supplies | 251739 | Electrical components | EA | MAN2 | RELAY,MV PROTECTION,SEL 351 | RELAY, MV PROTECTION, SEL 351, POWER SUPPLY 48/125VDC OR 120VAC, SECONDARY INPUT CURRENT 1A, 1A PHASE, CHASSIS & HORIZONTAL RACK MOU | 035173D3H132X1 |  |  | https://selinc.com/api/download/5527/ |  |  | 035173D3H132X1 | SEL 351 | [10 empty] | CLEANSED | RELAY | PROTECTIVE | TYPE | MEDIUM VOLTAGE | CONTACT RATING |  | CURRENT RATING | 1 A SECONDARY INPUT | VOLTAGE RATING | 120 VAC,48/125 VDC | SETTING RANGE |  | TERMINAL TYPE |  | CONTACT CONFIGURATION |  | NUMBER OF POLES |  | NUMBER OF PHASE |  | FREQUENCY RATING |  | TRIP CLASS |  | DISPLAY TYPE |  | MOUNTING TYPE | CHASSIS AND HORIZONTAL RACK | CONTACT MATERIAL |  | SIZE |  | HAZARD CLASS |  | CERTIFICATION/STANDARD |  | ADDITIONAL FEATURES EN | NUMBER OF PHAE:1 PH | ADDITIONAL FEATURES ES |  | ADDITIONAL FEATURES FR | [21 empty] | Production Completed
000000000060226904 - B5 | STP-004 | DATA ENRICHMENT | SMX | SMX5 | OK | 2022-10-10 | 14/10/2022 |  | 000000000060226904 | BHP1 | BHP Spares & Supplies | 251739 | Electrical components | EA | MAN2 | RELAY,MV PROTECTION,SEL 551 | RELAY, MV PROTECTION, SEL 551, POWER SUPPLY 125VDC, SECONDARY INPUT CURRENT 1A, 1A PHASE, PANEL MOUNT, COMMUNICATIONS PORT EIA-232 | 0551003X131X |  |  | https://selinc.com/api/download/5527/ |  |  | 0551003X131X | SEL 351 | [10 empty] | CLEANSED | RELAY | PROTECTIVE | TYPE | MEDIUM VOLTAGE | CONTACT RATING |  | CURRENT RATING | 1 A SECONDARY INPUT | VOLTAGE RATING | 125 VDC | SETTING RANGE |  | TERMINAL TYPE |  | CONTACT CONFIGURATION |  | NUMBER OF POLES |  | NUMBER OF PHASE |  | FREQUENCY RATING |  | TRIP CLASS |  | DISPLAY TYPE |  | MOUNTING TYPE | PANEL | CONTACT MATERIAL |  | SIZE |  | HAZARD CLASS |  | CERTIFICATION/STANDARD |  | ADDITIONAL FEATURES EN | NUMBER OF PHAE:1 PH,FOR COMMUNICATIONS PORT EIA-232 | ADDITIONAL FEATURES ES |  | ADDITIONAL FEATURES FR | [21 empty] | Production Completed
000000000060253619 - B5 | STP-004 | DATA ENRICHMENT | SMX | SMX5 | OK | 2022-10-10 | 14/10/2022 |  | 000000000060253619 | BHP1 | BHP Spares & Supplies | 251739 | Electrical components | EA | MAN2 | RELAY,PA,UBF8311,OUTPUT,SINGLE,DRYCONTAC | RELAY, PROCESS AUTOMATION, UBF-8311, OUTPUT, SINGLE, DRY CONTACT, RATED 2.0A AT 250VAC MAX, OUTPUT 4-20MA | UBF-8311 | 0019011819 | Unknown | URL NOT FOUND |  |  | UBF-8311 | [11 empty] | CLEANSED | RELAY | NO MODIFIER | TYPE | PROCESS AUTOMATION | COIL RATING | , DRY CONTACT, RATED 2.0A AT 250VAC MAX, OUTPUT 4-20MA | CONTACT RATING | 250 VAC,2 A MAX | CONTACT CONFIGURATION |  | NUMBER OF POLES |  | CONTACT MATERIAL |  | TERMINAL TYPE |  | MOUNTING TYPE |  | SIZE |  | ENCLOSURE |  | HAZARD CLASS |  | CERTIFICATION/STANDARD |  | ADDITIONAL FEATURES EN | OUTPUT:4-20 MA SINGLE,DRY CONTACT | ADDITIONAL FEATURES ES |  | ADDITIONAL FEATURES FR | [31 empty] | Production Completed
000000000060226903 - B5 | STP-004 | DATA ENRICHMENT | SMX | SMX5 | OK | 2022-10-10 | 14/10/2022 | URL BASED ON MODEL | 000000000060226903 | BHP1 | BHP Spares & Supplies | 251739 | Electrical components | EA | MAN2 | RELAY,PILOT,STRIKE TECHNOLOGIES,NERM | RELAY, PILOT, STRIKE TECHNOLOGIES, NERM 500 SOLID STATE SWITCH, NEUTRAL EARTH RESISTANCE MONITOR, TO SUIT 63 OHM RESISTOR AUXILIARY |  |  |  | https://strike.co.za/wp-content/uploads/sites/71/brochures/NERMINDICATOR.pdf |  | STRIKE TECHNOLOGIES |  | NERM 500 | [10 empty] | ENRICHED | RELAY | SOLID STATE | TYPE | PILOT | CURRENT RATING | 5 A | VOLTAGE RATING | 110/220 VAC | CONTACT VOLTAGE RATING | 500 VAC | CONTACT CONFIGURATION |  | NUMBER OF PHASE |  | TERMINAL TYPE |  | MOUNTING TYPE | BASE/CHASSIS | CONTACT MATERIAL |  | SIZE |  | ENCLOSURE |  | TEMPERATURE RATING |  | HAZARD CLASS |  | CERTIFICATION/STANDARD |  | ADDITIONAL FEATURES EN | W/SWITCH FOR NEUTRAL EARTH RESISTANCE MONITOR,TO SUIT 63 OHM RESISTOR AUXILIARY | ADDITIONAL FEATURES ES |  | ADDITIONAL FEATURES FR | [27 empty] | Production Completed
000000000060173591 - B5 | STP-004 | DATA ENRICHMENT | SMX | SMX5 | OK | 2022-10-10 | 14/10/2022 |  | 000000000060173591 | BHP1 | BHP Spares & Supplies | 251739 | Electrical components | EA | MAN2 | RELAY,SAFETY,CERAMIC FILTERS,PSP 3 PELLE | RELAY,SAFETY,CERAMIC FILTERS,PSP 3 PELLETISING PLANT-MFC | L06989 | 0019001921 | LAROX INCORPORATED | URL NOT FOUND |  | LAROX INCORPORATED | L06989 | [11 empty] | CLEANSED | RELAY | SAFETY | TYPE |  | COIL VOLTAGE |  | CONTACT VOLTAGE RATING |  | NUMBER OF POLES |  | CONTACT CONFIGURATION |  | SIL RATING |  | MAX SWITCHING VOLTAGE |  | MAX SWITCHING CURRENT |  | MOUNTING TYPE |  | MATERIAL |  | FREQUENCY RATING |  | SIZE |  | ENCLOSURE |  | TEMPERATURE RATING |  | HAZARD CLASS |  | CERTIFICATION/STANDARD |  | ADDITIONAL FEATURES EN | FOR CERAMIC FILTERS,PSP 3 PELLETISING PLANT-MFC | ADDITIONAL FEATURES ES |  | ADDITIONAL FEATURES FR | [23 empty] | Production Completed
000000000060253626 - B5 | STP-004 | DATA ENRICHMENT | SMX | SMX5 | OK | 2022-10-10 | 14/10/2022 |  | 000000000060253626 | BHP1 | BHP Spares & Supplies | 251739 | Electrical components | EA | MAN2 | RELAY,SLIMLINE,BASE,TYPE,P2RF08E | RELAY, SLIMLINE, BASE, TYPE, P2RF-08-E | P2RF-08-E | 0019011819 | Unknown | https://www.digikey.com/en/products/detail/omron-automation-and-safety/P2RF-08-E/307723 |  | OMRON | P2RF-08-E | [11 empty] | ENRICHED | BASE | RELAY | TYPE |  | NUMBER OF PINS |  | VOLTAGE RATING |  | CURRENT RATING |  | MOUNTING TYPE | DIN RAIL | MATERIAL |  | TERMINAL TYPE | SCREW | SIZE |  | HAZARD CLASS |  | CERTIFICATION/STANDARD |  | ADDITIONAL FEATURES EN | BRAND:SLIMLINE | ADDITIONAL FEATURES ES |  | ADDITIONAL FEATURES FR | [35 empty] | Production Completed
000000000060253618 - B5 | STP-004 | DATA ENRICHMENT | SMX | SMX5 | OK | 2022-10-10 | 14/10/2022 |  | 000000000060253618 | BHP1 | BHP Spares & Supplies | 251739 | Electrical components | EA | MAN2 | RELAY,SLIMLINE,OMRON,220VAC,2POLE,8PIN,O | RELAY, SLIMLINE, OMRON, 220VAC, 2POLE, 8PIN, OM.G2R-2-SNDI | OM.G2R-2-SNDI | 0019011819 | Unknown | https://www.ia.omron.com/product/item/5773/ |  | OMRON | G2R-2-SNDI | [11 empty] | ENRICHED | RELAY | NO MODIFIER | TYPE | GENERAL PURPOSE | COIL RATING | 220 VAC | CONTACT RATING | 250 VAC,5 A | CONTACT CONFIGURATION | 2CO | NUMBER OF POLES | 2 P | CONTACT MATERIAL | AG ALLOY | TERMINAL TYPE | 8-PIN PLUG-IN | MOUNTING TYPE | SOCKET | SIZE | 35.5 X 29 MM | ENCLOSURE |  | HAZARD CLASS |  | CERTIFICATION/STANDARD |  | ADDITIONAL FEATURES EN | BRAND:SLIMLINE | ADDITIONAL FEATURES ES |  | ADDITIONAL FEATURES FR | [31 empty] | Production Completed
000000000060251587 - B5 | STP-004 | DATA ENRICHMENT | SMX | SMX5 | OK | 2022-10-10 | 14/10/2022 | P/N UPDATED AS PER WEB SOURCE | 000000000060251587 | BHP1 | BHP Spares & Supplies | 251739 | Electrical components | EA | MAN2 | RELAY,SLIMLINE,OMRON,24V,2POLE,8PIN,OMG2 | RELAY,SLIMLINE,OMRON,24V,2POLE,8PIN,OM.G2R-2-SND1 | OM.G2R-2-SND1 | 0019011819 | Unknown | https://www.ia.omron.com/product/item/5773/ |  | OMRON | G2R-2-SNDI | [11 empty] | ENRICHED | RELAY | NO MODIFIER | TYPE | GENERAL PURPOSE | COIL RATING | 24 VAC | CONTACT RATING | 250 VAC,5 A | CONTACT CONFIGURATION | 2CO | NUMBER OF POLES | 2 P | CONTACT MATERIAL | AG ALLOY | TERMINAL TYPE | 8-PIN PLUG-IN | MOUNTING TYPE | SOCKET | SIZE | 35.5 X 29 MM | ENCLOSURE |  | HAZARD CLASS |  | CERTIFICATION/STANDARD |  | ADDITIONAL FEATURES EN | BRAND:SLIMLINE | ADDITIONAL FEATURES ES |  | ADDITIONAL FEATURES FR | [31 empty] | Production Completed
000000000060175480 - B5 | STP-004 | DATA ENRICHMENT | SMX | SMX5 | OK | 2022-10-10 | 14/10/2022 |  | 000000000060175480 | BHP1 | BHP Spares & Supplies | 251739 | Electrical components | EA | MAN2 | RELAY,VOLTAGE SENSING,SIEMENS | RELAY,VOLTAGE SENSING,SIEMENS, AS PER SSI 2771 | 3UG46 14-1BR20 | 0019003033 | SIEMENS GMBH,W.GERMANY | https://docs.rs-online.com/8c25/0900766b813eafd0.pdf |  | SIEMENS GMBH,W.GERMANY | 3UG46 14-1BR20 | [11 empty] | ENRICHED | RELAY | NO MODIFIER | TYPE | VOLTAGE SENSING,DIGITAL MONITORING | COIL RATING |  | CONTACT RATING | 690 VAC | CONTACT CONFIGURATION | 2CO | NUMBER OF POLES | 3 P | CONTACT MATERIAL |  | TERMINAL TYPE | SCREW | MOUNTING TYPE | SNAP-ON | SIZE | WD 22.5 X HT 92 X DP 91 MM | ENCLOSURE | IP20 | HAZARD CLASS |  | CERTIFICATION/STANDARD | IEC 60947-1,IEC 61000-6-2,IEC 61000-6-4 | ADDITIONAL FEATURES EN |  | ADDITIONAL FEATURES ES | AS PER SSI 2771 | ADDITIONAL FEATURES FR | [31 empty] | Production Completed
000000000060224237 - B5 | STP-004 | DATA ENRICHMENT | SMX | SMX5 | OK | 2022-10-10 | 14/10/2022 |  | 000000000060224237 | BHP1 | BHP Spares & Supplies | 251739 | Electrical components | EA | MAN2 | RELAYS,MAKE ALLEN BRADLEY,TYPE 700-K22Z- | RELAYS,MAKE ALLEN BRADLEY,TYPE 700-K22Z-D,LIQUID STARTER BALL MILL PSP4 |  |  |  | https://www.rockwellautomation.com/en-ro/products/details.700-K22Z-D.html |  | ALLEN BRADLEY | 700-K22Z-D | [11 empty] | ENRICHED | RELAY | NO MODIFIER | TYPE | MINIATURE CONTROL | COIL RATING | 120 VAC | CONTACT RATING |  | CONTACT CONFIGURATION | 2NO 2NC | NUMBER OF POLES |  | CONTACT MATERIAL | SILVER BIFURCATED | TERMINAL TYPE | SCREW | MOUNTING TYPE |  | SIZE |  | ENCLOSURE |  | HAZARD CLASS |  | CERTIFICATION/STANDARD | IEC | ADDITIONAL FEATURES EN | FOR LIQUID STARTER BALL MILL PSP4 | ADDITIONAL FEATURES ES |  | ADDITIONAL FEATURES FR | [31 empty] | Production Completed
000000000060224236 - B5 | STP-004 | DATA ENRICHMENT | SMX | SMX5 | OK | 2022-10-10 | 14/10/2022 |  | 000000000060224236 | BHP1 | BHP Spares & Supplies | 251739 | Electrical components | EA | MAN2 | RELAYS,MAKE ALLEN BRADLEY,TYPE 700-K31Z- | RELAYS,MAKE ALLEN BRADLEY,TYPE 700-K31Z-D,LIQUID STARTER BALL MILL PSP4 |  |  |  | https://www.rockwellautomation.com/en-ie/products/details.700-K31Z-D.html |  | ALLEN BRADLEY | 700-K31Z-D | [11 empty] | ENRICHED | RELAY | NO MODIFIER | TYPE | MINIATURE CONTROL | COIL RATING | 120 VAC | CONTACT RATING |  | CONTACT CONFIGURATION | 3NO 1NC | NUMBER OF POLES |  | CONTACT MATERIAL | SILVER BIFURCATED | TERMINAL TYPE | SCREW | MOUNTING TYPE |  | SIZE |  | ENCLOSURE |  | HAZARD CLASS |  | CERTIFICATION/STANDARD | IEC | ADDITIONAL FEATURES EN | FOR LIQUID STARTER BALL MILL PSP4 | ADDITIONAL FEATURES ES |  | ADDITIONAL FEATURES FR | [31 empty] | Production Completed