## Sheet1
MATERIAL | Project Code | Activities | Production User | CA Code | Production Comments | Start Date | End Date | Remarks | MATERIAL CODE | MATERIAL TYPE | MATERIAL TYPE DESCRIPTION | MATERIAL GROUP | MATERIAL GROUP DESCRIPTION | UOM | MANUFACTURER PROFILE | SHORT TEXT | LONG TEXT | MANUFACTURER PART NUMBER. | MANUFACTURER. | MANUFACTURER NAME. | Reference URL | Reference URL 1 | Manufacturer Name | Manufacturer Part Number | Model Number | Alternate Manufacturer | Alternate Manufacturer Part Number | Alternate Manufacturer 1 | Alternate Manufacturer Part Number 1 | Equipment Name | Equipment Model | Equipment Manufacturer | Drawing Number | Serial Number | Item Number | Enriched/Cleansed | Noun | Modifier | Attribute Name 1 | Attribute Value 1 | Attribute Name 2 | Attribute Value 2 | Attribute Name 3 | Attribute Value 3 | Attribute Name 4 | Attribute Value 4 | Attribute Name 5 | Attribute Value 5 | Attribute Name 6 | Attribute Value 6 | Attribute Name 7 | Attribute Value 7 | Attribute Name 8 | Attribute Value 8 | Attribute Name 9 | Attribute Value 9 | Attribute Name 10 | Attribute Value 10 | Attribute Name 11 | Attribute Value 11 | Attribute Name 12 | Attribute Value 12 | Attribute Name 13 | Attribute Value 13 | Attribute Name 14 | Attribute Value 14 | Attribute Name 15 | Attribute Value 15 | Attribute Name 16 | Attribute Value 16 | Attribute Name 17 | Attribute Value 17 | Attribute Name 18 | Attribute Value 18 | Attribute Name 19 | Attribute Value 19 | Attribute Name 20 | Attribute Value 20 | Attribute Name 21 | Attribute Value 21 | Attribute Name 22 | Attribute Value 22 | Attribute Name 23 | Attribute Value 23 | Attribute Name 24 | Attribute Value 24 | Attribute Name 25 | Attribute Value 25 | Attribute Name 26 | Attribute Value 26 | Attribute Name 27 | Attribute Value 27 | Attribute Name 28 | Attribute Value 28 | Attribute Name 29 | Attribute Value 29 | Attribute Name 30 | Attribute Value 30 | Status
000000000060232837 - B5 | STP-004 | DATA ENRICHMENT | ATS | ATS5 | OK | 2022-10-10 | 2022-11-10 |  | 000000000060232837 | BHP1 | BHP Spares & Supplies | 200000 | Mining Machinery and Accessories | EA | MAN2 | SHOCK,ABSORBER,4PC,77008726,DD210L | SHOCK ABSORBER, SET OF 4 PCS, PN 77008726, DD211L | 77008726 | 0019002924 | SANDVIK | https://mcwparts.com/product/77008726-shock-absorber-set-of-4-pcs/ | https://www.aga-parts.com/sandvik-parts?page=9808 | SANDVIK | 77008726 | [6 empty] | DD211L |  |  |  |  | CLEANSED | ABSORBER | SHOCK | TYPE |  | STROKE |  | LOAD CAPACITY |  | DIAMETER |  | LENGTH |  | MOUNTING TYPE |  | MATERIAL |  | HAZARD CLASS |  | CERTIFICATION/STANDARD |  | ADDITIONAL FEATURES EN | PACKAGING QUANTITY: 4 PCS OF SET | ADDITIONAL FEATURES ES |  | ADDITIONAL FEATURES FR | [37 empty] | Production Completed
000000000060256282 - B5 | STP-004 | DATA ENRICHMENT | ATS | ATS5 | INSUFF_INFO | 2022-10-10 | 2022-11-10 |  | 000000000060256282 | BHP1 | BHP Spares & Supplies | 120000 | Chemicals (including Bio-Chemicals) and Gas Materials | EA | MAN2 | SHOCK,IT | SHOCK,IT | [81 empty] | Production Completed
000000000060220475 - B5 | STP-004 | DATA ENRICHMENT | ATS | ATS5 | OK_NM CHECK | 2022-10-10 | 2022-11-10 |  | 000000000060220475 | BHP1 | BHP Spares & Supplies | 301815 | Sanitary ware | PAK | MAN2 | BIN, SANITARY, LINERS, PLASTIC | BIN, SANITARY, LINERS, PLASTIC, ssi FMT00236 |  |  |  | URL NOT FOUND | [14 empty] | CLEANSED | BIN | WASTE | TYPE | SANITARY | SIZE |  | CAPACITY |  | MATERIAL | PLASTIC | COLOUR |  | HAZARD CLASS |  | CERTIFICATION/STANDARD |  | ADDITIONAL FEATURES EN | ssi FMT00236 | ADDITIONAL FEATURES ES |  | ADDITIONAL FEATURES FR | [41 empty] | Production Completed
000000000060220474 - B5 | STP-004 | DATA ENRICHMENT | ATS | ATS5 | OK | 2022-10-10 | 2022-11-10 |  | 000000000060220474 | BHP1 | BHP Spares & Supplies | 301815 | Sanitary ware | EA | MAN2 | BN,SANTARY | BIN, SANITARY, ssi FMT00236 | [18 empty] | CLEANSED | BIN | WASTE | TYPE | SANITARY | SIZE |  | CAPACITY |  | MATERIAL |  | COLOUR |  | HAZARD CLASS |  | CERTIFICATION/STANDARD |  | ADDITIONAL FEATURES EN | ssi FMT00236 | ADDITIONAL FEATURES ES |  | ADDITIONAL FEATURES FR | [41 empty] | Production Completed
000000000060220480 - B5 | STP-004 | DATA ENRICHMENT | ATS | ATS5 | OK | 2022-10-10 | 2022-11-10 |  | 000000000060220480 | BHP1 | BHP Spares & Supplies | 301815 | Sanitary ware | EA | MAN2 | DUSTBN,WALL MOUNTED | DUSTBIN, WALL MOUNTED, ssi FMT00236 |  |  |  | URL NOT FOUND | [14 empty] | CLEANSED | BIN | WASTE | TYPE | DUST,WALL MOUNTED | SIZE |  | CAPACITY |  | MATERIAL |  | COLOUR |  | HAZARD CLASS |  | CERTIFICATION/STANDARD |  | ADDITIONAL FEATURES EN | ssi FMT00236 | ADDITIONAL FEATURES ES |  | ADDITIONAL FEATURES FR | [41 empty] | Production Completed
000000000060183890 - B5 | STP-004 | DATA ENRICHMENT | ATS | ATS5 | OK | 2022-10-10 | 2022-11-10 |  | 000000000060183890 | BHP1 | BHP Spares & Supplies | 251739 | Electrical components | EA | MAN2 | BREAKER, CIRCUIT HYMAC 1 PHASE 15A | BREAKER, CIRCUIT HYMAC 1 PHASE 15A |  |  |  | URL NOT FOUND |  | HYMAC | [12 empty] | CLEANSED | BREAKER | CIRCUIT | TYPE |  | CURRENT RATING | 15 A | VOLTAGE RATING |  | FRAME RATING |  | INTERRUPT RATING |  | NUMBER OF POLES |  | OVERALL SIZE |  | TRIP SETTING |  | TERMINAL TYPE |  | MOUNTING TYPE |  | HAZARD CLASS |  | CERTIFICATION/STANDARD |  | ADDITIONAL FEATURES EN | NO OF PHASE: 1 PH | ADDITIONAL FEATURES ES |  | ADDITIONAL FEATURES FR | [31 empty] | Production Completed
000000000060183889 - B5 | STP-004 | DATA ENRICHMENT | ATS | ATS5 | OK | 2022-10-10 | 2022-11-10 |  | 000000000060183889 | BHP1 | BHP Spares & Supplies | 251739 | Electrical components | EA | MAN2 | BREAKER, CIRCUIT HYMAC 1 PHASE 20A | BREAKER, CIRCUIT HYMAC 1 PHASE 20A |  |  |  | URL NOT FOUND |  | HYMAC | [12 empty] | CLEANSED | BREAKER | CIRCUIT | TYPE |  | CURRENT RATING | 20 A | VOLTAGE RATING |  | FRAME RATING |  | INTERRUPT RATING |  | NUMBER OF POLES |  | OVERALL SIZE |  | TRIP SETTING |  | TERMINAL TYPE |  | MOUNTING TYPE |  | HAZARD CLASS |  | CERTIFICATION/STANDARD |  | ADDITIONAL FEATURES EN | NO OF PHASE: 1 PH | ADDITIONAL FEATURES ES |  | ADDITIONAL FEATURES FR | [31 empty] | Production Completed
000000000060183891 - B5 | STP-004 | DATA ENRICHMENT | ATS | ATS5 | OK | 2022-10-10 | 2022-11-10 |  | 000000000060183891 | BHP1 | BHP Spares & Supplies | 251739 | Electrical components | EA | MAN2 | BREAKER, CIRCUIT HYMAC 1 PHASE 25A | BREAKER, CIRCUIT HYMAC 1 PHASE 25A |  |  |  | URL NOT FOUND |  | HYMAC | [12 empty] | CLEANSED | BREAKER | CIRCUIT | TYPE |  | CURRENT RATING | 24 A | VOLTAGE RATING |  | FRAME RATING |  | INTERRUPT RATING |  | NUMBER OF POLES |  | OVERALL SIZE |  | TRIP SETTING |  | TERMINAL TYPE |  | MOUNTING TYPE |  | HAZARD CLASS |  | CERTIFICATION/STANDARD |  | ADDITIONAL FEATURES EN | NO OF PHASE: 1 PH | ADDITIONAL FEATURES ES |  | ADDITIONAL FEATURES FR | [31 empty] | Production Completed
000000000060175415 - B5 | STP-004 | DATA ENRICHMENT | ATS | ATS5 | OK | 2022-10-10 | 2022-11-10 |  | 000000000060175415 | BHP1 | BHP Spares & Supplies | 251739 | Electrical components | EA | MAN2 | BREAKER, CIRCUIT, AIR, STANDARD IEC 947- | BREAKER, CIRCUIT, AIR, STANDARD IEC 947-2, 1000VOLT AC INSULATION VOLT,, 690VOLT AC OPERATING VOLT. FOR FURNACES NUMBER 4 AND 5, FERROMETALS,, MITSUBISHI | AE1250-SS | 0019002230 | MITSUBISHI INTERNATIONAL | https://industrialservomotor.sell.everychina.com/p-109257247-mitsubishi-acb-ae1250-ss-ae1250-sw-1250a-low-voltage-air-circuit-breakers-new-original.html | https://download.datasheets.com/pdfs/circuit_breaker/mit/sup-ae-catalogue_gb.pdf | MITSUBISHI INTERNATIONAL | AE1250-SS | [5 empty] | 4 AND 5 FURNACES |  | FERROMETALS |  |  |  | ENRICHED | BREAKER | CIRCUIT | TYPE | AIR | CURRENT RATING | 1250 A | VOLTAGE RATING | 690 VAC | FRAME RATING | 1250AF | INTERRUPT RATING |  | NUMBER OF POLES | 3 P | OVERALL SIZE |  | TRIP SETTING |  | TERMINAL TYPE |  | MOUNTING TYPE |  | HAZARD CLASS |  | CERTIFICATION/STANDARD | CE,IEC 947-2 | ADDITIONAL FEATURES EN | INSULATION VOLTAGE: 1000 VAC | ADDITIONAL FEATURES ES |  | ADDITIONAL FEATURES FR | [31 empty] | Production Completed
000000000060220407 - B5 | STP-004 | DATA ENRICHMENT | ATS | ATS5 | OK | 2022-10-10 | 2022-11-10 |  | 000000000060220407 | BHP1 | BHP Spares & Supplies | 251739 | Electrical components | EA | MAN2 | BREAKER, CIRCUIT, ICE IN= 1250A TO 690V, | BREAKER, CIRCUIT, ICE IN= 1250A TO 690V, 3 POLE, SIZE III, WITHDRAWABLE, WITH GUIDE FRAME, AC50/60HZ, ICU = 55KA @ 500VOLT, REAR CONNECTION, HORIZONTAL ELECTRONIC TRIP UNIT ETU 25 LSI PROT, ADJUST.B.0.4-1 IN, W..MAN.OPER MECHAN & STORAGE WITH MECHANICAL REQUEST WITHOUT 1ST SHUNT, TRIP WITHOUT 2ND SHUNT TRIP 2NO+2NC, T40= DOOR SEALINGFRAME, R21 =, SHUTTER 2- PART LOCKABLE WITH PADLOCK, PART NO :, 3WL1112-2CB36-1AA2-ZT40+R21, SIEMENS |  |  |  | https://mall.industry.siemens.com/mall/en/uk/Catalog/Product/?mlfb=3WL1112-2CB36-1AA2-Z+R21%2BT40 |  | SIEMENS | 3WL1112-2CB36-1AA2-ZT40+R21 | [11 empty] | ENRICHED | BREAKER | CIRCUIT | TYPE | WITHDRAWABLE | CURRENT RATING | 1250 A | VOLTAGE RATING | 690 VAC | FRAME RATING | T40 | INTERRUPT RATING | 55 KA | NUMBER OF POLES | 3 P | OVERALL SIZE | WD 320 X DP 456 X HT 460 MM | TRIP SETTING |  | TERMINAL TYPE |  | MOUNTING TYPE |  | HAZARD CLASS |  | CERTIFICATION/STANDARD | IEC 60947-2 | ADDITIONAL FEATURES EN | SIZE III,W/GUIDE FRAME,FREQUENCY RATING: 50/60 HZ,CONNECTION TYPE: REAR,HORIZONTAL ELECTRONIC TRIP UNIT ETU 25 LSI PROT,ADJUST.B.0.4-1 IN,W..MAN.OPER MECHAN AND STORAGE W/MECHANICAL REQUEST W/O1ST SHUNT TRIP,2ND SHUNT TRIP,AUXILIARY CONTACT: 2NO+2NC,R21 =, SHUTTER 2- PART LOCKABLE W/PADLOCK | ADDITIONAL FEATURES ES |  | ADDITIONAL FEATURES FR | [31 empty] | Production Completed
000000000060220406 - B5 | STP-004 | DATA ENRICHMENT | ATS | ATS5 | OK | 2022-10-10 | 2022-11-10 |  | 000000000060220406 | BHP1 | BHP Spares & Supplies | 251739 | Electrical components | EA | MAN2 | BREAKER, CIRCUIT, ICE IN= 4000A TO 690V, | BREAKER, CIRCUIT, ICE IN= 4000A TO 690V, 3 POLE, SIZE III, WITHDRAWABLE, WITH GUID FRAME, AC50/60HZ, ICU = 100KA AT 500VOLT, REAR CONNECTION, HORIZONTAL ELECTRONIC TRIP UNIT ETU 25 LSI PROT, ADJUST.B.0.4-1 IN, W..MAN.OPER MECHAN & STORAGE WITH MECHANICAL REQUEST WITHOUT 1ST SHUNT, TRIP WITHOUT 2ND SHUNT TRIP 2NO+2NC, T40= DOOR SEALINGFRAME, R21 =, SHUTTER 2- PART LOCKABLE WITH PADLOCK, PART NO :, 3WL1340-4CB36-1AA2-ZT40+R21, SIEMENS |  |  |  | https://mall.industry.siemens.com/mall/en/WW/Catalog/Product/3WL13404CB361AA2 |  | SIEMENS | 3WL1340-4CB36-1AA2-ZT40+R21 | [11 empty] | ENRICHED | BREAKER | CIRCUIT | TYPE | WITHDRAWABLE | CURRENT RATING | 4000 A | VOLTAGE RATING | 690 VAC | FRAME RATING | T40 | INTERRUPT RATING | 100 KA | NUMBER OF POLES | 3 P | OVERALL SIZE | WD 704 X DP 456 X HT 466.5 MM | TRIP SETTING |  | TERMINAL TYPE |  | MOUNTING TYPE |  | HAZARD CLASS |  | CERTIFICATION/STANDARD | IEC 60947-2,CCC,CE,EAC,UKCA,RCM | ADDITIONAL FEATURES EN | SIZE III,W/GUID FRAME,FREQUENCY RATING: 50/60 HZ,CONNECTION TYPE: REAR,HORIZONTAL ELECTRONIC TRIP UNIT ETU 25 LSI PROT,ADJUST.B.0.4-1 IN,W..MAN.OPER MECHAN AND STORAGE W/MECHANICAL REQUEST W/O1ST SHUNT,W/O2ND SHUNT TRIP,AUXILIARY CONTACT: 2NO+2NC,R21 =, SHUTTER 2- PART LOCKABLE W/PADLOCK | ADDITIONAL FEATURES ES |  | ADDITIONAL FEATURES FR | [31 empty] | Production Completed
000000000060168550 - B5 | STP-004 | DATA ENRICHMENT | ATS | ATS5 | OK | 2022-10-10 | 2022-11-10 |  | 000000000060168550 | BHP1 | BHP Spares & Supplies | 221015 | Earth moving machinery | EA | MAN2 | BREAKER, CIRCUIT: 10A P/N 64120172 | BREAKER, CIRCUIT: 10A P/N 64120172 | 64120172 | 0019002924 | SANDVIK | https://www.thatparts.com/product/64120172-san/ | https://atecmakarios.com/products/64120172-circuit-breaker | SANDVIK | 64120172 | [11 empty] | CLEANSED | BREAKER | CIRCUIT | TYPE |  | CURRENT RATING | 10 A | VOLTAGE RATING |  | FRAME RATING |  | INTERRUPT RATING |  | NUMBER OF POLES |  | OVERALL SIZE |  | TRIP SETTING |  | TERMINAL TYPE |  | MOUNTING TYPE |  | HAZARD CLASS |  | CERTIFICATION/STANDARD |  | ADDITIONAL FEATURES EN |  | ADDITIONAL FEATURES ES |  | ADDITIONAL FEATURES FR | [31 empty] | Production Completed
000000000060188488 - B5 | STP-004 | DATA ENRICHMENT | ATS | ATS5 | OK | 2022-10-10 | 2022-11-10 |  | 000000000060188488 | BHP1 | BHP Spares & Supplies | 251739 | Electrical components | EA | MAN2 | BREAKER, OVERLOAD COMBINATION, EATON XTP | BREAKER, OVERLOAD COMBINATION, EATON XTPR 063 DC1 55A TO 63A |  |  |  | https://www.eaton.com/us/en-us/skuPage.XTPR063DC1.html | https://www.alliedelec.com/m/d/35513a288caf5f41edced331fdf83e66.pdf | EATON | XTPR063DC1 | [11 empty] | ENRICHED | BREAKER | CIRCUIT | TYPE | INDUSTRIAL MINIATURE,OVERLOAD COMBINATION | CURRENT RATING | 40 A | VOLTAGE RATING | 690 VAC | FRAME RATING |  | INTERRUPT RATING | 50 KA | NUMBER OF POLES | 3 P | OVERALL SIZE | WD 55 X DP 171 X HT 140 MM | TRIP SETTING |  | TERMINAL TYPE | SCREW | MOUNTING TYPE |  | HAZARD CLASS |  | CERTIFICATION/STANDARD | CSA,UL,IEC/EN 60947-4-1,IE3,VDE 0660 | ADDITIONAL FEATURES EN |  | ADDITIONAL FEATURES ES |  | ADDITIONAL FEATURES FR | [31 empty] | Production Completed
000000000060231281 - B5 | STP-004 | DATA ENRICHMENT | ATS | ATS5 | OK | 2022-10-10 | 2022-11-10 |  | 000000000060231281 | BHP1 | BHP Spares & Supplies | 221015 | Earth moving machinery | EA | MAN2 | CIRCUIT BREAKER 35A P/N GH59013800 | CIRCUIT BREAKER 35A P/N GH59013800 | GH59013800 | 0019011379 | GHH MINING MACHINES | URL NOT FOUND |  | GHH MINING MACHINES | GH59013800 | [11 empty] | CLEANSED | BREAKER | CIRCUIT | TYPE |  | CURRENT RATING | 35 A | VOLTAGE RATING |  | FRAME RATING |  | INTERRUPT RATING |  | NUMBER OF POLES |  | OVERALL SIZE |  | TRIP SETTING |  | TERMINAL TYPE |  | MOUNTING TYPE |  | HAZARD CLASS |  | CERTIFICATION/STANDARD |  | ADDITIONAL FEATURES EN |  | ADDITIONAL FEATURES ES |  | ADDITIONAL FEATURES FR | [31 empty] | Production Completed
000000000060231280 - B5 | STP-004 | DATA ENRICHMENT | ATS | ATS5 | OK | 2022-10-10 | 2022-11-10 |  | 000000000060231280 | BHP1 | BHP Spares & Supplies | 221015 | Earth moving machinery | EA | MAN2 | CIRCUIT BREAKER 50A P/N GH78012000 | CIRCUIT BREAKER 50A P/N GH78012000 | GH78012000 | 0019011379 | GHH MINING MACHINES | URL NOT FOUND |  | GHH MINING MACHINES | GH78012000 | [11 empty] | CLEANSED | BREAKER | CIRCUIT | TYPE |  | CURRENT RATING | 50 A | VOLTAGE RATING |  | FRAME RATING |  | INTERRUPT RATING |  | NUMBER OF POLES |  | OVERALL SIZE |  | TRIP SETTING |  | TERMINAL TYPE |  | MOUNTING TYPE |  | HAZARD CLASS |  | CERTIFICATION/STANDARD |  | ADDITIONAL FEATURES EN |  | ADDITIONAL FEATURES ES |  | ADDITIONAL FEATURES FR | [31 empty] | Production Completed
000000000060231282 - B5 | STP-004 | DATA ENRICHMENT | ATS | ATS5 | OK | 2022-10-10 | 2022-11-10 |  | 000000000060231282 | BHP1 | BHP Spares & Supplies | 221015 | Earth moving machinery | EA | MAN2 | CIRCUIT BREAKER 8A P/N GH59011413 | CIRCUIT BREAKER 8A P/N GH59011413 | GH59011413 | 0019011379 | GHH MINING MACHINES | URL NOT FOUND |  | GHH MINING MACHINES | GH59011413 | [11 empty] | CLEANSED | BREAKER | CIRCUIT | TYPE |  | CURRENT RATING | 8 A | VOLTAGE RATING |  | FRAME RATING |  | INTERRUPT RATING |  | NUMBER OF POLES |  | OVERALL SIZE |  | TRIP SETTING |  | TERMINAL TYPE |  | MOUNTING TYPE |  | HAZARD CLASS |  | CERTIFICATION/STANDARD |  | ADDITIONAL FEATURES EN |  | ADDITIONAL FEATURES ES |  | ADDITIONAL FEATURES FR | [31 empty] | Production Completed
000000000060228076 - B5 | STP-004 | DATA ENRICHMENT | ATS | ATS5 | ok | 2022-10-10 | 2022-11-10 |  | 000000000060228076 | BHP1 | BHP Spares & Supplies | 200000 | Mining Machinery and Accessories | EA | MAN2 | CHAIR,TUBE,SADDLE,COMPLETE | CHAIR TUBE SADDLE COMPLETE |  |  |  | URL NOT FOUND | [14 empty] | CLEANSED | SADDLE | NO MODIFIER | TYPE | CHAIR TUBE | SIZE |  | MATERIAL |  | HAZARD CLASS |  | CERTIFICATION/STANDARD |  | ADDITIONAL FEATURES EN | COMPLETE | ADDITIONAL FEATURES ES |  | ADDITIONAL FEATURES FR | [45 empty] | Production Completed
000000000060247526 - B5 | STP-004 | DATA ENRICHMENT | ATS | ATS5 | OK | 2022-10-10 | 2022-11-10 |  | 000000000060247526 | BHP1 | BHP Spares & Supplies | 241017 | Conveyors and accessories | EA | MAN2 | CLEAT,MAGNET,BELT | CLEAT FOR MAGNET CONVEYOR BELT |  |  |  | URL NOT FOUND | [14 empty] | CLEANSED | CLEAT | NO MODIFIER | TYPE |  | SIZE |  | LOAD CAPACITY |  | MATERIAL |  | COLOUR |  | MOUNTING TYPE |  | HAZARD CLASS |  | CERTIFICATION/STANDARD |  | ADDITIONAL FEATURES EN | FOR MAGNET CONVEYOR BELT | ADDITIONAL FEATURES ES |  | ADDITIONAL FEATURES FR | [39 empty] | Production Completed
000000000060230208 - B5 | STP-004 | DATA ENRICHMENT | ATS | ATS5 | OK | 2022-10-10 | 2022-11-10 |  | 000000000060230208 | BHP1 | BHP Spares & Supplies | 200000 | Mining Machinery and Accessories | EA | MAN2 | TORQUE CONVERTOR ASSY UV-852292920 NEW | TORQUE CONVERTOR ASSEMBLY UV-852292920 | UV-852292920 | 0019011370 | AARD MINING | URL NOT FOUND |  | AARD MINING | UV-852292920 | [11 empty] | CLEANSED | CONVERTER | TORQUE | TYPE |  | HUB STYLE |  | VANE ANGLE |  | STALL SPEED |  | BOLT TYPE |  | HUB SIZE |  | MATERIAL |  | CONNECTION TYPE |  | MOUNTING TYPE |  | HAZARD CLASS |  | CERTIFICATION/STANDARD |  | ADDITIONAL FEATURES EN | ASSEMBLY | ADDITIONAL FEATURES ES |  | ADDITIONAL FEATURES FR | [33 empty] | Production Completed
000000000060168133 - B5 | STP-004 | DATA ENRICHMENT | ATS | ATS5 | OK | 2022-10-10 | 2022-11-10 |  | 000000000060168133 | BHP1 | BHP Spares & Supplies | 200000 | Mining Machinery and Accessories | EA | MAN2 | COOLER,RIG,P/N 85350239 | BOWMAN COOLER 85350236 DD210L AND DD211L | 85350239 | 0019002924 | SANDVIK | https://www.aga-parts.com/sandvik/part/85350239_cooler/ | https://mcwparts.com/product/85350239-cooler/ | SANDVIK | 85350239 |  | BOWMAN |  |  |  | RIG | DD210L AND DD211L |  |  |  |  | CLEANSED | COOLER | NO MODIFIER | TYPE |  | CAPACITY |  | COOLING AREA |  | SIZE |  | MATERIAL |  | FLOW RATING |  | PRESSURE RATING |  | TEMPERATURE RATING |  | HAZARD CLASS |  | CERTIFICATION/STANDARD |  | ADDITIONAL FEATURES EN |  | ADDITIONAL FEATURES ES |  | ADDITIONAL FEATURES FR | [35 empty] | Production Completed
000000000060235080 - B5 | STP-004 | DATA ENRICHMENT | ATS | ATS5 | OK | 2022-10-10 | 2022-11-10 |  | 000000000060235080 | BHP1 | BHP Spares & Supplies | 231521 | Separation machinery and equipment | EA | MAN2 | DOOR LINER (TEE 254/1) | DOOR LINER (TEE 254/1)SHELL LINERS |  |  |  | URL NOT FOUND | [14 empty] | CLEANSED | LINER | NO MODIFIER | TYPE | DOOR,SHELL | SIZE |  | MATERIAL |  | HAZARD CLASS |  | CERTIFICATION/STANDARD |  | ADDITIONAL FEATURES EN | TEE 254/1 | ADDITIONAL FEATURES ES |  | ADDITIONAL FEATURES FR | [45 empty] | Production Completed
000000000060254037 - B5 | STP-004 | DATA ENRICHMENT | ATS | ATS5 | OK | 2022-10-10 | 2022-11-10 |  | 000000000060254037 | BHP1 | BHP Spares & Supplies | 201418 | Well production flow measurement meters | EA | MAN2 | INLET,HEAD,LINER | HC60,-ZL,-RG(HAND,CAST),INLET,HEAD,LINER | ZI-RR-039 | 0019005676 | MULTOTEC | URL NOT FOUND |  | MULTOTEC | ZI-RR-039 | [11 empty] | CLEANSED | LINER | NO MODIFIER | TYPE | INLET,HEAD | SIZE |  | MATERIAL |  | HAZARD CLASS |  | CERTIFICATION/STANDARD |  | ADDITIONAL FEATURES EN | HC60,-ZL,-RG(HAND,CAST) | ADDITIONAL FEATURES ES |  | ADDITIONAL FEATURES FR | [45 empty] | Production Completed
000000000060226847 - B5 | STP-004 | DATA ENRICHMENT | ATS | ATS5 | OK | 2022-10-10 | 2022-11-10 |  | 000000000060226847 | BHP1 | BHP Spares & Supplies | 311616 | Bolts | EA | MAN2 | LINER #2A CHRCARB 0.115x0.250\0.655 | BOTTOM LINER #2A JUMPING DUST CHUTE0.115X0.250\0.655 GRADE CRC 16MM, HOLES 4 |  |  |  | URL NOT FOUND | [14 empty] | CLEANSED | LINER | NO MODIFIER | TYPE | BOTTOM,JUMPING DUST CHUTE | SIZE | 16 MM | MATERIAL |  | HAZARD CLASS |  | CERTIFICATION/STANDARD |  | ADDITIONAL FEATURES EN | #2A,0.115X0.250\0.655 GRADE CRC,NO OF HOLES: 4 | ADDITIONAL FEATURES ES |  | ADDITIONAL FEATURES FR | [45 empty] | Production Completed
000000000060226848 - B5 | STP-004 | DATA ENRICHMENT | ATS | ATS5 | OK | 2022-10-10 | 2022-11-10 |  | 000000000060226848 | BHP1 | BHP Spares & Supplies | 311616 | Bolts | EA | MAN2 | LINER #2A CHRCARB 0.115x0.250\0.655 | BOTTOM LINER #2A JUMPING DUST CHUTEX 0.115X0.250\0.655 GRADE CRC 16MM, HOLES 4 |  |  |  | URL NOT FOUND | [14 empty] | CLEANSED | LINER | NO MODIFIER | TYPE | BOTTOM,JUMPING DUST CHUTE | SIZE | 16 MM | MATERIAL |  | HAZARD CLASS |  | CERTIFICATION/STANDARD |  | ADDITIONAL FEATURES EN | #2A,0.115X0.250\0.655 GRADE CRC,NO OF HOLES: 4 | ADDITIONAL FEATURES ES |  | ADDITIONAL FEATURES FR | [45 empty] | Production Completed
000000000060226855 - B5 | STP-004 | DATA ENRICHMENT | ATS | ATS5 | OK | 2022-10-10 | 2022-11-10 |  | 000000000060226855 | BHP1 | BHP Spares & Supplies | 111715 | Basic steels | EA | MAN2 | LINER #5ChrCar 0.527x0.661\0.655 Riocar | BOTTOM LINER #5 JUMPING DUST CHUTE0.527X0.661\0.655 GRADE CRC16MM HOLES 4 |  |  |  | URL NOT FOUND | [14 empty] | CLEANSED | LINER | NO MODIFIER | TYPE | BOTTOM,JUMPING DUST CHUTE | SIZE | 16 MM | MATERIAL |  | HAZARD CLASS |  | CERTIFICATION/STANDARD |  | ADDITIONAL FEATURES EN | #5,0.527X0.661\0.655 GRADE CRC | ADDITIONAL FEATURES ES |  | ADDITIONAL FEATURES FR | [45 empty] | Production Completed
000000000060226857 - B5 | STP-004 | DATA ENRICHMENT | ATS | ATS5 | OK | 2022-10-10 | 2022-11-10 |  | 000000000060226857 | BHP1 | BHP Spares & Supplies | 111715 | Basic steels | EA | MAN2 | LINER #6 ChrCarb0.238x0.386\0.715Riocar | BOTTOM LINER #6 JUMPING DUST CHUTE0.238X0.386\0.715 GRADE CRC16MM HOLES 4 |  |  |  | URL NOT FOUND | [14 empty] | CLEANSED | LINER | NO MODIFIER | TYPE | BOTTOM,JUMPING DUST CHUTE | SIZE | 16 MM | MATERIAL |  | HAZARD CLASS |  | CERTIFICATION/STANDARD |  | ADDITIONAL FEATURES EN | #6,0.238X0.386\0.715 GRADE CRC | ADDITIONAL FEATURES ES |  | ADDITIONAL FEATURES FR | [45 empty] | Production Completed
000000000060226858 - B5 | STP-004 | DATA ENRICHMENT | ATS | ATS5 | OK | 2022-10-10 | 2022-11-10 |  | 000000000060226858 | BHP1 | BHP Spares & Supplies | 111715 | Basic steels | EA | MAN2 | LINER #6xChrCar0.238x0.386\0.715 Riocar | BOTTOM LINER #6X JUMPING DUST CHUTE0.238X0.386\0.715 GRADE CRC16MM HOLES 4 |  |  |  | URL NOT FOUND | [14 empty] | CLEANSED | LINER | NO MODIFIER | TYPE | BOTTOM,JUMPING DUST CHUTE | SIZE | 16 MM | MATERIAL |  | HAZARD CLASS |  | CERTIFICATION/STANDARD |  | ADDITIONAL FEATURES EN | #6X,0.238X0.386\0.715 GRADE CRC | ADDITIONAL FEATURES ES |  | ADDITIONAL FEATURES FR | [45 empty] | Production Completed
000000000060233286 - B5 | STP-004 | DATA ENRICHMENT | ATS | ATS5 | OK | 2022-10-10 | 2022-11-10 |  | 000000000060233286 | BHP1 | BHP Spares & Supplies | 231700 | Metalworking machinery, equipment and supplies | EA | MAN2 | LINER 0.370X0.390/CRC,30THK,4HOLE | LINER, 0.370X0.390\CRC,30THK, 4 HOLES, CYCLONE PLANT WASTE/MIXING BOX |  |  |  | URL NOT FOUND | [14 empty] | CLEANSED | LINER | NO MODIFIER | TYPE | CYCLONE | SIZE | THK 30 MM | MATERIAL |  | HAZARD CLASS |  | CERTIFICATION/STANDARD |  | ADDITIONAL FEATURES EN | 0.370X0.390\CRC,PLANT WASTE/MIXING BOX,NO OF HOLES: 4 | ADDITIONAL FEATURES ES |  | ADDITIONAL FEATURES FR | [45 empty] | Production Completed
000000000060233285 - B5 | STP-004 | DATA ENRICHMENT | ATS | ATS5 | OK | 2022-10-10 | 2022-11-10 |  | 000000000060233285 | BHP1 | BHP Spares & Supplies | 231700 | Metalworking machinery, equipment and supplies | EA | MAN2 | LINER 0.900X0.580/CRC,12THK,6HOLE, | LINER, 0.900X0.582\CRC,12THK, 6 HOLES, C22 FEEDER BOTTOM |  |  |  | URL NOT FOUND | [8 empty] | FEEDER | C22 |  |  |  |  | CLEANSED | LINER | NO MODIFIER | TYPE | BOTTOM | SIZE | THK 12 MM | MATERIAL |  | HAZARD CLASS |  | CERTIFICATION/STANDARD |  | ADDITIONAL FEATURES EN | 0.900X0.582\CRC,NO OF HOLES: 6 | ADDITIONAL FEATURES ES |  | ADDITIONAL FEATURES FR | [45 empty] | Production Completed
000000000060241549 - B5 | STP-004 | DATA ENRICHMENT | ATS | ATS5 | OK | 2022-10-10 | 2022-11-10 |  | 000000000060241549 | BHP1 | BHP Spares & Supplies | 123500 | Compounds and mixtures | EA | MAN2 | LINER HOPPER,320X1700X12MM,POLYURETHANE, | LINER HOPPER,320X1700X12MM,POLYURETHANE,WITH 4X4 CORMAT BP-TE90, BACKING,UNDRILLED |  |  |  | URL NOT FOUND | [14 empty] | CLEANSED | LINER | NO MODIFIER | TYPE | HOPPER | SIZE | 320 X 1700 X 12 MM | MATERIAL | POLYURETHANE | HAZARD CLASS |  | CERTIFICATION/STANDARD |  | ADDITIONAL FEATURES EN | W/4 X 4 CORMAT BP-TE90,BACKINGUNDRILLED | ADDITIONAL FEATURES ES |  | ADDITIONAL FEATURES FR | [45 empty] | Production Completed
000000000060233874 - B5 | STP-004 | DATA ENRICHMENT | ATS | ATS5 | OK | 2022-10-10 | 2022-11-10 |  | 000000000060233874 | BHP1 | BHP Spares & Supplies | 123500 | Compounds and mixtures | EA | MAN2 | LINER HOPPER,870X1700X30MM,POLYURETHANE | LINER HOPPER, 870X1700X30MM, POLYURETHANE, WITH 4X4 CORMAT BP-TE90 BACKING, UNDRILLED |  |  |  | URL NOT FOUND | [14 empty] | CLEANSED | LINER | NO MODIFIER | TYPE | HOPPER | SIZE | 870 X 1700 X 30 MM | MATERIAL | POLYURETHANE | HAZARD CLASS |  | CERTIFICATION/STANDARD |  | ADDITIONAL FEATURES EN | W/4 X 4 CORMAT BP-TE90 BACKING,UNDRILLED | ADDITIONAL FEATURES ES |  | ADDITIONAL FEATURES FR | [45 empty] | Production Completed
000000000060114525 - B5 | STP-004 | DATA ENRICHMENT | ATS | ATS5 | OK | 2022-10-10 | 2022-11-10 |  | 000000000060114525 | BHP1 | BHP Spares & Supplies | 201017 | Crushers, breakers and grinders | EA | MAN2 | LINER, DISCHARGE, FERROVELD DRG FV30D25 | LINER, DISCHARGE, FERROVELD DRG FV30D25 010, C/W GRILL, HIGH CHROME, CASTING, FERROVELD, BALLMILL |  |  |  | URL NOT FOUND |  | FERROVELD | [6 empty] | BALLMILL |  |  | FV30D25 010 |  |  | CLEANSED | LINER | NO MODIFIER | TYPE | DISCHARGE,CASTING | SIZE |  | MATERIAL | HIGH CHROME | HAZARD CLASS |  | CERTIFICATION/STANDARD |  | ADDITIONAL FEATURES EN | C/WGRILL | ADDITIONAL FEATURES ES |  | ADDITIONAL FEATURES FR | [45 empty] | Production Completed
000000000060225707 - B5 | STP-004 | DATA ENRICHMENT | ATS | ATS5 | OK | 2022-10-10 | 2022-11-10 |  | 000000000060225707 | BHP1 | BHP Spares & Supplies | 201017 | Crushers, breakers and grinders | EA | MAN2 | LINER, FEED HOPPER, LH | LINER, FEED HOPPER, LH, CH430 CONE CRUSHER | 442.7192-00 | 0019002924 | SANDVIK | https://drobspb.ru/catalogue/zapchasti-k-drobilnim-ustanovkam/drobilki/drobilki_sandvik/zapchasti-dlja-sandvik-h4800/ |  | SANDVIK | 442.7192-00 | [5 empty] | CONE CRUSHER | CH430 |  |  |  |  | CLEANSED | LINER | NO MODIFIER | TYPE | FEED HOPPER,LEFT HAND | SIZE |  | MATERIAL |  | HAZARD CLASS |  | CERTIFICATION/STANDARD |  | ADDITIONAL FEATURES EN |  | ADDITIONAL FEATURES ES |  | ADDITIONAL FEATURES FR | [45 empty] | Production Completed
000000000060225708 - B5 | STP-004 | DATA ENRICHMENT | ATS | ATS5 | OK | 2022-10-10 | 2022-11-10 |  | 000000000060225708 | BHP1 | BHP Spares & Supplies | 201017 | Crushers, breakers and grinders | EA | MAN2 | LINER, FEED HOPPER, RH | LINER, FEED HOPPER, RH, CH430 CONE CRUSHER | 442.7192-90 | 0019002924 | SANDVIK | https://drobspb.ru/catalogue/zapchasti-k-drobilnim-ustanovkam/drobilki/drobilki_sandvik/zapchasti-dlja-sandvik-h4800/ |  | SANDVIK | 442.7192-90 | [5 empty] | CONE CRUSHER | CH430 |  |  |  |  | CLEANSED | LINER | NO MODIFIER | TYPE | FEED HOPPER,RIGHT HAND | SIZE |  | MATERIAL |  | HAZARD CLASS |  | CERTIFICATION/STANDARD |  | ADDITIONAL FEATURES EN |  | ADDITIONAL FEATURES ES |  | ADDITIONAL FEATURES FR | [45 empty] | Production Completed
000000000060221624 - B5 | STP-004 | DATA ENRICHMENT | ATS | ATS5 | OK | 2022-10-10 | 2022-11-10 |  | 000000000060221624 | BHP1 | BHP Spares & Supplies | 201016 | Screens and feeding equipment | EA | MAN2 | LINER, LDDF600 FEEDER, COMPLETE SET | LINER, LDDF600 FEEDER, COMPLETE SET, 8MM FLOOR AND SIDES, MATERIAL VRN 500 | SAF6072-81 | 0019008735 | JOEST | URL NOT FOUND |  | JOEST | SAF6072-81 | [5 empty] | FEEDER | LDDF600 |  |  |  |  | CLEANSED | LINER | NO MODIFIER | TYPE |  | SIZE |  | MATERIAL | CARBON STEEL | HAZARD CLASS |  | CERTIFICATION/STANDARD |  | ADDITIONAL FEATURES EN | 8MM FLOOR AND SIDES,COMPLETE SET | ADDITIONAL FEATURES ES |  | ADDITIONAL FEATURES FR | [45 empty] | Production Completed
000000000060174316 - B5 | STP-004 | DATA ENRICHMENT | ATS | ATS5 | OK | 2022-10-10 | 2022-11-10 |  | 000000000060174316 | BHP1 | BHP Spares & Supplies | 201017 | Crushers, breakers and grinders | EA | MAN2 | LINER, NARROW ARM, 36IN HYDROCONE CRUSHE | LINER, NARROW ARM, 36IN HYDROCONE CRUSHER. | BRS36306 | 0019002924 | SANDVIK | URL NOT FOUND |  | SANDVIK | BRS36306 | [5 empty] | 36 IN HYDROCONE CRUSHER | [5 empty] | CLEANSED | LINER | NO MODIFIER | TYPE | NARROW ARM | SIZE |  | MATERIAL |  | HAZARD CLASS |  | CERTIFICATION/STANDARD |  | ADDITIONAL FEATURES EN |  | ADDITIONAL FEATURES ES |  | ADDITIONAL FEATURES FR | [45 empty] | Production Completed
000000000060149545 - B5 | STP-004 | DATA ENRICHMENT | ATS | ATS5 | OK | 2022-10-10 | 2022-11-10 |  | 000000000060149545 | BHP1 | BHP Spares & Supplies | 241000 | Material handling machinery and equipment | EA | MAN2 | LINER, PAN, S/STEEL, 1100 X 3500 OBEX FE | LINER, PAN, S/STEEL, 1100 X 3500 OBEX FEEDER, OSBORN |  |  |  | URL NOT FOUND |  | OSBORN | [6 empty] | 1100 X 3500 OBEX FEEDER | [5 empty] | CLEANSED | LINER | NO MODIFIER | TYPE | PAN | SIZE |  | MATERIAL | STAINLESS STEEL | HAZARD CLASS |  | CERTIFICATION/STANDARD |  | ADDITIONAL FEATURES EN |  | ADDITIONAL FEATURES ES |  | ADDITIONAL FEATURES FR | [45 empty] | Production Completed
000000000060214196 - B5 | STP-004 | DATA ENRICHMENT | ATS | ATS5 | OK | 2022-10-10 | 2022-11-10 |  | 000000000060214196 | BHP1 | BHP Spares & Supplies | 201017 | Crushers, breakers and grinders | EA | MAN2 | LINER, PEX GRANULATOR 150 X 750, FIXED J | LINER, PEX GRANULATOR 150 X 750, FIXED JAW SMOOTH, HEAVY DUTY | CPC150750FJS | 0019011729 | CRUSHING COMPONENTS (PTY) LTD | URL NOT FOUND |  | CRUSHING COMPONENTS (PTY) LTD | CPC150750FJS | [5 empty] | 150 X 750 PEX GRANULATOR | [5 empty] | CLEANSED | LINER | NO MODIFIER | TYPE | HEAVY DUTY,FIXED JAW SMOOTH | SIZE |  | MATERIAL |  | HAZARD CLASS |  | CERTIFICATION/STANDARD |  | ADDITIONAL FEATURES EN |  | ADDITIONAL FEATURES ES |  | ADDITIONAL FEATURES FR | [45 empty] | Production Completed
000000000060214197 - B5 | STP-004 | DATA ENRICHMENT | ATS | ATS5 | OK | 2022-10-10 | 2022-11-10 |  | 000000000060214197 | BHP1 | BHP Spares & Supplies | 201017 | Crushers, breakers and grinders | EA | MAN2 | LINER, PEX GRANULATOR 150 X 750, SWING J | LINER, PEX GRANULATOR 150 X 750, SWING JAW SMOOTH | CPC150750SJS | 0019011729 | CRUSHING COMPONENTS (PTY) LTD | URL NOT FOUND |  | CRUSHING COMPONENTS (PTY) LTD | CPC150750SJS | [5 empty] | 150 X 750 PEX GRANULATOR | [5 empty] | CLEANSED | LINER | NO MODIFIER | TYPE | SWING JAW SMOOTH | SIZE |  | MATERIAL |  | HAZARD CLASS |  | CERTIFICATION/STANDARD |  | ADDITIONAL FEATURES EN |  | ADDITIONAL FEATURES ES |  | ADDITIONAL FEATURES FR | [45 empty] | Production Completed
000000000060125831 - B5 | STP-004 | DATA ENRICHMENT | ATS | ATS5 | OK | 2022-10-10 | 2022-11-10 |  | 000000000060125831 | BHP1 | BHP Spares & Supplies | 231715 | Soldering, brazing or welding machinery and supplies | EA | MAN2 | LINER, PVC, RED, 4M LONG, C/W NIPPLE, 1- | LINER, PVC, RED, 4 METRE LONG, C/W NIPPLE, 1-1.2MM DIA WIRE, BINZEL | 1240031 | 0019008543 | BINZEL | https://www.zoro.co.uk/shop/welding-brazing-and-soldering/torch-liners/124-0031-insulated-liner-1-0-1-2mm-4m-red/p/ZT1000601X | https://www.waspsupplies.com/09-12mm-red-liner-for-steel-4-metre-long-1240031-7428-p.asp | BINZEL | 124.0031 | [11 empty] | ENRICHED | LINER | NO MODIFIER | TYPE | INSULATED | SIZE | DIA 1-1.2 MM WIRE X LG 4 M | MATERIAL | PVC | HAZARD CLASS |  | CERTIFICATION/STANDARD |  | ADDITIONAL FEATURES EN | COLOR: RED,C/WNIPPLE | ADDITIONAL FEATURES ES |  | ADDITIONAL FEATURES FR | [45 empty] | Production Completed
000000000060114680 - B5 | STP-004 | DATA ENRICHMENT | ATS | ATS5 | OK | 2022-10-10 | 2022-11-10 |  | 000000000060114680 | BHP1 | BHP Spares & Supplies | 201017 | Crushers, breakers and grinders | EA | MAN2 | LINER, RUBBER, LOOSE, INLET HEAD, 750MM | LINER, RUBBER, LOOSE, INLET HEAD, 750MM CYCLONE, MULTOTEC | 75-Z/A-LH LRL | 0019005676 | MULTOTEC | URL NOT FOUND |  | MULTOTEC | 75-Z/A-LH LRL | [11 empty] | CLEANSED | LINER | NO MODIFIER | TYPE | LOOSE,INLET HEAD | SIZE | 750 MM | MATERIAL | RUBBER | HAZARD CLASS |  | CERTIFICATION/STANDARD |  | ADDITIONAL FEATURES EN | CYCLONE | ADDITIONAL FEATURES ES |  | ADDITIONAL FEATURES FR | [45 empty] | Production Completed
000000000060221622 - B5 | STP-004 | DATA ENRICHMENT | ATS | ATS5 | OK | 2022-10-10 | 2022-11-10 |  | 000000000060221622 | BHP1 | BHP Spares & Supplies | 201016 | Screens and feeding equipment | EA | MAN2 | LINER, SFH36 FEEDER, COMPLETE SET | LINER, SFH36 FEEDER, COMPLETE SET, 6MM FLOOR AND SIDES, MATERIAL VRN 500 | SFH36-135-03 | 0019008735 | JOEST | URL NOT FOUND |  | JOEST | SFH36-135-03 | [5 empty] | FEEDER | SFH36 |  |  |  |  | CLEANSED | LINER | NO MODIFIER | TYPE | FLOOR AND SIDES | SIZE | 6 MM | MATERIAL | STEEL | HAZARD CLASS |  | CERTIFICATION/STANDARD |  | ADDITIONAL FEATURES EN | COMPLETE SET | ADDITIONAL FEATURES ES |  | ADDITIONAL FEATURES FR | [45 empty] | Production Completed
000000000060149537 - B5 | STP-004 | DATA ENRICHMENT | ATS | ATS5 | OK | 2022-10-10 | 2022-11-10 |  | 000000000060149537 | BHP1 | BHP Spares & Supplies | 241000 | Material handling machinery and equipment | EA | MAN2 | LINER, SIDE, L/HAND, S/STEEL, 1100 X 350 | LINER, SIDE, L/HAND, S/STEEL, 1100 X 3500 OBEX FEEDER, OSBORN | 331100552AL | 0019002485 | OSBORN | URL NOT FOUND |  | OSBORN | 331100552AL | [5 empty] | 1100 X 3500 OBEX FEEDER | [5 empty] | CLEANSED | LINER | NO MODIFIER | TYPE | SIDE,LEFT HAND | SIZE |  | MATERIAL | STAINLESS STEEL | HAZARD CLASS |  | CERTIFICATION/STANDARD |  | ADDITIONAL FEATURES EN |  | ADDITIONAL FEATURES ES |  | ADDITIONAL FEATURES FR | [45 empty] | Production Completed
000000000060149539 - B5 | STP-004 | DATA ENRICHMENT | ATS | ATS5 | OK | 2022-10-10 | 2022-11-10 |  | 000000000060149539 | BHP1 | BHP Spares & Supplies | 241000 | Material handling machinery and equipment | EA | MAN2 | LINER, SIDE, L/HAND, S/STEEL, 1100 X 350 | LINER, SIDE, L/HAND, S/STEEL, 1100 X 3500 OBEX FEEDER, OSBORN | 331100552BL | 0019002485 | OSBORN | URL NOT FOUND |  | OSBORN | 331100552BL | [5 empty] | 1100 X 3500 OBEX FEEDER | [5 empty] | CLEANSED | LINER | NO MODIFIER | TYPE | SIDE,LEFT HAND | SIZE |  | MATERIAL | STAINLESS STEEL | HAZARD CLASS |  | CERTIFICATION/STANDARD |  | ADDITIONAL FEATURES EN |  | ADDITIONAL FEATURES ES |  | ADDITIONAL FEATURES FR | [45 empty] | Production Completed
000000000060149541 - B5 | STP-004 | DATA ENRICHMENT | ATS | ATS5 | OK | 2022-10-10 | 2022-11-10 |  | 000000000060149541 | BHP1 | BHP Spares & Supplies | 241000 | Material handling machinery and equipment | EA | MAN2 | LINER, SIDE, L/HAND, S/STEEL, 1100 X 350 | LINER, SIDE, L/HAND, S/STEEL, 1100 X 3500 OBEX FEEDER, OSBORN | 331100552CL | 0019002485 | OSBORN | URL NOT FOUND |  | OSBORN | 331100552CL | [5 empty] | 1100 X 3500 OBEX FEEDER | [5 empty] | CLEANSED | LINER | NO MODIFIER | TYPE | SIDE,LEFT HAND | SIZE |  | MATERIAL | STAINLESS STEEL | HAZARD CLASS |  | CERTIFICATION/STANDARD |  | ADDITIONAL FEATURES EN |  | ADDITIONAL FEATURES ES |  | ADDITIONAL FEATURES FR | [45 empty] | Production Completed
000000000060149543 - B5 | STP-004 | DATA ENRICHMENT | ATS | ATS5 | OK | 2022-10-10 | 2022-11-10 |  | 000000000060149543 | BHP1 | BHP Spares & Supplies | 241000 | Material handling machinery and equipment | EA | MAN2 | LINER, SIDE, L/HAND, S/STEEL, 1100 X 350 | LINER, SIDE, L/HAND, S/STEEL, 1100 X 3500 OBEX FEEDER, OSBORN | 331100552DL | 0019002485 | OSBORN | URL NOT FOUND |  | OSBORN | 331100552DL | [5 empty] | 1100 X 3500 OBEX FEEDER | [5 empty] | CLEANSED | LINER | NO MODIFIER | TYPE | SIDE,LEFT HAND | SIZE |  | MATERIAL | STAINLESS STEEL | HAZARD CLASS |  | CERTIFICATION/STANDARD |  | ADDITIONAL FEATURES EN |  | ADDITIONAL FEATURES ES |  | ADDITIONAL FEATURES FR | [45 empty] | Production Completed
000000000060149540 - B5 | STP-004 | DATA ENRICHMENT | ATS | ATS5 | OK | 2022-10-10 | 2022-11-10 |  | 000000000060149540 | BHP1 | BHP Spares & Supplies | 241000 | Material handling machinery and equipment | EA | MAN2 | LINER, SIDE, R/HAND, S/STEEL, 1100 X 350 | LINER, SIDE, R/HAND, S/STEEL, 1100 X 3500 OBEX FEEDER, OSBORN | 331100552BR | 0019002485 | OSBORN | URL NOT FOUND |  | OSBORN | 331100552BR | [5 empty] | 1100 X 3500 OBEX FEEDER | [5 empty] | CLEANSED | LINER | NO MODIFIER | TYPE | SIDE,RIGHT HAND | SIZE |  | MATERIAL | STAINLESS STEEL | HAZARD CLASS |  | CERTIFICATION/STANDARD |  | ADDITIONAL FEATURES EN |  | ADDITIONAL FEATURES ES |  | ADDITIONAL FEATURES FR | [45 empty] | Production Completed
000000000060149538 - B5 | STP-004 | DATA ENRICHMENT | ATS | ATS5 | OK | 2022-10-10 | 2022-11-10 |  | 000000000060149538 | BHP1 | BHP Spares & Supplies | 241000 | Material handling machinery and equipment | EA | MAN2 | LINER, SIDE, R/HAND, S/STEEL, 1100 X 350 | LINER, SIDE, R/HAND, S/STEEL, 1100 X 3500 OBEX FEEDER, OSBORN | 331100552AR | 0019002485 | OSBORN | URL NOT FOUND |  | OSBORN | 331100552AR | [5 empty] | 1100 X 3500 OBEX FEEDER | [5 empty] | CLEANSED | LINER | NO MODIFIER | TYPE | SIDE,RIGHT HAND | SIZE |  | MATERIAL | STAINLESS STEEL | HAZARD CLASS |  | CERTIFICATION/STANDARD |  | ADDITIONAL FEATURES EN |  | ADDITIONAL FEATURES ES |  | ADDITIONAL FEATURES FR | [45 empty] | Production Completed
000000000060149542 - B5 | STP-004 | DATA ENRICHMENT | ATS | ATS5 | OK | 2022-10-10 | 2022-11-10 |  | 000000000060149542 | BHP1 | BHP Spares & Supplies | 241000 | Material handling machinery and equipment | EA | MAN2 | LINER, SIDE, R/HAND, S/STEEL, 1100 X 350 | LINER, SIDE, R/HAND, S/STEEL, 1100 X 3500 OBEX FEEDER, OSBORN | 331100552CR | 0019002485 | OSBORN | URL NOT FOUND |  | OSBORN | 331100552CR | [5 empty] | 1100 X 3500 OBEX FEEDER | [5 empty] | CLEANSED | LINER | NO MODIFIER | TYPE | SIDE,RIGHT HAND | SIZE |  | MATERIAL | STAINLESS STEEL | HAZARD CLASS |  | CERTIFICATION/STANDARD |  | ADDITIONAL FEATURES EN |  | ADDITIONAL FEATURES ES |  | ADDITIONAL FEATURES FR | [45 empty] | Production Completed
000000000060149544 - B5 | STP-004 | DATA ENRICHMENT | ATS | ATS5 | OK | 2022-10-10 | 2022-11-10 |  | 000000000060149544 | BHP1 | BHP Spares & Supplies | 241000 | Material handling machinery and equipment | EA | MAN2 | LINER, SIDE, R/HAND, S/STEEL, 1100 X 350 | LINER, SIDE, R/HAND, S/STEEL, 1100 X 3500 OBEX FEEDER, OSBORN | 331100552DR | 0019002485 | OSBORN | URL NOT FOUND |  | OSBORN | 331100552DR | [5 empty] | 1100 X 3500 OBEX FEEDER | [5 empty] | CLEANSED | LINER | NO MODIFIER | TYPE | SIDE,RIGHT HAND | SIZE |  | MATERIAL | STAINLESS STEEL | HAZARD CLASS |  | CERTIFICATION/STANDARD |  | ADDITIONAL FEATURES EN |  | ADDITIONAL FEATURES ES |  | ADDITIONAL FEATURES FR | [45 empty] | Production Completed
000000000060153080 - B5 | STP-004 | DATA ENRICHMENT | ATS | ATS5 | OK | 2022-10-10 | 2022-11-10 |  | 000000000060153080 | BHP1 | BHP Spares & Supplies | 311715 | Bearings | EA | MAN2 | LINER, TRUNNION, INLET BEARING, | LINER, TRUNNION, INLET BEARING, BALLMILL, FERROVELD DRG FV30D25 009 |  |  |  | URL NOT FOUND |  | FERROVELD | [6 empty] | BALLMILL |  |  | FV30D25 009 |  |  | CLEANSED | LINER | BEARING | TYPE | TRUNNION,INLET | SIZE |  | MATERIAL |  | TEMPERATURE RANGE |  | HAZARD CLASS |  | CERTIFICATION/STANDARD |  | ADDITIONAL FEATURES EN |  | ADDITIONAL FEATURES ES |  | ADDITIONAL FEATURES FR | [43 empty] | Production Completed
000000000060153081 - B5 | STP-004 | DATA ENRICHMENT | ATS | ATS5 | OK | 2022-10-10 | 2022-11-10 |  | 000000000060153081 | BHP1 | BHP Spares & Supplies | 311715 | Bearings | EA | MAN2 | LINER, TRUNNION, OUTLET BEARING, | LINER, TRUNNION, OUTLET BEARING, BALLMILL, FERROVELD DRG FV30D25 009 |  |  |  | URL NOT FOUND |  | FERROVELD | [6 empty] | BALLMILL |  |  | FV30D25 009 |  |  | CLEANSED | LINER | BEARING | TYPE | TRUNNION,OUTLET | SIZE |  | MATERIAL |  | TEMPERATURE RANGE |  | HAZARD CLASS |  | CERTIFICATION/STANDARD |  | ADDITIONAL FEATURES EN |  | ADDITIONAL FEATURES ES |  | ADDITIONAL FEATURES FR | [43 empty] | Production Completed
000000000060114528 - B5 | STP-004 | DATA ENRICHMENT | ATS | ATS5 | OK | 2022-10-10 | 2022-11-10 |  | 000000000060114528 | BHP1 | BHP Spares & Supplies | 201017 | Crushers, breakers and grinders | EA | MAN2 | LINER, TYPE A, FERROVELD DRG FV30D25 005 | LINER, TYPE A, FERROVELD DRG FV30D25 005, NI HARD TYPE 2 CASTING | BALLMLMKA | 0019008561 | C & E ENGINEERING | URL NOT FOUND |  | C & E ENGINEERING | BALLMLMKA |  | FERROVELD | [6 empty] | FV30D25 005 |  |  | CLEANSED | LINER | NO MODIFIER | TYPE | CASTING,TYPE A | SIZE |  | MATERIAL | WHITE CAST IRON | HAZARD CLASS |  | CERTIFICATION/STANDARD |  | ADDITIONAL FEATURES EN | TYPE 2 | ADDITIONAL FEATURES ES | TYPE A,NI HARD TYPE 2 | ADDITIONAL FEATURES FR | [45 empty] | Production Completed
000000000060114529 - B5 | STP-004 | DATA ENRICHMENT | ATS | ATS5 | OK | 2022-10-10 | 2022-11-10 |  | 000000000060114529 | BHP1 | BHP Spares & Supplies | 201017 | Crushers, breakers and grinders | EA | MAN2 | LINER, TYPE B, FERROVELD DRG FV30D25 006 | LINER, TYPE B, FERROVELD DRG FV30D25 006, NI HARD TYPE 2 CASTING | BALLMLMKB | 0019008561 | C & E ENGINEERING | URL NOT FOUND |  | C & E ENGINEERING | BALLMLMKB |  | FERROVELD | [6 empty] | FV30D25 006 |  |  | CLEANSED | LINER | NO MODIFIER | TYPE | CASTING,TYPE B | SIZE |  | MATERIAL | WHITE CAST IRON | HAZARD CLASS |  | CERTIFICATION/STANDARD |  | ADDITIONAL FEATURES EN | TYPE 2 | ADDITIONAL FEATURES ES | TYPE B,NI HARD TYPE 2 | ADDITIONAL FEATURES FR | [45 empty] | Production Completed
000000000060114530 - B5 | STP-004 | DATA ENRICHMENT | ATS | ATS5 | OK | 2022-10-10 | 2022-11-10 |  | 000000000060114530 | BHP1 | BHP Spares & Supplies | 201017 | Crushers, breakers and grinders | EA | MAN2 | LINER, TYPE D, FERROVELD DRG FV30D25 008 | LINER, TYPE D, FERROVELD DRG FV30D25 008, NI HARD TYPE 2 CASTING | BALLMLMKD | 0019008561 | C & E ENGINEERING | URL NOT FOUND |  | C & E ENGINEERING | BALLMLMKD |  | FERROVELD | [6 empty] | FV30D25 008 |  |  | CLEANSED | LINER | NO MODIFIER | TYPE | CASTING,TYPE D | SIZE |  | MATERIAL | WHITE CAST IRON | HAZARD CLASS |  | CERTIFICATION/STANDARD |  | ADDITIONAL FEATURES EN | TYPE 2 | ADDITIONAL FEATURES ES | TYPE D,NI HARD TYPE 2 | ADDITIONAL FEATURES FR | [45 empty] | Production Completed
000000000060114531 - B5 | STP-004 | DATA ENRICHMENT | ATS | ATS5 | OK | 2022-10-10 | 2022-11-10 |  | 000000000060114531 | BHP1 | BHP Spares & Supplies | 201017 | Crushers, breakers and grinders | EA | MAN2 | LINER, TYPE J, FERROVELD DRG FV30D25 005 | LINER, TYPE J, FERROVELD DRG FV30D25 005, NI HARD TYPE 2 CASTING | BALLMLMKJ | 0019008561 | C & E ENGINEERING | URL NOT FOUND |  | C & E ENGINEERING | BALLMLMKJ |  | FERROVELD | [6 empty] | FV30D25 005 |  |  | CLEANSED | LINER | NO MODIFIER | TYPE | CASTING,TYPE J | SIZE |  | MATERIAL | WHITE CAST IRON | HAZARD CLASS |  | CERTIFICATION/STANDARD |  | ADDITIONAL FEATURES EN | TYPE 2 | ADDITIONAL FEATURES ES | TYPE J,NI HARD TYPE 2 | ADDITIONAL FEATURES FR | [45 empty] | Production Completed
000000000060114532 - B5 | STP-004 | DATA ENRICHMENT | ATS | ATS5 | OK | 2022-10-10 | 2022-11-10 |  | 000000000060114532 | BHP1 | BHP Spares & Supplies | 201017 | Crushers, breakers and grinders | EA | MAN2 | LINER, TYPE K, FERROVELD DRG FV30D25 006 | LINER, TYPE K, FERROVELD DRG FV30D25 006, NI HARD TYPE 2 CASTING | BALLMLMKK | 0019008561 | C & E ENGINEERING | URL NOT FOUND |  | C & E ENGINEERING | BALLMLMKK |  | FERROVELD | [6 empty] | FV30D25 006 |  |  | CLEANSED | LINER | NO MODIFIER | TYPE | CASTING,TYPE K | SIZE |  | MATERIAL | WHITE CAST IRON | HAZARD CLASS |  | CERTIFICATION/STANDARD |  | ADDITIONAL FEATURES EN | TYPE 2 | ADDITIONAL FEATURES ES | TYPE K,NI HARD TYPE 2 | ADDITIONAL FEATURES FR | [45 empty] | Production Completed
000000000060114533 - B5 | STP-004 | DATA ENRICHMENT | ATS | ATS5 | OK | 2022-10-10 | 2022-11-10 |  | 000000000060114533 | BHP1 | BHP Spares & Supplies | 201017 | Crushers, breakers and grinders | EA | MAN2 | LINER, TYPE L, FERROVELD DRG FV30D25 006 | LINER, TYPE L, FERROVELD DRG FV30D25 006, NI HARD TYPE 2 CASTING | BALLMLMKL | 0019008561 | C & E ENGINEERING | URL NOT FOUND |  | C & E ENGINEERING | BALLMLMKL |  | FERROVELD | [6 empty] | FV30D25 006 |  |  | CLEANSED | LINER | NO MODIFIER | TYPE | CASTING,TYPE L | SIZE |  | MATERIAL | WHITE CAST IRON | HAZARD CLASS |  | CERTIFICATION/STANDARD |  | ADDITIONAL FEATURES EN | TYPE 2 | ADDITIONAL FEATURES ES | TYPE L,NI HARD TYPE 2 | ADDITIONAL FEATURES FR | [45 empty] | Production Completed
000000000060114534 - B5 | STP-004 | DATA ENRICHMENT | ATS | ATS5 | OK | 2022-10-10 | 2022-11-10 |  | 000000000060114534 | BHP1 | BHP Spares & Supplies | 201017 | Crushers, breakers and grinders | EA | MAN2 | LINER, TYPE M, FERROVELD DRG FV30D25 005 | LINER, TYPE M, FERROVELD DRG FV30D25 005, NI HARD TYPE 2 CASTING | BALLMLMKM | 0019008561 | C & E ENGINEERING | URL NOT FOUND |  | C & E ENGINEERING | BALLMLMKM |  | FERROVELD | [6 empty] | FV30D25 005 |  |  | CLEANSED | LINER | NO MODIFIER | TYPE | CASTING,TYPE M | SIZE |  | MATERIAL | WHITE CAST IRON | HAZARD CLASS |  | CERTIFICATION/STANDARD |  | ADDITIONAL FEATURES EN | TYPE 2 | ADDITIONAL FEATURES ES | TYPE M,NI HARD TYPE 2 | ADDITIONAL FEATURES FR | [45 empty] | Production Completed
000000000060114535 - B5 | STP-004 | DATA ENRICHMENT | ATS | ATS5 | OK | 2022-10-10 | 2022-11-10 |  | 000000000060114535 | BHP1 | BHP Spares & Supplies | 201017 | Crushers, breakers and grinders | EA | MAN2 | LINER, TYPE N, FERROVELD DRG FV30D25 005 | LINER, TYPE N, FERROVELD DRG FV30D25 005, NI HARD TYPE 2 CASTING | BALLMLMKN | 0019008561 | C & E ENGINEERING | URL NOT FOUND |  | C & E ENGINEERING | BALLMLMKN |  | FERROVELD | [6 empty] | FV30D25 005 |  |  | CLEANSED | LINER | NO MODIFIER | TYPE | CASTING,TYPE N | SIZE |  | MATERIAL | WHITE CAST IRON | HAZARD CLASS |  | CERTIFICATION/STANDARD |  | ADDITIONAL FEATURES EN | TYPE 2 | ADDITIONAL FEATURES ES | TYPE N,NI HARD TYPE 2 | ADDITIONAL FEATURES FR | [45 empty] | Production Completed
000000000060114536 - B5 | STP-004 | DATA ENRICHMENT | ATS | ATS5 | OK | 2022-10-10 | 2022-11-10 |  | 000000000060114536 | BHP1 | BHP Spares & Supplies | 201017 | Crushers, breakers and grinders | EA | MAN2 | LINER, TYPE O, FERROVELD DRG FV30D25 008 | LINER, TYPE O, FERROVELD DRG FV30D25 008, NI HARD TYPE 2 CASTING | BALLMLMKO | 0019008561 | C & E ENGINEERING | URL NOT FOUND |  | C & E ENGINEERING | BALLMLMKO |  | FERROVELD | [6 empty] | FV30D25 008 |  |  | CLEANSED | LINER | NO MODIFIER | TYPE | CASTING,TYPE O | SIZE |  | MATERIAL | WHITE CAST IRON | HAZARD CLASS |  | CERTIFICATION/STANDARD |  | ADDITIONAL FEATURES EN | TYPE 2 | ADDITIONAL FEATURES ES | TYPE O,NI HARD TYPE 2 | ADDITIONAL FEATURES FR | [45 empty] | Production Completed
000000000060114537 - B5 | STP-004 | DATA ENRICHMENT | ATS | ATS5 | OK | 2022-10-10 | 2022-11-10 |  | 000000000060114537 | BHP1 | BHP Spares & Supplies | 201017 | Crushers, breakers and grinders | EA | MAN2 | LINER, TYPE P, FERROVELD DRG FV30D25 008 | LINER, TYPE P, FERROVELD DRG FV30D25 008, NI HARD TYPE 2 CASTING | BALLMLMKP | 0019008561 | C & E ENGINEERING | URL NOT FOUND |  | C & E ENGINEERING | BALLMLMKP |  | FERROVELD | [6 empty] | FV30D25 008 |  |  | CLEANSED | LINER | NO MODIFIER | TYPE | CASTING,TYPE P | SIZE |  | MATERIAL | WHITE CAST IRON | HAZARD CLASS |  | CERTIFICATION/STANDARD |  | ADDITIONAL FEATURES EN | TYPE 2 | ADDITIONAL FEATURES ES | TYPE P,NI HARD TYPE 2 | ADDITIONAL FEATURES FR | [45 empty] | Production Completed
000000000060114538 - B5 | STP-004 | DATA ENRICHMENT | ATS | ATS5 | OK | 2022-10-10 | 2022-11-10 |  | 000000000060114538 | BHP1 | BHP Spares & Supplies | 201017 | Crushers, breakers and grinders | EA | MAN2 | LINER, TYPE Q, FERROVELD DRG FV30D25 008 | LINER, TYPE Q, FERROVELD DRG FV30D25 008, NI HARD TYPE 2 CASTING | BALLMLMKQ | 0019008561 | C & E ENGINEERING | URL NOT FOUND |  | C & E ENGINEERING | BALLMLMKQ |  | FERROVELD | [6 empty] | FV30D25 008 |  |  | CLEANSED | LINER | NO MODIFIER | TYPE | CASTING,TYPE Q | SIZE |  | MATERIAL | WHITE CAST IRON | HAZARD CLASS |  | CERTIFICATION/STANDARD |  | ADDITIONAL FEATURES EN | TYPE 2 | ADDITIONAL FEATURES ES | TYPE Q,NI HARD TYPE 2 | ADDITIONAL FEATURES FR | [45 empty] | Production Completed
000000000060114539 - B5 | STP-004 | DATA ENRICHMENT | ATS | ATS5 | OK | 2022-10-10 | 2022-11-10 |  | 000000000060114539 | BHP1 | BHP Spares & Supplies | 201017 | Crushers, breakers and grinders | EA | MAN2 | LINER, TYPE T, FERROVELD DRG FV30D25 008 | LINER, TYPE T, FERROVELD DRG FV30D25 008, NI HARD TYPE 2 CASTING | BALLMLMKT | 0019008561 | C & E ENGINEERING | URL NOT FOUND |  | C & E ENGINEERING | BALLMLMKT |  | FERROVELD | [6 empty] | FV30D25 008 |  |  | CLEANSED | LINER | NO MODIFIER | TYPE | CASTING,TYPE T | SIZE |  | MATERIAL | WHITE CAST IRON | HAZARD CLASS |  | CERTIFICATION/STANDARD |  | ADDITIONAL FEATURES EN | TYPE 2 | ADDITIONAL FEATURES ES | TYPE T,NI HARD TYPE 2 | ADDITIONAL FEATURES FR | [45 empty] | Production Completed
000000000060114540 - B5 | STP-004 | DATA ENRICHMENT | ATS | ATS5 | OK | 2022-10-10 | 2022-11-10 |  | 000000000060114540 | BHP1 | BHP Spares & Supplies | 201017 | Crushers, breakers and grinders | EA | MAN2 | LINER, TYPE V, FERROVELD DRG FV30D25 007 | LINER, TYPE V, FERROVELD DRG FV30D25 007, NI HARD TYPE 2 CASTING | BALLMLMKV | 0019008561 | C & E ENGINEERING | URL NOT FOUND |  | C & E ENGINEERING | BALLMLMKV |  | FERROVELD | [6 empty] | FV30D25 007 |  |  | CLEANSED | LINER | NO MODIFIER | TYPE | CASTING,TYPE V | SIZE |  | MATERIAL | WHITE CAST IRON | HAZARD CLASS |  | CERTIFICATION/STANDARD |  | ADDITIONAL FEATURES EN | TYPE 2 | ADDITIONAL FEATURES ES | TYPE V,NI HARD TYPE 2 | ADDITIONAL FEATURES FR | [45 empty] | Production Completed
000000000060114541 - B5 | STP-004 | DATA ENRICHMENT | ATS | ATS5 | OK | 2022-10-10 | 2022-11-10 |  | 000000000060114541 | BHP1 | BHP Spares & Supplies | 201017 | Crushers, breakers and grinders | EA | MAN2 | LINER, TYPE W, FERROVELD DRG FV30D25 007 | LINER, TYPE W, FERROVELD DRG FV30D25 007, NI HARD TYPE 2 CASTING | BALLMLMKW | 0019008561 | C & E ENGINEERING | URL NOT FOUND |  | C & E ENGINEERING | BALLMLMKW |  | FERROVELD | [6 empty] | FV30D25 007 |  |  | CLEANSED | LINER | NO MODIFIER | TYPE | CASTING,TYPE W | SIZE |  | MATERIAL | WHITE CAST IRON | HAZARD CLASS |  | CERTIFICATION/STANDARD |  | ADDITIONAL FEATURES EN | TYPE 2 | ADDITIONAL FEATURES ES | TYPE W,NI HARD TYPE 2 | ADDITIONAL FEATURES FR | [45 empty] | Production Completed
000000000060114542 - B5 | STP-004 | DATA ENRICHMENT | ATS | ATS5 | OK | 2022-10-10 | 2022-11-10 |  | 000000000060114542 | BHP1 | BHP Spares & Supplies | 201017 | Crushers, breakers and grinders | EA | MAN2 | LINER, TYPE X, FERROVELD DRG FV30D25 007 | LINER, TYPE X, FERROVELD DRG FV30D25 007, NI HARD TYPE 2 CASTING | BALLMLMKX | 0019008561 | C & E ENGINEERING | URL NOT FOUND |  | C & E ENGINEERING | BALLMLMKX |  | FERROVELD | [6 empty] | FV30D25 007 |  |  | CLEANSED | LINER | NO MODIFIER | TYPE | CASTING,TYPE X | SIZE |  | MATERIAL | WHITE CAST IRON | HAZARD CLASS |  | CERTIFICATION/STANDARD |  | ADDITIONAL FEATURES EN | TYPE 2 | ADDITIONAL FEATURES ES | TYPE X,NI HARD TYPE 2 | ADDITIONAL FEATURES FR | [45 empty] | Production Completed
000000000060114543 - B5 | STP-004 | DATA ENRICHMENT | ATS | ATS5 | OK | 2022-10-10 | 2022-11-10 |  | 000000000060114543 | BHP1 | BHP Spares & Supplies | 201017 | Crushers, breakers and grinders | EA | MAN2 | LINER, TYPE Y, FERROVELD DRG FV30D25 007 | LINER, TYPE Y, FERROVELD DRG FV30D25 007, NI HARD TYPE 2 CASTING | BALLMLMKY | 0019008561 | C & E ENGINEERING | URL NOT FOUND |  | C & E ENGINEERING | BALLMLMKY |  | FERROVELD | [6 empty] | FV30D25 007 |  |  | CLEANSED | LINER | NO MODIFIER | TYPE | CASTING,TYPE Y | SIZE |  | MATERIAL | WHITE CAST IRON | HAZARD CLASS |  | CERTIFICATION/STANDARD |  | ADDITIONAL FEATURES EN | TYPE 2 | ADDITIONAL FEATURES ES | TYPE Y,NI HARD TYPE 2 | ADDITIONAL FEATURES FR | [45 empty] | Production Completed
000000000060114544 - B5 | STP-004 | DATA ENRICHMENT | ATS | ATS5 | OK | 2022-10-10 | 2022-11-10 |  | 000000000060114544 | BHP1 | BHP Spares & Supplies | 201017 | Crushers, breakers and grinders | EA | MAN2 | LINER, TYPE Z, FERROVELD DRG FV30D25 007 | LINER, TYPE Z, FERROVELD DRG FV30D25 007, NI HARD TYPE 2 CASTING | BALLMLMKZ | 0019008561 | C & E ENGINEERING | URL NOT FOUND |  | C & E ENGINEERING | BALLMLMKZ |  | FERROVELD | [6 empty] | FV30D25 007 |  |  | CLEANSED | LINER | NO MODIFIER | TYPE | CASTING,TYPE Z | SIZE |  | MATERIAL | WHITE CAST IRON | HAZARD CLASS |  | CERTIFICATION/STANDARD |  | ADDITIONAL FEATURES EN | TYPE 2 | ADDITIONAL FEATURES ES | TYPE Z,NI HARD TYPE 2 | ADDITIONAL FEATURES FR | [45 empty] | Production Completed
000000000060117773 - B5 | STP-004 | DATA ENRICHMENT | ATS | ATS5 | OK | 2022-10-10 | 2022-11-10 |  | 000000000060117773 | BHP1 | BHP Spares & Supplies | 201015 | Cutting equipment | ST | MAN2 | LINER, VRN 600, 770MM X 2500MM MODEL FMF | LINER, VRN 600, 770MM X 2500MM MODEL FMF VIBRATOR TROUGH, VIBRATING FEEDER, JOEST, 4 PER SET |  |  |  | URL NOT FOUND | [8 empty] | FMF VIBRATOR TROUGH,VIBRATING FEEDER |  | JOEST |  |  |  | CLEANSED | LINER | NO MODIFIER | TYPE |  | SIZE | 770 X 2500 MM | MATERIAL | IRON CHROMIUM CARBIDE ALLOY | HAZARD CLASS |  | CERTIFICATION/STANDARD |  | ADDITIONAL FEATURES EN | PACKAGING QUANTITY: 4 PER SET | ADDITIONAL FEATURES ES |  | ADDITIONAL FEATURES FR | [45 empty] | Production Completed
000000000060117774 - B5 | STP-004 | DATA ENRICHMENT | ATS | ATS5 | OK | 2022-10-10 | 2022-11-10 |  | 000000000060117774 | BHP1 | BHP Spares & Supplies | 201015 | Cutting equipment | ST | MAN2 | LINER, VRN 600, 900MM X 1750MM MODEL FMF | LINER, VRN 600, 900MM X 1750MM MODEL FMF VIBRATOR TROUGH, VIBRATING FEEDER, JOEST, 4 PER SET |  |  |  | URL NOT FOUND | [8 empty] | FMF VIBRATOR TROUGH,VIBRATING FEEDER |  | JOEST |  |  |  | CLEANSED | LINER | NO MODIFIER | TYPE |  | SIZE | 900 X 1750 MM | MATERIAL | IRON CHROMIUM CARBIDE ALLOY | HAZARD CLASS |  | CERTIFICATION/STANDARD |  | ADDITIONAL FEATURES EN | PACKAGING QUANTITY: 4 PER SET | ADDITIONAL FEATURES ES |  | ADDITIONAL FEATURES FR | [45 empty] | Production Completed
000000000060227707 - B5 | STP-004 | DATA ENRICHMENT | ATS | ATS5 | OK | 2022-10-10 | 2022-11-10 |  | 000000000060227707 | BHP1 | BHP Spares & Supplies | 201017 | Crushers, breakers and grinders | EA | MAN2 | LINER,BACK,CONE CRUSHER,L1 | LINER, BACK L1, CONE CRUSHER, FEED CHUTE, RIO-CARB, 16MM, DRW: TCS-81-500-MD-0014 REV 0 |  |  |  | URL NOT FOUND |  | RIO-CARB | [6 empty] | CONE CRUSHER |  |  | TCS-81-500-MD-0014 REV 0 |  |  | CLEANSED | LINER | NO MODIFIER | TYPE | FEED CHUTE,BACK | SIZE | 16 MM | MATERIAL |  | HAZARD CLASS |  | CERTIFICATION/STANDARD |  | ADDITIONAL FEATURES EN | L1 | ADDITIONAL FEATURES ES |  | ADDITIONAL FEATURES FR | [45 empty] | Production Completed
000000000060227709 - B5 | STP-004 | DATA ENRICHMENT | ATS | ATS5 | OK | 2022-10-10 | 2022-11-10 |  | 000000000060227709 | BHP1 | BHP Spares & Supplies | 201017 | Crushers, breakers and grinders | EA | MAN2 | LINER,BACK,CONE CRUSHER,L2X | LINER, BACK L2X, CONE CRUSHER, FEED CHUTE, RIO-CARB, 16MM, DRW: TCS-81-500-MD-0014 REV 0 |  |  |  | URL NOT FOUND |  | RIO-CARB | [6 empty] | CONE CRUSHER |  |  | TCS-81-500-MD-0014 REV 0 |  |  | CLEANSED | LINER | NO MODIFIER | TYPE | FEED CHUTE,BACK | SIZE | 16 MM | MATERIAL |  | HAZARD CLASS |  | CERTIFICATION/STANDARD |  | ADDITIONAL FEATURES EN | L2X | ADDITIONAL FEATURES ES |  | ADDITIONAL FEATURES FR | [45 empty] | Production Completed
000000000060163982 - B5 | STP-004 | DATA ENRICHMENT | ATS | ATS5 | OK | 2022-10-10 | 2022-11-10 |  | 000000000060163982 | BHP1 | BHP Spares & Supplies | 312000 | Adhesives and sealants | EA | MAN2 | LINER,CASING,MODEL HR100 F/F PUMP,MET | LINER: CASING, MODEL HR100 F/F PUMP, METSO MINERALS | PDCH2088 | 0019005645 | METSO MINERALS LTD | https://www.zauba.com/import-LINERS+CRUSHER+PARTS/hs-code-8413-hs-code.html |  | METSO MINERALS LTD | PDCH2088 | [6 empty] | HR100 |  |  |  |  | CLEANSED | LINER | PUMP | TYPE | CASING | SIZE |  | MATERIAL |  | PUMP SIZE |  | PRESSURE RATING |  | TEMPERATURE RATING |  | HAZARD CLASS |  | CERTIFICATION/STANDARD |  | ADDITIONAL FEATURES EN |  | ADDITIONAL FEATURES ES |  | ADDITIONAL FEATURES FR | [39 empty] | Production Completed
000000000060243246 - B5 | STP-004 | DATA ENRICHMENT | ATS | ATS5 | OK | 2022-10-10 | 2022-11-10 |  | 000000000060243246 | BHP1 | BHP Spares & Supplies | 201017 | Crushers, breakers and grinders | EA | MAN2 | LINER,DOWEL,PIN,4,1,4 | 4 1/4 LINER DOWEL PIN 8 PER CRUSHER |  |  |  | URL NOT FOUND | [8 empty] | CRUSHER | [5 empty] | CLEANSED | PIN | DOWEL | TYPE | LINER | DIAMETER |  | LENGTH | 4-1/4 IN | MATERIAL |  | MATERIAL SPECIFICATION |  | COATING/FINISH |  | HARDNESS |  | HAZARD CLASS |  | CERTIFICATION/STANDARD |  | ADDITIONAL FEATURES EN | PACKAGING QUANTITY: 8 PER | ADDITIONAL FEATURES ES |  | ADDITIONAL FEATURES FR | [37 empty] | Production Completed
000000000060229751 - B5 | STP-004 | DATA ENRICHMENT | ATS | ATS5 | OK | 2022-10-10 | 2022-11-10 |  | 000000000060229751 | BHP1 | BHP Spares & Supplies | 201017 | Crushers, breakers and grinders | EA | MAN2 | LINER,FIXED JAW RIBBED,PE600X900 | LINER, FIXED JAW RIBBED, PE600X900 |  |  |  | URL NOT FOUND | [9 empty] | PE600X900 |  |  |  |  | CLEANSED | LINER | NO MODIFIER | TYPE | FIXED JAW RIBBED | SIZE |  | MATERIAL |  | HAZARD CLASS |  | CERTIFICATION/STANDARD |  | ADDITIONAL FEATURES EN |  | ADDITIONAL FEATURES ES |  | ADDITIONAL FEATURES FR | [45 empty] | Production Completed
000000000060241718 - B5 | STP-004 | DATA ENRICHMENT | ATS | ATS5 | OK | 2022-10-10 | 2022-11-10 |  | 000000000060241718 | BHP1 | BHP Spares & Supplies | 201017 | Crushers, breakers and grinders | EA | MAN2 | LINER,FIXED,JAW,CRUSHER,42X28,21 | LINER,FIXED,JAW,CRUSHER, 42X28,21,PERCENT,MANGANESE,SMOOTH,CURVED |  |  |  | URL NOT FOUND | [8 empty] | 42 X 28 JAW CRUSHER | [5 empty] | CLEANSED | LINER | NO MODIFIER | TYPE | FIXED,SMOOTH,CURVED | SIZE |  | MATERIAL | 21 PCT MANGANESE | HAZARD CLASS |  | CERTIFICATION/STANDARD |  | ADDITIONAL FEATURES EN |  | ADDITIONAL FEATURES ES |  | ADDITIONAL FEATURES FR | [45 empty] | Production Completed
000000000060227706 - B5 | STP-004 | DATA ENRICHMENT | ATS | ATS5 | ok | 2022-10-10 | 2022-11-10 |  | 000000000060227706 | BHP1 | BHP Spares & Supplies | 201017 | Crushers, breakers and grinders | EA | MAN2 | LINER,FRONT,CONE CRUSHER,L2X | LINER, FRONT L2X, CONE CRUSHER, FEED CHUTE, RIO-CARB, 16MM, DRW: TCS-81-500-MD-0014 REV 0 |  |  |  | URL NOT FOUND |  | RIO-CARB | [6 empty] | CONE CRUSHER | L2X |  | TCS-81-500-MD-0014 REV 0 |  |  | CLEANSED | LINER | NO MODIFIER | TYPE | FRONT,FEED CHUTE | SIZE | 16 MM | MATERIAL |  | HAZARD CLASS |  | CERTIFICATION/STANDARD |  | ADDITIONAL FEATURES EN |  | ADDITIONAL FEATURES ES |  | ADDITIONAL FEATURES FR | [45 empty] | Production Completed
000000000060227710 - B5 | STP-004 | DATA ENRICHMENT | ATS | ATS5 | ok | 2022-10-10 | 2022-11-10 |  | 000000000060227710 | BHP1 | BHP Spares & Supplies | 201017 | Crushers, breakers and grinders | EA | MAN2 | LINER,LEFT,CONE CRUSHER,L3 | LINER, LEFT L3 CONE CRUSHER, FEED CHUTE, RIO-CARB, 16MM, DRW: TCS-81-500-MD-0014 REV 0 |  |  |  | URL NOT FOUND |  | RIO-CARB | [6 empty] | CONE CRUSHER | L3 |  | TCS-81-500-MD-0014 REV 0 |  |  | CLEANSED | LINER | NO MODIFIER | TYPE | LEFT,FEED CHUTE | SIZE | 16 MM | MATERIAL |  | HAZARD CLASS |  | CERTIFICATION/STANDARD |  | ADDITIONAL FEATURES EN |  | ADDITIONAL FEATURES ES |  | ADDITIONAL FEATURES FR | [45 empty] | Production Completed
000000000060174317 - B5 | STP-004 | DATA ENRICHMENT | ATS | ATS5 | ok | 2022-10-10 | 2022-11-10 |  | 000000000060174317 | BHP1 | BHP Spares & Supplies | 201017 | Crushers, breakers and grinders | EA | MAN2 | LINER,PINION ARM,36IN HYDROCONE CRUSHER. | LINER,PINION ARM,36IN HYDROCONE CRUSHER. | BRS36309 | 0019002924 | SANDVIK | URL NOT FOUND |  | SANDVIK | BRS36309 | [5 empty] | 36 IN HYDROCONE CRUSHER | [5 empty] | CLEANSED | LINER | NO MODIFIER | TYPE | PINION ARM | SIZE |  | MATERIAL |  | HAZARD CLASS |  | CERTIFICATION/STANDARD |  | ADDITIONAL FEATURES EN |  | ADDITIONAL FEATURES ES |  | ADDITIONAL FEATURES FR | [45 empty] | Production Completed
000000000060227713 - B5 | STP-004 | DATA ENRICHMENT | ATS | ATS5 | ok | 2022-10-10 | 2022-12-10 |  | 000000000060227713 | BHP1 | BHP Spares & Supplies | 201017 | Crushers, breakers and grinders | EA | MAN2 | LINER,RIGHT,CONE CRUSHER,L3 | LINER, RIGHT L3, CONE CRUSHER, FEED CHUTE, RIO-CARB, 16MM, DRW: TCS-81-500-MD-0014 REV 0 |  |  |  | URL NOT FOUND |  | RIO-CARB | [6 empty] | CONE CRUSHER | L3 |  | TCS-81-500-MD-0014 REV 0 |  |  | CLEANSED | LINER | NO MODIFIER | TYPE | RIGHT,FEED CHUTE | SIZE | 16 MM | MATERIAL |  | HAZARD CLASS |  | CERTIFICATION/STANDARD |  | ADDITIONAL FEATURES EN |  | ADDITIONAL FEATURES ES |  | ADDITIONAL FEATURES FR | [45 empty] | Production Completed
000000000060165993 - B5 | STP-004 | DATA ENRICHMENT | ATS | ATS5 | ok | 2022-10-10 | 2022-12-10 |  | 000000000060165993 | BHP1 | BHP Spares & Supplies | 131000 | Rubber and plastics | EA | MAN2 | LINER,SCREEN,SIDE PLATE,150X1220X30MM | LINER: SCREEN, SIDE PLATE, 150X1220X30MM, POLYURETHANE, STEEL BACK, UNDRILLED |  |  |  | URL NOT FOUND | [14 empty] | CLEANSED | LINER | NO MODIFIER | TYPE | SCREEN,SIDE PLATE,UNDRILLED | SIZE | 150 X 1220 X 30 MM | MATERIAL | POLYURETHANE,STEEL BACK | HAZARD CLASS |  | CERTIFICATION/STANDARD |  | ADDITIONAL FEATURES EN |  | ADDITIONAL FEATURES ES |  | ADDITIONAL FEATURES FR | [45 empty] | Production Completed
000000000060164660 - B5 | STP-004 | DATA ENRICHMENT | ATS | ATS5 | ok | 2022-10-10 | 2022-12-10 |  | 000000000060164660 | BHP1 | BHP Spares & Supplies | 201016 | Screens and feeding equipment | EA | MAN2 | LINER,SIDE UNDRILLED 100MM X 1200MM X 2 | LINER: SIDE UNDRILLED 100MM X 1200MM X 25MM STEEL INSERT MM4-3849 | 140657 | 0019005676 | MULTOTEC | URL NOT FOUND |  | MULTOTEC | 140657 |  | MULTOTEC | MM4-3849 | [8 empty] | CLEANSED | LINER | NO MODIFIER | TYPE | SIDE UNDRILLED | SIZE | 100 X 1200 X 25 MM | MATERIAL | STEEL INSERT | HAZARD CLASS |  | CERTIFICATION/STANDARD |  | ADDITIONAL FEATURES EN |  | ADDITIONAL FEATURES ES |  | ADDITIONAL FEATURES FR | [45 empty] | Production Completed
000000000060164662 - B5 | STP-004 | DATA ENRICHMENT | ATS | ATS5 | ok | 2022-10-10 | 2022-12-10 |  | 000000000060164662 | BHP1 | BHP Spares & Supplies | 201016 | Screens and feeding equipment | EA | MAN2 | LINER,SIDE UNDRILLED 100MM X 1257MM X 2 | LINER: SIDE UNDRILLED 100MM X 1257MM X 25MM CHAMFERED RH MM4-3981 | 147200 | 0019005676 | MULTOTEC | URL NOT FOUND |  | MULTOTEC | 147200 |  | MULTOTEC | MM4-3981 | [8 empty] | CLEANSED | LINER | NO MODIFIER | TYPE | SIDE UNDRILLED,RIGHT HAND,CHAMFERED | SIZE | 100 X 1257 X 25 MM | MATERIAL |  | HAZARD CLASS |  | CERTIFICATION/STANDARD |  | ADDITIONAL FEATURES EN |  | ADDITIONAL FEATURES ES |  | ADDITIONAL FEATURES FR | [45 empty] | Production Completed
000000000060164661 - B5 | STP-004 | DATA ENRICHMENT | ATS | ATS5 | ok | 2022-10-10 | 2022-12-10 |  | 000000000060164661 | BHP1 | BHP Spares & Supplies | 201016 | Screens and feeding equipment | EA | MAN2 | LINER,SIDE UNDRILLED 100MM X 1257MM X 2 | LINER: SIDE UNDRILLED 100MM X 1257MM X 25MM CHAMFERED LH MM4-3981 | 147199 | 0019005676 | MULTOTEC | URL NOT FOUND |  | MULTOTEC | 147199 |  | MULTOTEC | MM4-3981 | [8 empty] | CLEANSED | LINER | NO MODIFIER | TYPE | SIDE UNDRILLED,LEFT HAND,CHAMFERED | SIZE | 100 X 1257 X 25 MM | MATERIAL |  | HAZARD CLASS |  | CERTIFICATION/STANDARD |  | ADDITIONAL FEATURES EN |  | ADDITIONAL FEATURES ES |  | ADDITIONAL FEATURES FR | [45 empty] | Production Completed
000000000060229752 - B5 | STP-004 | DATA ENRICHMENT | ATS | ATS5 | ok | 2022-10-10 | 2022-12-10 |  | 000000000060229752 | BHP1 | BHP Spares & Supplies | 201017 | Crushers, breakers and grinders | EA | MAN2 | LINER,SWING JAW RIBBED,PE600X900 | LINER, SWING JAW RIBBED, PE600X900 |  |  |  | URL NOT FOUND | [9 empty] | PE600X900 |  |  |  |  | CLEANSED | LINER | NO MODIFIER | TYPE | SWING JAW RIBBED | SIZE |  | MATERIAL |  | HAZARD CLASS |  | CERTIFICATION/STANDARD |  | ADDITIONAL FEATURES EN |  | ADDITIONAL FEATURES ES |  | ADDITIONAL FEATURES FR | [45 empty] | Production Completed
000000000060241719 - B5 | STP-004 | DATA ENRICHMENT | ATS | ATS5 | OK | 2022-10-10 | 2022-12-10 |  | 000000000060241719 | BHP1 | BHP Spares & Supplies | 201017 | Crushers, breakers and grinders | EA | MAN2 | LINER,SWING,JAW,CRUSHER,42X28,21 | LINER,SWING,JAW,CRUSHER,42X28,21,PERCENT,MANGANESE,SMOOTH,CURVED |  |  |  | URL NOT FOUND | [8 empty] | 42 X 28 JAW CRUSHER | [5 empty] | CLEANSED | LINER | NO MODIFIER | TYPE | SWING,SMOOTH,CURVED | SIZE |  | MATERIAL | 21 PCT MANGANESE | HAZARD CLASS |  | CERTIFICATION/STANDARD |  | ADDITIONAL FEATURES EN |  | ADDITIONAL FEATURES ES |  | ADDITIONAL FEATURES FR | [45 empty] | Production Completed
000000000060229408 - B5 | STP-004 | DATA ENRICHMENT | ATS | ATS5 | OK | 2022-10-10 | 2022-12-10 |  | 000000000060229408 | BHP1 | BHP Spares & Supplies | 301022 | Plate | EA | MAN2 | LINER,VIBRATING FEEDER D1/VF11,PLATE,L1 | LINER, VIBRATING FEEDER D1/VF11, PLATE, L1 DECK LINER, DRAWING 0035-19-04-008, JOB NO 2019/1850, VIBWORTH |  |  |  | URL NOT FOUND |  | VIBWORTH | [6 empty] | VIBRATING FEEDER | D1/VF11 |  | 0035-19-04-008 |  |  | CLEANSED | LINER | NO MODIFIER | TYPE | PLATE,DECK | SIZE |  | MATERIAL |  | HAZARD CLASS |  | CERTIFICATION/STANDARD |  | ADDITIONAL FEATURES EN | L1,JOB NO 2019/1850 | ADDITIONAL FEATURES ES |  | ADDITIONAL FEATURES FR | [45 empty] | Production Completed
000000000060229409 - B5 | STP-004 | DATA ENRICHMENT | ATS | ATS5 | OK | 2022-10-10 | 2022-12-10 |  | 000000000060229409 | BHP1 | BHP Spares & Supplies | 301022 | Plate | EA | MAN2 | LINER,VIBRATING FEEDER D1/VF11,PLATE,L2 | LINER, VIBRATING FEEDER D1/VF11, PLATE, L2 BACK LINER, DRAWING 0035-19-04-008, JOB NO 2019/1850, VIBWORTH |  |  |  | URL NOT FOUND |  | VIBWORTH | [6 empty] | VIBRATING FEEDER | D1/VF11 |  | 0035-19-04-008 |  |  | CLEANSED | LINER | NO MODIFIER | TYPE | PLATE,BACK | SIZE |  | MATERIAL |  | HAZARD CLASS |  | CERTIFICATION/STANDARD |  | ADDITIONAL FEATURES EN | L2, JOB NO 2019/1850 | ADDITIONAL FEATURES ES |  | ADDITIONAL FEATURES FR | [45 empty] | Production Completed
000000000060229410 - B5 | STP-004 | DATA ENRICHMENT | ATS | ATS5 | OK | 2022-10-10 | 2022-12-10 |  | 000000000060229410 | BHP1 | BHP Spares & Supplies | 301022 | Plate | EA | MAN2 | LINER,VIBRATING FEEDER D1/VF11,PLATE,L3 | LINER, VIBRATING FEEDER D1/VF11, PLATE, L3 FRONT SIDE LINER, DRAWING 0035-19-04-008, JOB NO 2019/1850, VIBWORTH |  |  |  | URL NOT FOUND |  | VIBWORTH | [6 empty] | VIBRATING FEEDER | D1/VF11 |  | 0035-19-04-008 |  |  | CLEANSED | LINER | NO MODIFIER | TYPE | PLATE,FRONT SIDE | SIZE |  | MATERIAL |  | HAZARD CLASS |  | CERTIFICATION/STANDARD |  | ADDITIONAL FEATURES EN | L3,JOB NO 2019/1850 | ADDITIONAL FEATURES ES |  | ADDITIONAL FEATURES FR | [45 empty] | Production Completed
000000000060229411 - B5 | STP-004 | DATA ENRICHMENT | ATS | ATS5 | OK | 2022-10-10 | 2022-12-10 |  | 000000000060229411 | BHP1 | BHP Spares & Supplies | 301022 | Plate | EA | MAN2 | LINER,VIBRATING FEEDER D1/VF11,PLATE,L4 | LINER, VIBRATING FEEDER D1/VF11, PLATE, L4 BACK SIDE LINER, DRAWING 0035-19-04-008, JOB NO 2019/1850, VIBWORTH |  |  |  | URL NOT FOUND |  | VIBWORTH | [6 empty] | VIBRATING FEEDER | D1/VF11 |  | 0035-19-04-008 |  |  | CLEANSED | LINER | NO MODIFIER | TYPE | PLATE,BACK SIDE | SIZE |  | MATERIAL |  | HAZARD CLASS |  | CERTIFICATION/STANDARD |  | ADDITIONAL FEATURES EN | L4,JOB NO 2019/1850 | ADDITIONAL FEATURES ES |  | ADDITIONAL FEATURES FR | [45 empty] | Production Completed
000000000060229412 - B5 | STP-004 | DATA ENRICHMENT | ATS | ATS5 | OK | 2022-10-10 | 2022-12-10 |  | 000000000060229412 | BHP1 | BHP Spares & Supplies | 301022 | Plate | EA | MAN2 | LINER,VIBRATING FEEDER D1/VF11,PLATE,L5 | LINER, VIBRATING FEEDER D1/VF11, PLATE, L5 FRONT SIDE LINER, DRAWING 0035-19-04-008, JOB NO 2019/1850, VIBWORTH |  |  |  | URL NOT FOUND |  | VIBWORTH | [6 empty] | VIBRATING FEEDER | D1/VF11 |  | 0035-19-04-008 |  |  | CLEANSED | LINER | NO MODIFIER | TYPE | PLATE,FRONT SIDE | SIZE |  | MATERIAL |  | HAZARD CLASS |  | CERTIFICATION/STANDARD |  | ADDITIONAL FEATURES EN | L5,JOB NO 2019/1850 | ADDITIONAL FEATURES ES |  | ADDITIONAL FEATURES FR | [45 empty] | Production Completed
000000000060165994 - B5 | STP-004 | DATA ENRICHMENT | ATS | ATS5 | OK | 2022-10-10 | 2022-12-10 |  | 000000000060165994 | BHP1 | BHP Spares & Supplies | 131000 | Rubber and plastics | EA | MAN2 | LINER: SCREEN, SIDE PLATE, 200X1220X30MM | LINER: SCREEN, SIDE PLATE, 200X1220X30MM, POLYURETHANE, STEEL BACK, UNDRILLED |  |  |  | URL NOT FOUND | [14 empty] | CLEANSED | LINER | NO MODIFIER | TYPE | SCREEN,SIDE PLATE,UNDRILLED | SIZE | 200 X 1220 X 30 MM | MATERIAL | POLYURETHANE,STEEL BACK | HAZARD CLASS |  | CERTIFICATION/STANDARD |  | ADDITIONAL FEATURES EN |  | ADDITIONAL FEATURES ES |  | ADDITIONAL FEATURES FR | [45 empty] | Production Completed
000000000060097488 - B5 | STP-004 | DATA ENRICHMENT | ATS | ATS5 | OK | 2022-10-10 | 2022-12-10 |  | 000000000060097488 | BHP1 | BHP Spares & Supplies | 301016 | Bar | EA | MAN2 | LINERS, BALL MILL, JDE_132509, SHELL | LINERS, BALL MILL, JDE_132509, SHELL (60), RING 2&3, LIFTER BAR RUBBER CHAMFERED, 210W X 150H X 1730L, DRAWING_MMA_101055 - RUBBER L | JDE 132509 | 0019005676 | MULTOTEC | URL NOT FOUND |  | MULTOTEC | JDE 132509 | [5 empty] | BALL MILL |  |  | MMA_101055 |  |  | CLEANSED | LINER | NO MODIFIER | TYPE | SHELL,RING | SIZE | WD 210 X LG 1730 X HT 150 | MATERIAL | RUBBER | HAZARD CLASS |  | CERTIFICATION/STANDARD |  | ADDITIONAL FEATURES EN | (60),2&3,LIFTER BAR CHAMFERED | ADDITIONAL FEATURES ES |  | ADDITIONAL FEATURES FR | [45 empty] | Production Completed
000000000060097490 - B5 | STP-004 | DATA ENRICHMENT | ATS | ATS5 | OK | 2022-10-10 | 2022-12-10 |  | 000000000060097490 | BHP1 | BHP Spares & Supplies | 311616 | Bolts | ST | MAN2 | LINERS, BALL MILL, JDE_248394, SHELL | LINERS, BALL MILL, JDE_248394, SHELL (285), FEED (50), FORGED T-BOLT C/W, N&WM, 24 x 140L (70 x 70 x 10), DRAWING_MMA_101055 - RUBBER LINERS FOR, PRIMARY MILL ?4850x7320 LG | JDE 136627 | 0019005676 | MULTOTEC | URL NOT FOUND |  | MULTOTEC | JDE 136627 | [5 empty] | PRIMARY BALL MILL |  |  | MMA_101055 |  |  | CLEANSED | LINER | NO MODIFIER | TYPE | SHELL,FEED | SIZE | 4850 X LG 7320 | MATERIAL | RUBBER | HAZARD CLASS |  | CERTIFICATION/STANDARD |  | ADDITIONAL FEATURES EN | (285),(50),FORGED T-BOLT C/WN&WM,24 x 140L (70 x 70 x 10) | ADDITIONAL FEATURES ES |  | ADDITIONAL FEATURES FR | [45 empty] | Production Completed
000000000060147453 - B5 | STP-004 | DATA ENRICHMENT | ATS | ATS5 | OK | 2022-10-10 | 2022-12-10 |  | 000000000060147453 | BHP1 | BHP Spares & Supplies | 261018 | Motor components | ST | MAN2 | LINERS, GRADE 88 BLUE, SET OF 2, TYPE UH | LINERS, GRADE 88 BLUE, SET OF 2, TYPE UHMW-PE TIVAR, MILL FEEDER |  |  |  | URL NOT FOUND | [8 empty] | MILL FEEDER | [5 empty] | CLEANSED | LINER | NO MODIFIER | TYPE |  | SIZE |  | MATERIAL | UHMW-PE GR 88 | HAZARD CLASS |  | CERTIFICATION/STANDARD |  | ADDITIONAL FEATURES EN | COLOR: BLUE,PACKAGING QUANTITY: SET OF 2, BRAND: TIVAR | ADDITIONAL FEATURES ES |  | ADDITIONAL FEATURES FR | [45 empty] | Production Completed
000000000060238404 - B5 | STP-004 | DATA ENRICHMENT | ATS | ATS5 | OK | 2022-10-10 | 2022-12-10 |  | 000000000060238404 | BHP1 | BHP Spares & Supplies | 201016 | Screens and feeding equipment | ST | MAN2 | LINERS,BACK CHARGE,SIZE,2135X4880,SCREEN | LINERS , BACK CHARGE , SIZE , 2135X4880 , SCREEN |  |  |  | URL NOT FOUND | [14 empty] | CLEANSED | LINER | NO MODIFIER | TYPE | BACK CHARGE,SCREEN | SIZE | 2135 X 4880 | MATERIAL |  | HAZARD CLASS |  | CERTIFICATION/STANDARD |  | ADDITIONAL FEATURES EN |  | ADDITIONAL FEATURES ES |  | ADDITIONAL FEATURES FR | [45 empty] | Production Completed
000000000060163875 - B5 | STP-004 | DATA ENRICHMENT | ATS | ATS5 | OK | 2022-10-10 | 2022-12-10 |  | 000000000060163875 | BHP1 | BHP Spares & Supplies | 301022 | Plate | EA | MAN2 | LINERS,BALL MILL,JDE_131759,FEED | LINERS, BALL MILL, JDE_131759, FEED (16), HEAD PLATE RUBBER, 496C x 80T, x 1064L, DRAWING_MMA_101055 - RUBBER LINERS FOR PRIMARY MILL ?4850x7320, LG | JDE 131759 | 0019005676 | MULTOTEC | URL NOT FOUND |  | MULTOTEC | JDE 131759 | [5 empty] | PRIMARY BALL MILL |  |  | MMA_101055 |  |  | CLEANSED | LINER | NO MODIFIER | TYPE | FEED,HEAD PLATE | SIZE | 4850 X LG 7320 | MATERIAL | RUBBER | HAZARD CLASS |  | CERTIFICATION/STANDARD |  | ADDITIONAL FEATURES EN | (16),496C x 80T, x 1064L | ADDITIONAL FEATURES ES |  | ADDITIONAL FEATURES FR | [45 empty] | Production Completed
000000000060163877 - B5 | STP-004 | DATA ENRICHMENT | ATS | ATS5 | OK | 2022-10-10 | 2022-12-10 |  | 000000000060163877 | BHP1 | BHP Spares & Supplies | 301022 | Plate | EA | MAN2 | LINERS,BALL MILL,JDE_131761,DISCHARGE | LINERS, BALL MILL, JDE_131761, DISCHARGE (16), HEAD PLATE RUBBER INNER,, 496C x 80T x 1048L, DRAWING_MMA_101055 - RUBBER LINERS FOR PRIMARY MILL, ?4850x7320 LG, C | JDE 131761 | 0019005676 | MULTOTEC | URL NOT FOUND |  | MULTOTEC | JDE 131761 | [5 empty] | PRIMARY BALL MILL |  |  | MMA_101055 |  |  | CLEANSED | LINER | NO MODIFIER | TYPE | DISCHARGE,HEAD PLATE | SIZE | 4850 X LG 7320 | MATERIAL | RUBBER | HAZARD CLASS |  | CERTIFICATION/STANDARD |  | ADDITIONAL FEATURES EN | (16),496C x 80T x 1048L | ADDITIONAL FEATURES ES |  | ADDITIONAL FEATURES FR | [45 empty] | Production Completed
000000000060163870 - B5 | STP-004 | DATA ENRICHMENT | ATS | ATS5 | OK | 2022-10-10 | 2022-12-10 |  | 000000000060163870 | BHP1 | BHP Spares & Supplies | 301022 | Plate | EA | MAN2 | LINERS,BALL MILL,JDE136674,SHELL | LINERS, BALL MILL, JDE136674, SHELL PLATE,275W X 80T X 2000 LG,MSW-, 704270-01,SHELL(90) | JDE136674 | 0019005676 | MULTOTEC | URL NOT FOUND |  | MULTOTEC | JDE136674 | [5 empty] | BALL MILL | MSW-704270-01 |  |  |  |  | CLEANSED | LINER | NO MODIFIER | TYPE | SHELL PLATE | SIZE | WD 275 X LG 2000 X THK 80 | MATERIAL |  | HAZARD CLASS |  | CERTIFICATION/STANDARD |  | ADDITIONAL FEATURES EN | (90) | ADDITIONAL FEATURES ES |  | ADDITIONAL FEATURES FR | [45 empty] | Production Completed
000000000060163871 - B5 | STP-004 | DATA ENRICHMENT | ATS | ATS5 | OK | 2022-10-10 | 2022-12-10 |  | 000000000060163871 | BHP1 | BHP Spares & Supplies | 241016 | Lifting equipment | EA | MAN2 | LINERS,BALL MILL,JDE314465, LIFTER BAR | LINERS,BALL MILL,JDE - 314465, LIFTER BAR,TYPE MCL, 210 WIDE X 150 HIGH, X 1815 LG, RING 4, MLB-075400-09,SHELL (30) | JDE 136626 | 0019005676 | MULTOTEC | URL NOT FOUND |  | MULTOTEC | JDE 136626 | [5 empty] | BALL MILL | [5 empty] | CLEANSED | LINER | NO MODIFIER | TYPE | LIFTER BAR | SIZE | WD 210 X LG 1815 X HT 150 | MATERIAL |  | HAZARD CLASS |  | CERTIFICATION/STANDARD |  | ADDITIONAL FEATURES EN | MCL,RING 4, MLB-075400-09,SHELL (30) | ADDITIONAL FEATURES ES |  | ADDITIONAL FEATURES FR | [45 empty] | Production Completed
000000000060228566 - B5 | STP-004 | DATA ENRICHMENT | ATS | ATS5 | OK | 2022-10-10 | 2022-12-10 |  | 000000000060228566 | BHP1 | BHP Spares & Supplies | 241019 | Drum handling equipment | ST | MAN2 | LINERS,DRUM,R.L.35,10METER | LINERS, DRUM, R.L. 35, 10METERS LONG, 1.4 METERS WIDE , C/W TWO CENTRE, STRIPS AND TWO SIDE STRIPS, VALCUNIZED LINERS, STRIPS 6MM X 50MM, BLACK RUBBER, ( 8 LINERS = ONE SET) |  |  |  | URL NOT FOUND | [14 empty] | CLEANSED | LINER | NO MODIFIER | TYPE | DRUM,VALCUNIZED | SIZE | WD 1.4 X LG 10 M | MATERIAL | RUBBER | HAZARD CLASS |  | CERTIFICATION/STANDARD |  | ADDITIONAL FEATURES EN | R.L. 35,C/W TWO CENTRE, STRIPS AND TWO SIDE STRIPS,STRIPS SIZE: 6 X 50 MM,COLOR: BLACK,PACKAGING QUANTITY: 8 PER ONE SET | ADDITIONAL FEATURES ES |  | ADDITIONAL FEATURES FR | [45 empty] | Production Completed
000000000060113561 - B5 | STP-004 | DATA ENRICHMENT | ATS | ATS5 | OK | 2022-10-10 | 2022-12-10 |  | 000000000060113561 | BHP1 | BHP Spares & Supplies | 241016 | Lifting equipment | EA | MAN2 | LINING, BRAKE SHOE, 200MM DIA, SIBRE, 70 | LINING, BRAKE SHOE, 200MM DIA, SIBRE, 70/30 TON OVERHEAD CRANE, WOLFF |  |  |  | URL NOT FOUND |  | SIBRE | [6 empty] | 70/30 TON OVERHEAD CRANE |  | WOLFF |  |  |  | CLEANSED | LINING | BRAKE | TYPE | SHOE | SIZE | DIA 200 MM | MATERIAL |  | HAZARD CLASS |  | CERTIFICATION/STANDARD |  | ADDITIONAL FEATURES EN |  | ADDITIONAL FEATURES ES |  | ADDITIONAL FEATURES FR | [45 empty] | Production Completed
000000000060113562 - B5 | STP-004 | DATA ENRICHMENT | ATS | ATS5 | OK | 2022-10-10 | 2022-12-10 |  | 000000000060113562 | BHP1 | BHP Spares & Supplies | 241016 | Lifting equipment | EA | MAN2 | LINING, BRAKE SHOE, 400MM DIA, SIBRE, 70 | LINING, BRAKE SHOE, 400MM DIA, SIBRE, 70/30 TON OVERHEAD CRANE, WOLFF |  |  |  | URL NOT FOUND |  | SIBRE | [6 empty] | 70/30 TON OVERHEAD CRANE |  | WOLFF |  |  |  | CLEANSED | LINING | BRAKE | TYPE | SHOE | SIZE | DIA 400 MM | MATERIAL |  | HAZARD CLASS |  | CERTIFICATION/STANDARD |  | ADDITIONAL FEATURES EN |  | ADDITIONAL FEATURES ES |  | ADDITIONAL FEATURES FR | [45 empty] | Production Completed
000000000060113577 - B5 | STP-004 | DATA ENRICHMENT | ATS | ATS5 | OK | 2022-10-10 | 2022-12-10 |  | 000000000060113577 | BHP1 | BHP Spares & Supplies | 241016 | Lifting equipment | EA | MAN2 | LINING, BRAKE SHOE, 500MM DIA, SIBRE, 70 | LINING, BRAKE SHOE, 500MM DIA, SIBRE, 70/70 TON OVERHEAD CRANE, WOLFF |  |  |  | URL NOT FOUND |  | SIBRE | [6 empty] | 70/70 TON OVERHEAD CRANE |  | WOLFF |  |  |  | CLEANSED | LINING | BRAKE | TYPE | SHOE | SIZE | DIA 500 MM | MATERIAL |  | HAZARD CLASS |  | CERTIFICATION/STANDARD |  | ADDITIONAL FEATURES EN |  | ADDITIONAL FEATURES ES |  | ADDITIONAL FEATURES FR | [45 empty] | Production Completed
000000000060148535 - B5 | STP-004 | DATA ENRICHMENT | ATS | ATS5 | OK | 2022-10-10 | 2022-12-10 |  | 000000000060148535 | BHP1 | BHP Spares & Supplies | 311700 | Bearings, bushings, wheels, and gears | EA | MAN2 | LINING, DRIVE SHEAVE, PRE-DRILLED, 1100M | LINING, DRIVE SHEAVE, PRE-DRILLED, 1100MM IN DIA |  |  |  | URL NOT FOUND | [14 empty] | CLEANSED | LINING | NO MODIFIER | TYPE | DRIVE SHEAVE,PRE-DRILLED | SIZE | DIA 1100 MM | MATERIAL |  | HAZARD CLASS |  | CERTIFICATION/STANDARD |  | ADDITIONAL FEATURES EN |  | ADDITIONAL FEATURES ES |  | ADDITIONAL FEATURES FR | [45 empty] | Production Completed
000000000060239795 - B5 | STP-004 | DATA ENRICHMENT | ATS | ATS5 | OK | 2022-10-10 | 2022-12-10 |  | 000000000060239795 | BHP1 | BHP Spares & Supplies | 201224 | Production systems equipment | EA | MAN2 | LINING,1500MM X 22MM SPLIT DRIVE | LINING,1500MM X 22MM SPLIT TYPE DRIVE LINING | TC-361 |  |  | URL NOT FOUND |  |  | TC-361 | [11 empty] | CLEANSED | LINING | NO MODIFIER | TYPE | DRIVE,SPLIT | SIZE | 1500 X 22 MM | MATERIAL |  | HAZARD CLASS |  | CERTIFICATION/STANDARD |  | ADDITIONAL FEATURES EN |  | ADDITIONAL FEATURES ES |  | ADDITIONAL FEATURES FR | [45 empty] | Production Completed
000000000060227745 - B5 | STP-004 | DATA ENRICHMENT | ATS | ATS5 | OK | 2022-10-10 | 2022-12-10 |  | 000000000060227745 | BHP1 | BHP Spares & Supplies | 200000 | Mining Machinery and Accessories | EA | MAN2 | LINING,DRIVE,1100 TC-180 REV7 | DRIVR LINING 1100 TC-180 REV7 (SARECO CHAIRLIFT) |  |  |  | URL NOT FOUND |  | SARECO CHAIRLIFT | [9 empty] | 1100 TC-180 REV7 |  |  | CLEANSED | LINING | NO MODIFIER | TYPE | DRIVER | SIZE |  | MATERIAL |  | HAZARD CLASS |  | CERTIFICATION/STANDARD |  | ADDITIONAL FEATURES EN |  | ADDITIONAL FEATURES ES |  | ADDITIONAL FEATURES FR | [45 empty] | Production Completed
000000000060188585 - B5 | STP-004 | DATA ENRICHMENT | ATS | ATS5 | OK | 2022-10-10 | 2022-12-10 |  | 000000000060188585 | BHP1 | BHP Spares & Supplies | 301022 | Plate | EA | MAN2 | LNER PLATE,250 X 250MM,12MM THCK(6 O | LINER PLATE, 250 x 250MM, 12MMTHICK(6 ON 6), 6MM CHROMIUM CARBIDE ON, 6MM MILD STEEL, RIO-CARB ALLOY PROCESSING PLANT LINER. WITH 12MM COUNTER, SUNT HOLES AS PER DRAWING: 900-3136 | RO-CARB250X250 | 0019000000 | 1069 | URL NOT FOUND |  |  | RO-CARB250X250 | [8 empty] | 900-3136 |  |  | CLEANSED | LINER | NO MODIFIER | TYPE | PLATE | SIZE | 250 X 250 X THK 12 MM | MATERIAL |  | HAZARD CLASS |  | CERTIFICATION/STANDARD |  | ADDITIONAL FEATURES EN | REF: 1069,6 MM CHROMIUM CARBIDE ON,6 MM MILD STEEL,RIO-CARB ALLOY PROCESSING PLANT,W/12 MM COUNTER,SUNT HOLES | ADDITIONAL FEATURES ES |  | ADDITIONAL FEATURES FR | [45 empty] | Production Completed
000000000060224493 - B5 | STP-004 | DATA ENRICHMENT | ATS | ATS5 | OK | 2022-10-10 | 2022-12-10 |  | 000000000060224493 | BHP1 | BHP Spares & Supplies | 241115 | Bags | EA | MAN2 | LNER,VRGN LDPE,50X75CM | LINER,VIRGIN LDPE,50X75CMX100MICRON CLEAR |  |  |  | URL NOT FOUND | [14 empty] | CLEANSED | LINER | NO MODIFIER | TYPE |  | SIZE | 50 X 75 CM | MATERIAL | VIRGIN LDPE | HAZARD CLASS |  | CERTIFICATION/STANDARD |  | ADDITIONAL FEATURES EN | 100 MICRON,COLOR: CLEAR | ADDITIONAL FEATURES ES |  | ADDITIONAL FEATURES FR | [45 empty] | Production Completed
000000000060226845 - B5 | STP-004 | DATA ENRICHMENT | ATS | ATS5 | OK | 2022-10-10 | 2022-12-10 |  | 000000000060226845 | BHP1 | BHP Spares & Supplies | 251739 | Electrical components | EA | MAN2 | LNER-1A CHRCARB 0.655X0.540 | BOTTOM LINER #1A JUMPING DUST CHUTE 0.655X0.540 CRC |  |  |  | URL NOT FOUND | [14 empty] | CLEANSED | LINER | NO MODIFIER | TYPE | BOTTOM,JUMPING DUST CHUTE | SIZE |  | MATERIAL |  | HAZARD CLASS |  | CERTIFICATION/STANDARD |  | ADDITIONAL FEATURES EN | 0.655X0.540 CRC,#1A | ADDITIONAL FEATURES ES |  | ADDITIONAL FEATURES FR | [45 empty] | Production Completed
000000000060226846 - B5 | STP-004 | DATA ENRICHMENT | ATS | ATS5 | OK | 2022-10-10 | 2022-12-10 |  | 000000000060226846 | BHP1 | BHP Spares & Supplies | 251739 | Electrical components | EA | MAN2 | LNER-1B CHRCARB 0.655X0.540 | BOTTOM LINER #1B JUMPING DUST CHUTE0.655X0.540 CRC |  |  |  | URL NOT FOUND | [14 empty] | CLEANSED | LINER | NO MODIFIER | TYPE | BOTTOM,JUMPING DUST CHUTE | SIZE |  | MATERIAL |  | HAZARD CLASS |  | CERTIFICATION/STANDARD |  | ADDITIONAL FEATURES EN | 0.655X0.540 CRC,#1B | ADDITIONAL FEATURES ES |  | ADDITIONAL FEATURES FR | [45 empty] | Production Completed
000000000060226850 - B5 | STP-004 | DATA ENRICHMENT | ATS | ATS5 | OK | 2022-10-10 | 2022-12-10 |  | 000000000060226850 | BHP1 | BHP Spares & Supplies | 311616 | Bolts | EA | MAN2 | LNER-2B CHRCARB 0.115X0.250-0.655 | BOTTOM LINER #2BX JUMPING DUST CHUTE 0.115X0.250\0.655 GRADE CRC16MM, HOLES 4 |  |  |  | URL NOT FOUND | [14 empty] | CLEANSED | LINER | NO MODIFIER | TYPE | BOTTOM,JUMPING DUST CHUTE | SIZE |  | MATERIAL |  | HAZARD CLASS |  | CERTIFICATION/STANDARD |  | ADDITIONAL FEATURES EN | 0.115X0.250\0.655 GRADE CRC16MM,NO OF HOLES: 4,#2BX | ADDITIONAL FEATURES ES |  | ADDITIONAL FEATURES FR | [45 empty] | Production Completed
000000000060226849 - B5 | STP-004 | DATA ENRICHMENT | ATS | ATS5 | OK | 2022-10-10 | 2022-12-10 |  | 000000000060226849 | BHP1 | BHP Spares & Supplies | 311616 | Bolts | EA | MAN2 | LNER-2B CHRCARB 0.115X0.250-0.655 | BOTTOM LINER #2B JUMPING DUST CHUTE0.115X0.250\0.655 GRADE CRC16MM, HOLES 4 |  |  |  | URL NOT FOUND | [14 empty] | CLEANSED | LINER | NO MODIFIER | TYPE | BOTTOM,JUMPING DUST CHUTE | SIZE |  | MATERIAL |  | HAZARD CLASS |  | CERTIFICATION/STANDARD |  | ADDITIONAL FEATURES EN | 0.115X0.250\0.655 GRADE CRC16MM, NO OF HOLES: 4,#2B | ADDITIONAL FEATURES ES |  | ADDITIONAL FEATURES FR | [45 empty] | Production Completed
000000000060226851 - B5 | STP-004 | DATA ENRICHMENT | ATS | ATS5 | OK | 2022-10-10 | 2022-12-10 |  | 000000000060226851 | BHP1 | BHP Spares & Supplies | 311616 | Bolts | EA | MAN2 | LNER-3 CHRCARB 0.251X0.386-0.655 | BOTTOM LINER #3 JUMPING DUST CHUTE0.251X0.386\0.655 GRADE CRC16MM, HOLES 4 |  |  |  | URL NOT FOUND | [14 empty] | CLEANSED | LINER | NO MODIFIER | TYPE | BOTTOM,JUMPING DUST CHUTE | SIZE |  | MATERIAL |  | HAZARD CLASS |  | CERTIFICATION/STANDARD |  | ADDITIONAL FEATURES EN | 0.251X0.386\0.655 GRADE CRC16MM,NO OF HOLES: 4,#3 | ADDITIONAL FEATURES ES |  | ADDITIONAL FEATURES FR | [45 empty] | Production Completed
000000000060243251 - B5 | STP-004 | DATA ENRICHMENT | ATS | ATS5 | OK | 2022-10-10 | 2022-12-10 |  | 000000000060243251 | BHP1 | BHP Spares & Supplies | 201017 | Crushers, breakers and grinders | EA | MAN2 | MANTLE,LINER,STD,4,14 | 4 1/4 MANTLE LINER STD |  |  |  | URL NOT FOUND | [14 empty] | CLEANSED | LINER | NO MODIFIER | TYPE | MANTLE,STANDARD | SIZE | 4-1/4 IN | MATERIAL |  | HAZARD CLASS |  | CERTIFICATION/STANDARD |  | ADDITIONAL FEATURES EN |  | ADDITIONAL FEATURES ES |  | ADDITIONAL FEATURES FR | [45 empty] | Production Completed
000000000060246540 - B5 | STP-004 | DATA ENRICHMENT | ATS | ATS5 | OK | 2022-10-10 | 2022-12-10 |  | 000000000060246540 | BHP1 | BHP Spares & Supplies | 201016 | Screens and feeding equipment | EA | MAN2 | RUBBER,SIDE,LINER,LH | RUBBER, SIDE, LINER, LH, CV26 |  |  |  | URL NOT FOUND | [9 empty] | CV26 |  |  |  |  | CLEANSED | LINER | NO MODIFIER | TYPE | SIDE,LEFT HAND | SIZE |  | MATERIAL | RUBBER | HAZARD CLASS |  | CERTIFICATION/STANDARD |  | ADDITIONAL FEATURES EN |  | ADDITIONAL FEATURES ES |  | ADDITIONAL FEATURES FR | [45 empty] | Production Completed
000000000060246541 - B5 | STP-004 | DATA ENRICHMENT | ATS | ATS5 | OK | 2022-10-10 | 2022-12-10 |  | 000000000060246541 | BHP1 | BHP Spares & Supplies | 201016 | Screens and feeding equipment | EA | MAN2 | RUBBER,SIDE,LINER,RH | RUBBER, SIDE, LINER, RH, CV26 |  |  |  | URL NOT FOUND | [9 empty] | CV26 |  |  |  |  | CLEANSED | LINER | NO MODIFIER | TYPE | SIDE,RIGHT HAND | SIZE |  | MATERIAL | RUBBER | HAZARD CLASS |  | CERTIFICATION/STANDARD |  | ADDITIONAL FEATURES EN |  | ADDITIONAL FEATURES ES |  | ADDITIONAL FEATURES FR | [45 empty] | Production Completed
000000000060239321 - B5 | STP-004 | DATA ENRICHMENT | ATS | ATS5 | OK | 2022-10-10 | 2022-12-10 |  | 000000000060239321 | BHP1 | BHP Spares & Supplies | 201016 | Screens and feeding equipment | ST | MAN2 | SIDE LINERS,SET,PT/NO:SDS1220/2745 | SIDE LINERS SET FOR SINGLE DECK SCREEN CV26 PART NO SDS1220/2745 TAS CRUSHER PLANT | SDSSL/1220/2745 |  |  | URL NOT FOUND |  | TAS CRUSHER PLANT | SDSSL/1220/2745 | [6 empty] | CV26 |  |  |  |  | CLEANSED | LINER | NO MODIFIER | TYPE | SIDE | SIZE |  | MATERIAL |  | HAZARD CLASS |  | CERTIFICATION/STANDARD |  | ADDITIONAL FEATURES EN | FOR SINGLE DECK SCREEN | ADDITIONAL FEATURES ES |  | ADDITIONAL FEATURES FR | [45 empty] | Production Completed
000000000060164707 - B5 | STP-004 | DATA ENRICHMENT | ATS | ATS5 | OK | 2022-10-10 | 2022-12-10 |  | 000000000060164707 | BHP1 | BHP Spares & Supplies | 301017 | Beams | ST | MAN2 | SLIDING BEAM,LINERS,ZONE 1B AND 6,PSP | SLIDING BEAM, LINERS, ZONE 1B AND 6, METAL FERROUS, FERROMETALS DRAWING, FW47C57066, A SET CONSISTS OF 8 OFF ITEM 3, 6 OFF ITEM 21, 9 OFF ITEM, 24, 8 OFF AND ITEM 26, PELLETISING PLANT, FERROMETALS | FER.M.F.SB.SB.2.S | 0019003467 | UNKNOWN | URL NOT FOUND |  | FERROMETALS | FER.M.F.SB.SB.2.S | [8 empty] | FW47C57066 |  |  | CLEANSED | LINER | NO MODIFIER | TYPE | SLIDING BEAM | SIZE |  | MATERIAL |  | HAZARD CLASS |  | CERTIFICATION/STANDARD |  | ADDITIONAL FEATURES EN | ZONE 1B AND 6,METAL FERROUS,A SET CONSISTS OF 8 OFF ITEM 3, 6 OFF ITEM 21, 9 OFF ITEM, 24, 8 OFF AND ITEM 26, PELLETISING PLANT | ADDITIONAL FEATURES ES |  | ADDITIONAL FEATURES FR | [45 empty] | Production Completed
000000000060181474 - B5 | STP-004 | DATA ENRICHMENT | ATS | ATS5 | OK | 2022-10-10 | 2022-12-10 |  | 000000000060181474 | BHP1 | BHP Spares & Supplies | 231912 | Mixer parts and accessories | EA | MAN2 | WEAR LINER MIDDLE POS, MIX PAN MIXER | WEAR LINER, MIDDLE POSITION, EIRICH MIXER TYPE: DW 29/4 CONTI, M, ACHINE NUMBER: 29368, H BIRKENMAYER | Z10084000001 | 0019011567 | H. BICKENMAYER (PTY) LTD | URL NOT FOUND |  | H. BICKENMAYER (PTY) LTD | Z10084000001 | [5 empty] | EIRICH MIXER | DW 29/4 CONTI |  |  |  |  | CLEANSED | LINER | NO MODIFIER | TYPE | WEAR | SIZE |  | MATERIAL |  | HAZARD CLASS |  | CERTIFICATION/STANDARD |  | ADDITIONAL FEATURES EN | MIDDLE POSITION | ADDITIONAL FEATURES ES |  | ADDITIONAL FEATURES FR | [45 empty] | Production Completed
000000000060181477 - B5 | STP-004 | DATA ENRICHMENT | ATS | ATS5 | OK | 2022-10-10 | 2022-12-10 |  | 000000000060181477 | BHP1 | BHP Spares & Supplies | 231912 | Mixer parts and accessories | EA | MAN2 | WEAR LINER TOP CORNER POS, MIX PAN MIXER | WEAR LINER, TOP CORNER POSITION, EIRICH MIXER TYPE: DW 29/4 CONT, I, MACHINE NUMBER: 29368, H BIRKENMAYER | D291241345E001 | 0019011567 | H. BICKENMAYER (PTY) LTD | URL NOT FOUND |  | H. BICKENMAYER (PTY) LTD | D291241345E001 | [5 empty] | EIRICH MIXER | DW 29/4 CONT,29368 |  |  |  |  | CLEANSED | LINER | NO MODIFIER | TYPE | WEAR | SIZE |  | MATERIAL |  | HAZARD CLASS |  | CERTIFICATION/STANDARD |  | ADDITIONAL FEATURES EN | TOP CORNER POSITION | ADDITIONAL FEATURES ES |  | ADDITIONAL FEATURES FR | [45 empty] | Production Completed
000000000060181476 - B5 | STP-004 | DATA ENRICHMENT | ATS | ATS5 | OK | 2022-10-10 | 2022-12-10 |  | 000000000060181476 | BHP1 | BHP Spares & Supplies | 231912 | Mixer parts and accessories | EA | MAN2 | WEAR LINER TOP POS, MIXING PAN MIXER | WEAR LINER, TOP POSITION, EIRICH MIXER TYPE: DW 29/4 CONTI, MACH, INE NUMBER: 29368, H BIRKENMAYER | D291241344E001 | 0019011567 | H. BICKENMAYER (PTY) LTD | URL NOT FOUND |  | H. BICKENMAYER (PTY) LTD | D291241344E001 | [5 empty] | EIRICH MIXER | DW 29/4 CONTI,29368 |  |  |  |  | CLEANSED | LINER | NO MODIFIER | TYPE | WEAR | SIZE |  | MATERIAL |  | HAZARD CLASS |  | CERTIFICATION/STANDARD |  | ADDITIONAL FEATURES EN | TOP POSITION | ADDITIONAL FEATURES ES |  | ADDITIONAL FEATURES FR | [45 empty] | Production Completed
000000000060181475 - B5 | STP-004 | DATA ENRICHMENT | ATS | ATS5 | OK | 2022-10-10 | 2022-12-10 |  | 000000000060181475 | BHP1 | BHP Spares & Supplies | 231912 | Mixer parts and accessories | EA | MAN2 | WEAR LINER, BTM CORNER POS, MIXPAN MIXER | WEAR LINER, BOTTOM CORNER POSITION, EIRICH MIXER TYPE: DW 29/4 C, ONTI, MACHINE NUMBER: 29368, H BIRKENMAYER | Z10084100001 | 0019011567 | H. BICKENMAYER (PTY) LTD | URL NOT FOUND |  | H. BICKENMAYER (PTY) LTD | Z10084100001 | [5 empty] | EIRICH MIXER | DW 29/4 C ONTI |  |  |  |  | CLEANSED | LINER | NO MODIFIER | TYPE | WEAR | SIZE |  | MATERIAL |  | HAZARD CLASS |  | CERTIFICATION/STANDARD |  | ADDITIONAL FEATURES EN | BOTTOM CORNER POSITION | ADDITIONAL FEATURES ES |  | ADDITIONAL FEATURES FR | [45 empty] | Production Completed
000000000060181473 - B5 | STP-004 | DATA ENRICHMENT | ATS | ATS5 | OK | 2022-10-10 | 2022-12-10 |  | 000000000060181473 | BHP1 | BHP Spares & Supplies | 231912 | Mixer parts and accessories | EA | MAN2 | WEAR LINER, BTM POSITION, MIX PAN MIXER | WEAR LINER, BOTTOM POSITION, MIXING PAN, EIRICH MIXER TYPE: DW 2, 9/4 CONTI, MACHINE NUMBER: 29368, H BIRKENMAYER | Z10083900001 | 0019011567 | H. BICKENMAYER (PTY) LTD | URL NOT FOUND |  | H. BICKENMAYER (PTY) LTD | Z10083900001 | [5 empty] | EIRICH MIXER,MIXING PAN | DW 2, 9/4 CONTI |  |  |  |  | CLEANSED | LINER | NO MODIFIER | TYPE | WEAR | SIZE |  | MATERIAL |  | HAZARD CLASS |  | CERTIFICATION/STANDARD |  | ADDITIONAL FEATURES EN | BOTTOM POSITION | ADDITIONAL FEATURES ES |  | ADDITIONAL FEATURES FR | [45 empty] | Production Completed
000000000060181513 - B5 | STP-004 | DATA ENRICHMENT | ATS | ATS5 | OK | 2022-10-10 | 13/10/2022 |  | 000000000060181513 | BHP1 | BHP Spares & Supplies | 231912 | Mixer parts and accessories | EA | MAN2 | WEAR LINER, SET TOOLS MIXER | WEAR LINER, SET TOOLS, EIRICH MIXER TYPE: DW 29/4 CONTI, MACHINE, NUMBER: 29368, H BIRKENMAYER | D291514225-99E001 | 0019011567 | H. BICKENMAYER (PTY) LTD | URL NOT FOUND |  | H. BICKENMAYER (PTY) LTD | D291514225-99E001 | [5 empty] | EIRICH MIXER | DW 29/4 CONTI |  |  |  |  | CLEANSED | LINER | NO MODIFIER | TYPE | WEAR | SIZE |  | MATERIAL |  | HAZARD CLASS |  | CERTIFICATION/STANDARD |  | ADDITIONAL FEATURES EN | SET TOOLS | ADDITIONAL FEATURES ES |  | ADDITIONAL FEATURES FR | [45 empty] | Production Completed
000000000060234809 - B5 | STP-004 | DATA ENRICHMENT | ATS | ATS5 | OK | 2022-10-10 | 13/10/2022 |  | 000000000060234809 | BHP1 | BHP Spares & Supplies | 311515 | Ropes | DR | MAN2 | ROPE 16MM X 65ML NON SPIN | ROPE 16MM X 65ML NON SPINON DRUM |  |  |  | URL NOT FOUND | [14 empty] | CLEANSED | ROPE | NO MODIFIER | TYPE | NON SPINON DRUM | DIAMETER | 16 MM | LENGTH | 65 M | MATERIAL |  | LOAD RATING |  | HAZARD CLASS |  | CERTIFICATION/STANDARD |  | ADDITIONAL FEATURES EN |  | ADDITIONAL FEATURES ES |  | ADDITIONAL FEATURES FR | [41 empty] | Production Completed
000000000060234818 - B5 | STP-004 | DATA ENRICHMENT | ATS | ATS5 | OK | 2022-10-10 | 13/10/2022 |  | 000000000060234818 | BHP1 | BHP Spares & Supplies | 311515 | Ropes | DR | MAN2 | ROPE A/HOIST IWRC 16MM X 110 M | ROPE A/HOIST IWRC 16MM X 110 MCRANE 4 |  |  |  | URL NOT FOUND | [8 empty] | 4 IN CRANE | [5 empty] | CLEANSED | ROPE | WIRE | TYPE | AUXILIARY HOIST | STRUCTURE | IWRC | DIAMETER | 16 MM | LENGTH | 110 M | LOAD RATING |  | MATERIAL |  | HAZARD CLASS |  | CERTIFICATION/STANDARD |  | ADDITIONAL FEATURES EN |  | ADDITIONAL FEATURES ES |  | ADDITIONAL FEATURES FR | [39 empty] | Production Completed
000000000060234811 - B5 | STP-004 | DATA ENRICHMENT | ATS | ATS5 | OK | 2022-10-10 | 13/10/2022 |  | 000000000060234811 | BHP1 | BHP Spares & Supplies | 311515 | Ropes | DR | MAN2 | ROPE AUX HOIST 20MM X 120MET | ROPE AUX HOIST 20MM X 120MET |  |  |  | URL NOT FOUND | [14 empty] | CLEANSED | ROPE | WIRE | TYPE | AUXILIARY HOIST | STRUCTURE |  | DIAMETER | 20 MM | LENGTH | 120 M | LOAD RATING |  | MATERIAL |  | HAZARD CLASS |  | CERTIFICATION/STANDARD |  | ADDITIONAL FEATURES EN |  | ADDITIONAL FEATURES ES |  | ADDITIONAL FEATURES FR | [39 empty] | Production Completed
000000000060234810 - B5 | STP-004 | DATA ENRICHMENT | ATS | ATS5 | OK | 2022-10-10 | 13/10/2022 |  | 000000000060234810 | BHP1 | BHP Spares & Supplies | 311515 | Ropes | DR | MAN2 | ROPE AUX/H 16MM 60.5M NON SPIN | ROPE AUX/H 16MM 60.5M NON SPIN(ON DRUM) |  |  |  | URL NOT FOUND | [14 empty] | CLEANSED | ROPE | WIRE | TYPE | AUXILIARY HOIST,NON SPIN | STRUCTURE |  | DIAMETER | 16 MM | LENGTH | 60.5 M | LOAD RATING |  | MATERIAL |  | HAZARD CLASS |  | CERTIFICATION/STANDARD |  | ADDITIONAL FEATURES EN | ON DRUM | ADDITIONAL FEATURES ES |  | ADDITIONAL FEATURES FR | [39 empty] | Production Completed
000000000060234816 - B5 | STP-004 | DATA ENRICHMENT | ATS | ATS5 | OK | 2022-10-10 | 13/10/2022 |  | 000000000060234816 | BHP1 | BHP Spares & Supplies | 311515 | Ropes | ROL | MAN2 | ROPE CERAMIC FIBRE 40MM | ROPE CERAMIC FIBRE 40MM |  |  |  | URL NOT FOUND | [14 empty] | CLEANSED | ROPE | NO MODIFIER | TYPE |  | DIAMETER | 40 MM | LENGTH |  | MATERIAL | CERAMIC FIBRE | LOAD RATING |  | HAZARD CLASS |  | CERTIFICATION/STANDARD |  | ADDITIONAL FEATURES EN |  | ADDITIONAL FEATURES ES |  | ADDITIONAL FEATURES FR | [41 empty] | Production Completed
000000000060215319 - B5 | STP-004 | DATA ENRICHMENT | ATS | ATS5 | OK | 2022-10-10 | 13/10/2022 |  | 000000000060215319 | BHP1 | BHP Spares & Supplies | 241016 | Lifting equipment | EA | MAN2 | ROPE GUDE,DEMAG,P/N 57867033,ROPE D | ROPE GUIDE, DEMAG, PART NUMBER 57867033, ROPE DIAMETER 20MM | 57867033 | 0019010837 | DEMAG CRANES AND COMPONENTS | https://shop.mhe-demag.com/sin/en/ROPE-GUIDE-RIGHT/p?p=mW6yjPAug%2F%2B9O4cOd17ZNA%3D%3D_57867033 | https://store.konecranes.com/cpp/en/ROPE-GUIDE-RIGHT/p?p=mW6yjPAug%2F%2B9O4cOd17ZNA%3D%3D_57867033 | DEMAG CRANES AND COMPONENTS | 57867033 | [11 empty] | CLEANSED | ROPE | NO MODIFIER | TYPE | GUIDE | DIAMETER | 20 MM | LENGTH |  | MATERIAL |  | LOAD RATING |  | HAZARD CLASS |  | CERTIFICATION/STANDARD |  | ADDITIONAL FEATURES EN |  | ADDITIONAL FEATURES ES |  | ADDITIONAL FEATURES FR | [41 empty] | Production Completed
000000000060234819 - B5 | STP-004 | DATA ENRICHMENT | ATS | ATS5 | OK | 2022-10-10 | 13/10/2022 |  | 000000000060234819 | BHP1 | BHP Spares & Supplies | 311515 | Ropes | DR | MAN2 | ROPE M/HOIST IWRC 16MM X 127 M | ROPE M/HOIST IWRC 16MM X 127 MCRANE 4 |  |  |  | URL NOT FOUND | [8 empty] | 4 IN CRANE | [5 empty] | CLEANSED | ROPE | WIRE | TYPE | HOIST | STRUCTURE | IWRC | DIAMETER | 16 MM | LENGTH | 127 M | LOAD RATING |  | MATERIAL |  | HAZARD CLASS |  | CERTIFICATION/STANDARD |  | ADDITIONAL FEATURES EN |  | ADDITIONAL FEATURES ES |  | ADDITIONAL FEATURES FR | [39 empty] | Production Completed
000000000060172640 - B5 | STP-004 | DATA ENRICHMENT | ATS | ATS5 | OK | 2022-10-10 | 13/10/2022 |  | 000000000060172640 | BHP1 | BHP Spares & Supplies | 311515 | Ropes | L | MAN2 | ROPE STEEL WIRE 115M FIN, 26MM DIA. 6X3 | ROPE STEEL WIRE 115M FIN, 26MM DIA. 6X36,IWRC, RHO,1800MPA, ORDINARY OPEN THIMBLE AFGRIP SPLICED ON ONE END ONLY. ROPE MUST BE, WOUND ONTO DRUM, THIMBLE ON CORE, LOOSE END OUTSIDE |  |  |  | URL NOT FOUND | [14 empty] | CLEANSED | ROPE | WIRE | TYPE |  | STRUCTURE | 6X36 IWRC | DIAMETER | 26 MM | LENGTH | 115 M | LOAD RATING |  | MATERIAL | STEEL | HAZARD CLASS |  | CERTIFICATION/STANDARD |  | ADDITIONAL FEATURES EN | RHO,TENSILE STENGHT: 1800 MPA,ORDINARY OPEN THIMBLE AFGRIP SPLICED ON ONE END ONLY, ROPE MUST BE WOUND ONTO DRUM,THIMBLE ON CORE,LOOSE END OUTSIDE | ADDITIONAL FEATURES ES |  | ADDITIONAL FEATURES FR | [39 empty] | Production Completed
000000000060170070 - B5 | STP-004 | DATA ENRICHMENT | ATS | ATS5 | OK | 2022-10-10 | 13/10/2022 |  | 000000000060170070 | BHP1 | BHP Spares & Supplies | 311515 | Ropes | ROL | MAN2 | ROPE, CRANE, LEFT HAND, 24MM DIA, TAURUS | FOLLOWING INFORMATION: ROPE SIZE, LENGTH, VENDOR NAME, UNIQUE SERIAL, NUMBER - TRACEABLE TO VENDOR. RING SPECS (60MM OD,30 ID 1.5 MM THICK AND, ATTACHED TO THE THIMBLE WITH A 2 MM STEEL ROPE), ROPE, CRANE, LEFT HAND, 24MM DIA, TAURUS, 145METRE LONG, 6X36 6WS-V, 1WRC, 2160 MPA, 507KN FORCE, C/W PIN AS PER DEMAG DRAWING NO: 310015, REFER TO ITEM 6, C/W ONE SOLID THIMBLE AT ONE END AS PER DEMAG DRAWING, NO: 310015 REFER TO ITEM 3(WITH BUSHING), 24MM DIA TO BS 464 FIG 3,, MECHANICALLY SPLICED, MACHINED HOLE 40MM H7, THIMBLE COILED AT STARTING, END AND MUST BE VISIBLE, DRUM TO BE MARKED WITH SIZE AND LEFT HAND IN, 100MM LETTERING. ROPE TO BE SUPPLIED WITH A TAG (STEEL RING) WITH THE, SSI-FMT00495, SSI-FMT00553 |  |  |  | URL NOT FOUND |  | DEMAG | [6 empty] | CRANE |  |  | 310015 |  | 6,3 | CLEANSED | ROPE | WIRE | TYPE | LEFT HAND | STRUCTURE | 6X36 6WS-V,1WRC | DIAMETER | 24 MM | LENGTH | 145 M | LOAD RATING | 507 KN | MATERIAL |  | HAZARD CLASS |  | CERTIFICATION/STANDARD |  | ADDITIONAL FEATURES EN | TENSILE STRENGHT: 2160 MPA,C/W PIN,ONE SOLID THIMBLE AT ONE END,BUSHING,BS 464 FIG 3,MECHANICALLY SPLICED,MACHINED HOLE 40 MM H7,THIMBLE COILED AT STARTING,END AND MUST BE VISIBLE,DRUM TO BE MARKED WITH SIZE AND LEFT HAND IN,100 MM LETTERING,ROPE TO BE SUPPLIED WITH A TAG (STEEL RING) WITH THE, SSI-FMT00495, SSI-FMT00553 | ADDITIONAL FEATURES ES |  | ADDITIONAL FEATURES FR | [39 empty] | Production Completed
000000000060170071 - B5 | STP-004 | DATA ENRICHMENT | ATS | ATS5 | OK | 2022-10-10 | 13/10/2022 |  | 000000000060170071 | BHP1 | BHP Spares & Supplies | 311515 | Ropes | ROL | MAN2 | ROPE, CRANE, RIGHT HAND, 24MM DIA, TAURU | FOLLOWING INFORMATION: ROPE SIZE, LENGTH, VENDOR NAME, UNIQUE SERIAL, NUMBER - TRACEABLE TO VENDOR. RING SPECS (60MM OD,30 ID 1.5 MM THICK AND, ATTACHED TO THE THIMBLE WITH A 2 MM STEEL ROPE), ROPE, CRANE, RIGHT HAND, 24MM DIA, TAURUS, 145METRE LONG, 6X36 6WS-V, 1WRC, 2160 MPA, 507KN FORCE,C/W PIN AS PER DEMAG DRAWING NO: 310015, REFER TO ITEM 6, C/W ONE SOLID THIMBLE AT ONE END AS PER DEMAG DRAWING, NO: 310015 REFER TO ITEM 3(WITH BUSHING), 24MM DIA TO BS 464 FIG 3,, MECHANICALLY SPLICED, MACHINED HOLE 40MM H7, THIMBLE COILED AT STARTING, END AND MUST BE VISIBLE, DRUM TO BE MARKED WITH SIZE AND RIGHT HAND IN, 100MM LETTERING. ROPE TO BE SUPPLIED WITH A TAG (STEEL RING) WITH THE, SSI FMT00194, SSI-FMT00496, SSI-FMT00553 |  |  |  | URL NOT FOUND |  | DEMAG | [6 empty] | CRANE |  |  | 310015 |  | 6,3 | CLEANSED | ROPE | WIRE | TYPE | RIGHT HAND | STRUCTURE | 6X36 6WS-V,1WRC | DIAMETER | 24 MM | LENGTH | 145 M | LOAD RATING | 507 KN | MATERIAL |  | HAZARD CLASS |  | CERTIFICATION/STANDARD |  | ADDITIONAL FEATURES EN | TENSILE STRENGHT: 2160 MPA,C/W PIN,ONE SOLID THIMBLE AT ONE END,BUSHING,BS 464 FIG 3,MECHANICALLY SPLICED,MACHINED HOLE 40 MM H7,THIMBLE COILED AT STARTING,END AND MUST BE VISIBLE,DRUM TO BE MARKED WITH SIZE AND LEFT HAND IN,100 MM LETTERING,ROPE TO BE SUPPLIED WITH A TAG (STEEL RING) WITH THE, SSI-FMT00495, SSI-FMT00553 | ADDITIONAL FEATURES ES |  | ADDITIONAL FEATURES FR | [39 empty] | Production Completed
000000000060107229 - B5 | STP-004 | DATA ENRICHMENT | ATS | ATS5 | OK | 2022-10-10 | 13/10/2022 |  | 000000000060107229 | BHP1 | BHP Spares & Supplies | 311515 | Ropes | ROL | MAN2 | ROPE, LOOMSTATE GLASS, SOFT TWISTED, 10M | ROPE, LOOMSTATE GLASS, SOFT TWISTED, 10MM DIA, 2KG ROLL |  |  |  | URL NOT FOUND | [14 empty] | CLEANSED | ROPE | NO MODIFIER | TYPE | SOFT TWISTED | DIAMETER | 10 MM | LENGTH |  | MATERIAL | LOOMSTATE GLASS | LOAD RATING |  | HAZARD CLASS |  | CERTIFICATION/STANDARD |  | ADDITIONAL FEATURES EN | PACKAGING QUANTITY: 2 KG ROLL | ADDITIONAL FEATURES ES |  | ADDITIONAL FEATURES FR | [41 empty] | Production Completed
000000000060107228 - B5 | STP-004 | DATA ENRICHMENT | ATS | ATS5 | OK | 2022-10-10 | 13/10/2022 |  | 000000000060107228 | BHP1 | BHP Spares & Supplies | 311515 | Ropes | ROL | MAN2 | ROPE, LOOMSTATE GLASS, SOFT TWISTED, 6MM | ROPE, LOOMSTATE GLASS, SOFT TWISTED, 6MM DIA, 1KG ROLL |  |  |  | URL NOT FOUND | [14 empty] | CLEANSED | ROPE | NO MODIFIER | TYPE | SOFT TWISTED | DIAMETER | 6 MM | LENGTH |  | MATERIAL | LOOMSTATE GLASS | LOAD RATING |  | HAZARD CLASS |  | CERTIFICATION/STANDARD |  | ADDITIONAL FEATURES EN | PACKAGING QUANTITY: 1 KG ROLL | ADDITIONAL FEATURES ES |  | ADDITIONAL FEATURES FR | [41 empty] | Production Completed
000000000060001707 - B5 | STP-004 | DATA ENRICHMENT | ATS | ATS5 | OK | 2022-10-10 | 13/10/2022 |  | 000000000060001707 | BHP1 | BHP Spares & Supplies | 311515 | Ropes | KG | MAN2 | ROPE, MANILLA, 10MM DIA, GRADE 1 | ROPE, MANILLA, 10MM DIA, GRADE 1 |  |  |  | URL NOT FOUND | [14 empty] | CLEANSED | ROPE | NO MODIFIER | TYPE | MANILLA | DIAMETER | 10 MM | LENGTH |  | MATERIAL |  | LOAD RATING |  | HAZARD CLASS |  | CERTIFICATION/STANDARD |  | ADDITIONAL FEATURES EN | GRADE 1 | ADDITIONAL FEATURES ES |  | ADDITIONAL FEATURES FR | [41 empty] | Production Completed
000000000060170962 - B5 | STP-004 | DATA ENRICHMENT | ATS | ATS5 | OK | 2022-10-10 | 13/10/2022 |  | 000000000060170962 | BHP1 | BHP Spares & Supplies | 221015 | Earth moving machinery | EA | MAN2 | ROPE, PULL AC RBS1L P/N 3128064703 | ROPE, PULL AC RBS1L P/N 3128064703 | 3128064703 | 0019008517 | ATLAS COPCO SOUTH AFRICA (PTY) | https://www.andersonequip.com/web/files/prod/web/parts/PN-ACD_3128064703.html | https://www.aga-parts.com/es/atlas-copco/part/3128064703_wire-rope/ | ATLAS COPCO SOUTH AFRICA (PTY) | 3128064703 | [6 empty] | AC RBS1L |  |  |  |  | CLEANSED | ROPE | WIRE | TYPE | PULL | STRUCTURE |  | DIAMETER |  | LENGTH |  | LOAD RATING |  | MATERIAL |  | HAZARD CLASS |  | CERTIFICATION/STANDARD |  | ADDITIONAL FEATURES EN |  | ADDITIONAL FEATURES ES |  | ADDITIONAL FEATURES FR | [39 empty] | Production Completed
000000000060174091 - B5 | STP-004 | DATA ENRICHMENT | ATS | ATS5 | OK | 2022-10-10 | 13/10/2022 |  | 000000000060174091 | BHP1 | BHP Spares & Supplies | 201116 | Drilling and operation machinery | EA | MAN2 | ROPE, RETURN AC RBS1L P/N 3128055102 | ROPE, RETURN AC RBS1L P/N 3128055102 | 3128055102 | 0019008517 | ATLAS COPCO SOUTH AFRICA (PTY) | https://mcwparts.com/product/3128055102-wire-rope/ | https://www.aga-parts.com/es/atlas-copco/part/3128055102_wire-rope/ | ATLAS COPCO SOUTH AFRICA (PTY) | 3128055102 | [6 empty] | AC RBS1L |  |  |  |  | CLEANSED | ROPE | WIRE | TYPE | RETURN | STRUCTURE |  | DIAMETER |  | LENGTH |  | LOAD RATING |  | MATERIAL |  | HAZARD CLASS |  | CERTIFICATION/STANDARD |  | ADDITIONAL FEATURES EN |  | ADDITIONAL FEATURES ES |  | ADDITIONAL FEATURES FR | [39 empty] | Production Completed
000000000060179931 - B5 | STP-004 | DATA ENRICHMENT | ATS | ATS5 | OK | 2022-10-10 | 13/10/2022 |  | 000000000060179931 | BHP1 | BHP Spares & Supplies | 311500 | Rope, chain, cable, wire and strap | ROL | MAN2 | ROPE, STEEL WIRE, 12x7(6/1)6x7(6/1) / W | ROPE, STEEL WIRE, 12x7(6/1)6x7(6/1) / WMC, 11MM, RIGHT HAND ORD, INARY LAY, NON SPIN, BLACK, 1960MPA, 44M TOTAL LENGTH, GOOSENECK, HOISTS, FERROMETALS FURNACES 4 AND 5, FERROMETALS |  |  |  | URL NOT FOUND | [8 empty] | 4 AND 5 FURNACES |  | FERROMETALS |  |  |  | CLEANSED | ROPE | WIRE | TYPE | RIGHT HAND ORDINARY LAY,NON SPIN,GOOSENECK HOIST | STRUCTURE | 12X7(6/1)6X7(6/1)/WMC | DIAMETER | 11 MM | LENGTH | 44 M | LOAD RATING |  | MATERIAL | STEEL | HAZARD CLASS |  | CERTIFICATION/STANDARD |  | ADDITIONAL FEATURES EN | COLOR: BLACK,TENSILE STRENGTH: 1960 MPA | ADDITIONAL FEATURES ES |  | ADDITIONAL FEATURES FR | [39 empty] | Production Completed
000000000060107009 - B5 | STP-004 | DATA ENRICHMENT | ATS | ATS5 | OK | 2022-10-10 | 13/10/2022 |  | 000000000060107009 | BHP1 | BHP Spares & Supplies | 311515 | Ropes | ROL | MAN2 | ROPE, STEEL WIRE, 12X7(6/1)/6X7(6/1)/F, | ROPE, STEEL WIRE, 12X7(6/1)/6X7(6/1)/F, 16MM, 18 STRAND, NON SPIN, MIXED RIGHT HAND ORDINARY LAY, BLACK, 1960 MPA, 42 METRE ROLL |  |  |  | URL NOT FOUND | [14 empty] | CLEANSED | ROPE | WIRE | TYPE | NON SPIN,MIXED RIGHT HAND ORDINARY LAY | STRUCTURE | 12X7(6/1)/6X7(6/1)/F | DIAMETER | 16 MM | LENGTH | 42 M | LOAD RATING |  | MATERIAL | STEEL | HAZARD CLASS |  | CERTIFICATION/STANDARD |  | ADDITIONAL FEATURES EN | COLOR: BLACK,TENSILE STRENGTH: 1960 MPA,NO OF STRANDS: 18,PACKAGING TYPE: ROLL | ADDITIONAL FEATURES ES |  | ADDITIONAL FEATURES FR | [39 empty] | Production Completed
000000000060107007 - B5 | STP-004 | DATA ENRICHMENT | ATS | ATS5 | OK | 2022-10-10 | 13/10/2022 |  | 000000000060107007 | BHP1 | BHP Spares & Supplies | 311515 | Ropes | ROL | MAN2 | ROPE, STEEL WIRE, 12X7(6/1)/6X7(6/1)/WMC | ROPE, STEEL WIRE, 12X7(6/1)/6X7(6/1)/WMC, 8MM, MIXED RIGHT HAND ORDINARY LAY, 18 STRAND, NON SPIN, BLACK, 1850 MPA, 44.3 METRE ROLL |  |  |  | URL NOT FOUND | [14 empty] | CLEANSED | ROPE | WIRE | TYPE | NON SPIN,MIXED RIGHT HAND ORDINARY LAY | STRUCTURE | 12X7(6/1)/6X7(6/1)/WMC | DIAMETER | 8 MM | LENGTH | 44.3 M | LOAD RATING |  | MATERIAL | STEEL | HAZARD CLASS |  | CERTIFICATION/STANDARD |  | ADDITIONAL FEATURES EN | COLOR: BLACK,TENSILE STRENGTH: 1850 MPA,NO OF STRANDS: 18,PACKAGING TYPE: ROLL | ADDITIONAL FEATURES ES |  | ADDITIONAL FEATURES FR | [39 empty] | Production Completed
000000000060001264 - B5 | STP-004 | DATA ENRICHMENT | ATS | ATS5 | OK | 2022-10-10 | 13/10/2022 |  | 000000000060001264 | BHP1 | BHP Spares & Supplies | 311515 | Ropes | ROL | MAN2 | ROPE, STEEL WIRE, 12X7(6/1)6X7(6/1) 16MM | ROPE, STEEL WIRE, 12X7(6/1)6X7(6/1) 16MM, 18 STRAND, NON SPIN, BLACK,, 1960 MPA, 50M ROLL |  |  |  | URL NOT FOUND | [14 empty] | CLEANSED | ROPE | WIRE | TYPE | NON SPIN | STRUCTURE | 12X7(6/1)6X7(6/1) | DIAMETER | 16 MM | LENGTH | 50 M | LOAD RATING |  | MATERIAL | STEEL | HAZARD CLASS |  | CERTIFICATION/STANDARD |  | ADDITIONAL FEATURES EN | COLOR: BLACK,TENSILE STRENGTH: 1960 MPA,NO OF STRANDS: 18,PACKAGING TYPE: ROLL | ADDITIONAL FEATURES ES |  | ADDITIONAL FEATURES FR | [39 empty] | Production Completed
000000000060001259 - B5 | STP-004 | DATA ENRICHMENT | ATS | ATS5 | OK | 2022-10-10 | 13/10/2022 |  | 000000000060001259 | BHP1 | BHP Spares & Supplies | 311515 | Ropes | M | MAN2 | ROPE, STEEL WIRE, 12X7(6/1)6X7(6/1)/F, 1 | ROPE, STEEL WIRE, 12X7(6/1)6X7(6/1)/F, 16MM, MIXED RIGHT HAND ORDINARY, LAY, 18 STRAND, NON SPIN, BLACK, 1800 MPA |  |  |  | URL NOT FOUND | [14 empty] | CLEANSED | ROPE | WIRE | TYPE | MIXED RIGHT HAND ORDINARY LAY,NON SPIN | STRUCTURE | 12X7(6/1)6X7(6/1)/F | DIAMETER | 16 MM | LENGTH |  | LOAD RATING |  | MATERIAL | STEEL | HAZARD CLASS |  | CERTIFICATION/STANDARD |  | ADDITIONAL FEATURES EN | COLOR: BLACK,TENSILE STRENGTH: 1800 MPA,NO OF STRANDS: 18 | ADDITIONAL FEATURES ES |  | ADDITIONAL FEATURES FR | [39 empty] | Production Completed
000000000060001261 - B5 | STP-004 | DATA ENRICHMENT | ATS | ATS5 | OK | 2022-10-10 | 13/10/2022 |  | 000000000060001261 | BHP1 | BHP Spares & Supplies | 311515 | Ropes | ROL | MAN2 | ROPE, STEEL WIRE, 12X7(6/1)6X7(6/1)/F, 2 | ROPE, STEEL WIRE, 12X7(6/1)6X7(6/1)/F, 20MM, RH ORDINARY LAY, 18 STRAND,, NON SPIN, BLACK, 1960 MPA, 100M ROLL |  |  |  | URL NOT FOUND | [14 empty] | CLEANSED | ROPE | WIRE | TYPE | RIGHT HAND ORDINARY LAY,NON SPIN | STRUCTURE | 12X7(6/1)6X7(6/1)/F | DIAMETER | 20 MM | LENGTH | 100 M | LOAD RATING |  | MATERIAL | STEEL | HAZARD CLASS |  | CERTIFICATION/STANDARD |  | ADDITIONAL FEATURES EN | COLOR: BLACK,TENSILE STRENGTH: 1960 MPA,NO OF STRANDS: 18,PACKAGING TYPE: ROLL | ADDITIONAL FEATURES ES |  | ADDITIONAL FEATURES FR | [39 empty] | Production Completed
000000000060107013 - B5 | STP-004 | DATA ENRICHMENT | ATS | ATS5 | OK | 2022-10-10 | 13/10/2022 |  | 000000000060107013 | BHP1 | BHP Spares & Supplies | 311515 | Ropes | ROL | MAN2 | ROPE, STEEL WIRE, 12X7(6/1)6X7(6/1)/WMC, | ROPE, STEEL WIRE, 12X7(6/1)6X7(6/1)/WMC, 19MM, RIGHT HAND ORDINARY LAY, NON SPIN, BLACK, 1960MPA, 60 METRE ROLL |  |  |  | URL NOT FOUND | [14 empty] | CLEANSED | ROPE | WIRE | TYPE | RIGHT HAND ORDINARY LAY,NON SPIN | STRUCTURE | 12X7(6/1)6X7(6/1)/WMC | DIAMETER | 19 MM | LENGTH | 60 M | LOAD RATING |  | MATERIAL | STEEL | HAZARD CLASS |  | CERTIFICATION/STANDARD |  | ADDITIONAL FEATURES EN | COLOR: BLACK,TENSILE STRENGTH: 1960 MPA,PACKAGING TYPE: ROLL | ADDITIONAL FEATURES ES |  | ADDITIONAL FEATURES FR | [39 empty] | Production Completed
000000000060107015 - B5 | STP-004 | DATA ENRICHMENT | ATS | ATS5 | OK | 2022-10-10 | 13/10/2022 |  | 000000000060107015 | BHP1 | BHP Spares & Supplies | 311515 | Ropes | ROL | MAN2 | ROPE, STEEL WIRE, 12X7(6/1)6X7(6/1)/WMC, | ROPE, STEEL WIRE, 12X7(6/1)6X7(6/1)/WMC, 22MM, RIGH HAND ORDINARY LAY, 18 STRAND, NON SPIN, BLACK, 1960 MPA, 111 METRE ROLL |  |  |  | URL NOT FOUND | [14 empty] | CLEANSED | ROPE | WIRE | TYPE | RIGHT HAND ORDINARY LAY,NON SPIN | STRUCTURE | 12X7(6/1)6X7(6/1)/WMC | DIAMETER | 22 MM | LENGTH | 111 M | LOAD RATING |  | MATERIAL | STEEL | HAZARD CLASS |  | CERTIFICATION/STANDARD |  | ADDITIONAL FEATURES EN | COLOR: BLACK,TENSILE STRENGTH: 1960 MPA,NO OF STRANDS: 18,PACKAGING TYPE: ROLL | ADDITIONAL FEATURES ES |  | ADDITIONAL FEATURES FR | [39 empty] | Production Completed
000000000060113658 - B5 | STP-004 | DATA ENRICHMENT | ATS | ATS5 | OK | 2022-10-10 | 13/10/2022 |  | 000000000060113658 | BHP1 | BHP Spares & Supplies | 241016 | Lifting equipment | EA | MAN2 | ROPE, STEEL WIRE, 26MM DIA, 6X36 IWRC, 1 | ROPE, STEEL WIRE, 26MM DIA, 6X36 IWRC, 141 METRE LONG, COMPLETE WITH, SOLID THIMBLE WITH A 40MM HOLE DRILLED, 70/40 TON STATIC CRANE, WOLFF, SSI-FMT00553 |  |  |  | URL NOT FOUND | [8 empty] | 70/40 TON STATIC CRANE |  | WOLFF |  |  |  | CLEANSED | ROPE | WIRE | TYPE |  | STRUCTURE | 6X36 IWRC | DIAMETER | 26 MM | LENGTH | 141 M | LOAD RATING |  | MATERIAL | STEEL | HAZARD CLASS |  | CERTIFICATION/STANDARD |  | ADDITIONAL FEATURES EN | C/WSOLID THIMBLE W/A 40 MM HOLE DRILLED,SSI-FMT00553 | ADDITIONAL FEATURES ES |  | ADDITIONAL FEATURES FR | [39 empty] | Production Completed
000000000060106999 - B5 | STP-004 | DATA ENRICHMENT | ATS | ATS5 | OK | 2022-10-10 | 13/10/2022 |  | 000000000060106999 | BHP1 | BHP Spares & Supplies | 311515 | Ropes | EA | MAN2 | ROPE, STEEL WIRE, 6 X 36(14/7 + 7/7/1)/I | ROPE, STEEL WIRE, 6 X 36(14/7 + 7/7/1)/IWRC, 22MM DIA, RIGHT HAND, ORDINARY LAY, BLACK, 1770 MPA, SOLID THIMBLE WITH 32MM DRILLED HOLE ONE, END, 111M LONG, SSI-FMT00553 |  |  |  | URL NOT FOUND | [14 empty] | CLEANSED | ROPE | WIRE | TYPE | RIGHT HAND ORDINARY LAY | STRUCTURE | 6X36(14/7+7/7/1)/IWRC | DIAMETER | 22 MM | LENGTH | 111 M | LOAD RATING |  | MATERIAL | STEEL | HAZARD CLASS |  | CERTIFICATION/STANDARD |  | ADDITIONAL FEATURES EN | COLOR: BLACK,TENSILE STRENGTH: 1770 MPA,SOLID THIMBLE W/32 MM DRILLED HOLE ONE,END,SSI-FMT00553 | ADDITIONAL FEATURES ES |  | ADDITIONAL FEATURES FR | [39 empty] | Production Completed
000000000060106952 - B5 | STP-004 | DATA ENRICHMENT | ATS | ATS5 | OK | 2022-10-10 | 13/10/2022 |  | 000000000060106952 | BHP1 | BHP Spares & Supplies | 311515 | Ropes | ROL | MAN2 | ROPE, STEEL WIRE, 6X19(9/9/1)/F, 10MM, R | ROPE, STEEL WIRE, 6X19(9/9/1)/F, 10MM, RH ORDINARY LAY, GALV, 50M ROLL |  |  |  | URL NOT FOUND | [14 empty] | CLEANSED | ROPE | WIRE | TYPE | RIGHT HAND ORDINARY LAY | STRUCTURE | 6X19(9/9/1)/F | DIAMETER | 10 MM | LENGTH | 50 M | LOAD RATING |  | MATERIAL | GALVANIZED STEEL | HAZARD CLASS |  | CERTIFICATION/STANDARD |  | ADDITIONAL FEATURES EN | PACKAGING TYPE: ROLL | ADDITIONAL FEATURES ES |  | ADDITIONAL FEATURES FR | [39 empty] | Production Completed
000000000060107030 - B5 | STP-004 | DATA ENRICHMENT | ATS | ATS5 | OK | 2022-10-10 | 13/10/2022 |  | 000000000060107030 | BHP1 | BHP Spares & Supplies | 311515 | Ropes | ROL | MAN2 | ROPE, STEEL WIRE, 6X19(9/9/1)/F, 22MM, L | ROPE, STEEL WIRE, 6X19(9/9/1)/F, 22MM, LANGS RIGHT LAY GALVANIZED, 1800, MPA, 3000M ROLL, ROPE, STEEL WIRE, 6X19(9/9/1)/F, 22MM, LANGS RIGHT LAY GALV, 1800 MPA,, 3000M ROLL |  |  |  | URL NOT FOUND | [14 empty] | CLEANSED | ROPE | WIRE | TYPE | LANGS RIGHT LAY | STRUCTURE | 6X19(9/9/1)/F | DIAMETER | 22 MM | LENGTH | 3000 M | LOAD RATING |  | MATERIAL | GALVANIZED STEEL | HAZARD CLASS |  | CERTIFICATION/STANDARD |  | ADDITIONAL FEATURES EN | TENSILE STRENGTH: 1800 MPA,PACKAGING TYPE: ROLL | ADDITIONAL FEATURES ES |  | ADDITIONAL FEATURES FR | [39 empty] | Production Completed
000000000060106950 - B5 | STP-004 | DATA ENRICHMENT | ATS | ATS5 | OK | 2022-10-10 | 13/10/2022 |  | 000000000060106950 | BHP1 | BHP Spares & Supplies | 311515 | Ropes | ROL | MAN2 | ROPE, STEEL WIRE, 6X19(9/9/1)/F, 6MM, RH | ROPE, STEEL WIRE, 6X19(9/9/1)/F, 6MM, RH ORDINARY LAY, GALV, 50M ROLL |  |  |  | URL NOT FOUND | [14 empty] | CLEANSED | ROPE | WIRE | TYPE | RIGHT HAND ORDINARY LAY | STRUCTURE | 6X19(9/9/1)/F | DIAMETER | 6 MM | LENGTH | 50 M | LOAD RATING |  | MATERIAL | GALVANIZED STEEL | HAZARD CLASS |  | CERTIFICATION/STANDARD |  | ADDITIONAL FEATURES EN | PACKAGING TYPE: ROLL | ADDITIONAL FEATURES ES |  | ADDITIONAL FEATURES FR | [39 empty] | Production Completed
000000000060001291 - B5 | STP-004 | DATA ENRICHMENT | ATS | ATS5 | OK | 2022-10-10 | 13/10/2022 |  | 000000000060001291 | BHP1 | BHP Spares & Supplies | 311515 | Ropes | ROL | MAN2 | ROPE, STEEL WIRE, 6X19(9/9/1)/F, 8MM, RH | ROPE, STEEL WIRE, 6X19(9/9/1)/F, 8MM, RIGHT HAND ORDINARY LAY, DRAW, GALVANIZED, 1800 MPA, 100 METRE ROLL |  |  |  | URL NOT FOUND | [14 empty] | CLEANSED | ROPE | WIRE | TYPE | RIGHT HAND ORDINARY LAY | STRUCTURE | 6X19(9/9/1)/F | DIAMETER | 8 MM | LENGTH | 100 M | LOAD RATING |  | MATERIAL | GALVANIZED STEEL | HAZARD CLASS |  | CERTIFICATION/STANDARD |  | ADDITIONAL FEATURES EN | TENSILE STRENGTH: 1800 MPA,PACKAGING TYPE: ROLL | ADDITIONAL FEATURES ES |  | ADDITIONAL FEATURES FR | [39 empty] | Production Completed
000000000060001171 - B5 | STP-004 | DATA ENRICHMENT | ATS | ATS5 | OK | 2022-10-10 | 13/10/2022 |  | 000000000060001171 | BHP1 | BHP Spares & Supplies | 311515 | Ropes | ROL | MAN2 | ROPE, STEEL WIRE, 6X19(9/9/1)/F, 8MM, RH | ROPE, STEEL WIRE, 6X19(9/9/1)/F, 8MM, RIGHT HAND ORDINARY LAY, BLACK,, 1770 MPA, 34 METRE ROLL |  |  |  | URL NOT FOUND | [14 empty] | CLEANSED | ROPE | WIRE | TYPE | RIGHT HAND ORDINARY LAY | STRUCTURE | 6X19(9/9/1)/F | DIAMETER | 8 MM | LENGTH | 34 M | LOAD RATING |  | MATERIAL | STEEL | HAZARD CLASS |  | CERTIFICATION/STANDARD |  | ADDITIONAL FEATURES EN | COLOR: BLACK,TENSILE STRENGTH: 1770 MPA,PACKAGING TYPE: ROLL | ADDITIONAL FEATURES ES |  | ADDITIONAL FEATURES FR | [39 empty] | Production Completed
000000000060001196 - B5 | STP-004 | DATA ENRICHMENT | ATS | ATS5 | OK | 2022-10-10 | 13/10/2022 |  | 000000000060001196 | BHP1 | BHP Spares & Supplies | 311515 | Ropes | ROL | MAN2 | ROPE, STEEL WIRE, 6X36(12/6/6/1)/IWRC, 1 | ROPE, STEEL WIRE, 6X36(12/6/6/1)/IWRC, 10MM, RH ORDINARY LAY, GALV, 1960, MPA, 275M ROLL |  |  |  | URL NOT FOUND | [14 empty] | CLEANSED | ROPE | WIRE | TYPE | RIGHT HAND ORDINARY LAY | STRUCTURE | 6X36(12/6/6/1)/IWRC | DIAMETER | 10 MM | LENGTH | 275 M | LOAD RATING |  | MATERIAL | GALVANIZED STEEL | HAZARD CLASS |  | CERTIFICATION/STANDARD |  | ADDITIONAL FEATURES EN | TENSILE STRENGTH: 1960 MPA,PACKAGING TYPE: ROLL | ADDITIONAL FEATURES ES |  | ADDITIONAL FEATURES FR | [39 empty] | Production Completed
000000000060001199 - B5 | STP-004 | DATA ENRICHMENT | ATS | ATS5 | OK | 2022-10-10 | 13/10/2022 |  | 000000000060001199 | BHP1 | BHP Spares & Supplies | 311515 | Ropes | ROL | MAN2 | ROPE, STEEL WIRE, 6X36(12/6F-6/1)/F, 11M | BLACK, 1800 MPA, 129.1 METRE ROLL, WOUND ONTO WOODEN DRUM, ROPE, STEEL WIRE, 6X36(12/6F-6/1)/F, 11MM, RIGHT HAND ORDINARY LAY,, BLACK, 1800 MPA, 129.1 METRE ROLL |  |  |  | URL NOT FOUND | [14 empty] | CLEANSED | ROPE | WIRE | TYPE | RIGHT HAND ORDINARY LAY | STRUCTURE | 6X36(12/6F-6/1)/F | DIAMETER | 11 MM | LENGTH | 129.1 M | LOAD RATING |  | MATERIAL | STEEL | HAZARD CLASS |  | CERTIFICATION/STANDARD |  | ADDITIONAL FEATURES EN | TENSILE STRENGTH: 1800 MPA,PACKAGING TYPE: ROLL,COLOR: BLACK,WOUND ONTO WOODEN DRUM | ADDITIONAL FEATURES ES |  | ADDITIONAL FEATURES FR | [39 empty] | Production Completed
000000000060107039 - B5 | STP-004 | DATA ENRICHMENT | ATS | ATS5 | OK | 2022-10-10 | 13/10/2022 |  | 000000000060107039 | BHP1 | BHP Spares & Supplies | 311515 | Ropes | M | MAN2 | ROPE, STEEL WIRE, 6X36(14/7+7/7/1)/F, 13 | ROPE, STEEL WIRE, 6X36(14/7+7/7/1)/F, 13MM, RIGHT HAND ORDINARY LAY, DRAW GALVANIZED, 1960 MPA |  |  |  | URL NOT FOUND | [14 empty] | CLEANSED | ROPE | WIRE | TYPE | RIGHT HAND ORDINARY LAY | STRUCTURE | 6X36(14/7+7/7/1)/F | DIAMETER | 13 MM | LENGTH |  | LOAD RATING |  | MATERIAL | GALVANIZED STEEL | HAZARD CLASS |  | CERTIFICATION/STANDARD |  | ADDITIONAL FEATURES EN | TENSILE STRENGTH: 1960 MPA | ADDITIONAL FEATURES ES |  | ADDITIONAL FEATURES FR | [39 empty] | Production Completed
000000000060107027 - B5 | STP-004 | DATA ENRICHMENT | ATS | ATS5 | OK | 2022-10-10 | 13/10/2022 |  | 000000000060107027 | BHP1 | BHP Spares & Supplies | 311515 | Ropes | M | MAN2 | ROPE, STEEL WIRE, 6X36(14/7+7/7/1)/F, 19 | ROPE, STEEL WIRE, 6X36(14/7+7/7/1)/F, 19MM, RH ORDINARY LAY, DRAW GALV,, 1960 MPA |  |  |  | URL NOT FOUND | [14 empty] | CLEANSED | ROPE | WIRE | TYPE | RIGHT HAND ORDINARY LAY | STRUCTURE | 6X36(14/7+7/7/1)/F | DIAMETER | 19 MM | LENGTH |  | LOAD RATING |  | MATERIAL | GALVANIZED STEEL | HAZARD CLASS |  | CERTIFICATION/STANDARD |  | ADDITIONAL FEATURES EN | TENSILE STRENGTH: 1960 MPA | ADDITIONAL FEATURES ES |  | ADDITIONAL FEATURES FR | [39 empty] | Production Completed
000000000060106971 - B5 | STP-004 | DATA ENRICHMENT | ATS | ATS5 | OK | 2022-10-10 | 13/10/2022 |  | 000000000060106971 | BHP1 | BHP Spares & Supplies | 311515 | Ropes | ROL | MAN2 | ROPE, STEEL WIRE, 6X36(14/7+7/7/1)/F, 20 | ROPE, STEEL WIRE, 6X36(14/7+7/7/1)/F, 20MM, RIGHT HAND ORDINARY LAY, BLACK, 1800 MPA, 61 METRE ROLL |  |  |  | URL NOT FOUND | [14 empty] | CLEANSED | ROPE | WIRE | TYPE | RIGHT HAND ORDINARY LAY | STRUCTURE | 6X36(14/7+7/7/1)/F | DIAMETER | 20 MM | LENGTH | 61 M | LOAD RATING |  | MATERIAL | STEEL | HAZARD CLASS |  | CERTIFICATION/STANDARD |  | ADDITIONAL FEATURES EN | TENSILE STRENGTH: 1800 MPA,PACKAGING TYPE: ROLL,COLOR: BLACK | ADDITIONAL FEATURES ES |  | ADDITIONAL FEATURES FR | [39 empty] | Production Completed
000000000060106995 - B5 | STP-004 | DATA ENRICHMENT | ATS | ATS5 | OK | 2022-10-10 | 13/10/2022 |  | 000000000060106995 | BHP1 | BHP Spares & Supplies | 311515 | Ropes | ROL | MAN2 | ROPE, STEEL WIRE, 6X36(14/7+7/7/1)/IWRC, | ROPE, STEEL WIRE, 6X36(14/7+7/7/1)/IWRC, 18MM, RIGHT HAND ORDINARY LAY, BLACK, 1800 MPA, C/W PLAIN ENDS, 161 METRE ROLL |  |  |  | URL NOT FOUND | [14 empty] | CLEANSED | ROPE | WIRE | TYPE | RIGHT HAND ORDINARY LAY | STRUCTURE | 6X36(14/7+7/7/1)/IWRC | DIAMETER | 18 MM | LENGTH | 161 M | LOAD RATING |  | MATERIAL | STEEL | HAZARD CLASS |  | CERTIFICATION/STANDARD |  | ADDITIONAL FEATURES EN | TENSILE STRENGTH: 1800 MPA,PACKAGING TYPE: ROLL,COLOR: BLACK,C/WPLAIN ENDS | ADDITIONAL FEATURES ES |  | ADDITIONAL FEATURES FR | [39 empty] | Production Completed
000000000060107004 - B5 | STP-004 | DATA ENRICHMENT | ATS | ATS5 | OK | 2022-10-10 | 13/10/2022 |  | 000000000060107004 | BHP1 | BHP Spares & Supplies | 311515 | Ropes | ROL | MAN2 | ROPE, STEEL WIRE, 6X36(14/7+7/7/1)/IWRC, | ROPE, STEEL WIRE, 6X36(14/7+7/7/1)/IWRC, 24MM, RIGHT HAND ORDINARY LAY, BLACK, 1800 MPA, 200 METRE ROLL |  |  |  | URL NOT FOUND | [14 empty] | CLEANSED | ROPE | WIRE | TYPE | RIGHT HAND ORDINARY LAY | STRUCTURE | 6X36(14/7+7/7/1)/IWRC | DIAMETER | 24 MM | LENGTH | 200 M | LOAD RATING |  | MATERIAL | STEEL | HAZARD CLASS |  | CERTIFICATION/STANDARD |  | ADDITIONAL FEATURES EN | TENSILE STRENGTH: 1800 MPA,PACKAGING TYPE: ROLL,COLOR: BLACK | ADDITIONAL FEATURES ES |  | ADDITIONAL FEATURES FR | [39 empty] | Production Completed
000000000060001197 - B5 | STP-004 | DATA ENRICHMENT | ATS | ATS5 | OK | 2022-10-10 | 13/10/2022 |  | 000000000060001197 | BHP1 | BHP Spares & Supplies | 311515 | Ropes | ROL | MAN2 | ROPE, STEEL WIRE, 6X36(14/7+7/7/1)/IWRC, | ROPE, STEEL WIRE, 6X36(14/7+7/7/1)/IWRC, 13MM, RH ORDINARY LAY, GALV,, 1960 MPA, 100M ROLL |  |  |  | URL NOT FOUND | [14 empty] | CLEANSED | ROPE | WIRE | TYPE | RIGHT HAND ORDINARY LAY | STRUCTURE | 6X36(14/7+7/7/1)/IWRC | DIAMETER | 13 MM | LENGTH | 100 M | LOAD RATING |  | MATERIAL | GALVANIZED STEEL | HAZARD CLASS |  | CERTIFICATION/STANDARD |  | ADDITIONAL FEATURES EN | TENSILE STRENGTH: 1960 MPA,PACKAGING TYPE: ROLL | ADDITIONAL FEATURES ES |  | ADDITIONAL FEATURES FR | [39 empty] | Production Completed
000000000060106982 - B5 | STP-004 | DATA ENRICHMENT | ATS | ATS5 | OK | 2022-10-10 | 13/10/2022 |  | 000000000060106982 | BHP1 | BHP Spares & Supplies | 311515 | Ropes | ROL | MAN2 | ROPE, STEEL WIRE, 6X36(14/7+7/7/1)/IWRC, | ROPE, STEEL WIRE, 6X36(14/7+7/7/1)/IWRC, 16MM, RIGHT HAND ORDINARY LAY,, BLACK, 1770 MPA, 118 METRE ROLL |  |  |  | URL NOT FOUND | [14 empty] | CLEANSED | ROPE | WIRE | TYPE | RIGHT HAND ORDINARY LAY | STRUCTURE | 6X36(14/7+7/7/1)/IWRC | DIAMETER | 16 MM | LENGTH | 118 M | LOAD RATING |  | MATERIAL | STEEL | HAZARD CLASS |  | CERTIFICATION/STANDARD |  | ADDITIONAL FEATURES EN | TENSILE STRENGTH: 1770 MPA,PACKAGING TYPE: ROLL,COLOR: BLACK | ADDITIONAL FEATURES ES |  | ADDITIONAL FEATURES FR | [39 empty] | Production Completed
000000000060106994 - B5 | STP-004 | DATA ENRICHMENT | ATS | ATS5 | OK | 2022-10-10 | 13/10/2022 |  | 000000000060106994 | BHP1 | BHP Spares & Supplies | 311515 | Ropes | ROL | MAN2 | ROPE, STEEL WIRE, 6X36(14/7+7/7/1)/IWRC, | ROPE, STEEL WIRE, 6X36(14/7+7/7/1)/IWRC, 16MM, RIGHT HAND ORDINARY LAY, BLACK, 1800 MPA, 500 METRE ROLL |  |  |  | URL NOT FOUND | [14 empty] | CLEANSED | ROPE | WIRE | TYPE | RIGHT HAND ORDINARY LAY | STRUCTURE | 6X36(14/7+7/7/1)/IWRC | DIAMETER | 16 MM | LENGTH | 500 M | LOAD RATING |  | MATERIAL | STEEL | HAZARD CLASS |  | CERTIFICATION/STANDARD |  | ADDITIONAL FEATURES EN | TENSILE STRENGTH: 1800 MPA,PACKAGING TYPE: ROLL,COLOR: BLACK | ADDITIONAL FEATURES ES |  | ADDITIONAL FEATURES FR | [39 empty] | Production Completed
000000000060106997 - B5 | STP-004 | DATA ENRICHMENT | ATS | ATS5 | OK | 2022-10-10 | 13/10/2022 |  | 000000000060106997 | BHP1 | BHP Spares & Supplies | 311515 | Ropes | ROL | MAN2 | ROPE, STEEL WIRE, 6X36(14/7+7/7/1)/IWRC, | ROPE, STEEL WIRE, 6X36(14/7+7/7/1)/IWRC, 20MM, RIGHT HAND ORDINARY LAY, BLACK, 1800 MPA, 110 METRE ROLL |  |  |  | URL NOT FOUND | [14 empty] | CLEANSED | ROPE | WIRE | TYPE | RIGHT HAND ORDINARY LAY | STRUCTURE | 6X36(14/7+7/7/1)/IWRC | DIAMETER | 20 MM | LENGTH | 110 M | LOAD RATING |  | MATERIAL | STEEL | HAZARD CLASS |  | CERTIFICATION/STANDARD |  | ADDITIONAL FEATURES EN | TENSILE STRENGTH: 1800 MPA,PACKAGING TYPE: ROLL,COLOR: BLACK | ADDITIONAL FEATURES ES |  | ADDITIONAL FEATURES FR | [39 empty] | Production Completed
000000000060106987 - B5 | STP-004 | DATA ENRICHMENT | ATS | ATS5 | OK | 2022-10-10 | 13/10/2022 |  | 000000000060106987 | BHP1 | BHP Spares & Supplies | 311515 | Ropes | M | MAN2 | ROPE, STEEL WIRE, 6X36(14/7+7/7/1)/IWRC, | ROPE, STEEL WIRE, 6X36(14/7+7/7/1)/IWRC, 20MM, RH ORDINARY LAY, GALV,, 1800 MPA |  |  |  | URL NOT FOUND | [14 empty] | CLEANSED | ROPE | WIRE | TYPE | RIGHT HAND ORDINARY LAY | STRUCTURE | 6X36(14/7+7/7/1)/IWRC | DIAMETER | 20 MM | LENGTH |  | LOAD RATING |  | MATERIAL | GALVANIZED STEEL | HAZARD CLASS |  | CERTIFICATION/STANDARD |  | ADDITIONAL FEATURES EN | TENSILE STRENGTH: 1800 MPA | ADDITIONAL FEATURES ES |  | ADDITIONAL FEATURES FR | [39 empty] | Production Completed
000000000060106993 - B5 | STP-004 | DATA ENRICHMENT | ATS | ATS5 | OK | 2022-10-10 | 13/10/2022 |  | 000000000060106993 | BHP1 | BHP Spares & Supplies | 311515 | Ropes | ROL | MAN2 | ROPE, STEEL WIRE, 6X36(14/7+7/7/1)/IWRC, | ROPE, STEEL WIRE, 6X36(14/7+7/7/1)/IWRC, 16MM, RIGHT HAND ORDINARY LAY, BLACK, 1800 MPA, 64 METRE ROLL |  |  |  | URL NOT FOUND | [14 empty] | CLEANSED | ROPE | WIRE | TYPE | RIGHT HAND ORDINARY LAY | STRUCTURE | 6X36(14/7+7/7/1)/IWRC | DIAMETER | 16 MM | LENGTH | 64 M | LOAD RATING |  | MATERIAL | STEEL | HAZARD CLASS |  | CERTIFICATION/STANDARD |  | ADDITIONAL FEATURES EN | TENSILE STRENGTH: 1800 MPA,PACKAGING TYPE: ROLL,COLOR: BLACK | ADDITIONAL FEATURES ES |  | ADDITIONAL FEATURES FR | [39 empty] | Production Completed
000000000060107005 - B5 | STP-004 | DATA ENRICHMENT | ATS | ATS5 | OK | 2022-10-10 | 13/10/2022 |  | 000000000060107005 | BHP1 | BHP Spares & Supplies | 311515 | Ropes | ROL | MAN2 | ROPE, STEEL WIRE, 6X36(14/7+7/7/1)/IWRC, | ROPE, STEEL WIRE, 6X36(14/7+7/7/1)/IWRC, 32MM, RIGHT HAND ORDINARY LAY, BLACK, 1800 MPA, C/W PLAIN ENDS, 172 METRE ROLL |  |  |  | URL NOT FOUND | [14 empty] | CLEANSED | ROPE | WIRE | TYPE | RIGHT HAND ORDINARY LAY | STRUCTURE | 6X36(14/7+7/7/1)/IWRC | DIAMETER | 32 MM | LENGTH | 172 M | LOAD RATING |  | MATERIAL | STEEL | HAZARD CLASS |  | CERTIFICATION/STANDARD |  | ADDITIONAL FEATURES EN | TENSILE STRENGTH: 1800 MPA,PACKAGING TYPE: ROLL,COLOR: BLACK,C/WPLAIN ENDS | ADDITIONAL FEATURES ES |  | ADDITIONAL FEATURES FR | [39 empty] | Production Completed
000000000060001227 - B5 | STP-004 | DATA ENRICHMENT | ATS | ATS5 | OK | 2022-10-10 | 13/10/2022 |  | 000000000060001227 | BHP1 | BHP Spares & Supplies | 311515 | Ropes | ROL | MAN2 | ROPE, STEEL WIRE, 6X36(14/7-7/7/1) / IWR | ROPE, STEEL WIRE, 6X36(14/7-7/7/1) / IWRC, 24MM, RIGHT HAND ORDINARY, LAY, GALV, 1960 MPA, 113 METRE LONG, FITTED WITH AN OPEN T |  |  |  | URL NOT FOUND | [14 empty] | CLEANSED | ROPE | WIRE | TYPE | RIGHT HAND ORDINARY LAY | STRUCTURE | 6X36(14/7-7/7/1)/IWRC | DIAMETER | 24 MM | LENGTH | 113 M | LOAD RATING |  | MATERIAL | GALVANIZED STEEL | HAZARD CLASS |  | CERTIFICATION/STANDARD |  | ADDITIONAL FEATURES EN | TENSILE STRENGTH: 1960 MPA,FITTED W/AN OPEN T | ADDITIONAL FEATURES ES |  | ADDITIONAL FEATURES FR | [39 empty] | Production Completed
000000000060001208 - B5 | STP-004 | DATA ENRICHMENT | ATS | ATS5 | OK | 2022-10-10 | 13/10/2022 |  | 000000000060001208 | BHP1 | BHP Spares & Supplies | 311515 | Ropes | ROL | MAN2 | ROPE, STEEL WIRE, 6X36(14/7-7/7/1)/F, 11 | ROPE, STEEL WIRE, 6X36(14/7-7/7/1)/F, 11MM, RIGHT HAND ORDINARY LAY,, BLACK, 1770 MPA, 36 METRE ROLL |  |  |  | URL NOT FOUND | [14 empty] | CLEANSED | ROPE | WIRE | TYPE | RIGHT HAND ORDINARY LAY | STRUCTURE | 6X36(14/7-7/7/1)/F | DIAMETER | 11 MM | LENGTH | 36 M | LOAD RATING |  | MATERIAL | STEEL | HAZARD CLASS |  | CERTIFICATION/STANDARD |  | ADDITIONAL FEATURES EN | TENSILE STRENGTH: 1770 MPA,PACKAGING TYPE: ROLL,COLOR: BLACK | ADDITIONAL FEATURES ES |  | ADDITIONAL FEATURES FR | [39 empty] | Production Completed
000000000060001209 - B5 | STP-004 | DATA ENRICHMENT | ATS | ATS5 | OK | 2022-10-10 | 13/10/2022 |  | 000000000060001209 | BHP1 | BHP Spares & Supplies | 311515 | Ropes | ROL | MAN2 | ROPE, STEEL WIRE, 6X36(14/7-7/7/1)/F, 13 | ROPE, STEEL WIRE, 6X36(14/7-7/7/1)/F, 13MM, RIGHT HAND ORDINARY LAY,, BLACK, 1770 MPA, 61 METRE ROLL |  |  |  | URL NOT FOUND | [14 empty] | CLEANSED | ROPE | WIRE | TYPE | RIGHT HAND ORDINARY LAY | STRUCTURE | 6X36(14/7-7/7/1)/F | DIAMETER | 13 MM | LENGTH | 61 M | LOAD RATING |  | MATERIAL | STEEL | HAZARD CLASS |  | CERTIFICATION/STANDARD |  | ADDITIONAL FEATURES EN | TENSILE STRENGTH: 1770 MPA,PACKAGING TYPE: ROLL,COLOR: BLACK | ADDITIONAL FEATURES ES |  | ADDITIONAL FEATURES FR | [39 empty] | Production Completed
000000000060001210 - B5 | STP-004 | DATA ENRICHMENT | ATS | ATS5 | OK | 2022-10-10 | 13/10/2022 |  | 000000000060001210 | BHP1 | BHP Spares & Supplies | 311515 | Ropes | ROL | MAN2 | ROPE, STEEL WIRE, 6X36(14/7-7/7/1)/F, 13 | ROPE, STEEL WIRE, 6X36(14/7-7/7/1)/F, 13MM, RH ORDINARY LAY, GALV, 1960, MPA, 115M ROLL |  |  |  | URL NOT FOUND | [14 empty] | CLEANSED | ROPE | WIRE | TYPE | RIGHT HAND ORDINARY LAY | STRUCTURE | 6X36(14/7-7/7/1)/F | DIAMETER | 13 MM | LENGTH | 115 M | LOAD RATING |  | MATERIAL | GALVANIZED STEEL | HAZARD CLASS |  | CERTIFICATION/STANDARD |  | ADDITIONAL FEATURES EN | TENSILE STRENGTH: 1960 MPA,PACKAGING TYPE: ROLL | ADDITIONAL FEATURES ES |  | ADDITIONAL FEATURES FR | [39 empty] | Production Completed
000000000060001230 - B5 | STP-004 | DATA ENRICHMENT | ATS | ATS5 | OK | 2022-10-10 | 13/10/2022 |  | 000000000060001230 | BHP1 | BHP Spares & Supplies | 311515 | Ropes | EA | MAN2 | ROPE, STEEL WIRE, 6X36(14/7-7/7/1)/IWRC | ROPE, STEEL WIRE, 6X36(14/7-7/7/1)/IWRC 28MM, RIGHT HAND ORDINARY LAY,, BLACK, 1800 MPA, THIMBLES BOTH ENDS, 12 METRE LONG, AS PER SSI 1794,REDUNDANT AS PER SSI 6521. |  |  |  | URL NOT FOUND | [14 empty] | CLEANSED | ROPE | WIRE | TYPE | RIGHT HAND ORDINARY LAY | STRUCTURE | 6X36(14/7-7/7/1)/IWRC | DIAMETER | 28 MM | LENGTH | 12 M | LOAD RATING |  | MATERIAL | STEEL | HAZARD CLASS |  | CERTIFICATION/STANDARD |  | ADDITIONAL FEATURES EN | TENSILE STRENGTH: 1800 MPA,COLOR: BLACK,THIMBLES BOTH ENDS,AS PER SSI 1794,REDUNDANT AS PER SSI 6521 | ADDITIONAL FEATURES ES |  | ADDITIONAL FEATURES FR | [39 empty] | Production Completed
000000000060001236 - B5 | STP-004 | DATA ENRICHMENT | ATS | ATS5 | OK | 2022-10-10 | 13/10/2022 |  | 000000000060001236 | BHP1 | BHP Spares & Supplies | 311515 | Ropes | ROL | MAN2 | ROPE, STEEL WIRE, 6X36(14/7-7/7/1)/IWRC, | ROPE, STEEL WIRE, 6X36(14/7-7/7/1)/IWRC, 18MM, RIGHT HAND ORDINARY LAY,, BLACK, 1770 MPA, 220 METRE ROLL, SSI-FMT00553 |  |  |  | URL NOT FOUND | [14 empty] | CLEANSED | ROPE | WIRE | TYPE | RIGHT HAND ORDINARY LAY | STRUCTURE | 6X36(14/7-7/7/1)/IWRC | DIAMETER | 18 MM | LENGTH | 220 M | LOAD RATING |  | MATERIAL | STEEL | HAZARD CLASS |  | CERTIFICATION/STANDARD |  | ADDITIONAL FEATURES EN | TENSILE STRENGTH: 1770 MPA,PACKAGING TYPE: ROLL,COLOR: BLACK,SSI-FMT00553 | ADDITIONAL FEATURES ES |  | ADDITIONAL FEATURES FR | [39 empty] | Production Completed
000000000060001239 - B5 | STP-004 | DATA ENRICHMENT | ATS | ATS5 | OK | 2022-10-10 | 13/10/2022 |  | 000000000060001239 | BHP1 | BHP Spares & Supplies | 311515 | Ropes | ROL | MAN2 | ROPE, STEEL WIRE, 6X36(14/7-7/7/1)/IWRC, | ROPE, STEEL WIRE, 6X36(14/7-7/7/1)/IWRC, 20MM, RIGHT HAND ORDINARY LAY,, BLACK, 1770 MPA, 196 METRE ROLL |  |  |  | URL NOT FOUND | [14 empty] | CLEANSED | ROPE | WIRE | TYPE | RIGHT HAND ORDINARY LAY | STRUCTURE | 6X36(14/7-7/7/1)/IWRC | DIAMETER | 20 MM | LENGTH | 196 M | LOAD RATING |  | MATERIAL | STEEL | HAZARD CLASS |  | CERTIFICATION/STANDARD |  | ADDITIONAL FEATURES EN | TENSILE STRENGTH: 1770 MPA,PACKAGING TYPE: ROLL,COLOR: BLACK | ADDITIONAL FEATURES ES |  | ADDITIONAL FEATURES FR | [39 empty] | Production Completed
000000000060001221 - B5 | STP-004 | DATA ENRICHMENT | ATS | ATS5 | OK | 2022-10-10 | 13/10/2022 |  | 000000000060001221 | BHP1 | BHP Spares & Supplies | 311515 | Ropes | ROL | MAN2 | ROPE, STEEL WIRE, 6X36(14/7-7/7/1)/IWRC, | ROPE, STEEL WIRE, 6X36(14/7-7/7/1)/IWRC, 16MM, RIGHT HAND ORDINARY LAY,, BLACK, 1770 MPA, 135 METRE ROLL, SSI-FMT00553 |  |  |  | URL NOT FOUND | [14 empty] | CLEANSED | ROPE | WIRE | TYPE | RIGHT HAND ORDINARY LAY | STRUCTURE | 6X36(14/7-7/7/1)/IWRC | DIAMETER | 16 MM | LENGTH | 135 M | LOAD RATING |  | MATERIAL | STEEL | HAZARD CLASS |  | CERTIFICATION/STANDARD |  | ADDITIONAL FEATURES EN | TENSILE STRENGTH: 1770 MPA,PACKAGING TYPE: ROLL,COLOR: BLACK,SSI-FMT00553 | ADDITIONAL FEATURES ES |  | ADDITIONAL FEATURES FR | [39 empty] | Production Completed
000000000060001234 - B5 | STP-004 | DATA ENRICHMENT | ATS | ATS5 | OK | 2022-10-10 | 13/10/2022 |  | 000000000060001234 | BHP1 | BHP Spares & Supplies | 311515 | Ropes | ROL | MAN2 | ROPE, STEEL WIRE, 6X36(14/7-7/7/1)/IWRC, | ROPE, STEEL WIRE, 6X36(14/7-7/7/1)/IWRC, 18MM, RIGHT HAND ORDINARY LAY,, BLACK, 1770 MPA, 88 METRE ROLL |  |  |  | URL NOT FOUND | [14 empty] | CLEANSED | ROPE | WIRE | TYPE | RIGHT HAND ORDINARY LAY | STRUCTURE | 6X36(14/7-7/7/1)/IWRC | DIAMETER | 18 MM | LENGTH | 88 M | LOAD RATING |  | MATERIAL | STEEL | HAZARD CLASS |  | CERTIFICATION/STANDARD |  | ADDITIONAL FEATURES EN | TENSILE STRENGTH: 1770 MPA,PACKAGING TYPE: ROLL,COLOR: BLACK | ADDITIONAL FEATURES ES |  | ADDITIONAL FEATURES FR | [39 empty] | Production Completed
000000000060001232 - B5 | STP-004 | DATA ENRICHMENT | ATS | ATS5 | OK | 2022-10-10 | 13/10/2022 |  | 000000000060001232 | BHP1 | BHP Spares & Supplies | 311515 | Ropes | ROL | MAN2 | ROPE, STEEL WIRE, 6X36(14/7-7/7/1)/IWRC, | ROPE, STEEL WIRE, 6X36(14/7-7/7/1)/IWRC, 28MM, RH ORDINARY LAY, GALV,, 1960 MPA, C/W THIMBLE ON ONE END, 50M ROLL |  |  |  | URL NOT FOUND | [14 empty] | CLEANSED | ROPE | WIRE | TYPE | RIGHT HAND ORDINARY LAY | STRUCTURE | 6X36(14/7-7/7/1)/IWRC | DIAMETER | 28 MM | LENGTH | 50 M | LOAD RATING |  | MATERIAL | GALVANIZED STEEL | HAZARD CLASS |  | CERTIFICATION/STANDARD |  | ADDITIONAL FEATURES EN | TENSILE STRENGTH: 1960 MPA,PACKAGING TYPE: ROLL,C/WTHIMBLE ON ONE END | ADDITIONAL FEATURES ES |  | ADDITIONAL FEATURES FR | [39 empty] | Production Completed
000000000060001235 - B5 | STP-004 | DATA ENRICHMENT | ATS | ATS5 | OK | 2022-10-10 | 13/10/2022 |  | 000000000060001235 | BHP1 | BHP Spares & Supplies | 311515 | Ropes | ROL | MAN2 | ROPE, STEEL WIRE, 6X36(14/7-7/7/1)/IWRC, | ROPE, STEEL WIRE, 6X36(14/7-7/7/1)/IWRC, 18MM, RIGHT HAND ORDINARY LAY,, BLACK, 1770 MPA, 107 METRE ROLL |  |  |  | URL NOT FOUND | [14 empty] | CLEANSED | ROPE | WIRE | TYPE | RIGHT HAND ORDINARY LAY | STRUCTURE | 6X36(14/7-7/7/1)/IWRC | DIAMETER | 18 MM | LENGTH | 107 M | LOAD RATING |  | MATERIAL | STEEL | HAZARD CLASS |  | CERTIFICATION/STANDARD |  | ADDITIONAL FEATURES EN | TENSILE STRENGTH: 1770 MPA,PACKAGING TYPE: ROLL,COLOR: BLACK | ADDITIONAL FEATURES ES |  | ADDITIONAL FEATURES FR | [39 empty] | Production Completed
000000000060001238 - B5 | STP-004 | DATA ENRICHMENT | ATS | ATS5 | OK | 2022-10-10 | 13/10/2022 |  | 000000000060001238 | BHP1 | BHP Spares & Supplies | 311515 | Ropes | ROL | MAN2 | ROPE, STEEL WIRE, 6X36(14/7-7/7/1)/IWRC, | ROPE, STEEL WIRE, 6X36(14/7-7/7/1)/IWRC, 20MM, RIGHT HAND ORDINARY LAY,, BLACK, 1770 MPA, 109 METRE ROLL |  |  |  | URL NOT FOUND | [14 empty] | CLEANSED | ROPE | WIRE | TYPE | RIGHT HAND ORDINARY LAY | STRUCTURE | 6X36(14/7-7/7/1)/IWRC | DIAMETER | 20 MM | LENGTH | 109 M | LOAD RATING |  | MATERIAL | STEEL | HAZARD CLASS |  | CERTIFICATION/STANDARD |  | ADDITIONAL FEATURES EN | TENSILE STRENGTH: 1770 MPA,PACKAGING TYPE: ROLL,COLOR: BLACK | ADDITIONAL FEATURES ES |  | ADDITIONAL FEATURES FR | [39 empty] | Production Completed
000000000060106955 - B5 | STP-004 | DATA ENRICHMENT | ATS | ATS5 | OK | 2022-10-10 | 13/10/2022 |  | 000000000060106955 | BHP1 | BHP Spares & Supplies | 311515 | Ropes | EA | MAN2 | ROPE, STEEL WIRE, 6X36IWRC(15/15/9)/SES+ | ROPE, STEEL WIRE, 6X36IWRC(15/15/9)/SES+FC, 22MM, RIGHT HAND ORDINARY, LAY, BLACK, 1770 MPA, SOLID THIMBLE, FLEMISH EYE TERMINATION,TO BE, COILED FIRST WITH 42MM DRILLED HOLE ONE END, 178M LONG |  |  |  | URL NOT FOUND | [14 empty] | CLEANSED | ROPE | WIRE | TYPE | RIGHT HAND ORDINARY LAY | STRUCTURE | 6X36IWRC(15/15/9)/SES+FC | DIAMETER | 22 MM | LENGTH | 178 M | LOAD RATING |  | MATERIAL | STEEL | HAZARD CLASS |  | CERTIFICATION/STANDARD |  | ADDITIONAL FEATURES EN | TENSILE STRENGTH: 1770 MPA,SOLID THIMBLE,FLEMISH EYE TERMINATION TO BE COILED FIRST W/42 MM DRILLED HOLE ONE END | ADDITIONAL FEATURES ES |  | ADDITIONAL FEATURES FR | [39 empty] | Production Completed
000000000060001176 - B5 | STP-004 | DATA ENRICHMENT | ATS | ATS5 | OK | 2022-10-10 | 13/10/2022 |  | 000000000060001176 | BHP1 | BHP Spares & Supplies | 311515 | Ropes | M | MAN2 | ROPE, STEEL WIRE, 6X37(18/12/6/1)/F, 13M | ROPE, STEEL WIRE, 6X37(18/12/6/1)/F, 13MM, RIGHT HAND ORDINARY LAY,, BLACK, 1800 MPA |  |  |  | URL NOT FOUND | [14 empty] | CLEANSED | ROPE | WIRE | TYPE | RIGHT HAND ORDINARY LAY | STRUCTURE | 6X37(18/12/6/1)/F | DIAMETER | 13 MM | LENGTH |  | LOAD RATING |  | MATERIAL | STEEL | HAZARD CLASS |  | CERTIFICATION/STANDARD |  | ADDITIONAL FEATURES EN | TENSILE STRENGTH: 1800 MPA,COLOR: BLACK | ADDITIONAL FEATURES ES |  | ADDITIONAL FEATURES FR | [39 empty] | Production Completed
000000000060001284 - B5 | STP-004 | DATA ENRICHMENT | ATS | ATS5 | OK | 2022-10-10 | 13/10/2022 |  | 000000000060001284 | BHP1 | BHP Spares & Supplies | 311515 | Ropes | M | MAN2 | ROPE, STEEL WIRE, 6X37(18/12/6/1)/F, 6MM | ROPE, STEEL WIRE, 6X37(18/12/6/1)/F, 6MM, RIGHT HAND ORDINARY LAY,, GALVANIZED, 1800 MPA |  |  |  | URL NOT FOUND | [14 empty] | CLEANSED | ROPE | WIRE | TYPE | RIGHT HAND ORDINARY LAY | STRUCTURE | 6X37(18/12/6/1)/F | DIAMETER | 6 MM | LENGTH |  | LOAD RATING |  | MATERIAL | GALVANIZED STEEL | HAZARD CLASS |  | CERTIFICATION/STANDARD |  | ADDITIONAL FEATURES EN | TENSILE STRENGTH: 1800 MPA | ADDITIONAL FEATURES ES |  | ADDITIONAL FEATURES FR | [39 empty] | Production Completed
000000000060001175 - B5 | STP-004 | DATA ENRICHMENT | ATS | ATS5 | OK | 2022-10-10 | 13/10/2022 |  | 000000000060001175 | BHP1 | BHP Spares & Supplies | 311515 | Ropes | ROL | MAN2 | ROPE, STEEL WIRE, 6X37(18/12/6/1)/F, 8MM | ROPE, STEEL WIRE, 6X37(18/12/6/1)/F, 8MM, RIGHT HAND ORDINARY LAY,, BLACK, 1800 MPA, 500 METRE ROLL |  |  |  | URL NOT FOUND | [14 empty] | CLEANSED | ROPE | WIRE | TYPE | RIGHT HAND ORDINARY LAY | STRUCTURE | 6X37(18/12/6/1)/F | DIAMETER | 8 MM | LENGTH | 500 M | LOAD RATING |  | MATERIAL | STEEL | HAZARD CLASS |  | CERTIFICATION/STANDARD |  | ADDITIONAL FEATURES EN | TENSILE STRENGTH: 1800 MPA,PACKAGING TYPE: ROLL,COLOR: BLACK | ADDITIONAL FEATURES ES |  | ADDITIONAL FEATURES FR | [39 empty] | Production Completed
000000000060106913 - B5 | STP-004 | DATA ENRICHMENT | ATS | ATS5 | OK | 2022-10-10 | 13/10/2022 |  | 000000000060106913 | BHP1 | BHP Spares & Supplies | 311515 | Ropes | ROL | MAN2 | ROPE, STEEL WIRE, 6X6(6/F)/F, 16MM, LANG | ROPE, STEEL WIRE, 6X6(6/F)/F, 16MM, LANGS RIGHT LAY, BLACK, 1770 MPA, 150 METRE ROLL |  |  |  | URL NOT FOUND | [14 empty] | CLEANSED | ROPE | WIRE | TYPE | LANGS RIGHT LAY | STRUCTURE | 6X6(6/F)/F | DIAMETER | 16 MM | LENGTH | 150 M | LOAD RATING |  | MATERIAL | STEEL | HAZARD CLASS |  | CERTIFICATION/STANDARD |  | ADDITIONAL FEATURES EN | TENSILE STRENGTH: 1770 MPA,PACKAGING TYPE: ROLL,COLOR: BLACK | ADDITIONAL FEATURES ES |  | ADDITIONAL FEATURES FR | [39 empty] | Production Completed
000000000060001268 - B5 | STP-004 | DATA ENRICHMENT | ATS | ATS5 | OK | 2022-10-10 | 13/10/2022 |  | 000000000060001268 | BHP1 | BHP Spares & Supplies | 311515 | Ropes | M | MAN2 | ROPE, STEEL WIRE, 6X6(6/F)/F, 3MM, RH OR | ROPE, STEEL WIRE, 6X6(6/F)/F, 3MM, RIGHT HAND ORDINARY LAY, DRAW, GALVANIZED, 1800 MPA |  |  |  | URL NOT FOUND | [14 empty] | CLEANSED | ROPE | WIRE | TYPE | RIGHT HAND ORDINARY LAY | STRUCTURE | 6X6(6/F)/F | DIAMETER | 3 MM | LENGTH |  | LOAD RATING |  | MATERIAL | GALVANIZED STEEL | HAZARD CLASS |  | CERTIFICATION/STANDARD |  | ADDITIONAL FEATURES EN | TENSILE STRENGTH: 1800 MPA | ADDITIONAL FEATURES ES |  | ADDITIONAL FEATURES FR | [39 empty] | Production Completed
000000000060106939 - B5 | STP-004 | DATA ENRICHMENT | ATS | ATS5 | OK | 2022-10-10 | 13/10/2022 |  | 000000000060106939 | BHP1 | BHP Spares & Supplies | 311515 | Ropes | ROL | MAN2 | ROPE, STEEL WIRE, 6X7(6/1)/F, 19MM, LANG | BLACK, 1800 MPA, 129.1 METRE ROLL, WOUND ONTO WOODEN DRUM, ROPE, STEEL WIRE, 6X36(12/6F-6/1)/F, 11MM, RIGHT HAND ORDINARY LAY,, BLACK, 1800 MPA, 129.1 METRE ROLL |  |  |  | URL NOT FOUND | [14 empty] | CLEANSED | ROPE | WIRE | TYPE | RIGHT HAND ORDINARY LAY | STRUCTURE | 6X36(12/6F-6/1)/F | DIAMETER | 11 MM | LENGTH | 129.1 M | LOAD RATING |  | MATERIAL | STEEL | HAZARD CLASS |  | CERTIFICATION/STANDARD |  | ADDITIONAL FEATURES EN | TENSILE STRENGTH: 1800 MPA,PACKAGING TYPE: ROLL,COLOR: BLACK,WOUND ONTO WOODEN DRUM | ADDITIONAL FEATURES ES |  | ADDITIONAL FEATURES FR | [39 empty] | Production Completed
000000000060106949 - B5 | STP-004 | DATA ENRICHMENT | ATS | ATS5 | OK | 2022-10-10 | 13/10/2022 |  | 000000000060106949 | BHP1 | BHP Spares & Supplies | 311515 | Ropes | ROL | MAN2 | ROPE, STEEL WIRE, 6X7(6/1)/F, 3MM, RH OR | ROPE, STEEL WIRE, 6X7(6/1)/F, 3MM, RH ORDINARY LAY, GALV, 100M ROLL |  |  |  | URL NOT FOUND | [14 empty] | CLEANSED | ROPE | WIRE | TYPE | RIGHT HAND ORDINARY LAY | STRUCTURE | 6X7(6/1)/F | DIAMETER | 3 MM | LENGTH | 100 M | LOAD RATING |  | MATERIAL | GALVANIZED STEEL | HAZARD CLASS |  | CERTIFICATION/STANDARD |  | ADDITIONAL FEATURES EN | PACKAGING TYPE: ROLL | ADDITIONAL FEATURES ES |  | ADDITIONAL FEATURES FR | [39 empty] | Production Completed
000000000060107101 - B5 | STP-004 | DATA ENRICHMENT | ATS | ATS5 | OK | 2022-10-10 | 13/10/2022 |  | 000000000060107101 | BHP1 | BHP Spares & Supplies | 311515 | Ropes | ROL | MAN2 | ROPE, WIRE, 316 S/STEEL, 7X7, 1.5MM DIA, | ROPE, WIRE, 316 S/STEEL, 7X7, 1.5MM DIA, 100 METRE ROLL |  |  |  | URL NOT FOUND | [14 empty] | CLEANSED | ROPE | WIRE | TYPE |  | STRUCTURE | 7X7 | DIAMETER | 1.5 MM | LENGTH | 100 M | LOAD RATING |  | MATERIAL | STAINLESS STEEL 316 | HAZARD CLASS |  | CERTIFICATION/STANDARD |  | ADDITIONAL FEATURES EN | PACKAGING TYPE: ROLL | ADDITIONAL FEATURES ES |  | ADDITIONAL FEATURES FR | [39 empty] | Production Completed
000000000060162114 - B5 | STP-004 | DATA ENRICHMENT | ATS | ATS5 | OK | 2022-10-10 | 13/10/2022 |  | 000000000060162114 | BHP1 | BHP Spares & Supplies | 311515 | Ropes | ROL | MAN2 | ROPE, WIRE, STEEL, 22MM DIA, 6 X 36 IWRC | ROPE, WIRE, STEEL, 22MM DIA, 6 X 36 IWRC, BLACK, 200M ROLL |  |  |  | URL NOT FOUND | [14 empty] | CLEANSED | ROPE | WIRE | TYPE |  | STRUCTURE | 6X36 IWRC | DIAMETER | 22 MM | LENGTH | 200 M | LOAD RATING |  | MATERIAL | STEEL | HAZARD CLASS |  | CERTIFICATION/STANDARD |  | ADDITIONAL FEATURES EN | PACKAGING TYPE: ROLL,COLOR: BLACK | ADDITIONAL FEATURES ES |  | ADDITIONAL FEATURES FR | [39 empty] | Production Completed
000000000060168070 - B5 | STP-004 | DATA ENRICHMENT | ATS | ATS5 | OK | 2022-10-10 | 13/10/2022 |  | 000000000060168070 | BHP1 | BHP Spares & Supplies | 241016 | Lifting equipment | EA | MAN2 | ROPE, WIRE: STEEL 22MM DIA X 112M LONG 6 | ROPE, WIRE: STEEL 22MM DIA X 112M LONG 6X36 IWRC CONSTRUCTION, RIGHT, ORDINARY LAY |  |  |  | URL NOT FOUND | [14 empty] | CLEANSED | ROPE | WIRE | TYPE | RIGHT HAND ORDINARY LAY | STRUCTURE | 6X36 IWRC | DIAMETER | 22 MM | LENGTH | 112 M | LOAD RATING |  | MATERIAL | STEEL | HAZARD CLASS |  | CERTIFICATION/STANDARD |  | ADDITIONAL FEATURES EN |  | ADDITIONAL FEATURES ES |  | ADDITIONAL FEATURES FR | [39 empty] | Production Completed
000000000060253624 - B5 | STP-004 | DATA ENRICHMENT | ATS | ATS5 | OK | 2022-10-10 | 13/10/2022 |  | 000000000060253624 | BHP1 | BHP Spares & Supplies | 251739 | Electrical components | EA | MAN2 | ROPE,IFM,TENSION,KIT,100M,ZB0059 | ROPE, IFM, TENSION, KIT, 100M, ZB0059 | ZB0059 | 0019011819 | Unknown | https://www.ifm.com/na/en/product/ZB0059 | https://eltra-trade.com/products/ifm-electronic-zb0059 | IFM | ZB0059 | [11 empty] | ENRICHED | KIT | NO MODIFIER | TYPE | ROPE TENSION | CONTENTS |  | NUMBER OF ITEMS |  | HAZARD CLASS |  | CERTIFICATION/STANDARD |  | ADDITIONAL FEATURES EN | FOR 100 M | ADDITIONAL FEATURES ES |  | ADDITIONAL FEATURES FR | [45 empty] | Production Completed
000000000060183773 - B5 | STP-004 | DATA ENRICHMENT | ATS | ATS5 | OK | 2022-10-10 | 13/10/2022 |  | 000000000060183773 | BHP1 | BHP Spares & Supplies | 311515 | Ropes | EA | MAN2 | ROPE,STEEL WIRE,15 MM DIA X 170 M LONG,8 | ROPE,STEEL WIRE,15 MM DIA X 170 M LONG,8 X 25 FW STRANDS,NON SPIN,LEFT, HAND LAY,GALVANISED WIRE,257,5 KN,FOR 15 TON VERLINDE CRANE #7990/1, AS PER SSI 3063. |  |  |  | URL NOT FOUND | [8 empty] | 15 TON VERLINDE CRANE | 7990/1 |  |  |  |  | CLEANSED | ROPE | WIRE | TYPE | NON SPIN,LEFT HAND LAY | STRUCTURE |  | DIAMETER | 15 MM | LENGTH | 170 M | LOAD RATING | 257.5 KN | MATERIAL | GALVANISED STEEL | HAZARD CLASS |  | CERTIFICATION/STANDARD |  | ADDITIONAL FEATURES EN | NO OF STRANDS: 8 X 25 FW STRANDS,AS PER SSI 3063 | ADDITIONAL FEATURES ES |  | ADDITIONAL FEATURES FR | [39 empty] | Production Completed
000000000060107041 - B5 | STP-004 | DATA ENRICHMENT | ATS | ATS5 | OK | 2022-10-10 | 13/10/2022 |  | 000000000060107041 | BHP1 | BHP Spares & Supplies | 311515 | Ropes | ROL | MAN2 | ROPE,STEEL WIRE,16/19 X 7 BWMC,NON SPIN, | ROPE, STEEL WIRE, 16/19 X 7 BWMC, NON SPIN, 16M, UNGALVANIZED, 1800 MPA,, 178 METRE ROLL |  |  |  | URL NOT FOUND | [14 empty] | CLEANSED | ROPE | WIRE | TYPE | NON SPIN | STRUCTURE | 16/19 X 7 BWMC | DIAMETER | 16 MM | LENGTH | 178 M | LOAD RATING |  | MATERIAL | UNGALVANIZE STEEL | HAZARD CLASS |  | CERTIFICATION/STANDARD |  | ADDITIONAL FEATURES EN | TENSILE STRENGTH: 1800 MPA,PACKAGING TYPE: ROLL | ADDITIONAL FEATURES ES |  | ADDITIONAL FEATURES FR | [39 empty] | Production Completed
000000000060228315 - B5 | STP-004 | DATA ENRICHMENT | ATS | ATS5 | OK | 2022-10-10 | 13/10/2022 |  | 000000000060228315 | BHP1 | BHP Spares & Supplies | 241016 | Lifting equipment | EA | MAN2 | ROPE,STEEL WIRE,2.5MM C/W PVC COVER 3MM | STEEL WIRE ROPE, 2.5MM, C/W PVC COVER 3MM |  |  |  | URL NOT FOUND | [14 empty] | CLEANSED | ROPE | WIRE | TYPE |  | STRUCTURE |  | DIAMETER | 2.5 MM | LENGTH |  | LOAD RATING |  | MATERIAL | STEEL | HAZARD CLASS |  | CERTIFICATION/STANDARD |  | ADDITIONAL FEATURES EN | C/W3 MM PVC COVER | ADDITIONAL FEATURES ES |  | ADDITIONAL FEATURES FR | [39 empty] | Production Completed
000000000060226450 - B5 | STP-004 | DATA ENRICHMENT | ATS | ATS5 | OK | 2022-10-10 | 13/10/2022 |  | 000000000060226450 | BHP1 | BHP Spares & Supplies | 241016 | Lifting equipment | EA | MAN2 | ROPE,STEEL WRE,19X7,GOOSENECK HOST | ROPE,STEEL WIRE,19X7 (12:6-1) / WMC, 20MM, RIGHT HAND ORDINARY LAY, NON, SPIN, 1960MPA UNG, 44METERS IN LENGTH, GOOSENECK HOISTS, FERROMETALS F4, & F5 |  |  |  | URL NOT FOUND | [9 empty] | F4 AND F5 | FERROMETALS |  |  |  | CLEANSED | ROPE | WIRE | TYPE | RIGHT HAND ORDINARY LAY,NON SPIN,GOOSENECK HOIST | STRUCTURE | 19X7 (12:6-1)/WMC | DIAMETER | 20 MM | LENGTH | 44 M | LOAD RATING |  | MATERIAL | STEEL | HAZARD CLASS |  | CERTIFICATION/STANDARD |  | ADDITIONAL FEATURES EN | TENSILE STRENGTH: 1960 MPA,UNG | ADDITIONAL FEATURES ES |  | ADDITIONAL FEATURES FR | [39 empty] | Production Completed
000000000060217887 - B5 | STP-004 | DATA ENRICHMENT | ATS | ATS5 | OK | 2022-10-10 | 13/10/2022 |  | 000000000060217887 | BHP1 | BHP Spares & Supplies | 311515 | Ropes | EA | MAN2 | ROPE,STEEL,IWRC,V ROPE,THIMBLE ON END. | ROPE,STEEL,IWRC,V ROPE,THIMBLE ON END,(FERREL-AFGRIP)15 M LONG X 20MM THICK,SLAG GRAB., NEW STOCK AS PER SSI 5291., (REPLACING 60107044) |  |  |  | URL NOT FOUND | [14 empty] | CLEANSED | ROPE | WIRE | TYPE | V | STRUCTURE | IWRC | DIAMETER | 20 MM | LENGTH | 15 M | LOAD RATING |  | MATERIAL | STEEL | HAZARD CLASS |  | CERTIFICATION/STANDARD |  | ADDITIONAL FEATURES EN | THIMBLE ON END,FERREL-AFGRIP,SLAG GRAB,NEW STOCK AS PER SSI 5291,REPLACING 60107044 | ADDITIONAL FEATURES ES |  | ADDITIONAL FEATURES FR | [39 empty] | Production Completed
000000000060188680 - B5 | STP-004 | DATA ENRICHMENT | ATS | ATS5 | OK | 2022-10-10 | 13/10/2022 |  | 000000000060188680 | BHP1 | BHP Spares & Supplies | 311515 | Ropes | ST | MAN2 | ROPE,WIRE (3/SET) CONNECTION UPPER/LOWER | ROPE,WIRE (3/SET) CONNECTION UPPER/LOWER BODY, 700MM M3/M4 PICCARDI ELECTRODE JOINTER., AS PER SSI 5054. |  |  |  | URL NOT FOUND | [14 empty] | CLEANSED | ROPE | WIRE | TYPE |  | STRUCTURE |  | DIAMETER |  | LENGTH |  | LOAD RATING |  | MATERIAL |  | HAZARD CLASS |  | CERTIFICATION/STANDARD |  | ADDITIONAL FEATURES EN | PACKAGING QUANTITY: 3 PER SET,CONNECTION UPPER/LOWER BODY,700 MM M3/M4 PICCARDI ELECTRODE JOINTER,AS PER SSI 5054 | ADDITIONAL FEATURES ES |  | ADDITIONAL FEATURES FR | [39 empty] | Production Completed
000000000060217586 - B5 | STP-004 | DATA ENRICHMENT | ATS | ATS5 | OK | 2022-10-10 | 13/10/2022 |  | 000000000060217586 | BHP1 | BHP Spares & Supplies | 241016 | Lifting equipment | ROL | MAN2 | STEEL WIRE ROPE,11MM, 12X7(6/1)/6X7(6/1) | ROPE, STEEL WIRE, 12X7(6/1)6X7(6/1)/WMC, 11MM, RIGHT HAND ORDINARY LAY, NON SPIN, BLACK, 1960MPA, 92 METRE ROLL, SSI 9872, Furnace 3 paste hoist | 8PS0110U31HAE0 | 0019011629 | SCAW SOUTH AFRICA (PTY) LTD | URL NOT FOUND |  | SCAW SOUTH AFRICA (PTY) LTD | 8PS0110U31HAE0 | [5 empty] | FURNACE 3 PASTE HOIST | [5 empty] | CLEANSED | ROPE | WIRE | TYPE | RIGHT HAND ORDINARY LAY,NON SPIN | STRUCTURE | 12X7(6/1)6X7(6/1)/WMC | DIAMETER | 11 MM | LENGTH | 92 M | LOAD RATING |  | MATERIAL | STEEL | HAZARD CLASS |  | CERTIFICATION/STANDARD |  | ADDITIONAL FEATURES EN | TENSILE STRENGTH: 1960 MPA,PACKAGING TYPE: ROLL,COLOR: BLACK,SSI 9872 | ADDITIONAL FEATURES ES |  | ADDITIONAL FEATURES FR | [39 empty] | Production Completed
000000000060180928 - B5 | STP-004 | DATA ENRICHMENT | ATS | ATS5 | OK | 2022-10-10 | 13/10/2022 |  | 000000000060180928 | BHP1 | BHP Spares & Supplies | 221015 | Earth moving machinery | EA | MAN2 | TENSION, ROPE AC RBS1L P/N 3222309749 | TENSION, ROPE AC RBS1L P/N 3222309749 | 3222309749 | 0019008517 | ATLAS COPCO SOUTH AFRICA (PTY) | https://mcwparts.com/product/3222309749-rope-tension/ | http://drifterparts.com/3222-3097-49.html | ATLAS COPCO SOUTH AFRICA (PTY) | 3222309749 | [6 empty] | AC RBS1L |  |  |  |  | CLEANSED | ROPE | NO MODIFIER | TYPE | TENSION | DIAMETER |  | LENGTH |  | MATERIAL |  | LOAD RATING |  | HAZARD CLASS |  | CERTIFICATION/STANDARD |  | ADDITIONAL FEATURES EN |  | ADDITIONAL FEATURES ES |  | ADDITIONAL FEATURES FR | [41 empty] | Production Completed
000000000060235335 - B5 | STP-004 | DATA ENRICHMENT | ATS | ATS5 | ok | 2022-10-10 | 13/10/2022 |  | 000000000060235335 | BHP1 | BHP Spares & Supplies | 271126 | Sealing tools | EA | MAN2 | MUD SEAL SMF 150033000 | MUD SEAL SMF 150033000 |  |  |  | URL NOT FOUND |  |  | SMF 150033000 | [11 empty] | CLEANSED | SEAL | NO MODIFIER | TYPE | MUD | DIMENSIONS |  | MATERIAL |  | HAZARD CLASS |  | CERTIFICATION/STANDARD |  | ADDITIONAL FEATURES EN |  | ADDITIONAL FEATURES ES |  | ADDITIONAL FEATURES FR | [45 empty] | Production Completed
000000000060240589 - B5 | STP-004 | DATA ENRICHMENT | ATS | ATS5 | ok | 2022-10-10 | 13/10/2022 |  | 000000000060240589 | BHP1 | BHP Spares & Supplies | 241017 | Conveyors and accessories | M | MAN2 | MULTISEAL,TRU TRAC,25MMX200MM,M | MULTISEAL, TRU TRAC, 25MMX200MM, M | TTSKMUL25-200 |  |  | https://tru-trac.com/wp-content/uploads/2021/03/Tru-Trac-Skirting-Brochure.pdf |  | TRU TRAC | TTSKMUL25-200 | [11 empty] | CLEANSED | SEAL | NO MODIFIER | TYPE | MULTI | DIMENSIONS | 25X 200 MM | MATERIAL |  | HAZARD CLASS |  | CERTIFICATION/STANDARD |  | ADDITIONAL FEATURES EN |  | ADDITIONAL FEATURES ES |  | ADDITIONAL FEATURES FR | [45 empty] | Production Completed
000000000060174960 - B5 | STP-004 | DATA ENRICHMENT | ATS | ATS5 | OK | 2022-10-10 | 13/10/2022 |  | 000000000060174960 | BHP1 | BHP Spares & Supplies | 221015 | Earth moving machinery | EA | MAN2 | OIL SEAL HUB P/N 04698011 | OIL SEAL HUB P/N 04698011 | 04698011 | 0019002924 | SANDVIK | https://www.minnpar.com/product.aspx?PartNbr=04698011&StockNbr=M2107379&ProductCode=490100 | https://www.thatparts.com/product/04698011-san/ | SANDVIK | 04698011 | [11 empty] | CLEANSED | SEAL | OIL | TYPE | HUB | INSIDE DIAMETER |  | OUTSIDE DIAMETER |  | WIDTH |  | NUMBER OF LIP |  | SEAL DESIGN |  | MATERIAL |  | SPEED RATING |  | PRESSURE RATING |  | TEMPERATURE RATING |  | HAZARD CLASS |  | CERTIFICATION/STANDARD |  | ADDITIONAL FEATURES EN |  | ADDITIONAL FEATURES ES |  | ADDITIONAL FEATURES FR | [31 empty] | Production Completed
000000000060232805 - B5 | STP-004 | DATA ENRICHMENT | ATS | ATS5 | OK | 2022-10-10 | 13/10/2022 |  | 000000000060232805 | BHP1 | BHP Spares & Supplies | 311816 | Industrial seals | EA | MAN2 | OILSEAL,658510 | OILSEAL,658510 | SM,658510 | 0019011394 | BEARING MAN LTD | https://bmgworld.net/bmg/en/ZAR/All-Categories/Seals/Oil/Rotary-Shaft/SM-658510-HP/p/SM+658510+HP |  | TTO | SM 658510 |  | BEARING MAN LTD | [9 empty] | ENRICHED | SEAL | OIL | TYPE | HIGH PRESSURE,ROTARY SHAFT | INSIDE DIAMETER | 65 MM | OUTSIDE DIAMETER | 85 MM | WIDTH | 10 MM | NUMBER OF LIP | 2 | SEAL DESIGN |  | MATERIAL | NITRILE RUBBER | SPEED RATING |  | PRESSURE RATING | 10 BAR | TEMPERATURE RATING | -40 TO 120 DEG C | HAZARD CLASS |  | CERTIFICATION/STANDARD |  | ADDITIONAL FEATURES EN |  | ADDITIONAL FEATURES ES |  | ADDITIONAL FEATURES FR | [31 empty] | Production Completed
000000000060223022 - B5 | STP-004 | DATA ENRICHMENT | ATS | ATS5 | OK | 2022-10-10 | 13/10/2022 |  | 000000000060223022 | BHP1 | BHP Spares & Supplies | 221015 | Earth moving machinery | EA | MAN2 | OL,SEAL,RNG (UV-94000107) | OIL,SEAL,RING (UV-94000107) | UV-94000107 | 0019011370 | AARD MINING | URL NOT FOUND |  | AARD MINING | UV-94000107 | [11 empty] | CLEANSED | SEAL | OIL | TYPE | RING | INSIDE DIAMETER |  | OUTSIDE DIAMETER |  | WIDTH |  | NUMBER OF LIP |  | SEAL DESIGN |  | MATERIAL |  | SPEED RATING |  | PRESSURE RATING |  | TEMPERATURE RATING |  | HAZARD CLASS |  | CERTIFICATION/STANDARD |  | ADDITIONAL FEATURES EN |  | ADDITIONAL FEATURES ES |  | ADDITIONAL FEATURES FR | [31 empty] | Production Completed
000000000060186662 - B5 | STP-004 | DATA ENRICHMENT | ATS | ATS5 | OK | 2022-10-10 | 13/10/2022 |  | 000000000060186662 | BHP1 | BHP Spares & Supplies | 311800 | Gaskets and seals | EA | MAN2 | SEAL , VITON , HIGHT TEMP , FOR D400 4" | SEAL , VITON , HIGHT TEMP , FOR D400 4" CAMLOCK, PART NO CCGSVI000102 |  |  |  | URL NOT FOUND |  |  | CCGSVI000102 | [11 empty] | CLEANSED | SEAL | NO MODIFIER | TYPE | HIGH TEMPERATURE | DIMENSIONS |  | MATERIAL | VITON | HAZARD CLASS |  | CERTIFICATION/STANDARD |  | ADDITIONAL FEATURES EN | FOR D400 4 IN CAMLOCK | ADDITIONAL FEATURES ES |  | ADDITIONAL FEATURES FR | [45 empty] | Production Completed
000000000060234817 - B5 | STP-004 | DATA ENRICHMENT | ATS | ATS5 | OK | 2022-10-10 | 13/10/2022 |  | 000000000060234817 | BHP1 | BHP Spares & Supplies | 271126 | Sealing tools | EA | MAN2 | SEAL ELECTRODE | SEAL ELECTRODE |  |  |  | URL NOT FOUND | [14 empty] | CLEANSED | SEAL | NO MODIFIER | TYPE | ELECTRODE | DIMENSIONS |  | MATERIAL |  | HAZARD CLASS |  | CERTIFICATION/STANDARD |  | ADDITIONAL FEATURES EN |  | ADDITIONAL FEATURES ES |  | ADDITIONAL FEATURES FR | [45 empty] | Production Completed
000000000060175265 - B5 | STP-004 | DATA ENRICHMENT | ATS | ATS5 | OK | 2022-10-10 | 13/10/2022 |  | 000000000060175265 | BHP1 | BHP Spares & Supplies | 201017 | Crushers, breakers and grinders | EA | MAN2 | SEAL FRAME INNER LAB FOR 36 x 25IN DOUBL | SEAL FRAME INNER LAB FOR 36 x 25IN DOUBLE TOGGLE JAW CRUSHER | MRB38/43M | 0019002485 | OSBORN | URL NOT FOUND |  | OSBORN | MRB38/43M | [5 empty] | 36 X 25 IN DOUBLE TOGGLE JAW CRUSHER | [5 empty] | CLEANSED | SEAL | NO MODIFIER | TYPE | FRAME INNER LAB | DIMENSIONS |  | MATERIAL |  | HAZARD CLASS |  | CERTIFICATION/STANDARD |  | ADDITIONAL FEATURES EN |  | ADDITIONAL FEATURES ES |  | ADDITIONAL FEATURES FR | [45 empty] | Production Completed
000000000060175262 - B5 | STP-004 | DATA ENRICHMENT | ATS | ATS5 | OK | 2022-10-10 | 13/10/2022 |  | 000000000060175262 | BHP1 | BHP Spares & Supplies | 201017 | Crushers, breakers and grinders | EA | MAN2 | SEAL FRAME INNER LAB FOR 36 x 25IN DOUBL | SEAL FRAME INNER LAB FOR 36 x 25IN DOUBLE TOGGLE JAW CRUSHER | MRB38/42M | 0019002485 | OSBORN | URL NOT FOUND |  | OSBORN | MRB38/42M | [5 empty] | 36 X 25 IN DOUBLE TOGGLE JAW CRUSHER | [5 empty] | CLEANSED | SEAL | NO MODIFIER | TYPE | FRAME INNER LAB | DIMENSIONS |  | MATERIAL |  | HAZARD CLASS |  | CERTIFICATION/STANDARD |  | ADDITIONAL FEATURES EN |  | ADDITIONAL FEATURES ES |  | ADDITIONAL FEATURES FR | [45 empty] | Production Completed
000000000060231096 - B5 | STP-004 | DATA ENRICHMENT | ATS | ATS5 | OK | 2022-10-10 | 13/10/2022 |  | 000000000060231096 | BHP1 | BHP Spares & Supplies | 200000 | Mining Machinery and Accessories | EA | MAN2 | SEAL OIL,INPUT FLANGE UV-853231798 | SEAL OIL, INPUT FLANGE UV-853231798 | UV-853231798 | 0019011370 | AARD MINING | URL NOT FOUND |  | AARD MINING | UV-853231798 | [11 empty] | CLEANSED | SEAL | OIL | TYPE | INPUT FLANGE | INSIDE DIAMETER |  | OUTSIDE DIAMETER |  | WIDTH |  | NUMBER OF LIP |  | SEAL DESIGN |  | MATERIAL |  | SPEED RATING |  | PRESSURE RATING |  | TEMPERATURE RATING |  | HAZARD CLASS |  | CERTIFICATION/STANDARD |  | ADDITIONAL FEATURES EN |  | ADDITIONAL FEATURES ES |  | ADDITIONAL FEATURES FR | [31 empty] | Production Completed
000000000060175260 - B5 | STP-004 | DATA ENRICHMENT | ATS | ATS5 | OK | 2022-10-10 | 13/10/2022 |  | 000000000060175260 | BHP1 | BHP Spares & Supplies | 201017 | Crushers, breakers and grinders | EA | MAN2 | SEAL PITMAN INNER LAB FOR 36 x 25IN DOUB | SEAL PITMAN INNER LAB FOR 36 x 25IN DOUBLE TOGGLE JAW CRUSHER | MRB38/41M | 0019002485 | OSBORN | URL NOT FOUND |  | OSBORN | MRB38/41M | [5 empty] | 36 X 25 IN DOUBLE TOGGLE JAW CRUSHER | [5 empty] | CLEANSED | SEAL | NO MODIFIER | TYPE | PITMAN INNER LAB | DIMENSIONS |  | MATERIAL |  | HAZARD CLASS |  | CERTIFICATION/STANDARD |  | ADDITIONAL FEATURES EN |  | ADDITIONAL FEATURES ES |  | ADDITIONAL FEATURES FR | [45 empty] | Production Completed
000000000060175261 - B5 | STP-004 | DATA ENRICHMENT | ATS | ATS5 | OK | 2022-10-10 | 13/10/2022 |  | 000000000060175261 | BHP1 | BHP Spares & Supplies | 201017 | Crushers, breakers and grinders | EA | MAN2 | SEAL PITMAN OUTER LAB FOR 36 x 25IN DOUB | SEAL PITMAN OUTER LAB FOR 36 x 25IN DOUBLE TOGGLE JAW CRUSHER | MRB38/40M | 0019002485 | OSBORN | URL NOT FOUND |  | OSBORN | MRB38/40M | [5 empty] | 36 X 25 IN DOUBLE TOGGLE JAW CRUSHER | [5 empty] | CLEANSED | SEAL | NO MODIFIER | TYPE | PITMAN OUTER LAB | DIMENSIONS |  | MATERIAL |  | HAZARD CLASS |  | CERTIFICATION/STANDARD |  | ADDITIONAL FEATURES EN |  | ADDITIONAL FEATURES ES |  | ADDITIONAL FEATURES FR | [45 empty] | Production Completed
000000000060234786 - B5 | STP-004 | DATA ENRICHMENT | ATS | ATS5 | OK | 2022-10-10 | 13/10/2022 |  | 000000000060234786 | BHP1 | BHP Spares & Supplies | 311715 | Bearings | ST | MAN2 | SEAL SNU U-LOK U513 | SEAL SNU U-LOK U513 |  |  |  | https://bmgworld.net/bmg/en/ZAR/All-Categories/Bearings/Accessories/Housing-Seals/U-Lok/U-513/p/U+513 |  | FSQ | U 513 | [11 empty] | ENRICHED | SEAL | OIL | TYPE | BEARING HOUSING,U-LOK | INSIDE DIAMETER | 60 MM | OUTSIDE DIAMETER |  | WIDTH |  | NUMBER OF LIP | 1 | SEAL DESIGN |  | MATERIAL | NBR | SPEED RATING | 4 M/S | PRESSURE RATING |  | TEMPERATURE RATING | -20 TO 100 DEG C | HAZARD CLASS |  | CERTIFICATION/STANDARD |  | ADDITIONAL FEATURES EN |  | ADDITIONAL FEATURES ES |  | ADDITIONAL FEATURES FR | [31 empty] | Production Completed
000000000060234784 - B5 | STP-004 | DATA ENRICHMENT | ATS | ATS5 | OK | 2022-10-10 | 13/10/2022 |  | 000000000060234784 | BHP1 | BHP Spares & Supplies | 311715 | Bearings | ST | MAN2 | SEAL SNU U-LOK U510 | SEAL SNU U-LOK U510 |  |  |  | https://bmgworld.net/bmg/en/ZAR/All-Categories/Bearings/Accessories/Housing-Seals/U-Lok/U-510/p/U+510 |  | FSQ | U 510 | [11 empty] | ENRICHED | SEAL | OIL | TYPE | BEARING HOUSING,U-LOK | INSIDE DIAMETER | 45 MM | OUTSIDE DIAMETER |  | WIDTH |  | NUMBER OF LIP | 1 | SEAL DESIGN |  | MATERIAL | NBR | SPEED RATING | 4 M/S | PRESSURE RATING |  | TEMPERATURE RATING | -20 TO 100 DEG C | HAZARD CLASS |  | CERTIFICATION/STANDARD |  | ADDITIONAL FEATURES EN |  | ADDITIONAL FEATURES ES |  | ADDITIONAL FEATURES FR | [31 empty] | Production Completed
000000000060234733 - B5 | STP-004 | DATA ENRICHMENT | ATS | ATS5 | OK | 2022-10-10 | 13/10/2022 |  | 000000000060234733 | BHP1 | BHP Spares & Supplies | 311715 | Bearings | ST | MAN2 | SEAL SNU U-LOK U528 | SEAL SNU U-LOK U528 |  |  |  | https://bmgworld.net/bmg/en/ZAR/All-Categories/Bearings/Accessories/Housing-Seals/U-Lok/U-528/p/U+528 |  | FSQ | U 528 | [11 empty] | ENRICHED | SEAL | OIL | TYPE | BEARING HOUSING,U-LOK | INSIDE DIAMETER | 125 MM | OUTSIDE DIAMETER |  | WIDTH |  | NUMBER OF LIP | 1 | SEAL DESIGN |  | MATERIAL | NBR | SPEED RATING | 4 M/S | PRESSURE RATING |  | TEMPERATURE RATING | -20 TO 100 DEG C | HAZARD CLASS |  | CERTIFICATION/STANDARD |  | ADDITIONAL FEATURES EN |  | ADDITIONAL FEATURES ES |  | ADDITIONAL FEATURES FR | [31 empty] | Production Completed
000000000060189493 - B5 | STP-004 | DATA ENRICHMENT | ATS | ATS5 | OK | 2022-10-10 | 13/10/2022 |  | 000000000060189493 | BHP1 | BHP Spares & Supplies | 221015 | Earth moving machinery | EA | MAN2 | SEAL, 07012-50090, KOM | SEAL, HM300-1C, ADT, 07012-50090, KOMATSU | 07012-50090 | 0019001867 | KOMATSU CORP | https://my.komatsu.com.au/shop/generalparts_5637145341/5637164308_seal_07012-50090 | https://aftermarket.express/komatsu/0701250090 | KOMATSU CORP | 07012-50090 | [5 empty] | ARTICULATED DUMP TRUCK | HM300-1C |  |  |  |  | CLEANSED | SEAL | NO MODIFIER | TYPE |  | DIMENSIONS |  | MATERIAL |  | HAZARD CLASS |  | CERTIFICATION/STANDARD |  | ADDITIONAL FEATURES EN |  | ADDITIONAL FEATURES ES |  | ADDITIONAL FEATURES FR | [45 empty] | Production Completed
000000000060193947 - B5 | STP-004 | DATA ENRICHMENT | ATS | ATS5 | OK | 2022-10-10 | 13/10/2022 |  | 000000000060193947 | BHP1 | BHP Spares & Supplies | 221015 | Earth moving machinery | EA | MAN2 | SEAL, 6162-13-6440, KOM | SEAL, HM300-1C, ADT, ENGINE, SAA6D1XC, 6162-13-6440, KOMATSU | 6162-13-6440 | 0019001867 | KOMATSU CORP | https://www.agkits.com/komatsu-seal-6162-13-6440.aspx | https://globalpartszone.com/komatsu/6162136440-1.html | KOMATSU CORP | 6162-13-6440 | [5 empty] | ARTICULATED DUMP TRUCK,ENGINE | HM300-1C,SAA6D1XC |  |  |  |  | CLEANSED | SEAL | NO MODIFIER | TYPE |  | DIMENSIONS |  | MATERIAL |  | HAZARD CLASS |  | CERTIFICATION/STANDARD |  | ADDITIONAL FEATURES EN |  | ADDITIONAL FEATURES ES |  | ADDITIONAL FEATURES FR | [45 empty] | Production Completed
000000000060011446 - B5 | STP-004 | DATA ENRICHMENT | ATS | ATS5 | ok | 2022-10-10 | 13/10/2022 |  | 000000000060011446 | BHP1 | BHP Spares & Supplies | 311816 | Industrial seals | EA | MAN2 | SEAL, BOOM PIN, CATERPILLAR | SEAL, BOOM PIN, CATERPILLAR, AS PER SSI 3404, REDUNDANT AS PER ESSI: 413 | 7K9205 | 0019009026 | CATERPILLAR SA | https://parts.cat.com/en/catcorp/7K-9205?utm_source=google&utm_medium=cpc&utm_campaign=cisd_us_enhacement_sso_0622&utm_content=&utm_keyword=&gclid=CjwKCAjw7p6aBhBiEiwA83fGuu-JQgl5bfNL8NkbqdroHkQtli1A5TKT9ZIGLkgrhbCnQCS_VmmL9RoCX1IQAvD_BwE | https://spare.avspart.com/caterpillar/seal/7k9205/ | CATERPILLAR SA | 7K-9205 | [11 empty] | ENRICHED | SEAL | OIL | TYPE | BOOM PIN | INSIDE DIAMETER | 64 MM | OUTSIDE DIAMETER | 76.33 MM | WIDTH | 7.92 MM | NUMBER OF LIP |  | SEAL DESIGN |  | MATERIAL | TPU POLYURETHANE | SPEED RATING |  | PRESSURE RATING |  | TEMPERATURE RATING |  | HAZARD CLASS |  | CERTIFICATION/STANDARD |  | ADDITIONAL FEATURES EN | AS PER SSI 3404,REDUNDANT AS PER ESSI: 413 | ADDITIONAL FEATURES ES |  | ADDITIONAL FEATURES FR | [31 empty] | Production Completed
000000000060141481 - B5 | STP-004 | DATA ENRICHMENT | ATS | ATS5 | ok | 2022-10-10 | 13/10/2022 |  | 000000000060141481 | BHP1 | BHP Spares & Supplies | 311816 | Industrial seals | EA | MAN2 | SEAL, BREDEL PUMP | SEAL, BREDEL PUMP | SPX080811 | 0019000554 | BREDEL PUMPS | URL NOT FOUND |  | BREDEL PUMPS | SPX080811 | [11 empty] | CLEANSED | SEAL | NO MODIFIER | TYPE |  | DIMENSIONS |  | MATERIAL |  | HAZARD CLASS |  | CERTIFICATION/STANDARD |  | ADDITIONAL FEATURES EN |  | ADDITIONAL FEATURES ES |  | ADDITIONAL FEATURES FR | [45 empty] | Production Completed
000000000060097379 - B5 | STP-004 | DATA ENRICHMENT | ATS | ATS5 | ok | 2022-10-10 | 13/10/2022 |  | 000000000060097379 | BHP1 | BHP Spares & Supplies | 311816 | Industrial seals | EA | MAN2 | SEAL, BUTTERFLY VALVE, DN100, S40 CERAMI | SEAL, BUTTERFLY VALVE, DN100, S40 CERAMIC FILTER, PELLETISING PLANT, TFC |  |  |  | URL NOT FOUND | [8 empty] | S40 CERAMIC FILTER | [5 empty] | CLEANSED | SEAL | NO MODIFIER | TYPE | BUTTERFLY VALVE | DIMENSIONS | DN100 | MATERIAL |  | HAZARD CLASS |  | CERTIFICATION/STANDARD |  | ADDITIONAL FEATURES EN | PELLETISING PLANT,TFC | ADDITIONAL FEATURES ES |  | ADDITIONAL FEATURES FR | [45 empty] | Production Completed
000000000060097380 - B5 | STP-004 | DATA ENRICHMENT | ATS | ATS5 | ok | 2022-10-10 | 13/10/2022 |  | 000000000060097380 | BHP1 | BHP Spares & Supplies | 311816 | Industrial seals | EA | MAN2 | SEAL, BUTTERFLY VALVE, DN200, S40 CERAMI | SEAL, BUTTERFLY VALVE, DN200, S40 CERAMIC FILTER, PELLETISING PLANT, TFC |  |  |  | URL NOT FOUND | [8 empty] | S40 CERAMIC FILTER | [5 empty] | CLEANSED | SEAL | NO MODIFIER | TYPE | BUTTERFLY VALVE | DIMENSIONS | DN200 | MATERIAL |  | HAZARD CLASS |  | CERTIFICATION/STANDARD |  | ADDITIONAL FEATURES EN | PELLETISING PLANT,TFC | ADDITIONAL FEATURES ES |  | ADDITIONAL FEATURES FR | [45 empty] | Production Completed
000000000060097378 - B5 | STP-004 | DATA ENRICHMENT | ATS | ATS5 | ok | 2022-10-10 | 13/10/2022 |  | 000000000060097378 | BHP1 | BHP Spares & Supplies | 311816 | Industrial seals | EA | MAN2 | SEAL, BUTTERFLY VALVE, DN80, S40 CERAMIC | SEAL, BUTTERFLY VALVE, DN80, S40 CERAMIC FILTER, PELLETISING PLANT, TFC |  |  |  | URL NOT FOUND | [8 empty] | S40 CERAMIC FILTER | [5 empty] | CLEANSED | SEAL | NO MODIFIER | TYPE | BUTTERFLY VALVE | DIMENSIONS | DN80 | MATERIAL |  | HAZARD CLASS |  | CERTIFICATION/STANDARD |  | ADDITIONAL FEATURES EN | PELLETISING PLANT,TFC | ADDITIONAL FEATURES ES |  | ADDITIONAL FEATURES FR | [45 empty] | Production Completed
000000000060121800 - B5 | STP-004 | DATA ENRICHMENT | ATS | ATS5 | OK | 2022-10-10 | 13/10/2022 |  | 000000000060121800 | BHP1 | BHP Spares & Supplies | 311816 | Industrial seals | ST | MAN2 | SEAL, CONNECTING, TYPE OVPR VALVE BLOCK, | SEAL, CONNECTING, TYPE OVPR VALVE BLOCK, DANFOSS, STOKER, DANGO |  |  |  | URL NOT FOUND |  | DANGO | [6 empty] | OVPR VALVE BLOCK |  | DANFOSS |  |  |  | CLEANSED | SEAL | NO MODIFIER | TYPE | CONNECTING | DIMENSIONS |  | MATERIAL |  | HAZARD CLASS |  | CERTIFICATION/STANDARD |  | ADDITIONAL FEATURES EN | STOKER | ADDITIONAL FEATURES ES |  | ADDITIONAL FEATURES FR | [45 empty] | Production Completed
000000000060006752 - B5 | STP-004 | DATA ENRICHMENT | ATS | ATS5 | OK | 2022-10-10 | 14/10/2022 |  | 000000000060006752 | BHP1 | BHP Spares & Supplies | 311816 | Industrial seals | PAK | MAN2 | SEAL, DOUBLE LIP, SPLIT, SKF, 2 SEALS PE | SEAL, DOUBLE LIP, SPLIT, 2 SEALS PER PACK | TSNA 511G | 0019000514 | BOART LONGYEAR AUSTRALIA PTY LIMITE | https://www.farrellbearings.co.nz/site/farrellbearings/Plummer%20Block%20Housing%20Conversion%20sheet.pdf¦https://www.skf.com/binaries/pub12/Images/0901d1968084f0d6-18093-EN---TX-seal-SNL-seal-datasheet_tcm_12-460846.pdf | https://www.abf.store/s/en/bearings/TSNA511G-SKF/432847 | SKF | TSNA 511G |  | BOART LONGYEAR AUSTRALIA PTY LIMITE | [9 empty] | ENRICHED | SEAL | OIL | TYPE |  | INSIDE DIAMETER | 50 MM | OUTSIDE DIAMETER |  | WIDTH |  | NUMBER OF LIP | 2 | SEAL DESIGN |  | MATERIAL |  | SPEED RATING |  | PRESSURE RATING |  | TEMPERATURE RATING |  | HAZARD CLASS |  | CERTIFICATION/STANDARD |  | ADDITIONAL FEATURES EN | PACKAGING QUANTITY: 2 PER PACK | ADDITIONAL FEATURES ES |  | ADDITIONAL FEATURES FR | [31 empty] | Production Completed
000000000060006755 - B5 | STP-004 | DATA ENRICHMENT | ATS | ATS5 | OK | 2022-10-10 | 14/10/2022 |  | 000000000060006755 | BHP1 | BHP Spares & Supplies | 311816 | Industrial seals | PAK | MAN2 | SEAL, DOUBLE LIP, SPLIT, SKF, 2 SEALS PE | SEAL, DOUBLE LIP, SPLIT, 2 SEALS PER PACK | TSNA 516G | 0019000514 | BOART LONGYEAR AUSTRALIA PTY LIMITE | https://www.farrellbearings.co.nz/site/farrellbearings/Plummer%20Block%20Housing%20Conversion%20sheet.pdf¦https://www.skf.com/binaries/pub12/Images/0901d1968084f0d6-18093-EN---TX-seal-SNL-seal-datasheet_tcm_12-460846.pdf | https://www.abf.store/s/en/bearings/TSNA516G-SKF/270640 | SKF | TSNA 516G |  | BOART LONGYEAR AUSTRALIA PTY LIMITE | [9 empty] | ENRICHED | SEAL | OIL | TYPE |  | INSIDE DIAMETER | 70 MM | OUTSIDE DIAMETER |  | WIDTH |  | NUMBER OF LIP | 2 | SEAL DESIGN |  | MATERIAL |  | SPEED RATING |  | PRESSURE RATING |  | TEMPERATURE RATING |  | HAZARD CLASS |  | CERTIFICATION/STANDARD |  | ADDITIONAL FEATURES EN | PACKAGING QUANTITY: 2 PER PACK | ADDITIONAL FEATURES ES |  | ADDITIONAL FEATURES FR | [31 empty] | Production Completed
000000000060006757 - B5 | STP-004 | DATA ENRICHMENT | ATS | ATS5 | OK | 2022-10-10 | 14/10/2022 |  | 000000000060006757 | BHP1 | BHP Spares & Supplies | 311816 | Industrial seals | PAK | MAN2 | SEAL, DOUBLE LIP, SPLIT, SKF, 2 SEALS PE | SEAL, DOUBLE LIP, SPLIT, 2 SEALS PER PACK | TSNA 518G | 0019000514 | BOART LONGYEAR AUSTRALIA PTY LIMITE | https://www.farrellbearings.co.nz/site/farrellbearings/Plummer%20Block%20Housing%20Conversion%20sheet.pdf¦https://www.skf.com/binaries/pub12/Images/0901d1968084f0d6-18093-EN---TX-seal-SNL-seal-datasheet_tcm_12-460846.pdf | https://www.abf.store/s/en/bearings/TSNA518G-SKF/408874 | SKF | TSNA 518G |  | BOART LONGYEAR AUSTRALIA PTY LIMITE | [9 empty] | ENRICHED | SEAL | OIL | TYPE |  | INSIDE DIAMETER | 80 MM | OUTSIDE DIAMETER |  | WIDTH |  | NUMBER OF LIP | 2 | SEAL DESIGN |  | MATERIAL |  | SPEED RATING |  | PRESSURE RATING |  | TEMPERATURE RATING |  | HAZARD CLASS |  | CERTIFICATION/STANDARD |  | ADDITIONAL FEATURES EN | PACKAGING QUANTITY: 2 PER PACK | ADDITIONAL FEATURES ES |  | ADDITIONAL FEATURES FR | [31 empty] | Production Completed
000000000060006758 - B5 | STP-004 | DATA ENRICHMENT | ATS | ATS5 | OK | 2022-10-10 | 14/10/2022 |  | 000000000060006758 | BHP1 | BHP Spares & Supplies | 311816 | Industrial seals | PAK | MAN2 | SEAL, DOUBLE LIP, SPLIT, SKF, 2 SEALS PE | SEAL, DOUBLE LIP, SPLIT, 2 SEALS PER PACK | TSNA 519G | 0019000514 | BOART LONGYEAR AUSTRALIA PTY LIMITE | https://www.farrellbearings.co.nz/site/farrellbearings/Plummer%20Block%20Housing%20Conversion%20sheet.pdf¦https://www.skf.com/binaries/pub12/Images/0901d1968084f0d6-18093-EN---TX-seal-SNL-seal-datasheet_tcm_12-460846.pdf | https://www.abf.store/s/en/bearings/TSNA519G-SKF/270656 | SKF | TSNA 519G |  | BOART LONGYEAR AUSTRALIA PTY LIMITE | [9 empty] | ENRICHED | SEAL | OIL | TYPE |  | INSIDE DIAMETER | 85 MM | OUTSIDE DIAMETER |  | WIDTH |  | NUMBER OF LIP | 2 | SEAL DESIGN |  | MATERIAL |  | SPEED RATING |  | PRESSURE RATING |  | TEMPERATURE RATING |  | HAZARD CLASS |  | CERTIFICATION/STANDARD |  | ADDITIONAL FEATURES EN | PACKAGING QUANTITY: 2 PER PACK | ADDITIONAL FEATURES ES |  | ADDITIONAL FEATURES FR | [31 empty] | Production Completed
000000000060006751 - B5 | STP-004 | DATA ENRICHMENT | ATS | ATS5 | OK | 2022-10-10 | 14/10/2022 |  | 000000000060006751 | BHP1 | BHP Spares & Supplies | 311816 | Industrial seals | PAK | MAN2 | SEAL, DOUBLE LIP, SPLIT, SKF, 2 SEALS PE | SEAL, DOUBLE LIP, SPLIT, 2 SEALS PER PACK | TSNA 510G | 0019000514 | BOART LONGYEAR AUSTRALIA PTY LIMITE | https://www.farrellbearings.co.nz/site/farrellbearings/Plummer%20Block%20Housing%20Conversion%20sheet.pdf¦https://www.skf.com/binaries/pub12/Images/0901d1968084f0d6-18093-EN---TX-seal-SNL-seal-datasheet_tcm_12-460846.pdf | https://www.abf.store/s/en/bearings/TSNG510-TIMKEN/1264933 | SKF | TSNA 510G |  | BOART LONGYEAR AUSTRALIA PTY LIMITE | [9 empty] | ENRICHED | SEAL | OIL | TYPE |  | INSIDE DIAMETER | 45 MM | OUTSIDE DIAMETER |  | WIDTH |  | NUMBER OF LIP | 2 | SEAL DESIGN |  | MATERIAL |  | SPEED RATING |  | PRESSURE RATING |  | TEMPERATURE RATING |  | HAZARD CLASS |  | CERTIFICATION/STANDARD |  | ADDITIONAL FEATURES EN | PACKAGING QUANTITY: 2 PER PACK | ADDITIONAL FEATURES ES |  | ADDITIONAL FEATURES FR | [31 empty] | Production Completed
000000000060006761 - B5 | STP-004 | DATA ENRICHMENT | ATS | ATS5 | OK | 2022-10-10 | 14/10/2022 |  | 000000000060006761 | BHP1 | BHP Spares & Supplies | 311816 | Industrial seals | PAK | MAN2 | SEAL, DOUBLE LIP, SPLIT, SKF, 2 SEALS PE | SEAL, DOUBLE LIP, SPLIT, 2 SEALS PER PACK | TSNA 526G | 0019000514 | BOART LONGYEAR AUSTRALIA PTY LIMITE | https://www.farrellbearings.co.nz/site/farrellbearings/Plummer%20Block%20Housing%20Conversion%20sheet.pdf¦https://www.skf.com/binaries/pub12/Images/0901d1968084f0d6-18093-EN---TX-seal-SNL-seal-datasheet_tcm_12-460846.pdf | https://www.abf.store/s/en/bearings/G526-KIT-NSK/1025141 | SKF | TSNA 526G |  | BOART LONGYEAR AUSTRALIA PTY LIMITE | [9 empty] | ENRICHED | SEAL | OIL | TYPE |  | INSIDE DIAMETER | 115 MM | OUTSIDE DIAMETER |  | WIDTH |  | NUMBER OF LIP | 2 | SEAL DESIGN |  | MATERIAL |  | SPEED RATING |  | PRESSURE RATING |  | TEMPERATURE RATING |  | HAZARD CLASS |  | CERTIFICATION/STANDARD |  | ADDITIONAL FEATURES EN | PACKAGING QUANTITY: 2 PER PACK | ADDITIONAL FEATURES ES |  | ADDITIONAL FEATURES FR | [31 empty] | Production Completed
000000000060221637 - B5 | STP-004 | DATA ENRICHMENT | ATS | ATS5 | OK | 2022-10-10 | 14/10/2022 |  | 000000000060221637 | BHP1 | BHP Spares & Supplies | 311515 | Ropes | ROL | MAN2 | SEAL, ELECTRODE, BRAIDED, GRAPHITE IMPRE | SEAL, ELECTRODE, BRAIDED, GRAPHITE IMPREGNATED, 100MM X 100MM X 7.15M, THERMOCERAM | THP2256 | 0019008967 | THERMOLAG | URL NOT FOUND |  | THERMOLAG | THP2256 |  | THERMOCERAM | [9 empty] | CLEANSED | SEAL | NO MODIFIER | TYPE | ELECTRODE | DIMENSIONS | 100 MM X 100 MM X 7.15 M | MATERIAL |  | HAZARD CLASS |  | CERTIFICATION/STANDARD |  | ADDITIONAL FEATURES EN | BRAIDED GRAPHITE IMPREGNATED | ADDITIONAL FEATURES ES |  | ADDITIONAL FEATURES FR | [45 empty] | Production Completed
000000000060006799 - B5 | STP-004 | DATA ENRICHMENT | ATS | ATS5 | OK | 2022-10-10 | 14/10/2022 |  | 000000000060006799 | BHP1 | BHP Spares & Supplies | 311816 | Industrial seals | EA | MAN2 | SEAL, FELT, SKF | SEAL, FELT, SKF | FS 190 | 0019000514 | BOART LONGYEAR AUSTRALIA PTY LIMITE | https://www.acorn-ind.co.uk/p/skf/housing-sealing-solutions/fs190-skf/ | https://www.klium.com/skf-fs-190-felt-strip-155071 | SKF | FS 190 |  | BOART LONGYEAR AUSTRALIA PTY LIMITE | [9 empty] | CLEANSED | SEAL | NO MODIFIER | TYPE |  | DIMENSIONS |  | MATERIAL | FELT | HAZARD CLASS |  | CERTIFICATION/STANDARD |  | ADDITIONAL FEATURES EN |  | ADDITIONAL FEATURES ES |  | ADDITIONAL FEATURES FR | [45 empty] | Production Completed
000000000060006733 - B5 | STP-004 | DATA ENRICHMENT | ATS | ATS5 | OK | 2022-10-10 | 14/10/2022 |  | 000000000060006733 | BHP1 | BHP Spares & Supplies | 311816 | Industrial seals | PAK | MAN2 | SEAL, FELT, SPLIT, 2 SEALS PER PACK,TSNA | SEAL, FELT, SPLIT, 2 SEALS PER PACK,TSNA509C, SSI 11701, FVD LIWF | TSNA 509C | 0019000514 | BOART LONGYEAR AUSTRALIA PTY LIMITE | https://www.skf.com/group/products/mounted-bearings/bearing-housings/housing_accessories/productid-TSN%20509%20C | https://www.123bearing.com/seals-TSNA-509-C-SKF | SKF | TSNA 509C |  | BOART LONGYEAR AUSTRALIA PTY LIMITE | [9 empty] | ENRICHED | SEAL | NO MODIFIER | TYPE | BEARING,SPLIT | DIMENSIONS | ID 40 X OD 62 X WD 8 MM | MATERIAL | FELT | HAZARD CLASS |  | CERTIFICATION/STANDARD |  | ADDITIONAL FEATURES EN | PACKAGING QUANTITY: 2 PER PACK,SSI 11701,FVD LIWF | ADDITIONAL FEATURES ES |  | ADDITIONAL FEATURES FR | [45 empty] | Production Completed
000000000060006741 - B5 | STP-004 | DATA ENRICHMENT | ATS | ATS5 | OK | 2022-10-10 | 14/10/2022 |  | 000000000060006741 | BHP1 | BHP Spares & Supplies | 311816 | Industrial seals | PAK | MAN2 | SEAL, FELT, SPLIT, SKF, 2 SEALS PER PACK | SEAL, FELT, SPLIT, 2 SEALS PER PACK | TSNA 520C | 0019000514 | BOART LONGYEAR AUSTRALIA PTY LIMITE | https://www.skf.com/id/products/mounted-bearings/bearing-housings/housing_accessories/productid-TSN%20520%20C | https://www.motionindustries.com/products/sku/02367204 | SKF | TSNA 520C |  | BOART LONGYEAR AUSTRALIA PTY LIMITE | [9 empty] | ENRICHED | SEAL | NO MODIFIER | TYPE | BEARING,SPLIT | DIMENSIONS | ID 90 X OD 143.5 X WD 14 MM | MATERIAL | FELT | HAZARD CLASS |  | CERTIFICATION/STANDARD |  | ADDITIONAL FEATURES EN | PACKAGING QUANTITY: 2 PER PACK | ADDITIONAL FEATURES ES |  | ADDITIONAL FEATURES FR | [45 empty] | Production Completed
000000000060006736 - B5 | STP-004 | DATA ENRICHMENT | ATS | ATS5 | OK | 2022-10-10 | 14/10/2022 |  | 000000000060006736 | BHP1 | BHP Spares & Supplies | 311816 | Industrial seals | PAK | MAN2 | SEAL, FELT, SPLIT, TSNA S13C, 2 SEALS PE | SEAL, FELT, SPLIT, TSNA S13C, 2 SEALS PER PACK | TSNA S13C | 0019000514 | BOART LONGYEAR AUSTRALIA PTY LIMITE | https://www.skf.com/id/products/mounted-bearings/bearing-housings/housing_accessories/productid-TSN%20513%20C | https://www.motionindustries.com/products/sku/00594722 | SKF | TSNA S13C |  | BOART LONGYEAR AUSTRALIA PTY LIMITE | [9 empty] | ENRICHED | SEAL | NO MODIFIER | TYPE | BEARING,SPLIT | DIMENSIONS | ID 60 X OD 83 X WD 8 MM | MATERIAL | FELT | HAZARD CLASS |  | CERTIFICATION/STANDARD |  | ADDITIONAL FEATURES EN | PACKAGING QUANTITY: 2 PER PACK | ADDITIONAL FEATURES ES |  | ADDITIONAL FEATURES FR | [45 empty] | Production Completed
000000000060171576 - B5 | STP-004 | DATA ENRICHMENT | ATS | ATS5 | OK | 2022-10-10 | 14/10/2022 |  | 000000000060171576 | BHP1 | BHP Spares & Supplies | 311816 | Industrial seals | EA | MAN2 | SEAL, HOUSING, GRAPHITE GLANDS, FERROMET | SEAL, HOUSING, GRAPHITE GLANDS, FERROMETALS DRAWING FW44C12020,, EXCLUDING GRAPHITE IMPREGNATED SEAL, GLAND PACKING, FERROMETALS, FURNACES 4 AND 5 CO-BOOSTER FANS |  |  |  | URL NOT FOUND |  | FERROMETALS | [6 empty] | FURNACES 4 AND 5 CO-BOOSTER FANS |  |  | FW44C12020 |  |  | CLEANSED | SEAL | NO MODIFIER | TYPE | HOUSING,GLAND PACKING | DIMENSIONS |  | MATERIAL | IMPREGNATED GRAPHITE | HAZARD CLASS |  | CERTIFICATION/STANDARD |  | ADDITIONAL FEATURES EN | [49 empty] | Production Completed
000000000060173078 - B5 | STP-004 | DATA ENRICHMENT | ATS | ATS5 | OK | 2022-10-10 | 14/10/2022 |  | 000000000060173078 | BHP1 | BHP Spares & Supplies | 311816 | Industrial seals | EA | MAN2 | SEAL, INJECTOR P/N DZ1216307 | SEAL, INJECTOR P/N DZ1216307 | DZ1216307 | 0019000347 | ATLAS COPCO CORP | URL NOT FOUND |  | ATLAS COPCO CORP | DZ1216307 | [11 empty] | CLEANSED | SEAL | NO MODIFIER | TYPE | INJECTOR | DIMENSIONS |  | MATERIAL |  | HAZARD CLASS |  | CERTIFICATION/STANDARD |  | ADDITIONAL FEATURES EN |  | ADDITIONAL FEATURES ES |  | ADDITIONAL FEATURES FR | [45 empty] | Production Completed
000000000060222347 - B5 | STP-004 | DATA ENRICHMENT | ATS | ATS5 | OK | 2022-10-10 | 14/10/2022 |  | 000000000060222347 | BHP1 | BHP Spares & Supplies | 271317 | Pneumatic cylinders and components | EA | MAN2 | SEAL, KIT, DL+DNC 100 B, PNEUMATIC | SEAL, KIT, DL+DNC 100 B, PNEUMATIC CYLINDERS FOR F6 BATCH WEIGHING TEST WEIGHT SCALES |  |  |  | https://www.tendersontime.com/india/details/pneumatic-cylinder-seal-kitmake---festotype---dnc-100-ppv-apart---369200-pneumatic-cylinder-s-41398bb/ |  | FESTO | DL+DNC 100 B | [12 empty] | KIT | NO MODIFIER | TYPE | PNEUMATIC CYLINDER SEAL | CONTENTS |  | NUMBER OF ITEMS |  | HAZARD CLASS |  | CERTIFICATION/STANDARD |  | ADDITIONAL FEATURES EN | FOR F6 BATCH WEIGHING TEST WEIGHT SCALES | ADDITIONAL FEATURES ES |  | ADDITIONAL FEATURES FR | [45 empty] | Production Completed
000000000060223699 - B5 | STP-004 | DATA ENRICHMENT | ATS | ATS5 | OK | 2022-10-10 | 14/10/2022 |  | 000000000060223699 | BHP1 | BHP Spares & Supplies | 311700 | Bearings, bushings, wheels, and gears | EA | MAN2 | SEAL, LABRYNTH, 180MM_ATL, COOPER | SEAL, LABRYNTH, 180MM_ATL, COOPER, FOR 02EB180MM SPLIT BEARING | 180MM_ATL COOPER SEAL | 0019011562 | SKF SA | https://shop.bearings.co.za/aluminium-triple-lab/1734-180mmatl-bearings-accessories-seals-aluminium-triple-labyrinth-seal.html | https://www.timken.com/resources/timken-split-cylindrical-roller-bearing-housed-unit-interchange-guide_11213/ | TIMKEN | 180MMATL |  | COOPER |  | SKF SA | [7 empty] | ENRICHED | SEAL | LABYRINTH | TYPE | TRIPLE | INSIDE DIAMETER | 180 MM | OUTSIDE DIAMETER | 215.3 MM | WIDTH | 33 MM | SPEED RATING |  | MATERIAL | ALUMINIUM | MATERIAL SPECIFICATION |  | SEAL DESIGN |  | PRESSURE RATING |  | TEMPERATURE RATING |  | HAZARD CLASS |  | CERTIFICATION/STANDARD |  | ADDITIONAL FEATURES EN | FOR 02EB180MM SPLIT BEARING | ADDITIONAL FEATURES ES |  | ADDITIONAL FEATURES FR | [31 empty] | Production Completed
000000000060014040 - B5 | STP-004 | DATA ENRICHMENT | ATS | ATS5 | OK | 2022-10-10 | 14/10/2022 |  | 000000000060014040 | BHP1 | BHP Spares & Supplies | 311816 | Industrial seals | EA | MAN2 | SEAL, LABYRINTH, GYRASPHERE STYLE D 24S | SEAL, LABYRINTH, GYRASPHERE STYLE D 24S CRUSHER, TELSMITH | AD0036J215C | 0019008965 | TELSMITH | URL NOT FOUND |  | TELSMITH | AD0036J215C | [5 empty] | CRUSHER | GYRASPHERE D 24S |  |  |  |  | CLEANSED | SEAL | LABYRINTH | TYPE |  | INSIDE DIAMETER |  | OUTSIDE DIAMETER |  | WIDTH |  | SPEED RATING |  | MATERIAL |  | MATERIAL SPECIFICATION |  | SEAL DESIGN |  | PRESSURE RATING |  | TEMPERATURE RATING |  | HAZARD CLASS |  | CERTIFICATION/STANDARD |  | ADDITIONAL FEATURES EN |  | ADDITIONAL FEATURES ES |  | ADDITIONAL FEATURES FR | [31 empty] | Production Completed
000000000060221822 - B5 | STP-004 | DATA ENRICHMENT | ATS | ATS5 | OK | 2022-10-10 | 14/10/2022 |  | 000000000060221822 | BHP1 | BHP Spares & Supplies | 201017 | Crushers, breakers and grinders | EA | MAN2 | SEAL, LABYRINTH, INNER, 42IN CRUSHER | SEAL, LABYRINTH, INNER, 42IN CRUSHER | RB41/42M | 0019002485 | OSBORN | URL NOT FOUND |  | OSBORN | RB41/42M | [5 empty] | 42 IN CRUSHER | [5 empty] | CLEANSED | SEAL | LABYRINTH | TYPE | INNER | INSIDE DIAMETER |  | OUTSIDE DIAMETER |  | WIDTH |  | SPEED RATING |  | MATERIAL |  | MATERIAL SPECIFICATION |  | SEAL DESIGN |  | PRESSURE RATING |  | TEMPERATURE RATING |  | HAZARD CLASS |  | CERTIFICATION/STANDARD |  | ADDITIONAL FEATURES EN |  | ADDITIONAL FEATURES ES |  | ADDITIONAL FEATURES FR | [31 empty] | Production Completed
000000000060221823 - B5 | STP-004 | DATA ENRICHMENT | ATS | ATS5 | OK | 2022-10-10 | 14/10/2022 |  | 000000000060221823 | BHP1 | BHP Spares & Supplies | 201017 | Crushers, breakers and grinders | EA | MAN2 | SEAL, LABYRINTH, OUTER, 42IN CRUSHER | SEAL, LABYRINTH, OUTER, 42IN CRUSHER | RB41/43M | 0019002485 | OSBORN | URL NOT FOUND |  | OSBORN | RB41/43M | [5 empty] | 42 IN CRUSHER | [5 empty] | CLEANSED | SEAL | LABYRINTH | TYPE | OUTER | INSIDE DIAMETER |  | OUTSIDE DIAMETER |  | WIDTH |  | SPEED RATING |  | MATERIAL |  | MATERIAL SPECIFICATION |  | SEAL DESIGN |  | PRESSURE RATING |  | TEMPERATURE RATING |  | HAZARD CLASS |  | CERTIFICATION/STANDARD |  | ADDITIONAL FEATURES EN |  | ADDITIONAL FEATURES ES |  | ADDITIONAL FEATURES FR | [31 empty] | Production Completed
000000000060214108 - B5 | STP-004 | DATA ENRICHMENT | ATS | ATS5 | OK | 2022-10-10 | 14/10/2022 |  | 000000000060214108 | BHP1 | BHP Spares & Supplies | 311715 | Bearings | EA | MAN2 | SEAL, LABYRINTH, TS520 U FSQ | LABYRINTH SEAL TS520 U FSQ | TS520.U | 0019011549 | BEARINGS INTERNATIONAL CO LTD | https://nomo.se/ts-520-u-fsq.html | https://www.bl-bearings.com/pdf/catalogs/FSQ%20Catalog%20.pdf | FSQ | TS520U |  | BEARINGS INTERNATIONAL CO LTD | [9 empty] | ENRICHED | SEAL | LABYRINTH | TYPE |  | INSIDE DIAMETER | 90 MM | OUTSIDE DIAMETER |  | WIDTH |  | SPEED RATING |  | MATERIAL |  | MATERIAL SPECIFICATION |  | SEAL DESIGN |  | PRESSURE RATING |  | TEMPERATURE RATING |  | HAZARD CLASS |  | CERTIFICATION/STANDARD |  | ADDITIONAL FEATURES EN |  | ADDITIONAL FEATURES ES |  | ADDITIONAL FEATURES FR | [31 empty] | Production Completed
000000000060214109 - B5 | STP-004 | DATA ENRICHMENT | ATS | ATS5 | OK | 2022-10-10 | 14/10/2022 |  | 000000000060214109 | BHP1 | BHP Spares & Supplies | 311715 | Bearings | EA | MAN2 | SEAL, LABYRINTH, TS524 U FSQ | LABYRINTH SEAL TS524 U FSQ | TS524.U | 0019011549 | BEARINGS INTERNATIONAL CO LTD | https://www.abf.store/s/en/bearings/TS524U-FSQ/679980 | https://www.bl-bearings.com/pdf/catalogs/FSQ%20Catalog%20.pdf | FSQ | TS524.U |  | BEARINGS INTERNATIONAL CO LTD | [9 empty] | ENRICHED | SEAL | LABYRINTH | TYPE |  | INSIDE DIAMETER | 110 MM | OUTSIDE DIAMETER |  | WIDTH |  | SPEED RATING |  | MATERIAL |  | MATERIAL SPECIFICATION |  | SEAL DESIGN |  | PRESSURE RATING |  | TEMPERATURE RATING |  | HAZARD CLASS |  | CERTIFICATION/STANDARD |  | ADDITIONAL FEATURES EN |  | ADDITIONAL FEATURES ES |  | ADDITIONAL FEATURES FR | [31 empty] | Production Completed
000000000060229645 - B5 | STP-004 | DATA ENRICHMENT | ATS | ATS5 | OK | 2022-10-10 | 14/10/2022 |  | 000000000060229645 | BHP1 | BHP Spares & Supplies | 131000 | Rubber and plastics | EA | MAN2 | SEAL, LINATEX RUBBER, BALL MILL | SEAL, LINATEX RUBBER, SIZE: OD-1285MM, ID-840 MM, HOLES PCD-1180 MM, HOLE SIZES-M16, QUANTITY HOLES-16, SPREAD EVENLY ON PCD. RUBBER, NEW STOCK AS PER ESSI : 1164 | LINATEX RUBBER | 0019011744 | DAVE PLANT ENTERPRISES CC | URL NOT FOUND |  | DAVE PLANT ENTERPRISES CC | [12 empty] | CLEANSED | SEAL | NO MODIFIER | TYPE |  | DIMENSIONS | ID 840 X OD 1285 MM | MATERIAL | RUBBER | HAZARD CLASS |  | CERTIFICATION/STANDARD |  | ADDITIONAL FEATURES EN | HOLES PCD: 1180 MM, HOLE SIZES: M16,QUANTITY HOLES: 16,SPREAD EVENLYON PCD,NEW STOCK AS PER ESSI : 1164,BRAND: LINATEX RUBBER | ADDITIONAL FEATURES ES |  | ADDITIONAL FEATURES FR | [45 empty] | Production Completed
000000000060145478 - B5 | STP-004 | DATA ENRICHMENT | ATS | ATS5 | OK | 2022-10-10 | 14/10/2022 |  | 000000000060145478 | BHP1 | BHP Spares & Supplies | 311816 | Industrial seals | EA | MAN2 | SEAL, MAIN DOOR, TYPE 8/18 HMB FILTER BA | SEAL, MAIN DOOR, TYPE 8/18 HMB FILTER BAG SYSTEM |  |  |  | URL NOT FOUND | [8 empty] | FILTER BAG SYSTEM | 8/18 HMB | [5 empty] | SEAL | MECHANICAL | TYPE | MAIN DOOR | DESIGN |  | INSIDE DIAMETER |  | OUTSIDE DIAMETER |  | STATIONARY FACE MATERIAL |  | ROTATING FACE MATERIAL |  | SPRING MATERIAL |  | ARRANGEMENT |  | GASKET MATERIAL |  | SECONDARY SEAL MATERIAL |  | HARDWARE MATERIAL |  | PRESSURE RATING |  | TEMPERATURE RATING |  | HAZARD CLASS |  | CERTIFICATION/STANDARD |  | ADDITIONAL FEATURES EN |  | ADDITIONAL FEATURES ES |  | ADDITIONAL FEATURES FR | [25 empty] | Production Completed
000000000060220396 - B5 | STP-004 | DATA ENRICHMENT | ATS | ATS5 | OK | 2022-10-10 | 14/10/2022 |  | 000000000060220396 | BHP1 | BHP Spares & Supplies | 271126 | Sealing tools | EA | MAN2 | SEAL, MECHANICAL, 021-H76/60-G115-00L | SEAL, MECHANICAL, 021-H76/60-G115-00L |  | 0019004427 | BURGMANN SEALS PTY LTD | https://www.eagleburgmann.nl/media/literature-competences-products-solutions/division-mechanical-seals/products/main-catalog/catalog-mechanical-seals-magnetic-couplings/download | https://www.tengkai1.com/ksb-pumps-spare-parts/ksb-hgb2-12-mechanical-seals.html | BURGMANN SEALS PTY LTD | 021-H76/60-G115-00L | [11 empty] | ENRICHED | SEAL | MECHANICAL | TYPE |  | DESIGN |  | INSIDE DIAMETER |  | OUTSIDE DIAMETER |  | STATIONARY FACE MATERIAL |  | ROTATING FACE MATERIAL |  | SPRING MATERIAL | CRNIMO STEEL | ARRANGEMENT |  | GASKET MATERIAL |  | SECONDARY SEAL MATERIAL |  | HARDWARE MATERIAL |  | PRESSURE RATING |  | TEMPERATURE RATING | -50 TO 220 DEG C | HAZARD CLASS |  | CERTIFICATION/STANDARD | EN 12756 | ADDITIONAL FEATURES EN |  | ADDITIONAL FEATURES ES |  | ADDITIONAL FEATURES FR | [25 empty] | Production Completed
000000000060220397 - B5 | STP-004 | DATA ENRICHMENT | ATS | ATS5 | ok | 2022-10-10 | 14/10/2022 |  | 000000000060220397 | BHP1 | BHP Spares & Supplies | 271126 | Sealing tools | EA | MAN2 | SEAL, MECHANICAL, 021-H76/60-G115-00R | SEAL, MECHANICAL, 021-H76/60-G115-00R |  | 0019004427 | BURGMANN SEALS PTY LTD | https://www.eagleburgmann.nl/media/literature-competences-products-solutions/division-mechanical-seals/products/main-catalog/catalog-mechanical-seals-magnetic-couplings/download |  | BURGMANN SEALS PTY LTD | 021-H76/60-G115-00R | [11 empty] | ENRICHED | SEAL | MECHANICAL | TYPE |  | DESIGN |  | INSIDE DIAMETER |  | OUTSIDE DIAMETER |  | STATIONARY FACE MATERIAL |  | ROTATING FACE MATERIAL |  | SPRING MATERIAL | CRNIMO STEEL | ARRANGEMENT |  | GASKET MATERIAL |  | SECONDARY SEAL MATERIAL |  | HARDWARE MATERIAL |  | PRESSURE RATING |  | TEMPERATURE RATING | -50 TO 220 DEG C | HAZARD CLASS |  | CERTIFICATION/STANDARD | EN 12756 | ADDITIONAL FEATURES EN |  | ADDITIONAL FEATURES ES |  | ADDITIONAL FEATURES FR | [25 empty] | Production Completed
000000000060097371 - B5 | STP-004 | DATA ENRICHMENT | ATS | ATS5 | ok | 2022-10-10 | 14/10/2022 |  | 000000000060097371 | BHP1 | BHP Spares & Supplies | 311816 | Industrial seals | EA | MAN2 | SEAL, MECHANICAL, FILTRATE PUMP, S40 CER | SEAL, MECHANICAL, FILTRATE PUMP, S40 CERAMIC FILTER, PELLETISING PLANT, TFC |  |  |  | URL NOT FOUND | [8 empty] | FILTRATE PUMP | [5 empty] | CLEANSED | SEAL | MECHANICAL | TYPE |  | DESIGN |  | INSIDE DIAMETER |  | OUTSIDE DIAMETER |  | STATIONARY FACE MATERIAL |  | ROTATING FACE MATERIAL |  | SPRING MATERIAL |  | ARRANGEMENT |  | GASKET MATERIAL |  | SECONDARY SEAL MATERIAL |  | HARDWARE MATERIAL |  | PRESSURE RATING |  | TEMPERATURE RATING |  | HAZARD CLASS |  | CERTIFICATION/STANDARD |  | ADDITIONAL FEATURES EN | S40 CERAMIC FILTER,PELLETISING PLANT,TFC | ADDITIONAL FEATURES ES |  | ADDITIONAL FEATURES FR | [25 empty] | Production Completed
000000000060147483 - B5 | STP-004 | DATA ENRICHMENT | ATS | ATS5 | ok | 2022-10-10 | 14/10/2022 |  | 000000000060147483 | BHP1 | BHP Spares & Supplies | 311800 | Gaskets and seals | EA | MAN2 | SEAL, NEOPRENE, BEARING GUARD | SEAL, NEOPRENE, BEARING GUARD | 702007 | 0019005387 | FFE MINERALS USA INC | URL NOT FOUND |  | FFE MINERALS USA INC | 702007 | [11 empty] | CLEANSED | SEAL | NO MODIFIER | TYPE | BEARING GUARD | DIMENSIONS |  | MATERIAL | NEOPRENE | HAZARD CLASS |  | CERTIFICATION/STANDARD |  | ADDITIONAL FEATURES EN |  | ADDITIONAL FEATURES ES |  | ADDITIONAL FEATURES FR | [45 empty] | Production Completed
000000000060148800 - B5 | STP-004 | DATA ENRICHMENT | ATS | ATS5 | ok | 2022-10-10 | 14/10/2022 |  | 000000000060148800 | BHP1 | BHP Spares & Supplies | 311800 | Gaskets and seals | EA | MAN2 | SEAL, NEOPRENE, BEARING GUARD | SEAL, NEOPRENE, BEARING GUARD | 702008 | 0019005387 | FFE MINERALS USA INC | URL NOT FOUND |  | FFE MINERALS USA INC | 702008 | [11 empty] | CLEANSED | SEAL | NO MODIFIER | TYPE | BEARING GUARD | DIMENSIONS |  | MATERIAL | NEOPRENE | HAZARD CLASS |  | CERTIFICATION/STANDARD |  | ADDITIONAL FEATURES EN |  | ADDITIONAL FEATURES ES |  | ADDITIONAL FEATURES FR | [45 empty] | Production Completed
000000000060015767 - B5 | STP-004 | DATA ENRICHMENT | ATS | ATS5 | OK | 2022-10-10 | 14/10/2022 |  | 000000000060015767 | BHP1 | BHP Spares & Supplies | 311816 | Industrial seals | EA | MAN2 | SEAL, OIL, 1 3/4IN X 2 1/2IN X 5/16IN, R | SEAL, OIL, 1 3/4IN X 2 1/2IN X 5/16IN, RUBBER, METAL INSERT, SPRING LOADED, SINGLE SEALING MEMBER |  |  |  | URL NOT FOUND | [14 empty] | CLEANSED | SEAL | OIL | TYPE | SPRING LOADED,SINGLE MEMBER | INSIDE DIAMETER | 1-3/4 IN | OUTSIDE DIAMETER | 2-1/2 IN | WIDTH | 5/16 IN | NUMBER OF LIP |  | SEAL DESIGN |  | MATERIAL | RUBBER | SPEED RATING |  | PRESSURE RATING |  | TEMPERATURE RATING |  | HAZARD CLASS |  | CERTIFICATION/STANDARD |  | ADDITIONAL FEATURES EN | W/METAL INSERT | ADDITIONAL FEATURES ES |  | ADDITIONAL FEATURES FR | [31 empty] | Production Completed
000000000060015764 - B5 | STP-004 | DATA ENRICHMENT | ATS | ATS5 | OK | 2022-10-10 | 14/10/2022 |  | 000000000060015764 | BHP1 | BHP Spares & Supplies | 311816 | Industrial seals | EA | MAN2 | SEAL, OIL, 1 3/4IN X 2 3/4IN X 1/2IN, RU | SEAL, OIL, 1 3/4IN X 2 3/4IN X 1/2IN, RUBBER, METAL INSERT, SPRING, LOADED, SINGLE SEALING MEMBER |  |  |  | URL NOT FOUND | [14 empty] | CLEANSED | SEAL | OIL | TYPE | SPRING LOADED,SINGLE MEMBER | INSIDE DIAMETER | 1-3/4 IN | OUTSIDE DIAMETER | 2-3/4 IN | WIDTH | 1/2 IN | NUMBER OF LIP |  | SEAL DESIGN |  | MATERIAL | RUBBER | SPEED RATING |  | PRESSURE RATING |  | TEMPERATURE RATING |  | HAZARD CLASS |  | CERTIFICATION/STANDARD |  | ADDITIONAL FEATURES EN | W/METAL INSERT | ADDITIONAL FEATURES ES |  | ADDITIONAL FEATURES FR | [31 empty] | Production Completed
000000000060015769 - B5 | STP-004 | DATA ENRICHMENT | ATS | ATS5 | OK | 2022-10-10 | 14/10/2022 |  | 000000000060015769 | BHP1 | BHP Spares & Supplies | 311816 | Industrial seals | EA | MAN2 | SEAL, OIL, 1 7/8IN X 2 3/4IN X 1/2IN, RU | SEAL, OIL, 1 7/8IN X 2 3/4IN X 1/2IN, RUBBER, METAL INSERT, SPRING, LOADED, SINGLE SEALING MEMBER |  |  |  | URL NOT FOUND | [14 empty] | CLEANSED | SEAL | OIL | TYPE | SPRING LOADED,SINGLE MEMBER | INSIDE DIAMETER | 1-7/8 IN | OUTSIDE DIAMETER | 2-3/4 IN | WIDTH | 1/2 IN | NUMBER OF LIP |  | SEAL DESIGN |  | MATERIAL | RUBBER | SPEED RATING |  | PRESSURE RATING |  | TEMPERATURE RATING |  | HAZARD CLASS |  | CERTIFICATION/STANDARD |  | ADDITIONAL FEATURES EN | W/METAL INSERT | ADDITIONAL FEATURES ES |  | ADDITIONAL FEATURES FR | [31 empty] | Production Completed
000000000060015716 - B5 | STP-004 | DATA ENRICHMENT | ATS | ATS5 | OK | 2022-10-10 | 14/10/2022 |  | 000000000060015716 | BHP1 | BHP Spares & Supplies | 311816 | Industrial seals | EA | MAN2 | SEAL, OIL, 120MM X 150MM X 12MM, RUBBER, | SEAL, OIL, 120MM X 150MM X 12MM, RUBBER, METAL INSERT, SPRING LOADED,, SINGLE SEALING MEMBER |  |  |  | URL NOT FOUND | [14 empty] | CLEANSED | SEAL | OIL | TYPE | SPRING LOADED,SINGLE MEMBER | INSIDE DIAMETER | 120 MM | OUTSIDE DIAMETER | 150 MM | WIDTH | 12 MM | NUMBER OF LIP |  | SEAL DESIGN |  | MATERIAL | RUBBER | SPEED RATING |  | PRESSURE RATING |  | TEMPERATURE RATING |  | HAZARD CLASS |  | CERTIFICATION/STANDARD |  | ADDITIONAL FEATURES EN | W/METAL INSERT | ADDITIONAL FEATURES ES |  | ADDITIONAL FEATURES FR | [31 empty] | Production Completed
000000000060015546 - B5 | STP-004 | DATA ENRICHMENT | ATS | ATS5 | OK | 2022-10-10 | 14/10/2022 |  | 000000000060015546 | BHP1 | BHP Spares & Supplies | 311816 | Industrial seals | EA | MAN2 | SEAL, OIL, 2.25IN X 3IN X 0.375IN, RUBBE | SEAL, OIL, 2.25IN X 3IN X 0.375IN, RUBBER, METAL INSERT, SPRING LOADED, SINGLE SEALING MEMBER |  |  |  | URL NOT FOUND | [14 empty] | CLEANSED | SEAL | OIL | TYPE | SPRING LOADED,SINGLE MEMBER | INSIDE DIAMETER | 2-1/4 IN | OUTSIDE DIAMETER | 3 IN | WIDTH | 3/8 IN | NUMBER OF LIP |  | SEAL DESIGN |  | MATERIAL | RUBBER | SPEED RATING |  | PRESSURE RATING |  | TEMPERATURE RATING |  | HAZARD CLASS |  | CERTIFICATION/STANDARD |  | ADDITIONAL FEATURES EN | W/METAL INSERT | ADDITIONAL FEATURES ES |  | ADDITIONAL FEATURES FR | [31 empty] | Production Completed
000000000060015611 - B5 | STP-004 | DATA ENRICHMENT | ATS | ATS5 | OK | 2022-10-10 | 14/10/2022 |  | 000000000060015611 | BHP1 | BHP Spares & Supplies | 311816 | Industrial seals | EA | MAN2 | SEAL, OIL, 22MM X 35MM X 7MM, RUBBER, ME | SEAL, OIL, 22MM X 35MM X 7MM, RUBBER, METAL INSERT, SPRING LOADED,, SINGLE SEALING MEMBER |  |  |  | URL NOT FOUND | [14 empty] | CLEANSED | SEAL | OIL | TYPE | SPRING LOADED,SINGLE MEMBER | INSIDE DIAMETER | 22 MM | OUTSIDE DIAMETER | 35 MM | WIDTH | 7 MM | NUMBER OF LIP |  | SEAL DESIGN |  | MATERIAL | RUBBER | SPEED RATING |  | PRESSURE RATING |  | TEMPERATURE RATING |  | HAZARD CLASS |  | CERTIFICATION/STANDARD |  | ADDITIONAL FEATURES EN | W/METAL INSERT | ADDITIONAL FEATURES ES |  | ADDITIONAL FEATURES FR | [31 empty] | Production Completed
000000000060015590 - B5 | STP-004 | DATA ENRICHMENT | ATS | ATS5 | OK | 2022-10-10 | 14/10/2022 |  | 000000000060015590 | BHP1 | BHP Spares & Supplies | 311816 | Industrial seals | EA | MAN2 | SEAL, OIL, 3.25IN X 4.25IN X 0.5IN, RUBB | SEAL, OIL, 3.25IN X 4.25IN X 0.5IN, RUBBER, METAL INSERT, SPRING, LOADED, DOUBLE SEALING MEMBER |  |  |  | URL NOT FOUND | [14 empty] | CLEANSED | SEAL | OIL | TYPE | SPRING LOADED,DOUBLE MEMBER | INSIDE DIAMETER | 3-1/4 IN | OUTSIDE DIAMETER | 4-1/4 IN | WIDTH | 1/2 IN | NUMBER OF LIP |  | SEAL DESIGN |  | MATERIAL | RUBBER | SPEED RATING |  | PRESSURE RATING |  | TEMPERATURE RATING |  | HAZARD CLASS |  | CERTIFICATION/STANDARD |  | ADDITIONAL FEATURES EN | W/METAL INSERT | ADDITIONAL FEATURES ES |  | ADDITIONAL FEATURES FR | [31 empty] | Production Completed
000000000060118535 - B5 | STP-004 | DATA ENRICHMENT | ATS | ATS5 | OK | 2022-10-10 | 14/10/2022 |  | 000000000060118535 | BHP1 | BHP Spares & Supplies | 311816 | Industrial seals | EA | MAN2 | SEAL, OIL, 3.5IN X 4.5IN X 0.5IN, RUBBER | SEAL, OIL, 3.5IN X 4.5IN X 0.5IN, RUBBER, METAL INSERT, SPRING LOADED, DOUBLE SEALING MEMBER |  |  |  | URL NOT FOUND | [14 empty] | CLEANSED | SEAL | OIL | TYPE | SPRING LOADED,DOUBLE MEMBER | INSIDE DIAMETER | 3-1/2 IN | OUTSIDE DIAMETER | 4-1/2 IN | WIDTH | 1/2 IN | NUMBER OF LIP |  | SEAL DESIGN |  | MATERIAL | RUBBER | SPEED RATING |  | PRESSURE RATING |  | TEMPERATURE RATING |  | HAZARD CLASS |  | CERTIFICATION/STANDARD |  | ADDITIONAL FEATURES EN | W/METAL INSERT | ADDITIONAL FEATURES ES |  | ADDITIONAL FEATURES FR | [31 empty] | Production Completed
000000000060202606 - B5 | STP-004 | DATA ENRICHMENT | ATS | ATS5 | OK | 2022-10-10 | 14/10/2022 |  | 000000000060202606 | BHP1 | BHP Spares & Supplies | 221015 | Earth moving machinery | EA | MAN2 | SEAL, OIL, 425-20-15730, KOM | SEAL, OIL, WA500-0C, FEL, 425-20-15730, KOMATSU | 425-20-15730 | 0019001867 | KOMATSU CORP | https://www.finditparts.com/products/13455401/komatsu-425-20-15730 | https://k-part.777parts.org/spare/komatsu/425-20-15730/ | KOMATSU CORP | 425-20-15730 | [6 empty] | WA500-0C |  |  |  |  | CLEANSED | SEAL | OIL | TYPE |  | INSIDE DIAMETER |  | OUTSIDE DIAMETER |  | WIDTH |  | NUMBER OF LIP |  | SEAL DESIGN |  | MATERIAL |  | SPEED RATING |  | PRESSURE RATING |  | TEMPERATURE RATING |  | HAZARD CLASS |  | CERTIFICATION/STANDARD |  | ADDITIONAL FEATURES EN | FEL | ADDITIONAL FEATURES ES |  | ADDITIONAL FEATURES FR | [31 empty] | Production Completed
000000000060202607 - B5 | STP-004 | DATA ENRICHMENT | ATS | ATS5 | OK | 2022-10-10 | 14/10/2022 |  | 000000000060202607 | BHP1 | BHP Spares & Supplies | 221015 | Earth moving machinery | EA | MAN2 | SEAL, OIL, 425-20-15740, KOM | SEAL, OIL, WA500-0C, FEL, 425-20-15740, KOMATSU | 425-20-15740 | 0019001867 | KOMATSU CORP | https://k-part.777parts.org/spare/komatsu/425-20-15740/ | https://globalpartszone.com/komatsu/4252015740-1.html | KOMATSU CORP | 425-20-15740 | [11 empty] | CLEANSED | SEAL | OIL | TYPE |  | INSIDE DIAMETER |  | OUTSIDE DIAMETER |  | WIDTH |  | NUMBER OF LIP |  | SEAL DESIGN |  | MATERIAL |  | SPEED RATING |  | PRESSURE RATING |  | TEMPERATURE RATING |  | HAZARD CLASS |  | CERTIFICATION/STANDARD |  | ADDITIONAL FEATURES EN | FEL | ADDITIONAL FEATURES ES |  | ADDITIONAL FEATURES FR | [31 empty] | Production Completed
000000000060015643 - B5 | STP-004 | DATA ENRICHMENT | ATS | ATS5 | OK | 2022-10-10 | 14/10/2022 |  | 000000000060015643 | BHP1 | BHP Spares & Supplies | 311816 | Industrial seals | EA | MAN2 | SEAL, OIL, 44MM X 72MM X 10MM, RUBBER, M | SEAL, OIL, 44MM X 72MM X 10MM, RUBBER, METAL INSERT, SPRING LOADED,, SINGLE SEALING MEMBER |  |  |  | URL NOT FOUND | [14 empty] | CLEANSED | SEAL | OIL | TYPE | SPRING LOADED,SINGLE MEMBER | INSIDE DIAMETER | 44 MM | OUTSIDE DIAMETER | 72 MM | WIDTH | 10 MM | NUMBER OF LIP |  | SEAL DESIGN |  | MATERIAL | RUBBER | SPEED RATING |  | PRESSURE RATING |  | TEMPERATURE RATING |  | HAZARD CLASS |  | CERTIFICATION/STANDARD |  | ADDITIONAL FEATURES EN | W/METAL INSERT | ADDITIONAL FEATURES ES |  | ADDITIONAL FEATURES FR | [31 empty] | Production Completed
000000000060015651 - B5 | STP-004 | DATA ENRICHMENT | ATS | ATS5 | OK | 2022-10-10 | 14/10/2022 |  | 000000000060015651 | BHP1 | BHP Spares & Supplies | 311816 | Industrial seals | EA | MAN2 | SEAL, OIL, 50MM X 65MM X 8MM, RUBBER, ME | SEAL, OIL, 50MM X 65MM X 8MM, RUBBER, METAL INSERT, SPRING LOADED,, SINGLE SEALING MEMBER | SM50658SC/CB | 0019000041 | OTHER POL SUPPLIES | URL NOT FOUND |  | OTHER POL SUPPLIES | SM50658SC/CB | [11 empty] | CLEANSED | SEAL | OIL | TYPE | SPRING LOADED,SINGLE MEMBER | INSIDE DIAMETER | 50 MM | OUTSIDE DIAMETER | 65 MM | WIDTH | 8 MM | NUMBER OF LIP |  | SEAL DESIGN |  | MATERIAL | RUBBER | SPEED RATING |  | PRESSURE RATING |  | TEMPERATURE RATING |  | HAZARD CLASS |  | CERTIFICATION/STANDARD |  | ADDITIONAL FEATURES EN | W/METAL INSERT | ADDITIONAL FEATURES ES |  | ADDITIONAL FEATURES FR | [31 empty] | Production Completed
000000000060015654 - B5 | STP-004 | DATA ENRICHMENT | ATS | ATS5 | OK | 2022-10-10 | 14/10/2022 |  | 000000000060015654 | BHP1 | BHP Spares & Supplies | 311816 | Industrial seals | EA | MAN2 | SEAL, OIL, 50MM X 70MM X 10MM, RUBBER, M | SEAL, OIL, 50MM X 70MM X 10MM, RUBBER, METAL INSERT, SPRING LOADED,, SINGLE SEALING MEMBER |  |  |  | URL NOT FOUND | [14 empty] | CLEANSED | SEAL | OIL | TYPE | SPRING LOADED,SINGLE MEMBER | INSIDE DIAMETER | 50 MM | OUTSIDE DIAMETER | 70 MM | WIDTH | 10 MM | NUMBER OF LIP |  | SEAL DESIGN |  | MATERIAL | RUBBER | SPEED RATING |  | PRESSURE RATING |  | TEMPERATURE RATING |  | HAZARD CLASS |  | CERTIFICATION/STANDARD |  | ADDITIONAL FEATURES EN | W/METAL INSERT | ADDITIONAL FEATURES ES |  | ADDITIONAL FEATURES FR | [31 empty] | Production Completed
000000000060015666 - B5 | STP-004 | DATA ENRICHMENT | ATS | ATS5 | OK | 2022-10-10 | 14/10/2022 |  | 000000000060015666 | BHP1 | BHP Spares & Supplies | 311816 | Industrial seals | EA | MAN2 | SEAL, OIL, 55MM X 72MM X 8MM, RUBBER, ME | SEAL, OIL, 55MM X 72MM X 8MM, RUBBER, METAL INSERT, SPRING LOADED,, SINGLE SEALING MEMBER |  |  |  | URL NOT FOUND | [14 empty] | CLEANSED | SEAL | OIL | TYPE | SPRING LOADED,SINGLE MEMBER | INSIDE DIAMETER | 55 MM | OUTSIDE DIAMETER | 72 MM | WIDTH | 8 MM | NUMBER OF LIP |  | SEAL DESIGN |  | MATERIAL | RUBBER | SPEED RATING |  | PRESSURE RATING |  | TEMPERATURE RATING |  | HAZARD CLASS |  | CERTIFICATION/STANDARD |  | ADDITIONAL FEATURES EN | W/METAL INSERT | ADDITIONAL FEATURES ES |  | ADDITIONAL FEATURES FR | [31 empty] | Production Completed
000000000060020795 - B5 | STP-004 | DATA ENRICHMENT | ATS | ATS5 | OK | 2022-10-10 | 14/10/2022 |  | 000000000060020795 | BHP1 | BHP Spares & Supplies | 311816 | Industrial seals | EA | MAN2 | SEAL, OIL, MIS 30, HYDROSEAL AND CENTRIS | SEAL, OIL, MIS 30, HYDROSEAL & CENTRISEAL PUMP, DENVER | 790020453 | 0019008690 | GARDNER DENVER | https://www.georgelodgedirect.co.uk/Products/mis-oil-seals/MIS30/ |  | GARDNER DENVER | MIS 30 |  |  | 790020453 |  |  | HYDROSEAL AND CENTRISEAL PUMP | [5 empty] | ENRICHED | SEAL | OIL | TYPE |  | INSIDE DIAMETER | 3 IN | OUTSIDE DIAMETER | 3-3/4 IN | WIDTH | 3/8 IN | NUMBER OF LIP |  | SEAL DESIGN |  | MATERIAL | NITRILE | SPEED RATING |  | PRESSURE RATING |  | TEMPERATURE RATING |  | HAZARD CLASS |  | CERTIFICATION/STANDARD |  | ADDITIONAL FEATURES EN |  | ADDITIONAL FEATURES ES |  | ADDITIONAL FEATURES FR | [31 empty] | Production Completed
000000000060020797 - B5 | STP-004 | DATA ENRICHMENT | ATS | ATS5 | OK | 2022-10-10 | 14/10/2022 |  | 000000000060020797 | BHP1 | BHP Spares & Supplies | 311816 | Industrial seals | EA | MAN2 | SEAL, OIL, MIS 315, HYDROSEAL AND CENTRI | SEAL, OIL, MIS 315, HYDROSEAL & CENTRISEAL PUMP, DENVER | 790020607 | 0019008690 | GARDNER DENVER | https://www.tradebearings.com/buy/we-need-pricing-urgently-bushing-and-oil-seal-6759.html |  | GARDNER DENVER | 790020607 |  |  | MIS 315 |  |  | HYDROSEAL AND CENTRISEAL PUMP | [5 empty] | ENRICHED | SEAL | OIL | TYPE |  | INSIDE DIAMETER |  | OUTSIDE DIAMETER |  | WIDTH |  | NUMBER OF LIP |  | SEAL DESIGN |  | MATERIAL | NITRILE | SPEED RATING |  | PRESSURE RATING |  | TEMPERATURE RATING |  | HAZARD CLASS |  | CERTIFICATION/STANDARD |  | ADDITIONAL FEATURES EN |  | ADDITIONAL FEATURES ES |  | ADDITIONAL FEATURES FR | [31 empty] | Production Completed
000000000060173327 - B5 | STP-004 | DATA ENRICHMENT | ATS | ATS5 | OK | 2022-10-10 | 14/10/2022 |  | 000000000060173327 | BHP1 | BHP Spares & Supplies | 311800 | Gaskets and seals | EA | MAN2 | SEAL, OIL, SM21525516, RUBBER | SEAL, OIL, SM21525516, RUBBER, DOUBLE LIP, OD 255MM, ID 215, WIDTH 16MM |  |  |  | https://bmgworld.net/bmg/en/ZAR/All-Categories/Seals/Oil/Rotary-Shaft/SM-21525516/p/SM+21525516 |  | TTO | SM 21525516 | [11 empty] | ENRICHED | SEAL | OIL | TYPE | ROTARY SHAFT | INSIDE DIAMETER | 215 MM | OUTSIDE DIAMETER | 255 MM | WIDTH | 16 MM | NUMBER OF LIP | 2 | SEAL DESIGN |  | MATERIAL | NITRILE RUBBER | SPEED RATING |  | PRESSURE RATING | 0.5 BAR | TEMPERATURE RATING | -40 TO 120 DEG C | HAZARD CLASS |  | CERTIFICATION/STANDARD |  | ADDITIONAL FEATURES EN |  | ADDITIONAL FEATURES ES |  | ADDITIONAL FEATURES FR | [31 empty] | Production Completed
000000000060173328 - B5 | STP-004 | DATA ENRICHMENT | ATS | ATS5 | OK | 2022-10-10 | 14/10/2022 |  | 000000000060173328 | BHP1 | BHP Spares & Supplies | 311800 | Gaskets and seals | EA | MAN2 | SEAL, OIL, SM29533920, RUBBER | SEAL, OIL, SM29533920, RUBBER, DOUBLE LIP, OD 339MM, ID 295, WIDTH 20MM |  |  |  | https://bmgworld.net/bmg/en/ZAR/All-Categories/Seals/Oil/Rotary-Shaft/SM-29533920/p/SM+29533920 |  | TTO | SM 29533920 | [11 empty] | ENRICHED | SEAL | OIL | TYPE | ROTARY SHAFT | INSIDE DIAMETER | 295 MM | OUTSIDE DIAMETER | 339 MM | WIDTH | 20 MM | NUMBER OF LIP | 2 | SEAL DESIGN |  | MATERIAL | NITRILE RUBBER | SPEED RATING |  | PRESSURE RATING | 0.5 BAR | TEMPERATURE RATING | -40 TO 120 DEG C | HAZARD CLASS |  | CERTIFICATION/STANDARD |  | ADDITIONAL FEATURES EN |  | ADDITIONAL FEATURES ES |  | ADDITIONAL FEATURES FR | [31 empty] | Production Completed
000000000060110309 - B5 | STP-004 | DATA ENRICHMENT | ATS | ATS5 | OK | 2022-10-10 | 14/10/2022 |  | 000000000060110309 | BHP1 | BHP Spares & Supplies | 311816 | Industrial seals | ST | MAN2 | SEAL, OIL, WORMSHAFT RATIO 70:1, TYPE DU | SEAL, OIL, WORMSHAFT RATIO 70:1, TYPE DU12 SINGLE REDUCTION UNDERDRIVEN RADICON GEARBOX, DAVID BROWN |  |  |  | URL NOT FOUND |  | DAVID BROWN | [6 empty] | SINGLE REDUCTION UNDERDRIVEN RADICON GEARBOX | DU12 |  |  |  |  | CLEANSED | SEAL | OIL | TYPE | WORM SHAFT | INSIDE DIAMETER |  | OUTSIDE DIAMETER |  | WIDTH |  | NUMBER OF LIP |  | SEAL DESIGN |  | MATERIAL |  | SPEED RATING |  | PRESSURE RATING |  | TEMPERATURE RATING |  | HAZARD CLASS |  | CERTIFICATION/STANDARD |  | ADDITIONAL FEATURES EN | RATIO: 70:1 | ADDITIONAL FEATURES ES |  | ADDITIONAL FEATURES FR | [31 empty] | Production Completed
000000000060167328 - B5 | STP-004 | DATA ENRICHMENT | ATS | ATS5 | OK | 2022-10-10 | 14/10/2022 |  | 000000000060167328 | BHP1 | BHP Spares & Supplies | 311800 | Gaskets and seals | EA | MAN2 | SEAL, OIL: U-LOCK, DOUBLE LIP PART NO. U | SEAL, OIL: U-LOCK, DOUBLE LIP PART NO. U-511 | U-511 | 0019003467 | UNKNOWN | https://bmgworld.net/bmg/en/ZAR/All-Categories/Bearings/Accessories/Housing-Seals/U-Lok/U-511/p/U+511 |  | FSQ | U-511 | [11 empty] | ENRICHED | SEAL | OIL | TYPE | BEARING HOUSING,U-LOCK | INSIDE DIAMETER | 50 MM | OUTSIDE DIAMETER |  | WIDTH |  | NUMBER OF LIP | 2 | SEAL DESIGN |  | MATERIAL | NBR | SPEED RATING | 4 M/S | PRESSURE RATING |  | TEMPERATURE RATING | -20 TO 100 DEG C | HAZARD CLASS |  | CERTIFICATION/STANDARD |  | ADDITIONAL FEATURES EN |  | ADDITIONAL FEATURES ES |  | ADDITIONAL FEATURES FR | [31 empty] | Production Completed
000000000060216475 - B5 | STP-004 | DATA ENRICHMENT | ATS | ATS5 | OK | 2022-10-10 | 14/10/2022 |  | 000000000060216475 | BHP1 | BHP Spares & Supplies | 221015 | Earth moving machinery | EA | MAN2 | SEAL, PIN FRAME BOOM P/N GH59011-161 | SEAL, PIN FRAME BOOM GHH SLP6 P/N GH59011-161 | GH59011-161 | 0019011379 | GHH MINING MACHINES | URL NOT FOUND |  | GHH MINING MACHINES | GH59011-161 | [6 empty] | SLP6 | GHH MINING MACHINES |  |  |  | CLEANSED | SEAL | NO MODIFIER | TYPE | PIN FRAME BOOM | DIMENSIONS |  | MATERIAL |  | HAZARD CLASS |  | CERTIFICATION/STANDARD |  | ADDITIONAL FEATURES EN |  | ADDITIONAL FEATURES ES |  | ADDITIONAL FEATURES FR | [45 empty] | Production Completed
000000000060116196 - B5 | STP-004 | DATA ENRICHMENT | ATS | ATS5 | OK | 2022-10-10 | 14/10/2022 |  | 000000000060116196 | BHP1 | BHP Spares & Supplies | 311816 | Industrial seals | EA | MAN2 | SEAL, PISTON, BRAKE CYLINDER, DWG PD2965 | SEAL, PISTON, BRAKE CYLINDER, DRG PD2965, ITEM 5, TAGLIAFERRI, FURNACE, TUBATSE FERROCHROME |  |  |  | URL NOT FOUND |  | TAGLIAFERRI | [6 empty] | FURNACE |  | TUBATSE FERROCHROME | PD2965 |  | 5 | CLEANSED | SEAL | NO MODIFIER | TYPE | PISTON BRAKE CYLINDER | DIMENSIONS |  | MATERIAL |  | HAZARD CLASS |  | CERTIFICATION/STANDARD |  | ADDITIONAL FEATURES EN |  | ADDITIONAL FEATURES ES |  | ADDITIONAL FEATURES FR | [45 empty] | Production Completed
000000000060170692 - B5 | STP-004 | DATA ENRICHMENT | ATS | ATS5 | OK | 2022-10-10 | 14/10/2022 |  | 000000000060170692 | BHP1 | BHP Spares & Supplies | 221015 | Earth moving machinery | EA | MAN2 | SEAL, RING AC RBS1L P/N 3115298800 | SEAL, RING AC RBS1L P/N 3115298800 | 3115298800 | 0019008517 | ATLAS COPCO SOUTH AFRICA (PTY) | http://mcwparts.com/product/3115298800-atl-seal-ring/ | https://www.andersonequip.com/web/files/prod/web/parts/PN-ACD_3115298800.html | ATLAS COPCO SOUTH AFRICA (PTY) | 3115298800 | [6 empty] | AC RBS1L |  |  |  |  | CLEANSED | SEAL | RING | TYPE |  | INSIDE DIAMETER |  | OUTSIDE DIAMETER |  | THICKNESS |  | MATERIAL |  | MATERIAL SPECIFICATION |  | SEAL DESIGN |  | PRESSURE RATING |  | TEMPERATURE RATING |  | HAZARD CLASS |  | CERTIFICATION/STANDARD |  | ADDITIONAL FEATURES EN |  | ADDITIONAL FEATURES ES |  | ADDITIONAL FEATURES FR | [33 empty] | Production Completed
000000000060169266 - B5 | STP-004 | DATA ENRICHMENT | ATS | ATS5 | OK | 2022-10-10 | 14/10/2022 |  | 000000000060169266 | BHP1 | BHP Spares & Supplies | 311816 | Industrial seals | EA | MAN2 | SEAL, RING CENTRE PORTION P/N GH59004125 | SEAL, RING CENTRE PORTION P/N GH59004125 | GH59004125 | 0019011379 | GHH MINING MACHINES | URL NOT FOUND |  | GHH MINING MACHINES | GH59004125 | [11 empty] | CLEANSED | SEAL | RING | TYPE | CENTRE PORTION | INSIDE DIAMETER |  | OUTSIDE DIAMETER |  | THICKNESS |  | MATERIAL |  | MATERIAL SPECIFICATION |  | SEAL DESIGN |  | PRESSURE RATING |  | TEMPERATURE RATING |  | HAZARD CLASS |  | CERTIFICATION/STANDARD |  | ADDITIONAL FEATURES EN |  | ADDITIONAL FEATURES ES |  | ADDITIONAL FEATURES FR | [33 empty] | Production Completed
000000000060169270 - B5 | STP-004 | DATA ENRICHMENT | ATS | ATS5 | OK | 2022-10-10 | 14/10/2022 |  | 000000000060169270 | BHP1 | BHP Spares & Supplies | 311816 | Industrial seals | EA | MAN2 | SEAL, RING INPUT SHAFT P/N GH86250000 | SEAL, RING INPUT SHAFT P/N GH86250000 | GH86250000 | 0019011379 | GHH MINING MACHINES | URL NOT FOUND |  | GHH MINING MACHINES | GH86250000 | [11 empty] | CLEANSED | SEAL | RING | TYPE | INPUT SHAFT | INSIDE DIAMETER |  | OUTSIDE DIAMETER |  | THICKNESS |  | MATERIAL |  | MATERIAL SPECIFICATION |  | SEAL DESIGN |  | PRESSURE RATING |  | TEMPERATURE RATING |  | HAZARD CLASS |  | CERTIFICATION/STANDARD |  | ADDITIONAL FEATURES EN |  | ADDITIONAL FEATURES ES |  | ADDITIONAL FEATURES FR | [33 empty] | Production Completed
000000000060169273 - B5 | STP-004 | DATA ENRICHMENT | ATS | ATS5 | OK | 2022-10-10 | 14/10/2022 |  | 000000000060169273 | BHP1 | BHP Spares & Supplies | 311816 | Industrial seals | EA | MAN2 | SEAL, RING P/N GH87027000 | SEAL, RING P/N GH87027000 | GH87027000 | 0019011379 | GHH MINING MACHINES | URL NOT FOUND |  | GHH MINING MACHINES | GH87027000 | [11 empty] | CLEANSED | SEAL | RING | TYPE |  | INSIDE DIAMETER |  | OUTSIDE DIAMETER |  | THICKNESS |  | MATERIAL |  | MATERIAL SPECIFICATION |  | SEAL DESIGN |  | PRESSURE RATING |  | TEMPERATURE RATING |  | HAZARD CLASS |  | CERTIFICATION/STANDARD |  | ADDITIONAL FEATURES EN |  | ADDITIONAL FEATURES ES |  | ADDITIONAL FEATURES FR | [33 empty] | Production Completed
000000000060219987 - B5 | STP-004 | DATA ENRICHMENT | ATS | ATS5 | OK | 2022-10-10 | 14/10/2022 |  | 000000000060219987 | BHP1 | BHP Spares & Supplies | 271126 | Sealing tools | ST | MAN2 | SEAL, SHAFT, CARBON, CO BLOWER | SHAFT SEAL, SERIAL NUMBER S5859, SEGMENTED CARBON, C/W STAINLESS STEEL GARTER SPRING, 96MM DIAMETER SHAFT, CO BLOWER, FOUR PER SET, SSI FMT00165 |  |  |  | URL NOT FOUND | [8 empty] | CO BLOWER |  |  |  | S5859 |  | CLEANSED | SEAL | NO MODIFIER | TYPE | SHAFT,SEGMENTED CARBON | DIMENSIONS | ID 96 MM | MATERIAL |  | HAZARD CLASS |  | CERTIFICATION/STANDARD |  | ADDITIONAL FEATURES EN | C/WSTAINLESS STEEL GARTER SPRING,SSI FMT00165,PACKAGING QUANTITY: 4 PER SET | ADDITIONAL FEATURES ES |  | ADDITIONAL FEATURES FR | [45 empty] | Production Completed
000000000060121791 - B5 | STP-004 | DATA ENRICHMENT | ATS | ATS5 | ok | 2022-10-10 | 14/10/2022 |  | 000000000060121791 | BHP1 | BHP Spares & Supplies | 311816 | Industrial seals | EA | MAN2 | SEAL, SHAFT, TYPE 3520V/25A/ 8-1 CC11 DO | SEAL, SHAFT, TYPE 3520V/25A/ 8-1 CC11 DOUBLE PUMP, VICKERS, STOKER, DANGO | 394973 | 0019008605 | DANGO DIENENTHAL | https://www.motionindustries.com/products/sku/01265322 | https://www.hydraulic-supply.com/35m-series-shaft-seal-394973.html | VICKERS | 394973 |  | DANGO DIENENTHAL |  |  |  | DOUBLE PUMP | 3520V/25A/ 8-1 CC11 |  |  |  |  | ENRICHED | SEAL | NO MODIFIER | TYPE | SHAFT | DIMENSIONS |  | MATERIAL | BUNA-N | HAZARD CLASS |  | CERTIFICATION/STANDARD |  | ADDITIONAL FEATURES EN | STOKER | ADDITIONAL FEATURES ES |  | ADDITIONAL FEATURES FR | [45 empty] | Production Completed
000000000060114553 - B5 | STP-004 | DATA ENRICHMENT | ATS | ATS5 | OK | 2022-10-10 | 14/10/2022 |  | 000000000060114553 | BHP1 | BHP Spares & Supplies | 311816 | Industrial seals | EA | MAN2 | SEAL, SILICON RUBBER, 60MM OD X 6MM THIC | SEAL, SILICON RUBBER, 60MM OD X 6MM THICK, 31MM HOLE IN CENTRE, FERROVELD DRG FV30C25014 REV A, 7FT X 6FT BALL MILL, HARDING, SSI FMT00427 |  |  |  | URL NOT FOUND | [8 empty] | 7 X 6 FT BALL MILL |  | HARDINGE | FV30C25014 REV A |  |  | CLEANSED | SEAL | NO MODIFIER | TYPE |  | DIMENSIONS | OD 60 X THK 6 X 31 MM HOLE IN CENTRE | MATERIAL | SILICON RUBBER | HAZARD CLASS |  | CERTIFICATION/STANDARD |  | ADDITIONAL FEATURES EN | SSI FMT00427 | ADDITIONAL FEATURES ES |  | ADDITIONAL FEATURES FR | [45 empty] | Production Completed
000000000060223489 - B5 | STP-004 | DATA ENRICHMENT | ATS | ATS5 | ok | 2022-10-10 | 14/10/2022 |  | 000000000060223489 | BHP1 | BHP Spares & Supplies | 311715 | Bearings | EA | MAN2 | SEAL, SKF TS36 | SEAL, SKF TS36, SKF BRAND ONLY, SSI-FMT00521 | TS 36 | 0019011562 | SKF SA | https://www.skf.com/ph/productinfo/productid-TS%2036 | https://www.motionindustries.com/products/sku/00594669¦https://us.misumi-ec.com/vona2/detail/221303750979/?HissuCode=TS+36 | SKF SA | TS 36 | [11 empty] | ENRICHED | SEAL | LABYRINTH | TYPE | BEARING | INSIDE DIAMETER | 140 MM | OUTSIDE DIAMETER |  | WIDTH |  | SPEED RATING |  | MATERIAL | SILICONE ,STEEL | MATERIAL SPECIFICATION |  | SEAL DESIGN |  | PRESSURE RATING |  | TEMPERATURE RATING | -50 TO 200 DEG C | HAZARD CLASS |  | CERTIFICATION/STANDARD |  | ADDITIONAL FEATURES EN | SSI-FMT00521 | ADDITIONAL FEATURES ES |  | ADDITIONAL FEATURES FR | [31 empty] | Production Completed
000000000060223503 - B5 | STP-004 | DATA ENRICHMENT | ATS | ATS5 | OK | 2022-10-10 | 14/10/2022 |  | 000000000060223503 | BHP1 | BHP Spares & Supplies | 311715 | Bearings | EA | MAN2 | SEAL, SKF TSN 526 S | SEAL, SKF TSN 526 S, SKF BRAND ONLY, SSI-FMT00521 | TSN 526 S | 0019011562 | SKF SA | https://www.skf.com/id/products/mounted-bearings/bearing-housings/housing_accessories/productid-TSN%20526%20S | https://www.motionindustries.com/products/sku/02367088 | SKF | TSN 526 S | [11 empty] | ENRICHED | SEAL | LABYRINTH | TYPE | BEARING | INSIDE DIAMETER | 115 MM | OUTSIDE DIAMETER | 175 MM | WIDTH | 26 MM | SPEED RATING |  | MATERIAL | STEEL | MATERIAL SPECIFICATION |  | SEAL DESIGN |  | PRESSURE RATING |  | TEMPERATURE RATING |  | HAZARD CLASS |  | CERTIFICATION/STANDARD |  | ADDITIONAL FEATURES EN | SSI-FMT00521 | ADDITIONAL FEATURES ES |  | ADDITIONAL FEATURES FR | [31 empty] | Production Completed
000000000060223498 - B5 | STP-004 | DATA ENRICHMENT | ATS | ATS5 | OK | 2022-10-10 | 14/10/2022 |  | 000000000060223498 | BHP1 | BHP Spares & Supplies | 311715 | Bearings | EA | MAN2 | SEAL, SKF TSN 532 S | SEAL, SKF TSN 532 S, SKF BRAND ONLY, SSI-FMT00521 | TSN 532 S | 0019011562 | SKF SA | https://www.skf.com/ng/productinfo/productid-TSN%20532%20S | https://www.motionindustries.com/products/sku/02367095 | SKF | TSN 532 S | [11 empty] | ENRICHED | SEAL | LABYRINTH | TYPE | BEARING | INSIDE DIAMETER | 140 MM | OUTSIDE DIAMETER | 210 MM | WIDTH | 27 MM | SPEED RATING |  | MATERIAL | STEEL | MATERIAL SPECIFICATION |  | SEAL DESIGN |  | PRESSURE RATING |  | TEMPERATURE RATING |  | HAZARD CLASS |  | CERTIFICATION/STANDARD |  | ADDITIONAL FEATURES EN | SSI-FMT00521 | ADDITIONAL FEATURES ES |  | ADDITIONAL FEATURES FR | [31 empty] | Production Completed
000000000060255765 - B5 | STP-004 | DATA ENRICHMENT | ATS | ATS5 | OK | 2022-10-10 | 14/10/2022 |  | 000000000060255765 | BHP1 | BHP Spares & Supplies | 311715 | Bearings | EA | MAN2 | SEAL, SPLIT, COOPER, 115MM.ATL | SEAL, SPLIT, COOPER, 115MM.ATL | COP.ATL115M | 0019011819 | Unknown | https://shop.bearings.co.za/aluminium-triple-lab/1608-1608-115mmatl-bearings-accessories-seals-aluminium-triple-labyrinth-seal.html#/475-brand-cooper/732-outside_diameter_mm-1477/733-width_mm-22/734-shaft_diameter_mm-115 | https://www.timken.com/resources/timken-split-cylindrical-roller-bearing-housed-unit-interchange-guide_11213/ | COOPER | COP.ATL115M | [11 empty] | ENRICHED | SEAL | LABYRINTH | TYPE | TRIPLE,SPLIT CYLINDRICAL ROLLER BEARING | INSIDE DIAMETER | 115 MM | OUTSIDE DIAMETER | 147.7 MM | WIDTH | 22 MM | SPEED RATING |  | MATERIAL | ALUMINIUM | MATERIAL SPECIFICATION |  | SEAL DESIGN |  | PRESSURE RATING |  | TEMPERATURE RATING |  | HAZARD CLASS |  | CERTIFICATION/STANDARD |  | ADDITIONAL FEATURES EN |  | ADDITIONAL FEATURES ES |  | ADDITIONAL FEATURES FR | [31 empty] | Production Completed
000000000060174075 - B5 | STP-004 | DATA ENRICHMENT | ATS | ATS5 | OK | 2022-10-10 | 14/10/2022 |  | 000000000060174075 | BHP1 | BHP Spares & Supplies | 311700 | Bearings, bushings, wheels, and gears | EA | MAN2 | SEAL, SPLIT, COOPER, 900.ATL | SEAL, SPLIT, COOPER, 900.ATL | 900.ATL | 0019009210 | COOPER | https://shop.bearings.co.za/aluminium-triple-lab/1740-1740-900atl-bearings-accessories-seals-aluminium-triple-labyrinth-seal.html#/475-brand-cooper/543-width_mm-38/838-outside_diameter_mm-2673/845-shaft_diameter_mm-2286 | https://www.timken.com/resources/timken-split-cylindrical-roller-bearing-housed-unit-interchange-guide_11213/ | TIMKEN | 900ATL |  | COOPER | [9 empty] | ENRICHED | SEAL | LABYRINTH | TYPE | TRIPLE,SPLIT CYLINDRICAL ROLLER BEARING | INSIDE DIAMETER | 228.6 MM | OUTSIDE DIAMETER | 267.3 MM | WIDTH | 38 MM | SPEED RATING |  | MATERIAL | ALUMINIUM | MATERIAL SPECIFICATION |  | SEAL DESIGN |  | PRESSURE RATING |  | TEMPERATURE RATING |  | HAZARD CLASS |  | CERTIFICATION/STANDARD |  | ADDITIONAL FEATURES EN |  | ADDITIONAL FEATURES ES |  | ADDITIONAL FEATURES FR | [31 empty] | Production Completed
000000000060186530 - B5 | STP-004 | DATA ENRICHMENT | ATS | ATS5 | OK | 2022-10-10 | 14/10/2022 |  | 000000000060186530 | BHP1 | BHP Spares & Supplies | 311715 | Bearings | EA | MAN2 | SEAL, SPLIT, COOPER, P/NO 180MM ATL | SEAL, SPLIT, COOPER, P/NO 180MM ATL | 180MM.ATL | 0019009210 | COOPER | https://shop.bearings.co.za/aluminium-triple-lab/1734-180mmatl-bearings-accessories-seals-aluminium-triple-labyrinth-seal.html | https://www.timken.com/resources/timken-split-cylindrical-roller-bearing-housed-unit-interchange-guide_11213/ | TIMKEN | 180MMATL |  | COOPER | [9 empty] | ENRICHED | SEAL | LABYRINTH | TYPE | TRIPLE,SPLIT CYLINDRICAL ROLLER BEARING | INSIDE DIAMETER | 180 MM | OUTSIDE DIAMETER | 215.3 MM | WIDTH | 33 MM | SPEED RATING |  | MATERIAL | ALUMINIUM | MATERIAL SPECIFICATION |  | SEAL DESIGN |  | PRESSURE RATING |  | TEMPERATURE RATING |  | HAZARD CLASS |  | CERTIFICATION/STANDARD |  | ADDITIONAL FEATURES EN |  | ADDITIONAL FEATURES ES |  | ADDITIONAL FEATURES FR | [31 empty] | Production Completed
000000000060181556 - B5 | STP-004 | DATA ENRICHMENT | ATS | ATS5 | OK | 2022-10-10 | 14/10/2022 |  | 000000000060181556 | BHP1 | BHP Spares & Supplies | 311800 | Gaskets and seals | EA | MAN2 | SEAL, TACONITE, TRIPPLE LIP TACK3136, TO | SEAL, TACONITE, TRIPPLE LIP TACK3136, TO FIT PLUMMER BLOCK, SD3136. | TACK 3136 | 0019011394 | BEARING MAN LTD | https://www.bl-bearings.com/pdf/catalogs/FSQ%20Catalog%20.pdf |  | FSQ | TACK 3136 |  | BEARING MAN LTD |  |  |  | PLUMMER BLOCK | SD3136 |  |  |  |  | ENRICHED | SEAL | OIL | TYPE | TACONITE | INSIDE DIAMETER |  | OUTSIDE DIAMETER |  | WIDTH |  | NUMBER OF LIP | 3 | SEAL DESIGN |  | MATERIAL | CAST IRON | SPEED RATING | 7 M/S | PRESSURE RATING |  | TEMPERATURE RATING | -20 TO 100 DEG C | HAZARD CLASS |  | CERTIFICATION/STANDARD |  | ADDITIONAL FEATURES EN |  | ADDITIONAL FEATURES ES |  | ADDITIONAL FEATURES FR | [31 empty] | Production Completed
000000000060121799 - B5 | STP-004 | DATA ENRICHMENT | ATS | ATS5 | ok | 2022-10-10 | 14/10/2022 |  | 000000000060121799 | BHP1 | BHP Spares & Supplies | 311816 | Industrial seals | ST | MAN2 | SEAL, TYPE OSPB 315 STEERING VALVE, DANF | SEAL, TYPE OSPB 315 STEERING VALVE, DANFOSS, STOKER, DANGO |  |  |  | URL NOT FOUND |  | DANFOSS |  |  | DANGO |  |  |  | STEERING VALVE | OSPB 315 |  |  |  |  | CLEANSED | SEAL | NO MODIFIER | TYPE |  | DIMENSIONS |  | MATERIAL |  | HAZARD CLASS |  | CERTIFICATION/STANDARD |  | ADDITIONAL FEATURES EN | STOKER | ADDITIONAL FEATURES ES |  | ADDITIONAL FEATURES FR | [45 empty] | Production Completed
000000000060225357 - B5 | STP-004 | DATA ENRICHMENT | ATS | ATS5 | OK | 2022-10-10 | 14/10/2022 |  | 000000000060225357 | BHP1 | BHP Spares & Supplies | 311715 | Bearings | EA | MAN2 | SEAL, U 532,SNU U-LOCK | U 532,SNU U-LOK SEAL |  |  |  | https://bmgworld.net/bmg/en/ZAR/All-Categories/Bearings/Accessories/Housing-Seals/U-Lok/U-532/p/U+532 |  | FSQ | U 532 | [11 empty] | ENRICHED | SEAL | OIL | TYPE | BEARING HOUSING,U-LOK | INSIDE DIAMETER | 140 MM | OUTSIDE DIAMETER |  | WIDTH |  | NUMBER OF LIP | 1 | SEAL DESIGN |  | MATERIAL | NBR | SPEED RATING | 4 M/S | PRESSURE RATING |  | TEMPERATURE RATING | -20 TO 100 DEG C | HAZARD CLASS |  | CERTIFICATION/STANDARD |  | ADDITIONAL FEATURES EN |  | ADDITIONAL FEATURES ES |  | ADDITIONAL FEATURES FR | [31 empty] | Production Completed
000000000060185791 - B5 | STP-004 | DATA ENRICHMENT | ATS | ATS5 | OK | 2022-10-10 | 14/10/2022 |  | 000000000060185791 | BHP1 | BHP Spares & Supplies | 311800 | Gaskets and seals | ST | MAN2 | SEAL, U-LOCK, U518, RUBBER | SEAL, U-LOCK, U518, RUBBER | U518 | 0019011394 | BEARING MAN LTD | https://bmgworld.net/bmg/en/ZAR/All-Categories/Bearings/Accessories/Housing-Seals/U-Lok/U-518/p/U+518 |  | FSQ | U 518 |  | BEARING MAN LTD | [9 empty] | ENRICHED | SEAL | OIL | TYPE | BEARING HOUSING,U-LOK | INSIDE DIAMETER | 80 MM | OUTSIDE DIAMETER |  | WIDTH |  | NUMBER OF LIP | 1 | SEAL DESIGN |  | MATERIAL | NBR | SPEED RATING | 4 M/S | PRESSURE RATING |  | TEMPERATURE RATING | -20 TO 100 DEG C | HAZARD CLASS |  | CERTIFICATION/STANDARD |  | ADDITIONAL FEATURES EN |  | ADDITIONAL FEATURES ES |  | ADDITIONAL FEATURES FR | [31 empty] | Production Completed
000000000060022506 - B5 | STP-004 | DATA ENRICHMENT | ATS | ATS5 | ok | 2022-10-10 | 14/10/2022 |  | 000000000060022506 | BHP1 | BHP Spares & Supplies | 311816 | Industrial seals | EA | MAN2 | SEAL, VOLUTE COVER, PUMP, WARMAN | SEAL, VOLUTE COVER, PUMP, WARMAN | DTV3124-R55 | 0019003565 | WARMAN INTERNATIONAL LTD | https://ets.kz/upload/medialibrary/c46/0svhm2ru0l3l0j91vjkf1yvmzb2bwxbu.pdf |  | WARMAN INTERNATIONAL LTD | DTV3124-R55 | [5 empty] | PUMP | [5 empty] | CLEANSED | SEAL | NO MODIFIER | TYPE | VOLUTE COVER | DIMENSIONS |  | MATERIAL |  | HAZARD CLASS |  | CERTIFICATION/STANDARD |  | ADDITIONAL FEATURES EN |  | ADDITIONAL FEATURES ES |  | ADDITIONAL FEATURES FR | [45 empty] | Production Completed
000000000060022364 - B5 | STP-004 | DATA ENRICHMENT | ATS | ATS5 | ok | 2022-10-10 | 14/10/2022 |  | 000000000060022364 | BHP1 | BHP Spares & Supplies | 311816 | Industrial seals | EA | MAN2 | SEAL, VOLUTE FRAME, PUMP, WARMAN | SEAL, VOLUTE FRAME, PUMP, WARMAN | E4125PX-R08A | 0019003565 | WARMAN INTERNATIONAL LTD | URL NOT FOUND |  | WARMAN INTERNATIONAL LTD | E4125PX-R08A | [5 empty] | PUMP | [5 empty] | CLEANSED | SEAL | NO MODIFIER | TYPE | VOLUTE FRAME | DIMENSIONS |  | MATERIAL |  | HAZARD CLASS |  | CERTIFICATION/STANDARD |  | ADDITIONAL FEATURES EN |  | ADDITIONAL FEATURES ES |  | ADDITIONAL FEATURES FR | [45 empty] | Production Completed
000000000060233910 - B5 | STP-004 | DATA ENRICHMENT | ATS | ATS5 | OK | 2022-10-10 | 14/10/2022 |  | 000000000060233910 | BHP1 | BHP Spares & Supplies | 200000 | Mining Machinery and Accessories | EA | MAN2 | SEAL,421,22,32760 | 421-22-32760 SEAL | 421-22-32760 ..SEAL | 0019001867 | KOMATSU CORP | https://k-part.777parts.org/spare/komatsu/421-22-32760/ | http://777parts.net/komatsu/421-22-32760-Seal/p351676.html | KOMATSU CORP | 421-22-32760 | [11 empty] | CLEANSED | SEAL | NO MODIFIER | TYPE |  | DIMENSIONS |  | MATERIAL |  | HAZARD CLASS |  | CERTIFICATION/STANDARD |  | ADDITIONAL FEATURES EN |  | ADDITIONAL FEATURES ES |  | ADDITIONAL FEATURES FR | [45 empty] | Production Completed
000000000060236016 - B5 | STP-004 | DATA ENRICHMENT | ATS | ATS5 | ok | 2022-10-10 | 14/10/2022 |  | 000000000060236016 | BHP1 | BHP Spares & Supplies | 200000 | Mining Machinery and Accessories | EA | MAN2 | SEAL,5363855 | 5363855, SEAL | 5363855 - SEAL | 0019011537 | BARLOWORLD EQUIPMENT | https://parts.cat.com/en/catcorp/536-3855 | https://shop.usrparts.com/catalog/search/5363855 | CATERPILLAR SA | 536-3855 |  | BARLOWORLD EQUIPMENT | [9 empty] | CLEANSED | SEAL | NO MODIFIER | TYPE |  | DIMENSIONS |  | MATERIAL |  | HAZARD CLASS |  | CERTIFICATION/STANDARD |  | ADDITIONAL FEATURES EN |  | ADDITIONAL FEATURES ES |  | ADDITIONAL FEATURES FR | [45 empty] | Production Completed
000000000060191905 - B5 | STP-004 | DATA ENRICHMENT | ATS | ATS5 | OK | 2022-10-10 | 14/10/2022 |  | 000000000060191905 | BHP1 | BHP Spares & Supplies | 221015 | Earth moving machinery | EA | MAN2 | SEAL,56D-23-13461,KOM | SEAL, HM300-1C, ADT, 56D-23-13461, KOMATSU | 56D-23-13461 | 0019001867 | KOMATSU CORP | http://www.andersonequip.com/web/files/prod/web/parts/PN-KAC_56D_23_13461.html | https://mxpseal.com/products/56d-23-13461 | KOMATSU CORP | 56D-23-13461 | [5 empty] | ARTICULATED DUMP TRUCK | HM300-1C |  |  |  |  | CLEANSED | SEAL | OIL | TYPE |  | INSIDE DIAMETER |  | OUTSIDE DIAMETER |  | WIDTH |  | NUMBER OF LIP |  | SEAL DESIGN |  | MATERIAL |  | SPEED RATING |  | PRESSURE RATING |  | TEMPERATURE RATING |  | HAZARD CLASS |  | CERTIFICATION/STANDARD |  | ADDITIONAL FEATURES EN |  | ADDITIONAL FEATURES ES |  | ADDITIONAL FEATURES FR | [31 empty] | Production Completed
000000000060232707 - B5 | STP-004 | DATA ENRICHMENT | ATS | ATS5 | ok | 2022-10-10 | 14/10/2022 |  | 000000000060232707 | BHP1 | BHP Spares & Supplies | 200000 | Mining Machinery and Accessories | EA | MAN2 | SEAL,92044-1513,KAWASAKI | SEAL, PN 92044-1513, KAWASAKI MULE | 92044-1513 | 0019011667 | WATER RITE MOTORCYCLES | URL NOT FOUND |  | KAWASAKI MULE | 92044-1513 |  | WATER RITE MOTORCYCLES | [9 empty] | CLEANSED | SEAL | NO MODIFIER | TYPE |  | DIMENSIONS |  | MATERIAL |  | HAZARD CLASS |  | CERTIFICATION/STANDARD |  | ADDITIONAL FEATURES EN |  | ADDITIONAL FEATURES ES |  | ADDITIONAL FEATURES FR | [45 empty] | Production Completed
000000000060164740 - B5 | STP-004 | DATA ENRICHMENT | ATS | ATS5 | ok | 2022-10-10 | 14/10/2022 | URL FOR REFRENCE | 000000000060164740 | BHP1 | BHP Spares & Supplies | 312000 | Adhesives and sealants | EA | MAN2 | SEAL,BEARING,4520,SET OF 2 HALVES | SEAL, BEARING, 4520, SET OF 2 HALVES | 4520 | 0019003467 | UNKNOWN | https://qseals.com/en/mechanical-seals/brands/us-seal/product/ps-4520 |  |  | 4520 | [11 empty] | CLEANSED | SEAL | NO MODIFIER | TYPE | BEARING | DIMENSIONS |  | MATERIAL |  | HAZARD CLASS |  | CERTIFICATION/STANDARD |  | ADDITIONAL FEATURES EN | PACKAGING QUANTITY: SET OF 2 HALVES | ADDITIONAL FEATURES ES |  | ADDITIONAL FEATURES FR | [45 empty] | Production Completed
000000000060247721 - B5 | STP-004 | DATA ENRICHMENT | ATS | ATS5 | OK | 2022-10-10 | 14/10/2022 |  | 000000000060247721 | BHP1 | BHP Spares & Supplies | 311715 | Bearings | EA | MAN2 | SEAL,BEARING,SPLIT,COOPER,110MM,EA | SEAL, BEARING, SPLIT, COOPER, ATL, 110MM, EACH | 110MM_ATL | 0019011819 | Unknown | https://www.timken.com/resources/timken-split-cylindrical-roller-bearing-housed-unit-interchange-guide_11213/ | https://shop.bearings.co.za/aluminium-triple-lab/1607-1607-110mmatl-bearings-accessories-seals-aluminium-triple-labyrinth-seal.html#/475-brand-cooper/731-shaft_diameter_mm-110/732-outside_diameter_mm-1477/733-width_mm-22 | TIMKEN | 110MMATL |  | COOPER | [9 empty] | ENRICHED | SEAL | LABYRINTH | TYPE | TRIPLE,SPLIT CYLINDRICAL ROLLER BEARING | INSIDE DIAMETER | 110 MM | OUTSIDE DIAMETER | 147.7 MM | WIDTH | 22 MM | SPEED RATING |  | MATERIAL | ALUMINIUM | MATERIAL SPECIFICATION |  | SEAL DESIGN |  | PRESSURE RATING |  | TEMPERATURE RATING |  | HAZARD CLASS |  | CERTIFICATION/STANDARD |  | ADDITIONAL FEATURES EN | EACH | ADDITIONAL FEATURES ES |  | ADDITIONAL FEATURES FR | [31 empty] | Production Completed
000000000060166334 - B5 | STP-004 | DATA ENRICHMENT | ATS | ATS5 | OK | 2022-10-10 | 14/10/2022 |  | 000000000060166334 | BHP1 | BHP Spares & Supplies | 311800 | Gaskets and seals | EA | MAN2 | SEAL,CAMLOCK,150MM | SEAL: CAMLOCK, 150MM |  |  |  | URL NOT FOUND | [14 empty] | CLEANSED | SEAL | NO MODIFIER | TYPE | CAMLOCK | DIMENSIONS | 150 MM | MATERIAL |  | HAZARD CLASS |  | CERTIFICATION/STANDARD |  | ADDITIONAL FEATURES EN |  | ADDITIONAL FEATURES ES |  | ADDITIONAL FEATURES FR | [45 empty] | Production Completed
000000000060166335 - B5 | STP-004 | DATA ENRICHMENT | ATS | ATS5 | OK | 2022-10-10 | 14/10/2022 |  | 000000000060166335 | BHP1 | BHP Spares & Supplies | 311800 | Gaskets and seals | EA | MAN2 | SEAL,CAMLOCK,80MM | SEAL: CAMLOCK, 80MM |  |  |  | URL NOT FOUND | [14 empty] | CLEANSED | SEAL | NO MODIFIER | TYPE | CAMLOCK | DIMENSIONS | 80 MM | MATERIAL |  | HAZARD CLASS |  | CERTIFICATION/STANDARD |  | ADDITIONAL FEATURES EN |  | ADDITIONAL FEATURES ES |  | ADDITIONAL FEATURES FR | [45 empty] | Production Completed
000000000060231241 - B5 | STP-004 | DATA ENRICHMENT | ATS | ATS5 | ok | 2022-10-10 | 14/10/2022 |  | 000000000060231241 | BHP1 | BHP Spares & Supplies | 271126 | Sealing tools | EA | MAN2 | SEAL,CERAMIC FILTER,FILTER HOUSING | SEAL, CERAMIC FILTER, FILTER HOUSING FILTER ELEMENT PO-100-P01S-60X, NEW STOCK AS PER ESSI : 1086 |  |  |  | URL NOT FOUND | [14 empty] | CLEANSED | SEAL | NO MODIFIER | TYPE |  | DIMENSIONS |  | MATERIAL |  | HAZARD CLASS |  | CERTIFICATION/STANDARD |  | ADDITIONAL FEATURES EN | FOR CERAMIC FILTER,FILTER HOUSING FILTER ELEMENT PO-100-P01S-60X,NEW STOCK AS PER ESSI : 1086 | ADDITIONAL FEATURES ES |  | ADDITIONAL FEATURES FR | [45 empty] | Production Completed
000000000060228637 - B5 | STP-004 | DATA ENRICHMENT | ATS | ATS5 | CHECK_NM | 2022-10-10 | 14/10/2022 |  | 000000000060228637 | BHP1 | BHP Spares & Supplies | 251917 | Vehicle servicing equipment | EA | MAN2 | SEAL,COMPRESSOR,ROYAL SLAG CARRIER | SEAL, COMPRESSOR, ROYAL SLAG CARRIER., NEW STOCK AS PER ESSI : 988, 110-0004 | 110-0004 | 0019011537 | BARLOWORLD EQUIPMENT | https://parts.cat.com/en/catcorp/110-0004 | https://bigrigworld.com/seal-1100004.html | CATERPILLER | 110-0004 |  | BARLOWORLD EQUIPMENT |  |  |  | COMPRESSOR,ROYAL SLAG CARRIER | [5 empty] | ENRICHED | O-RING | NO MODIFIER | INSIDE DIAMETER |  | OUTSIDE DIAMETER |  | WIDTH | 130 MM | MATERIAL |  | DASH NUMBER |  | HARDNESS |  | PRESSURE RATING |  | TEMPERATURE RATING |  | HAZARD CLASS |  | CERTIFICATION/STANDARD |  | ADDITIONAL FEATURES EN | NEW STOCK AS PER ESSI : 988, 110-0004 | ADDITIONAL FEATURES ES |  | ADDITIONAL FEATURES FR | [35 empty] | Production Completed
000000000060233712 - B5 | STP-004 | DATA ENRICHMENT | ATS | ATS5 | CHECK_NM | 2022-10-10 | 14/10/2022 |  | 000000000060233712 | BHP1 | BHP Spares & Supplies | 200000 | Mining Machinery and Accessories | EA | MAN2 | SEAL,CONTROL,BANK,R900309629,LHD,AM5.5 | CONTROL BANK SEAL KIT, PN R900309629, LHD AARD MAJOR 5.5 | 900309629 |  |  | URL NOT FOUND |  |  | 900309629 | [6 empty] | LHD AARD MAJOR 5.5 |  |  |  |  | CLEANSED | KIT | NO MODIFIER | TYPE | CONTROL BANK SEAL | CONTENTS |  | NUMBER OF ITEMS |  | HAZARD CLASS |  | CERTIFICATION/STANDARD |  | ADDITIONAL FEATURES EN |  | ADDITIONAL FEATURES ES |  | ADDITIONAL FEATURES FR | [45 empty] | Production Completed
000000000060228235 - B5 | STP-004 | DATA ENRICHMENT | ATS | ATS5 | OK | 2022-10-10 | 14/10/2022 |  | 000000000060228235 | BHP1 | BHP Spares & Supplies | 311715 | Bearings | EA | MAN2 | SEAL,COOPER 140MM_ATL | SEAL,COOPER 140MM_ATL |  |  |  | https://www.timken.com/resources/timken-split-cylindrical-roller-bearing-housed-unit-interchange-guide_11213/ | https://shop.bearings.co.za/aluminium-triple-lab/1613-140mmatl-bearings-accessories-seals-aluminium-triple-labyrinth-seal.html | TIMKEN | 140MMATL |  | COOPER | [9 empty] | ENRICHED | SEAL | LABYRINTH | TYPE | TRIPLE,SPLIT CYLINDRICAL ROLLER BEARING | INSIDE DIAMETER | 140 MM | OUTSIDE DIAMETER | 176.7 MM | WIDTH | 25 MM | SPEED RATING |  | MATERIAL | ALUMINIUM | MATERIAL SPECIFICATION |  | SEAL DESIGN |  | PRESSURE RATING |  | TEMPERATURE RATING |  | HAZARD CLASS |  | CERTIFICATION/STANDARD |  | ADDITIONAL FEATURES EN |  | ADDITIONAL FEATURES ES |  | ADDITIONAL FEATURES FR | [31 empty] | Production Completed
000000000060238063 - B5 | STP-004 | DATA ENRICHMENT | ATS | ATS5 | OK | 2022-10-10 | 15/10/2022 |  | 000000000060238063 | BHP1 | BHP Spares & Supplies | 311715 | Bearings | EA | MAN2 | SEAL,COOPER,75MMATL | COOPER ,SEAL,75MM ATL |  |  |  | https://www.timken.com/resources/timken-split-cylindrical-roller-bearing-housed-unit-interchange-guide_11213/ | https://shop.bearings.co.za/aluminium-triple-lab/1622-1622-75mmatl-bearings-accessories-seals-aluminium-triple-labyrinth-seal.html#/126-outside_diameter_mm-105/475-brand-cooper/666-shaft_diameter_mm-75/754-width_mm-17 | TIMKEN | 75MMATL |  | COOPER | [9 empty] | ENRICHED | SEAL | LABYRINTH | TYPE | TRIPLE,SPLIT CYLINDRICAL ROLLER BEARING | INSIDE DIAMETER | 75 MM | OUTSIDE DIAMETER | 105 MM | WIDTH | 17 MM | SPEED RATING |  | MATERIAL | ALUMINIUM | MATERIAL SPECIFICATION |  | SEAL DESIGN |  | PRESSURE RATING |  | TEMPERATURE RATING |  | HAZARD CLASS |  | CERTIFICATION/STANDARD |  | ADDITIONAL FEATURES EN |  | ADDITIONAL FEATURES ES |  | ADDITIONAL FEATURES FR | [31 empty] | Production Completed
000000000060247143 - B5 | STP-004 | DATA ENRICHMENT | ATS | ATS5 | OK | 2022-10-10 | 15/10/2022 |  | 000000000060247143 | BHP1 | BHP Spares & Supplies | 311715 | Bearings | PR | MAN2 | SEAL,DOUBLE LIP,SKF,TSN512G,PAIR | SEAL, DOUBLE LIP, SKF, TSN512G , RUBBER, 2 SEALS PE PACK, PAIR | TSN512G | 0019011819 | Unknown | https://www.skf.com/binaries/pub12/Images/0901d1968084f0d6-18093-EN---TX-seal-SNL-seal-datasheet_tcm_12-460846.pdf | https://www.radwell.com/en-US/Buy/SKF/SKF/TSN%20512%20G/ | SKF | TSN 512 G | [11 empty] | ENRICHED | SEAL | OIL | TYPE | BEARING | INSIDE DIAMETER | 55 MM | OUTSIDE DIAMETER |  | WIDTH |  | NUMBER OF LIP | 4 | SEAL DESIGN |  | MATERIAL | THERMOPLASTIC ELSATOMER | SPEED RATING |  | PRESSURE RATING |  | TEMPERATURE RATING |  | HAZARD CLASS |  | CERTIFICATION/STANDARD |  | ADDITIONAL FEATURES EN | PACKAGING QUANTITY: 2 PER PACK | ADDITIONAL FEATURES ES |  | ADDITIONAL FEATURES FR | [31 empty] | Production Completed
000000000060186827 - B5 | STP-004 | DATA ENRICHMENT | ATS | ATS5 | OK | 2022-10-10 | 15/10/2022 |  | 000000000060186827 | BHP1 | BHP Spares & Supplies | 311700 | Bearings, bushings, wheels, and gears | PAK | MAN2 | SEAL,DOUBLE LIP,SPLIT,2 SEALS PER PAC | SEAL, DOUBLE LIP, SPLIT, SKF, 2 SEALS PER PACK | TSN 530 G | 0019011562 | SKF SA | https://www.skf.com/binaries/pub12/Images/0901d1968084f0d8-18145-EN---TY-seal-SNL-seal-datasheet_tcm_12-460850.pdf | https://www.skf.com/us/products/mounted-bearings/bearing-housings/housing_accessories/productid-TSN%20530%20L | SKF | TSN 530 G | [11 empty] | ENRICHED | SEAL | OIL | TYPE |  | INSIDE DIAMETER | 135 MM | OUTSIDE DIAMETER | 202.5 MM | WIDTH | 16 MM | NUMBER OF LIP | 2 | SEAL DESIGN |  | MATERIAL | THERMOPLASTIC POLYESTER ELASTOMER | SPEED RATING |  | PRESSURE RATING |  | TEMPERATURE RATING |  | HAZARD CLASS |  | CERTIFICATION/STANDARD |  | ADDITIONAL FEATURES EN | PACKAGING QUANTITY: 2 PER PACK | ADDITIONAL FEATURES ES |  | ADDITIONAL FEATURES FR | [31 empty] | Production Completed
000000000060242250 - B5 | STP-004 | DATA ENRICHMENT | ATS | ATS5 | OK | 2022-10-10 | 15/10/2022 | PARTIAL MATCH PN | 000000000060242250 | BHP1 | BHP Spares & Supplies | 311800 | Gaskets and seals | EA | MAN2 | SEAL,DOUBLE LIP,SPLIT,2 SEALS PER PACK,T | SEAL,DOUBLE LIP,SPLIT,2 SEALS PER PACK,TSNA512 | TSNA512 |  |  | https://www.farrellbearings.co.nz/site/farrellbearings/Plummer%20Block%20Housing%20Conversion%20sheet.pdf | https://www.skf.com/binaries/pub12/Images/0901d1968084f0d8-18145-EN---TY-seal-SNL-seal-datasheet_tcm_12-460850.pdf | SKF | TSNA512 | [11 empty] | ENRICHED | SEAL | OIL | TYPE | SPLIT | INSIDE DIAMETER | 55 MM | OUTSIDE DIAMETER |  | WIDTH |  | NUMBER OF LIP | 2 | SEAL DESIGN |  | MATERIAL |  | SPEED RATING |  | PRESSURE RATING |  | TEMPERATURE RATING |  | HAZARD CLASS |  | CERTIFICATION/STANDARD |  | ADDITIONAL FEATURES EN | PACKAGING QUANTITY: 2 PER PACK | ADDITIONAL FEATURES ES |  | ADDITIONAL FEATURES FR | [31 empty] | Production Completed
000000000060231615 - B5 | STP-004 | DATA ENRICHMENT | ATS | ATS5 | OK | 2022-10-10 | 15/10/2022 |  | 000000000060231615 | BHP1 | BHP Spares & Supplies | 200000 | Mining Machinery and Accessories | EA | MAN2 | SEAL,DRUM BRAKE 92093-1543 | 92093-1543 KAWASAKI MULE DRUM BRAKE SEAL | 92093-1543 |  |  | https://www.megazip.net/zapchasti-dlya/kawasaki/seal-bs184-8x13-5zs-920931543?q=92093-1543&gclid=CjwKCAjwtKmaBhBMEiwAyINuwIA3l7hiYtPe2nOxPlypce_wScmST8C7nL_r0BwwM_YBch8zgf3NuRoCfAAQAvD_BwE | https://www.partzilla.com/product/kawasaki/92093-1543?gclid=CjwKCAjwtKmaBhBMEiwAyINuwDER_2EjebcZI6jdPlO7L85ZK9f6d79BPN4Ubm-kztoAAQM1zpu9ehoCFT0QAvD_BwE | KAWASAKI MULE | 92093-1543 | [11 empty] | CLEANSED | SEAL | NO MODIFIER | TYPE | DRUM BRAKE | DIMENSIONS |  | MATERIAL |  | HAZARD CLASS |  | CERTIFICATION/STANDARD |  | ADDITIONAL FEATURES EN |  | ADDITIONAL FEATURES ES |  | ADDITIONAL FEATURES FR | [45 empty] | Production Completed
000000000060232711 - B5 | STP-004 | DATA ENRICHMENT | ATS | ATS5 | OK | 2022-10-10 | 15/10/2022 |  | 000000000060232711 | BHP1 | BHP Spares & Supplies | 200000 | Mining Machinery and Accessories | EA | MAN2 | SEAL,DRUM,MAIN,92092-1543,KAWASAKI | MAIN DRUM SEAL, PN 92092-1543, KAWASAKI MULE | 92092-1543 | 0019011667 | WATER RITE MOTORCYCLES | URL NOT FOUND |  | KAWASAKI MULE | 92092-1543 |  | WATER RITE MOTORCYCLES | [9 empty] | CLEANSED | SEAL | NO MODIFIER | TYPE | MAIN DRUM | DIMENSIONS |  | MATERIAL |  | HAZARD CLASS |  | CERTIFICATION/STANDARD |  | ADDITIONAL FEATURES EN |  | ADDITIONAL FEATURES ES |  | ADDITIONAL FEATURES FR | [45 empty] | Production Completed
000000000060168287 - B5 | STP-004 | DATA ENRICHMENT | ATS | ATS5 | OK | 2022-10-10 | 15/10/2022 |  | 000000000060168287 | BHP1 | BHP Spares & Supplies | 221015 | Earth moving machinery | EA | MAN2 | SEAL,DUST AXERA126 P/NR 70410317 | SEAL: DUST P/N 70410317 | 70410317 | 0019002924 | SANDVIK | https://www.aga-parts.com/sandvik/part/70410317_dust-seal/ | https://mcwparts.com/product/70410317-dust-seal/ | SANDVIK | 70410317 | [6 empty] | AXERA 126 |  |  |  |  | CLEANSED | SEAL | NO MODIFIER | TYPE | DUST | DIMENSIONS |  | MATERIAL |  | HAZARD CLASS |  | CERTIFICATION/STANDARD |  | ADDITIONAL FEATURES EN |  | ADDITIONAL FEATURES ES |  | ADDITIONAL FEATURES FR | [45 empty] | Production Completed
000000000060206847 - B5 | STP-004 | DATA ENRICHMENT | ATS | ATS5 | OK | 2022-10-10 | 15/10/2022 |  | 000000000060206847 | BHP1 | BHP Spares & Supplies | 221015 | Earth moving machinery | EA | MAN2 | SEAL,DUST,07011-00080,KOM | SEAL, DUST, WA380-5C, FEL, 07011-00080, KOMATSU | 07011-00080 | 0019001867 | KOMATSU CORP | https://store.intellaliftparts.com/p/ko-07011-00080/komatsu-forklift-07011-00080-seal.html | https://www.motofork.com/products/rear-axle-hub-oil-seal-8 | KOMATSU CORP | 07011-00080 | [6 empty] | WA380-5C |  |  |  |  | ENRICHED | SEAL | OIL | TYPE | DUST,REAR AXLE HUB | INSIDE DIAMETER |  | OUTSIDE DIAMETER |  | WIDTH |  | NUMBER OF LIP |  | SEAL DESIGN |  | MATERIAL |  | SPEED RATING |  | PRESSURE RATING |  | TEMPERATURE RATING |  | HAZARD CLASS |  | CERTIFICATION/STANDARD |  | ADDITIONAL FEATURES EN | FEL | ADDITIONAL FEATURES ES |  | ADDITIONAL FEATURES FR | [31 empty] | Production Completed
000000000060235407 - B5 | STP-004 | DATA ENRICHMENT | ATS | ATS5 | OK | 2022-10-10 | 15/10/2022 |  | 000000000060235407 | BHP1 | BHP Spares & Supplies | 200000 | Mining Machinery and Accessories | EA | MAN2 | SEAL,DUST,2180,1106BD11 | 2180-1106BD11 SEAL, DUST | 2180-1106BD11 SEAL, DUST |  |  | https://k-part.777parts.org/spare/komatsu/2180-1106bd11/ | https://miniexcavatorcentre.com/shop/digger-arm/pins-bushes/2180-1106bd11-daewoo-doosan-seal/ | KOMATSU | 2180-1106BD11 | [11 empty] | CLEANSED | SEAL | NO MODIFIER | TYPE | DUST | DIMENSIONS |  | MATERIAL |  | HAZARD CLASS |  | CERTIFICATION/STANDARD |  | ADDITIONAL FEATURES EN |  | ADDITIONAL FEATURES ES |  | ADDITIONAL FEATURES FR | [45 empty] | Production Completed
000000000060190226 - B5 | STP-004 | DATA ENRICHMENT | ATS | ATS5 | OK | 2022-10-10 | 15/10/2022 |  | 000000000060190226 | BHP1 | BHP Spares & Supplies | 221015 | Earth moving machinery | EA | MAN2 | SEAL,DUST,421-09-11310,KOM | SEAL, DUST, HM300-1C, ADT, 421-09-11310, KOMATSU | 421-09-11310 | 0019001867 | KOMATSU CORP | https://propelparts.us/new4-421-09-11310-Komatsu-Dust-Seal.html | https://www.agkits.com/komatsu-dust-seal-421-09-11310.aspx#.Y0XJnT1BzDc | KOMATSU CORP | 421-09-11310 | [5 empty] | ARTICULATED DUMP TRUCK | HM300-1C |  |  |  |  | CLEANSED | SEAL | NO MODIFIER | TYPE | DUST | DIMENSIONS |  | MATERIAL |  | HAZARD CLASS |  | CERTIFICATION/STANDARD |  | ADDITIONAL FEATURES EN |  | ADDITIONAL FEATURES ES |  | ADDITIONAL FEATURES FR | [45 empty] | Production Completed
000000000060231133 - B5 | STP-004 | DATA ENRICHMENT | ATS | ATS5 | OK_NM CHECK | 2022-10-10 | 15/10/2022 |  | 000000000060231133 | BHP1 | BHP Spares & Supplies | 200000 | Mining Machinery and Accessories | EA | MAN2 | SEAL,FACE UV-8517697H24 | SEAL, FACE UV-8517697H24 | UV-8517697H24 | 0019011370 | AARD MINING | URL NOT FOUND |  | AARD MINING | UV-8517697H24 | [11 empty] | CLEANSED | SEAL | MECHANICAL | TYPE | FACE | DESIGN |  | INSIDE DIAMETER |  | OUTSIDE DIAMETER |  | STATIONARY FACE MATERIAL |  | ROTATING FACE MATERIAL |  | SPRING MATERIAL |  | ARRANGEMENT |  | GASKET MATERIAL |  | SECONDARY SEAL MATERIAL |  | HARDWARE MATERIAL |  | PRESSURE RATING |  | TEMPERATURE RATING |  | HAZARD CLASS |  | CERTIFICATION/STANDARD |  | ADDITIONAL FEATURES EN |  | ADDITIONAL FEATURES ES |  | ADDITIONAL FEATURES FR | [25 empty] | Production Completed
000000000060220468 - B5 | STP-004 | DATA ENRICHMENT | ATS | ATS5 | OK | 2022-10-10 | 15/10/2022 |  | 000000000060220468 | BHP1 | BHP Spares & Supplies | 221015 | Earth moving machinery | EA | MAN2 | SEAL,FUEL TANK P/N GH59026125 | SEAL, FUEL TANK P/N GH59026125 | GH59026125 | 0019011379 | GHH MINING MACHINES | URL NOT FOUND |  | GHH MINING MACHINES | GH59026125 | [11 empty] | CLEANSED | SEAL | NO MODIFIER | TYPE | FUEL TANK | DIMENSIONS |  | MATERIAL |  | HAZARD CLASS |  | CERTIFICATION/STANDARD |  | ADDITIONAL FEATURES EN |  | ADDITIONAL FEATURES ES |  | ADDITIONAL FEATURES FR | [45 empty] | Production Completed
000000000060225361 - B5 | STP-004 | DATA ENRICHMENT | ATS | ATS5 | OK | 2022-10-10 | 15/10/2022 |  | 000000000060225361 | BHP1 | BHP Spares & Supplies | 251728 | Hydraulic systems and components | EA | MAN2 | SEAL,KD 1/2 INCH | KD SEAL 1/2 INCH |  | 0019008605 | DANGO DIENENTHAL | URL NOT FOUND |  | DANGO DIENENTHAL | [12 empty] | CLEANSED | SEAL | NO MODIFIER | TYPE |  | DIMENSIONS | 1/2 IN | MATERIAL |  | HAZARD CLASS |  | CERTIFICATION/STANDARD |  | ADDITIONAL FEATURES EN |  | ADDITIONAL FEATURES ES |  | ADDITIONAL FEATURES FR | [45 empty] | Production Completed
000000000060225362 - B5 | STP-004 | DATA ENRICHMENT | ATS | ATS5 | OK | 2022-10-10 | 15/10/2022 |  | 000000000060225362 | BHP1 | BHP Spares & Supplies | 251728 | Hydraulic systems and components | EA | MAN2 | SEAL,KD 3/4 INCH | KD SEAL 3/4 INCH |  | 0019008605 | DANGO DIENENTHAL | URL NOT FOUND |  | DANGO DIENENTHAL | [12 empty] | CLEANSED | SEAL | NO MODIFIER | TYPE |  | DIMENSIONS | 3/4 IN | MATERIAL |  | HAZARD CLASS |  | CERTIFICATION/STANDARD |  | ADDITIONAL FEATURES EN |  | ADDITIONAL FEATURES ES |  | ADDITIONAL FEATURES FR | [45 empty] | Production Completed
000000000060230940 - B5 | STP-004 | DATA ENRICHMENT | ATS | ATS5 | OK | 2022-10-10 | 15/10/2022 |  | 000000000060230940 | BHP1 | BHP Spares & Supplies | 200000 | Mining Machinery and Accessories | EA | MAN2 | SEAL,KIT UV-94000148 | SEAL, KIT UV-94000148 | UV-94000148 | 0019011370 | AARD MINING | URL NOT FOUND |  | AARD MINING | UV-94000148 | [11 empty] | CLEANSED | SEAL | NO MODIFIER | TYPE |  | DIMENSIONS |  | MATERIAL |  | HAZARD CLASS |  | CERTIFICATION/STANDARD |  | ADDITIONAL FEATURES EN | KIT | ADDITIONAL FEATURES ES |  | ADDITIONAL FEATURES FR | [45 empty] | Production Completed
000000000060169507 - B5 | STP-004 | DATA ENRICHMENT | ATS | ATS5 | OK | 2022-10-10 | 15/10/2022 |  | 000000000060169507 | BHP1 | BHP Spares & Supplies | 312000 | Adhesives and sealants | EA | MAN2 | SEAL,MECHANICAL: JOHN CRANE MODEL DSBOP, | SEAL,MECHANICAL: JOHN CRANE MODEL DSBOP, JOHN CRANE Z/09123 |  |  |  | URL NOT FOUND | [9 empty] | DSBOP,Z/09123 | JOHN CRANE |  |  |  | CLEANSED | SEAL | MECHANICAL | TYPE |  | DESIGN |  | INSIDE DIAMETER |  | OUTSIDE DIAMETER |  | STATIONARY FACE MATERIAL |  | ROTATING FACE MATERIAL |  | SPRING MATERIAL |  | ARRANGEMENT |  | GASKET MATERIAL |  | SECONDARY SEAL MATERIAL |  | HARDWARE MATERIAL |  | PRESSURE RATING |  | TEMPERATURE RATING |  | HAZARD CLASS |  | CERTIFICATION/STANDARD |  | ADDITIONAL FEATURES EN |  | ADDITIONAL FEATURES ES |  | ADDITIONAL FEATURES FR | [25 empty] | Production Completed
000000000060175130 - B5 | STP-004 | DATA ENRICHMENT | ATS | ATS5 | OK | 2022-10-10 | 15/10/2022 |  | 000000000060175130 | BHP1 | BHP Spares & Supplies | 311700 | Bearings, bushings, wheels, and gears | EA | MAN2 | SEAL,OIL, U-LOCK,DOUBLE LIP PART NO U-51 | SEAL,OIL, U-LOCK,DOUBLE LIP PART NO U-510 |  |  |  | https://bmgworld.net/bmg/en/ZAR/All-Categories/Bearings/Accessories/Housing-Seals/U-Lok/U-510/p/U+510 | https://nomo.com/u-510-u-lok-fsq.html | FSQ | U-510 | [11 empty] | ENRICHED | SEAL | OIL | TYPE | BEARING HOUSING,U-LOCK | INSIDE DIAMETER | 45 MM | OUTSIDE DIAMETER |  | WIDTH |  | NUMBER OF LIP | 2 | SEAL DESIGN |  | MATERIAL | NBR | SPEED RATING | 4 M/S | PRESSURE RATING |  | TEMPERATURE RATING | -20 TO 100 DEG C | HAZARD CLASS |  | CERTIFICATION/STANDARD |  | ADDITIONAL FEATURES EN |  | ADDITIONAL FEATURES ES |  | ADDITIONAL FEATURES FR | [31 empty] | Production Completed
000000000060172577 - B5 | STP-004 | DATA ENRICHMENT | ATS | ATS5 | OK | 2022-10-10 | 15/10/2022 |  | 000000000060172577 | BHP1 | BHP Spares & Supplies | 311800 | Gaskets and seals | EA | MAN2 | SEAL,OIL,110MMX135MMX13MM,RUBBER | SEAL: OIL, 110MM X 135MM X 13MM, RUBBER |  |  |  | URL NOT FOUND | [14 empty] | CLEANSED | SEAL | OIL | TYPE |  | INSIDE DIAMETER | 110 MM | OUTSIDE DIAMETER | 135 MM | WIDTH | 13 MM | NUMBER OF LIP |  | SEAL DESIGN |  | MATERIAL | RUBBER | SPEED RATING |  | PRESSURE RATING |  | TEMPERATURE RATING |  | HAZARD CLASS |  | CERTIFICATION/STANDARD |  | ADDITIONAL FEATURES EN |  | ADDITIONAL FEATURES ES |  | ADDITIONAL FEATURES FR | [31 empty] | Production Completed
000000000060256389 - B5 | STP-004 | DATA ENRICHMENT | ATS | ATS5 | OK | 2022-10-10 | 15/10/2022 |  | 000000000060256389 | BHP1 | BHP Spares & Supplies | 311715 | Bearings | EA | MAN2 | SEAL,OIL,45MMX75MMX08MM,RUBBER,METAL | SEAL, OIL, 45MMX75MMX08MM, RUBBER, METAL INSERT, SPRING LOADED, SINGLE SEALING MEMBER, SM457508, PSP P58 | SM457508 | 0019011819 | Unknown | URL NOT FOUND |  |  | SM457508 | [6 empty] | PSP P58 |  |  |  |  | CLEANSED | SEAL | OIL | TYPE | SPRING LOADED,SINGLE MEMBER | INSIDE DIAMETER | 45 MM | OUTSIDE DIAMETER | 75 MM | WIDTH | 8 MM | NUMBER OF LIP |  | SEAL DESIGN |  | MATERIAL | RUBBER | SPEED RATING |  | PRESSURE RATING |  | TEMPERATURE RATING |  | HAZARD CLASS |  | CERTIFICATION/STANDARD |  | ADDITIONAL FEATURES EN | W/METAL INSERT | ADDITIONAL FEATURES ES |  | ADDITIONAL FEATURES FR | [31 empty] | Production Completed
000000000060015696 - B5 | STP-004 | DATA ENRICHMENT | ATS | ATS5 | OK | 2022-10-10 | 15/10/2022 |  | 000000000060015696 | BHP1 | BHP Spares & Supplies | 311816 | Industrial seals | EA | MAN2 | SEAL,OIL,80MMX100MMX10MM,RUBBER, | SEAL, OIL, 80MM X 100MM X 10MM, RUBBER, METAL INSERT, SPRING LOADED,, SINGLE SEALING MEMBER |  |  |  | URL NOT FOUND | [14 empty] | CLEANSED | SEAL | OIL | TYPE | SPRING LOADED,SINGLE MEMBER | INSIDE DIAMETER | 80 MM | OUTSIDE DIAMETER | 100 MM | WIDTH | 10 MM | NUMBER OF LIP |  | SEAL DESIGN |  | MATERIAL | RUBBER | SPEED RATING |  | PRESSURE RATING |  | TEMPERATURE RATING |  | HAZARD CLASS |  | CERTIFICATION/STANDARD |  | ADDITIONAL FEATURES EN | W/METAL INSERT | ADDITIONAL FEATURES ES |  | ADDITIONAL FEATURES FR | [31 empty] | Production Completed
000000000060186027 - B5 | STP-004 | DATA ENRICHMENT | ATS | ATS5 | OK | 2022-10-10 | 15/10/2022 | BASED ON SERIES | 000000000060186027 | BHP1 | BHP Spares & Supplies | 311800 | Gaskets and seals | EA | MAN2 | SEAL,OIL,CR 150X130X12,VITON LIP | SEAL, OIL, CR 150X130X12, VITON LIP | CR 150X130X12 | 0019011562 | SKF SA | https://www.skf.com/us/products/industrial-seals/cr-seals-from-skf |  | SKF | [12 empty] | CLEANSED | SEAL | OIL | TYPE |  | INSIDE DIAMETER | 130 MM | OUTSIDE DIAMETER | 150 MM | WIDTH | 12 MM | NUMBER OF LIP |  | SEAL DESIGN |  | MATERIAL | VITON | SPEED RATING |  | PRESSURE RATING |  | TEMPERATURE RATING |  | HAZARD CLASS |  | CERTIFICATION/STANDARD |  | ADDITIONAL FEATURES EN | SERIES: CR | ADDITIONAL FEATURES ES |  | ADDITIONAL FEATURES FR | [31 empty] | Production Completed
000000000060225525 - B5 | STP-004 | DATA ENRICHMENT | ATS | ATS5 | OK | 2022-10-10 | 15/10/2022 |  | 000000000060225525 | BHP1 | BHP Spares & Supplies | 311717 | Gears | EA | MAN2 | SEAL,OIL,GEARBOX,METRIC,SM19022015 | SEAL, OIL, GEARBOX, METRIC, SM19022015, PSP PELLET DRUM | SM19022015 | 0019011394 | BEARING MAN LTD | https://bmgworld.net/bmg/en/ZAR/All-Categories/Seals/Oil/Rotary-Shaft/SM-19022015-VF/p/SM+19022015+VF | https://www.sealinnovations.co.nz/Product/info/SM19022015 | TTO | SM19022015 |  | BEARING MAN LTD |  |  |  | PSP PELLET DRUM | [5 empty] | ENRICHED | SEAL | OIL | TYPE | ROTARY SHAFT,GEARBOX | INSIDE DIAMETER | 190 MM | OUTSIDE DIAMETER | 220 MM | WIDTH | 15 MM | NUMBER OF LIP | 2 | SEAL DESIGN |  | MATERIAL | VITON | SPEED RATING |  | PRESSURE RATING | 0.5 BAR | TEMPERATURE RATING | -30 TO 200 DEG C | HAZARD CLASS |  | CERTIFICATION/STANDARD |  | ADDITIONAL FEATURES EN | SERIES: METRIC | ADDITIONAL FEATURES ES |  | ADDITIONAL FEATURES FR | [31 empty] | Production Completed
000000000060175134 - B5 | STP-004 | DATA ENRICHMENT | ATS | ATS5 | OK | 2022-10-10 | 15/10/2022 |  | 000000000060175134 | BHP1 | BHP Spares & Supplies | 311700 | Bearings, bushings, wheels, and gears | EA | MAN2 | SEAL,OIL;U-LOCK,DOUBLE LIP PART NO U-517 | SEAL,OIL;U-LOCK,DOUBLE LIP PART NO U-517 |  |  |  | https://bmgworld.net/bmg/en/ZAR/All-Categories/Bearings/Accessories/Housing-Seals/U-Lok/U-517/p/U+517 | https://www.locateballbearings.com/fsq-u517-seal/ | FSQ | U-517 | [11 empty] | ENRICHED | SEAL | OIL | TYPE | BEARING HOUSING,U-LOCK | INSIDE DIAMETER | 75 MM | OUTSIDE DIAMETER |  | WIDTH |  | NUMBER OF LIP | 2 | SEAL DESIGN |  | MATERIAL | NBR | SPEED RATING | 4 M/S | PRESSURE RATING |  | TEMPERATURE RATING | -20 TO 100 DEG C | HAZARD CLASS |  | CERTIFICATION/STANDARD |  | ADDITIONAL FEATURES EN |  | ADDITIONAL FEATURES ES |  | ADDITIONAL FEATURES FR | [31 empty] | Production Completed
000000000060245036 - B5 | STP-004 | DATA ENRICHMENT | ATS | ATS5 | OK | 2022-10-10 | 15/10/2022 |  | 000000000060245036 | BHP1 | BHP Spares & Supplies | 311700 | Bearings, bushings, wheels, and gears | EA | MAN2 | SEAL,PLUMBER BLOCK SKF TSN 517 L | SEAL, PLUMBER BLOCK SKF TSN 517 L |  |  |  | https://www.skf.com/uk/products/mounted-bearings/bearing-housings/housing_accessories/productid-TSN%20517%20L | https://www.acorn-ind.co.uk/p/skf/housing-sealing-solutions/tsn517l-skf/ | SKF | TSN 517 L | [11 empty] | ENRICHED | SEAL | OIL | TYPE | BEARING,PLUMBER BLOCK | INSIDE DIAMETER | 75 MM | OUTSIDE DIAMETER |  | WIDTH | 15 MM | NUMBER OF LIP | 4 | SEAL DESIGN |  | MATERIAL | THERMOPLASTIC POLYESTER ELASTOMER | SPEED RATING |  | PRESSURE RATING |  | TEMPERATURE RATING |  | HAZARD CLASS |  | CERTIFICATION/STANDARD |  | ADDITIONAL FEATURES EN |  | ADDITIONAL FEATURES ES |  | ADDITIONAL FEATURES FR | [31 empty] | Production Completed
000000000060231106 - B5 | STP-004 | DATA ENRICHMENT | ATS | ATS5 | OK | 2022-10-10 | 15/10/2022 |  | 000000000060231106 | BHP1 | BHP Spares & Supplies | 200000 | Mining Machinery and Accessories | EA | MAN2 | SEAL,REAR BEARING CAP OIL UV-853235751 | SEAL,REAR BEARING CAP OIL UV-853235751 | UV-853235751 | 0019011370 | AARD MINING | URL NOT FOUND |  | AARD MINING | UV-853235751 | [11 empty] | CLEANSED | SEAL | OIL | TYPE | REAR BEARING CAP | INSIDE DIAMETER |  | OUTSIDE DIAMETER |  | WIDTH |  | NUMBER OF LIP |  | SEAL DESIGN |  | MATERIAL |  | SPEED RATING |  | PRESSURE RATING |  | TEMPERATURE RATING |  | HAZARD CLASS |  | CERTIFICATION/STANDARD |  | ADDITIONAL FEATURES EN |  | ADDITIONAL FEATURES ES |  | ADDITIONAL FEATURES FR | [31 empty] | Production Completed
000000000060223020 - B5 | STP-004 | DATA ENRICHMENT | ATS | ATS5 | OK | 2022-10-10 | 15/10/2022 |  | 000000000060223020 | BHP1 | BHP Spares & Supplies | 221015 | Earth moving machinery | EA | MAN2 | SEAL,RING (UV-94000105) | SEAL,RING (UV-94000105) | UV-94000105 | 0019011370 | AARD MINING | URL NOT FOUND |  | AARD MINING | UV-94000105 | [11 empty] | CLEANSED | SEAL | RING | TYPE |  | INSIDE DIAMETER |  | OUTSIDE DIAMETER |  | THICKNESS |  | MATERIAL |  | MATERIAL SPECIFICATION |  | SEAL DESIGN |  | PRESSURE RATING |  | TEMPERATURE RATING |  | HAZARD CLASS |  | CERTIFICATION/STANDARD |  | ADDITIONAL FEATURES EN |  | ADDITIONAL FEATURES ES |  | ADDITIONAL FEATURES FR | [33 empty] | Production Completed
000000000060231128 - B5 | STP-004 | DATA ENRICHMENT | ATS | ATS5 | OK | 2022-10-10 | 15/10/2022 |  | 000000000060231128 | BHP1 | BHP Spares & Supplies | 200000 | Mining Machinery and Accessories | EA | MAN2 | SEAL,RING,RADIAL UV-851150180L08N | RING, RADIAL SEAL UV-851150180L08N | UV-851150180L08N | 0019011370 | AARD MINING | URL NOT FOUND |  | AARD MINING | UV-851150180L08N | [11 empty] | CLEANSED | SEAL | RING | TYPE | RADIAL | INSIDE DIAMETER |  | OUTSIDE DIAMETER |  | THICKNESS |  | MATERIAL |  | MATERIAL SPECIFICATION |  | SEAL DESIGN |  | PRESSURE RATING |  | TEMPERATURE RATING |  | HAZARD CLASS |  | CERTIFICATION/STANDARD |  | ADDITIONAL FEATURES EN |  | ADDITIONAL FEATURES ES |  | ADDITIONAL FEATURES FR | [33 empty] | Production Completed
000000000060216526 - B5 | STP-004 | DATA ENRICHMENT | ATS | ATS5 | OK | 2022-10-10 | 15/10/2022 |  | 000000000060216526 | BHP1 | BHP Spares & Supplies | 221015 | Earth moving machinery | EA | MAN2 | SEAL,RNG FLANGE EXHAUST P/N GH909-4-06 | SEAL, RING FLANGE EXHAUST GHH SLP6 P/N GH909-4-067216 | GH909-4-067216 | 0019011379 | GHH MINING MACHINES | URL NOT FOUND |  | GHH MINING MACHINES | GH909-4-067216 | [6 empty] | SLP6 | GHH MINING MACHINES |  |  |  | CLEANSED | SEAL | RING | TYPE | FLANGE EXHAUST | INSIDE DIAMETER |  | OUTSIDE DIAMETER |  | THICKNESS |  | MATERIAL |  | MATERIAL SPECIFICATION |  | SEAL DESIGN |  | PRESSURE RATING |  | TEMPERATURE RATING |  | HAZARD CLASS |  | CERTIFICATION/STANDARD |  | ADDITIONAL FEATURES EN |  | ADDITIONAL FEATURES ES |  | ADDITIONAL FEATURES FR | [33 empty] | Production Completed
000000000060251582 - B5 | STP-004 | DATA ENRICHMENT | ATS | ATS5 | OK | 2022-10-10 | 15/10/2022 |  | 000000000060251582 | BHP1 | BHP Spares & Supplies | 251739 | Electrical components | EA | MAN2 | SEAL,SPLIT,BEARING,LABYRINTH,100MM_ATL | SEAL,SPLIT,BEARING,LABYRINTH,100MM_ATL,COOPER | 100MM_ATL | 0019011819 | Unknown | https://www.timken.com/resources/timken-split-cylindrical-roller-bearing-housed-unit-interchange-guide_11213/ | https://shop.bearings.co.za/aluminium-triple-lab/1606-1606-100mmatl-bearings-accessories-seals-aluminium-triple-labyrinth-seal.html#/475-brand-cooper/612-shaft_diameter_mm-100/729-outside_diameter_mm-1351/730-width_mm-19 | TIMKEN | 100MMATL |  | COOPER | [9 empty] | ENRICHED | SEAL | LABYRINTH | TYPE | TRIPLE,SPLIT CYLINDRICAL ROLLER BEARING | INSIDE DIAMETER | 100 MM | OUTSIDE DIAMETER | 135.1 MM | WIDTH | 19 MM | SPEED RATING |  | MATERIAL | ALUMINIUM | MATERIAL SPECIFICATION |  | SEAL DESIGN |  | PRESSURE RATING |  | TEMPERATURE RATING |  | HAZARD CLASS |  | CERTIFICATION/STANDARD |  | ADDITIONAL FEATURES EN |  | ADDITIONAL FEATURES ES |  | ADDITIONAL FEATURES FR | [31 empty] | Production Completed
000000000060228441 - B5 | STP-004 | DATA ENRICHMENT | ATS | ATS5 | OK | 2022-10-10 | 15/10/2022 |  | 000000000060228441 | BHP1 | BHP Spares & Supplies | 311715 | Bearings | EA | MAN2 | SEAL,SPLIT,COOPER,100MM,ATL,02,SERIES | SEAL,SPLIT,COOPER,100MM,ATL,02,SERIES |  |  |  | https://www.timken.com/resources/timken-split-cylindrical-roller-bearing-housed-unit-interchange-guide_11213/ | https://shop.bearings.co.za/aluminium-triple-lab/1606-1606-100mmatl-bearings-accessories-seals-aluminium-triple-labyrinth-seal.html#/475-brand-cooper/612-shaft_diameter_mm-100/729-outside_diameter_mm-1351/730-width_mm-19 | TIMKEN | 100MMATL |  | COOPER | [9 empty] | ENRICHED | SEAL | LABYRINTH | TYPE | TRIPLE,SPLIT CYLINDRICAL ROLLER BEARING | INSIDE DIAMETER | 100 MM | OUTSIDE DIAMETER | 135.1 MM | WIDTH | 19 MM | SPEED RATING |  | MATERIAL | ALUMINIUM | MATERIAL SPECIFICATION |  | SEAL DESIGN |  | PRESSURE RATING |  | TEMPERATURE RATING |  | HAZARD CLASS |  | CERTIFICATION/STANDARD |  | ADDITIONAL FEATURES EN | SERIES: 02 | ADDITIONAL FEATURES ES |  | ADDITIONAL FEATURES FR | [31 empty] | Production Completed
000000000060251979 - B5 | STP-004 | DATA ENRICHMENT | ATS | ATS5 | OK | 2022-10-10 | 15/10/2022 |  | 000000000060251979 | BHP1 | BHP Spares & Supplies | 311715 | Bearings | EA | MAN2 | SEAL,SPLIT,COOPER,75MM,ATL | SEAL, SPLIT, COOPER, 75MM, ATL |  |  |  | https://www.timken.com/resources/timken-split-cylindrical-roller-bearing-housed-unit-interchange-guide_11213/ | https://shop.bearings.co.za/aluminium-triple-lab/1622-1622-75mmatl-bearings-accessories-seals-aluminium-triple-labyrinth-seal.html#/126-outside_diameter_mm-105/475-brand-cooper/666-shaft_diameter_mm-75/754-width_mm-17 | TIMKEN | 75MMATL |  | COOPER | [9 empty] | ENRICHED | SEAL | LABYRINTH | TYPE | TRIPLE,SPLIT CYLINDRICAL ROLLER BEARING | INSIDE DIAMETER | 75 MM | OUTSIDE DIAMETER | 105 MM | WIDTH | 17 MM | SPEED RATING |  | MATERIAL | ALUMINIUM | MATERIAL SPECIFICATION |  | SEAL DESIGN |  | PRESSURE RATING |  | TEMPERATURE RATING |  | HAZARD CLASS |  | CERTIFICATION/STANDARD |  | ADDITIONAL FEATURES EN |  | ADDITIONAL FEATURES ES |  | ADDITIONAL FEATURES FR | [31 empty] | Production Completed
000000000060240836 - B5 | STP-004 | DATA ENRICHMENT | ATS | ATS5 | OK | 2022-10-10 | 15/10/2022 |  | 000000000060240836 | BHP1 | BHP Spares & Supplies | 311715 | Bearings | EA | MAN2 | SEAL,TURBINE BARRING UNIT,65/90/12 | SEAL,TURBINE BARRING UNIT,65/90/12 |  |  |  | URL NOT FOUND | [14 empty] | CLEANSED | SEAL | NO MODIFIER | TYPE | TURBINE BARRING UNIT | DIMENSIONS |  | MATERIAL |  | HAZARD CLASS |  | CERTIFICATION/STANDARD |  | ADDITIONAL FEATURES EN | 65/90/12 | ADDITIONAL FEATURES ES |  | ADDITIONAL FEATURES FR | [45 empty] | Production Completed
000000000060228251 - B5 | STP-004 | DATA ENRICHMENT | ATS | ATS5 | OK | 2022-10-10 | 15/10/2022 |  | 000000000060228251 | BHP1 | BHP Spares & Supplies | 311715 | Bearings | EA | MAN2 | SEAL,U 508 SNU U-LOK | SEAL, U 508 SNU U-LOK |  |  |  | https://bmgworld.net/bmg/en/ZAR/All-Categories/Bearings/Accessories/Housing-Seals/U-Lok/U-508/p/U+508 |  | FSQ | U 508 | [11 empty] | ENRICHED | SEAL | OIL | TYPE | BEARING HOUSING,U-LOK | INSIDE DIAMETER | 35 MM | OUTSIDE DIAMETER |  | WIDTH |  | NUMBER OF LIP | 1 | SEAL DESIGN |  | MATERIAL | NBR | SPEED RATING | 4 M/S | PRESSURE RATING |  | TEMPERATURE RATING | -20 TO 100 DEG C | HAZARD CLASS |  | CERTIFICATION/STANDARD |  | ADDITIONAL FEATURES EN |  | ADDITIONAL FEATURES ES |  | ADDITIONAL FEATURES FR | [31 empty] | Production Completed
000000000060237975 - B5 | STP-004 | DATA ENRICHMENT | ATS | ATS5 | OK | 2022-10-10 | 15/10/2022 |  | 000000000060237975 | BHP1 | BHP Spares & Supplies | 311715 | Bearings | EA | MAN2 | SEAL,U LOK,PART NO,U_LOK_508 | SEAL, U LOK, PART NO, U_LOK_508 |  |  |  | https://bmgworld.net/bmg/en/ZAR/All-Categories/Bearings/Accessories/Housing-Seals/U-Lok/U-508/p/U+508 |  | FSQ | U_LOK_508 | [11 empty] | ENRICHED | SEAL | OIL | TYPE | BEARING HOUSING,U-LOK | INSIDE DIAMETER | 35 MM | OUTSIDE DIAMETER |  | WIDTH |  | NUMBER OF LIP | 1 | SEAL DESIGN |  | MATERIAL | NBR | SPEED RATING | 4 M/S | PRESSURE RATING |  | TEMPERATURE RATING | -20 TO 100 DEG C | HAZARD CLASS |  | CERTIFICATION/STANDARD |  | ADDITIONAL FEATURES EN |  | ADDITIONAL FEATURES ES |  | ADDITIONAL FEATURES FR | [31 empty] | Production Completed
000000000060237981 - B5 | STP-004 | DATA ENRICHMENT | ATS | ATS5 | OK | 2022-10-10 | 15/10/2022 |  | 000000000060237981 | BHP1 | BHP Spares & Supplies | 311715 | Bearings | EA | MAN2 | SEAL,U LOK,PART NO,U_LOK_508 | SEAL,U LOK, PART NO, U_LOK_508 |  |  |  | https://bmgworld.net/bmg/en/ZAR/All-Categories/Bearings/Accessories/Housing-Seals/U-Lok/U-508/p/U+508 |  | FSQ | U_LOK_508 | [11 empty] | ENRICHED | SEAL | OIL | TYPE | BEARING HOUSING,U-LOK | INSIDE DIAMETER | 35 MM | OUTSIDE DIAMETER |  | WIDTH |  | NUMBER OF LIP | 1 | SEAL DESIGN |  | MATERIAL | NBR | SPEED RATING | 4 M/S | PRESSURE RATING |  | TEMPERATURE RATING | -20 TO 100 DEG C | HAZARD CLASS |  | CERTIFICATION/STANDARD |  | ADDITIONAL FEATURES EN |  | ADDITIONAL FEATURES ES |  | ADDITIONAL FEATURES FR | [31 empty] | Production Completed
000000000060167984 - B5 | STP-004 | DATA ENRICHMENT | ATS | ATS5 | OK | 2022-10-10 | 15/10/2022 |  | 000000000060167984 | BHP1 | BHP Spares & Supplies | 311715 | Bearings | EA | MAN2 | SEAL: BEARING, SPLIT, COOPER, 88MM | SEAL: BEARING, SPLIT, COOPER, 88MM |  |  |  | URL NOT FOUND | [14 empty] | CLEANSED | SEAL | NO MODIFIER | TYPE | BEARING,SPLIT | DIMENSIONS | 88 MM | MATERIAL | COOPER | HAZARD CLASS |  | CERTIFICATION/STANDARD |  | ADDITIONAL FEATURES EN |  | ADDITIONAL FEATURES ES |  | ADDITIONAL FEATURES FR | [45 empty] | Production Completed
000000000060187453 - B5 | STP-004 | DATA ENRICHMENT | ATS | ATS5 | OK | 2022-10-10 | 15/10/2022 |  | 000000000060187453 | BHP1 | BHP Spares & Supplies | 311715 | Bearings | EA | MAN2 | SEAL: BEARING,LABYRINTH,P/N 100MM.ATL, | SEAL: BEARING, LABYRINTH, P/N 100MM.ATL, COOPER | 100MM.ATL | 0019011697 | COOPER BEARINGS | https://www.timken.com/resources/timken-split-cylindrical-roller-bearing-housed-unit-interchange-guide_11213/ | https://shop.bearings.co.za/aluminium-triple-lab/1606-1606-100mmatl-bearings-accessories-seals-aluminium-triple-labyrinth-seal.html#/475-brand-cooper/612-shaft_diameter_mm-100/729-outside_diameter_mm-1351/730-width_mm-19 | TIMKEN | 100MMATL |  | COOPER | [9 empty] | ENRICHED | SEAL | LABYRINTH | TYPE | TRIPLE,SPLIT CYLINDRICAL ROLLER BEARING | INSIDE DIAMETER | 100 MM | OUTSIDE DIAMETER | 135.1 MM | WIDTH | 19 MM | SPEED RATING |  | MATERIAL | ALUMINIUM | MATERIAL SPECIFICATION |  | SEAL DESIGN |  | PRESSURE RATING |  | TEMPERATURE RATING |  | HAZARD CLASS |  | CERTIFICATION/STANDARD |  | ADDITIONAL FEATURES EN |  | ADDITIONAL FEATURES ES |  | ADDITIONAL FEATURES FR | [31 empty] | Production Completed
000000000060187447 - B5 | STP-004 | DATA ENRICHMENT | ATS | ATS5 | OK | 2022-10-10 | 15/10/2022 |  | 000000000060187447 | BHP1 | BHP Spares & Supplies | 311715 | Bearings | EA | MAN2 | SEAL: BEARING,LABYRINTH,P/N 90MM.ATL, | SEAL: BEARING, LABYRINTH, P/N 90MM.ATL, COOPER | 90MM.ATL | 0019011697 | COOPER BEARINGS | https://www.timken.com/resources/timken-split-cylindrical-roller-bearing-housed-unit-interchange-guide_11213/ | https://shop.bearings.co.za/aluminium-triple-lab/1624-1624-90mmatl-bearings-accessories-seals-aluminium-triple-labyrinth-seal.html#/475-brand-cooper/730-width_mm-19/747-outside_diameter_mm-1176/760-shaft_diameter_mm-90 | TIMKEN | 90MMATL |  | COOPER | [9 empty] | ENRICHED | SEAL | LABYRINTH | TYPE | TRIPLE,SPLIT CYLINDRICAL ROLLER BEARING | INSIDE DIAMETER | 90 MM | OUTSIDE DIAMETER | 117.6 MM | WIDTH | 19 MM | SPEED RATING |  | MATERIAL | ALUMINIUM | MATERIAL SPECIFICATION |  | SEAL DESIGN |  | PRESSURE RATING |  | TEMPERATURE RATING |  | HAZARD CLASS |  | CERTIFICATION/STANDARD |  | ADDITIONAL FEATURES EN |  | ADDITIONAL FEATURES ES |  | ADDITIONAL FEATURES FR | [31 empty] | Production Completed
000000000060169265 - B5 | STP-004 | DATA ENRICHMENT | ATS | ATS5 | OK | 2022-10-10 | 15/10/2022 |  | 000000000060169265 | BHP1 | BHP Spares & Supplies | 311816 | Industrial seals | EA | MAN2 | SEAL: RING GH59001-802 | SEAL: RING GH59001-802 | GH59001-802 | 0019011379 | GHH MINING MACHINES | URL NOT FOUND |  | GHH MINING MACHINES | GH59001-802 | [11 empty] | CLEANSED | SEAL | RING | TYPE |  | INSIDE DIAMETER |  | OUTSIDE DIAMETER |  | THICKNESS |  | MATERIAL |  | MATERIAL SPECIFICATION |  | SEAL DESIGN |  | PRESSURE RATING |  | TEMPERATURE RATING |  | HAZARD CLASS |  | CERTIFICATION/STANDARD |  | ADDITIONAL FEATURES EN |  | ADDITIONAL FEATURES ES |  | ADDITIONAL FEATURES FR | [33 empty] | Production Completed
000000000060169271 - B5 | STP-004 | DATA ENRICHMENT | ATS | ATS5 | OK | 2022-10-10 | 15/10/2022 |  | 000000000060169271 | BHP1 | BHP Spares & Supplies | 311816 | Industrial seals | EA | MAN2 | SEAL: RING GH86351-000 | SEAL: RING GH86351-000 | GH86351-000 | 0019011379 | GHH MINING MACHINES | URL NOT FOUND |  | GHH MINING MACHINES | GH86351-000 | [11 empty] | CLEANSED | SEAL | RING | TYPE |  | INSIDE DIAMETER |  | OUTSIDE DIAMETER |  | THICKNESS |  | MATERIAL |  | MATERIAL SPECIFICATION |  | SEAL DESIGN |  | PRESSURE RATING |  | TEMPERATURE RATING |  | HAZARD CLASS |  | CERTIFICATION/STANDARD |  | ADDITIONAL FEATURES EN |  | ADDITIONAL FEATURES ES |  | ADDITIONAL FEATURES FR | [33 empty] | Production Completed
000000000060181516 - B5 | STP-004 | DATA ENRICHMENT | ATS | ATS5 | OK | 2022-10-10 | 15/10/2022 |  | 000000000060181516 | BHP1 | BHP Spares & Supplies | 231912 | Mixer parts and accessories | EA | MAN2 | SEALING LIP, MIXING PAN SEALINNEN MIXER | SEALING LIP, INSIDE, C/W GLUE, MIXING PAN, SEALINNEN, EIRICH MIX, ER TYPE: DW 29/4 CONTI, MACHINE NUMBER: 29368, H BIRKENMAYER | 014330 | 0019011567 | H. BICKENMAYER (PTY) LTD | URL NOT FOUND |  | H. BICKENMAYER (PTY) LTD | 014330 |  |  | DW 29/4 |  |  |  | 29368 |  |  |  |  | CLEANSED | SEAL | OIL | TYPE |  | INSIDE DIAMETER |  | OUTSIDE DIAMETER |  | WIDTH |  | NUMBER OF LIP |  | SEAL DESIGN |  | MATERIAL |  | SPEED RATING |  | PRESSURE RATING |  | TEMPERATURE RATING |  | HAZARD CLASS |  | CERTIFICATION/STANDARD |  | ADDITIONAL FEATURES EN | C/WGLUE,MIXING PAN,EIRICH MIX | ADDITIONAL FEATURES ES |  | ADDITIONAL FEATURES FR | [31 empty] | Production Completed
000000000060228174 - B5 | STP-004 | DATA ENRICHMENT | ATS | ATS5 | OK | 2022-10-10 | 15/10/2022 |  | 000000000060228174 | BHP1 | BHP Spares & Supplies | 311715 | Bearings | EA | MAN2 | SEALS,TSNG532 | SEALS,TSNG532 |  |  |  | https://www.acorn-ind.co.uk/p/timken/housing-sealing-solutions/tsng532-timken/ | https://shop.slsbearings.com/my/west-malaysia/timken-tsng532-double-lip-seal.html¦https://cad.timken.com/item/snt-housed-units/snt-taper-bore-plummer-block-housed-units/snt-532-22232k-tsng532 | TIMKEN | TSNG532 | [11 empty] | ENRICHED | SEAL | OIL | TYPE | BEARING HOUSING | INSIDE DIAMETER | 134 MM | OUTSIDE DIAMETER | 210 MM | WIDTH | 14 MM | NUMBER OF LIP | 2 | SEAL DESIGN |  | MATERIAL | NBR | SPEED RATING |  | PRESSURE RATING |  | TEMPERATURE RATING |  | HAZARD CLASS |  | CERTIFICATION/STANDARD |  | ADDITIONAL FEATURES EN |  | ADDITIONAL FEATURES ES |  | ADDITIONAL FEATURES FR | [31 empty] | Production Completed
000000000060174861 - B5 | STP-004 | DATA ENRICHMENT | ATS | ATS5 | OK | 2022-10-10 | 15/10/2022 |  | 000000000060174861 | BHP1 | BHP Spares & Supplies | 221015 | Earth moving machinery | EA | MAN2 | V RING SEAL P/N 64563613 | V RING SEAL P/N 64563613 | 64563613 | 0019002924 | SANDVIK | https://www.bidderschoice.co.za/wp-content/uploads/WPL/376/att_MC8_Lot-048.pdf |  | SANDVIK | 64563613 | [11 empty] | CLEANSED | SEAL | RING | TYPE | V | INSIDE DIAMETER |  | OUTSIDE DIAMETER |  | THICKNESS |  | MATERIAL |  | MATERIAL SPECIFICATION |  | SEAL DESIGN |  | PRESSURE RATING |  | TEMPERATURE RATING |  | HAZARD CLASS |  | CERTIFICATION/STANDARD |  | ADDITIONAL FEATURES EN |  | ADDITIONAL FEATURES ES |  | ADDITIONAL FEATURES FR | [33 empty] | Production Completed
000000000060232570 - B5 | STP-004 | DATA ENRICHMENT | ATS | ATS5 | OK | 2022-10-10 | 15/10/2022 |  | 000000000060232570 | BHP1 | BHP Spares & Supplies | 200000 | Mining Machinery and Accessories | EA | MAN2 | TUBE,EXTENSION,79820605,DD210L | TUBE EXTENSION, PN 79820605, DD210L | 79820605 | 0019002924 | SANDVIK | https://root-parts.com/index.php/2022/05/10/sandvik-parts-catalog-23/ |  | SANDVIK | [7 empty] | DD210L |  |  |  |  | CLEANSED | EXTENSION | NO MODIFIER | TYPE | TUBE | EXTENDED SIZE |  | OVERALL SIZE |  | MATERIAL |  | HAZARD CLASS |  | CERTIFICATION/STANDARD |  | ADDITIONAL FEATURES EN |  | ADDITIONAL FEATURES ES |  | ADDITIONAL FEATURES FR | [43 empty] | Production Completed
000000000060231713 - B5 | STP-004 | DATA ENRICHMENT | ATS | ATS5 | OK | 2022-10-10 | 15/10/2022 |  | 000000000060231713 | BHP1 | BHP Spares & Supplies | 221015 | Earth moving machinery | EA | MAN2 | TUBE,FILLER P/N GM57074008 | TUBE, FILLER P/N GM57074008 | GM57074008 | 0019011379 | GHH MINING MACHINES | URL NOT FOUND |  | GHH MINING MACHINES | GM57074008 | [11 empty] | CLEANSED | TUBE | NO MODIFIER | TYPE | FILLER | SIZE |  | MATERIAL |  | MATERIAL SPECIFICATION |  | PRESSURE RATING |  | TEMPERATURE RATING |  | HAZARD CLASS |  | CERTIFICATION/STANDARD |  | ADDITIONAL FEATURES EN |  | ADDITIONAL FEATURES ES |  | ADDITIONAL FEATURES FR | [39 empty] | Production Completed
000000000060223341 - B5 | STP-004 | DATA ENRICHMENT | ATS | ATS5 | OK | 2022-10-10 | 15/10/2022 |  | 000000000060223341 | BHP1 | BHP Spares & Supplies | 301400 | Insulation | EA | MAN2 | TUBE,INSULATION,DIA 28x21x54 | INSULATION TUBE.ITEM 27,RAW GAS STACK INSULATIONS,DIA 28x21x54, SSI-FMT00518 |  |  |  | URL NOT FOUND | [13 empty] | 27 | CLEANSED | INSULATION | TUBE | TYPE | RAW GAS STACK | TUBE SIZE |  | THICKNESS |  | MATERIAL |  | LENGTH | 54 MM | DENSITY |  | INSIDE DIAMETER | 21 MM | TEMPERATURE RATING |  | COLOUR |  | HAZARD CLASS |  | CERTIFICATION/STANDARD |  | ADDITIONAL FEATURES EN | SSI-FMT00518,OUTSIDE DIAMETER: 28 MM | ADDITIONAL FEATURES ES |  | ADDITIONAL FEATURES FR | [33 empty] | Production Completed
000000000060223346 - B5 | STP-004 | DATA ENRICHMENT | ATS | ATS5 | OK | 2022-10-10 | 15/10/2022 |  | 000000000060223346 | BHP1 | BHP Spares & Supplies | 301400 | Insulation | EA | MAN2 | TUBE,INSULATION,DIA 28x21x65 | INSULATION TUBE.ITEM 7,GOOSENECK INSULATIONS,DIA 28x21x65, SSI-FMT00518 |  |  |  | URL NOT FOUND | [13 empty] | 7 | CLEANSED | INSULATION | TUBE | TYPE | GOOSENECK | TUBE SIZE |  | THICKNESS |  | MATERIAL |  | LENGTH | 65 MM | DENSITY |  | INSIDE DIAMETER | 21 MM | TEMPERATURE RATING |  | COLOUR |  | HAZARD CLASS |  | CERTIFICATION/STANDARD |  | ADDITIONAL FEATURES EN | SSI-FMT00518,OUTSIDE DIAMETER: 28 MM | ADDITIONAL FEATURES ES |  | ADDITIONAL FEATURES FR | [33 empty] | Production Completed
000000000060223348 - B5 | STP-004 | DATA ENRICHMENT | ATS | ATS5 | OK | 2022-10-10 | 15/10/2022 |  | 000000000060223348 | BHP1 | BHP Spares & Supplies | 301400 | Insulation | EA | MAN2 | TUBE,INSULATION,DIA 28x21x71 | INSULATION TUBE.ITEM 9,GOOSENECK INSULATIONS,DIA 28x21x71, SSI-FMT00518 |  |  |  | URL NOT FOUND | [13 empty] | 9 | CLEANSED | INSULATION | TUBE | TYPE | GOOSENECK | TUBE SIZE |  | THICKNESS |  | MATERIAL |  | LENGTH | 71 MM | DENSITY |  | INSIDE DIAMETER | 21 MM | TEMPERATURE RATING |  | COLOUR |  | HAZARD CLASS |  | CERTIFICATION/STANDARD |  | ADDITIONAL FEATURES EN | SSI-FMT00518,OUTSIDE DIAMETER: 28 MM | ADDITIONAL FEATURES ES |  | ADDITIONAL FEATURES FR | [33 empty] | Production Completed
000000000060223336 - B5 | STP-004 | DATA ENRICHMENT | ATS | ATS5 | OK | 2022-10-10 | 15/10/2022 |  | 000000000060223336 | BHP1 | BHP Spares & Supplies | 301400 | Insulation | EA | MAN2 | TUBE,INSULATION,DIA 28x21x75 | INSULATION TUBE.ITEM 22,RAW GAS STACK INSULATIONS,DIA 28x21x75, SSI-FMT00518 |  |  |  | URL NOT FOUND | [13 empty] | 22 | CLEANSED | INSULATION | TUBE | TYPE | RAW GAS STACK | TUBE SIZE |  | THICKNESS |  | MATERIAL |  | LENGTH | 75 MM | DENSITY |  | INSIDE DIAMETER | 21 MM | TEMPERATURE RATING |  | COLOUR |  | HAZARD CLASS |  | CERTIFICATION/STANDARD |  | ADDITIONAL FEATURES EN | SSI-FMT00518,OUTSIDE DIAMETER: 28 MM | ADDITIONAL FEATURES ES |  | ADDITIONAL FEATURES FR | [33 empty] | Production Completed
000000000060223305 - B5 | STP-004 | DATA ENRICHMENT | ATS | ATS5 | OK | 2022-10-10 | 15/10/2022 |  | 000000000060223305 | BHP1 | BHP Spares & Supplies | 301400 | Insulation | EA | MAN2 | TUBE,NSULATON,DA 22X17X88 | INSULATION TUBE.ITEM 6,ELECTRODE INSULATIONS,DIA 22x17x88, SSI-FMT00516 |  |  |  | URL NOT FOUND | [13 empty] | 6 | CLEANSED | INSULATION | TUBE | TYPE | ELECTRODE | TUBE SIZE |  | THICKNESS |  | MATERIAL |  | LENGTH | 88 MM | DENSITY |  | INSIDE DIAMETER | 17 MM | TEMPERATURE RATING |  | COLOUR |  | HAZARD CLASS |  | CERTIFICATION/STANDARD |  | ADDITIONAL FEATURES EN | SSI-FMT00518,OUTSIDE DIAMETER: 22 MM | ADDITIONAL FEATURES ES |  | ADDITIONAL FEATURES FR | [33 empty] | Production Completed
000000000060223328 - B5 | STP-004 | DATA ENRICHMENT | ATS | ATS5 | OK | 2022-10-10 | 15/10/2022 |  | 000000000060223328 | BHP1 | BHP Spares & Supplies | 301400 | Insulation | EA | MAN2 | TUBE,NSULATON,DA 26X21X68 | INSULATION TUBE.M20,MANTLE INSULATIONS,DIA 26x21x68, SSI-FMT00517 |  |  |  | URL NOT FOUND | [14 empty] | CLEANSED | INSULATION | TUBE | TYPE | MANTLE | TUBE SIZE | M20 | THICKNESS |  | MATERIAL |  | LENGTH | 68 MM | DENSITY |  | INSIDE DIAMETER | 21 MM | TEMPERATURE RATING |  | COLOUR |  | HAZARD CLASS |  | CERTIFICATION/STANDARD |  | ADDITIONAL FEATURES EN | SSI-FMT00517,OUTSIDE DIAMETER: 26 MM | ADDITIONAL FEATURES ES |  | ADDITIONAL FEATURES FR | [33 empty] | Production Completed
000000000060223327 - B5 | STP-004 | DATA ENRICHMENT | ATS | ATS5 | OK | 2022-10-10 | 15/10/2022 |  | 000000000060223327 | BHP1 | BHP Spares & Supplies | 301400 | Insulation | EA | MAN2 | TUBE,NSULATON,DA 27X22X38 | INSULATION TUBE.M19,MANTLE INSULATIONS,DIA 27x22x38, SSI-FMT00517 |  |  |  | URL NOT FOUND | [14 empty] | CLEANSED | INSULATION | TUBE | TYPE | MANTLE | TUBE SIZE | M19 | THICKNESS |  | MATERIAL |  | LENGTH | 38 MM | DENSITY |  | INSIDE DIAMETER | 22 MM | TEMPERATURE RATING |  | COLOUR |  | HAZARD CLASS |  | CERTIFICATION/STANDARD |  | ADDITIONAL FEATURES EN | SSI-FMT00517,OUTSIDE DIAMETER: 27 MM | ADDITIONAL FEATURES ES |  | ADDITIONAL FEATURES FR | [33 empty] | Production Completed
000000000060223330 - B5 | STP-004 | DATA ENRICHMENT | ATS | ATS5 | OK | 2022-10-10 | 15/10/2022 |  | 000000000060223330 | BHP1 | BHP Spares & Supplies | 301400 | Insulation | EA | MAN2 | TUBE,NSULATON,DA 30X26X48 | INSULATION TUBE.M22,MANTLE INSULATIONS,DIA 30x26x48, SSI-FMT00517 |  |  |  | URL NOT FOUND | [14 empty] | CLEANSED | INSULATION | TUBE | TYPE | MANTLE | TUBE SIZE | M22 | THICKNESS |  | MATERIAL |  | LENGTH | 48 MM | DENSITY |  | INSIDE DIAMETER | 26 MM | TEMPERATURE RATING |  | COLOUR |  | HAZARD CLASS |  | CERTIFICATION/STANDARD |  | ADDITIONAL FEATURES EN | SSI-FMT00517,OUTSIDE DIAMETER: 30 MM | ADDITIONAL FEATURES ES |  | ADDITIONAL FEATURES FR | [33 empty] | Production Completed
000000000060223329 - B5 | STP-004 | DATA ENRICHMENT | ATS | ATS5 | OK | 2022-10-10 | 15/10/2022 |  | 000000000060223329 | BHP1 | BHP Spares & Supplies | 301400 | Insulation | EA | MAN2 | TUBE,NSULATON,DA 36X31X48 | INSULATION TUBE.M21,MANTLE INSULATIONS,DIA 36x31x48, SSI-FMT00517 |  |  |  | URL NOT FOUND | [14 empty] | CLEANSED | INSULATION | TUBE | TYPE | MANTLE | TUBE SIZE | M21 | THICKNESS |  | MATERIAL |  | LENGTH | 48 MM | DENSITY |  | INSIDE DIAMETER | 31 MM | TEMPERATURE RATING |  | COLOUR |  | HAZARD CLASS |  | CERTIFICATION/STANDARD |  | ADDITIONAL FEATURES EN | SSI-FMT00517,OUTSIDE DIAMETER: 36 MM | ADDITIONAL FEATURES ES |  | ADDITIONAL FEATURES FR | [33 empty] | Production Completed
000000000060223325 - B5 | STP-004 | DATA ENRICHMENT | ATS | ATS5 | OK | 2022-10-10 | 15/10/2022 |  | 000000000060223325 | BHP1 | BHP Spares & Supplies | 301400 | Insulation | EA | MAN2 | TUBE,NSULATON,DA 43X38X43 | INSULATION TUBE.M17,MANTLE INSULATIONS,DIA 43x38x43, SSI-FMT00517 |  |  |  | URL NOT FOUND | [14 empty] | CLEANSED | INSULATION | TUBE | TYPE | MANTLE | TUBE SIZE | M17 | THICKNESS |  | MATERIAL |  | LENGTH |  | DENSITY |  | INSIDE DIAMETER | 38 MM | TEMPERATURE RATING |  | COLOUR |  | HAZARD CLASS |  | CERTIFICATION/STANDARD |  | ADDITIONAL FEATURES EN | SIZE: 43 X 43 MM,SSI-FMT00517 | ADDITIONAL FEATURES ES |  | ADDITIONAL FEATURES FR | [33 empty] | Production Completed
000000000060223326 - B5 | STP-004 | DATA ENRICHMENT | ATS | ATS5 | OK | 2022-10-10 | 15/10/2022 |  | 000000000060223326 | BHP1 | BHP Spares & Supplies | 301400 | Insulation | EA | MAN2 | TUBE,NSULATON,DA 43X38X70 | INSULATION TUBE.M18,MANTLE INSULATIONS,DIA 43x38x70, SSI-FMT00517 |  |  |  | URL NOT FOUND | [14 empty] | CLEANSED | INSULATION | TUBE | TYPE | MANTLE | TUBE SIZE | M18 | THICKNESS |  | MATERIAL |  | LENGTH | 70 MM | DENSITY |  | INSIDE DIAMETER | 38 MM | TEMPERATURE RATING |  | COLOUR |  | HAZARD CLASS |  | CERTIFICATION/STANDARD |  | ADDITIONAL FEATURES EN | SSI-FMT00517,OUTSIDE DIAMETER: 43 MM | ADDITIONAL FEATURES ES |  | ADDITIONAL FEATURES FR | [33 empty] | Production Completed
000000000060223324 - B5 | STP-004 | DATA ENRICHMENT | ATS | ATS5 | OK | 2022-10-10 | 15/10/2022 |  | 000000000060223324 | BHP1 | BHP Spares & Supplies | 301400 | Insulation | EA | MAN2 | TUBE,NSULATON,DA 43X38X94 | INSULATION TUBE.M16,MANTLE INSULATIONS,DIA 43x38x94, SSI-FMT00517 |  |  |  | URL NOT FOUND | [14 empty] | CLEANSED | INSULATION | TUBE | TYPE | MANTLE | TUBE SIZE | M16 | THICKNESS |  | MATERIAL |  | LENGTH | 94 MM | DENSITY |  | INSIDE DIAMETER | 38 MM | TEMPERATURE RATING |  | COLOUR |  | HAZARD CLASS |  | CERTIFICATION/STANDARD |  | ADDITIONAL FEATURES EN | SSI-FMT00517,OUTSIDE DIAMETER: 43 MM | ADDITIONAL FEATURES ES |  | ADDITIONAL FEATURES FR | [33 empty] | Production Completed
000000000060223307 - B5 | STP-004 | DATA ENRICHMENT | ATS | ATS5 | OK | 2022-10-10 | 15/10/2022 |  | 000000000060223307 | BHP1 | BHP Spares & Supplies | 301400 | Insulation | EA | MAN2 | TUBE,NSULATON,DA 80X67X65 | INSULATION TUBE.ITEM 9,ELECTRODE INSULATIONS,DIA 80x67x65, SSI-FMT00516 |  |  |  | URL NOT FOUND | [13 empty] | 9 | CLEANSED | INSULATION | TUBE | TYPE | ELECTRODE | TUBE SIZE |  | THICKNESS |  | MATERIAL |  | LENGTH | 80 MM | DENSITY |  | INSIDE DIAMETER | 65 MM | TEMPERATURE RATING |  | COLOUR |  | HAZARD CLASS |  | CERTIFICATION/STANDARD |  | ADDITIONAL FEATURES EN | SSI-FMT00516,OUTSIDE DIAMETER: 67 MM | ADDITIONAL FEATURES ES |  | ADDITIONAL FEATURES FR | [33 empty] | Production Completed
000000000060223297 - B5 | STP-004 | DATA ENRICHMENT | ATS | ATS5 | OK | 2022-10-10 | 15/10/2022 |  | 000000000060223297 | BHP1 | BHP Spares & Supplies | 301400 | Insulation | EA | MAN2 | TUBE,NSULATON,M12,DA 17X12X26 | INSULATION TUBE.M12.ITEM 14,FURNACE ROOF INSULATIONS,DIA 17x12x26, SSI-FMT00515 |  |  |  | URL NOT FOUND | [13 empty] | 14 | CLEANSED | INSULATION | TUBE | TYPE | FURNACE ROOF | TUBE SIZE | M12 | THICKNESS |  | MATERIAL |  | LENGTH | 26 MM | DENSITY |  | INSIDE DIAMETER | 12 MM | TEMPERATURE RATING |  | COLOUR |  | HAZARD CLASS |  | CERTIFICATION/STANDARD |  | ADDITIONAL FEATURES EN | SI-FMT00515,OUTSIDE DIAMETER: 17 MM | ADDITIONAL FEATURES ES |  | ADDITIONAL FEATURES FR | [33 empty] | Production Completed
000000000060223294 - B5 | STP-004 | DATA ENRICHMENT | ATS | ATS5 | OK | 2022-10-10 | 15/10/2022 |  | 000000000060223294 | BHP1 | BHP Spares & Supplies | 301400 | Insulation | EA | MAN2 | TUBE,NSULATON,M20,DA 27X21X52 | INSULATION TUBE.M20.ITEM 11,FURNACE ROOF INSULATIONS,DIA 27x21x52, SSI-FMT00515 |  |  |  | URL NOT FOUND | [13 empty] | 11 | CLEANSED | INSULATION | TUBE | TYPE | FURNACE ROOF | TUBE SIZE | M20 | THICKNESS |  | MATERIAL |  | LENGTH | 52 MM | DENSITY |  | INSIDE DIAMETER | 21 MM | TEMPERATURE RATING |  | COLOUR |  | HAZARD CLASS |  | CERTIFICATION/STANDARD |  | ADDITIONAL FEATURES EN | SSI-FMT00515,OUTSIDE DIAMETER: 27 MM | ADDITIONAL FEATURES ES |  | ADDITIONAL FEATURES FR | [33 empty] | Production Completed
000000000060227695 - B5 | STP-004 | DATA ENRICHMENT | ATS | ATS5 | OK | 2022-10-10 | 15/10/2022 |  | 000000000060227695 | BHP1 | BHP Spares & Supplies | 301400 | Insulation | EA | MAN2 | TUBE,NSULATOR FOR FEEDPPES,M3/M4 | TUBE, INSULATOR FOR FEEDPIPES, M3/M4 AS PER DRAWING F 7000-43-32-058,REV 02, ITEM NO 1, AS PER ESSI (NEW) : 714 |  |  |  | URL NOT FOUND | [11 empty] | 7000-43-32-058,REV 02 |  | 1 | CLEANSED | INSULATION | TUBE | TYPE |  | TUBE SIZE | M3/M4 | THICKNESS |  | MATERIAL |  | LENGTH |  | DENSITY |  | INSIDE DIAMETER |  | TEMPERATURE RATING |  | COLOUR |  | HAZARD CLASS |  | CERTIFICATION/STANDARD |  | ADDITIONAL FEATURES EN | FOR FEEDPIPES,AS PER ESSI (NEW) : 714 | ADDITIONAL FEATURES ES |  | ADDITIONAL FEATURES FR | [33 empty] | Production Completed
000000000060240927 - B5 | STP-004 | DATA ENRICHMENT | ATS | ATS5 | OK | 2022-10-10 | 15/10/2022 |  | 000000000060240927 | BHP1 | BHP Spares & Supplies | 301400 | Insulation | EA | MAN2 | TUBE,SILICON,GLASS,G7,26MMX21MMX1M | INSULATION TUBE; MATERIAL G7; TUBE SIZE 26MM OD X 21MM ID X 1M LONG |  |  |  | URL NOT FOUND | [14 empty] | CLEANSED | INSULATION | TUBE | TYPE |  | TUBE SIZE |  | THICKNESS |  | MATERIAL | G7 | LENGTH | 1 M | DENSITY |  | INSIDE DIAMETER | 21 MM | TEMPERATURE RATING |  | COLOUR |  | HAZARD CLASS |  | CERTIFICATION/STANDARD |  | ADDITIONAL FEATURES EN | OUTSIDE DIAMETER: 26 MM | ADDITIONAL FEATURES ES |  | ADDITIONAL FEATURES FR | [33 empty] | Production Completed
000000000060240928 - B5 | STP-004 | DATA ENRICHMENT | ATS | ATS5 | OK | 2022-10-10 | 15/10/2022 |  | 000000000060240928 | BHP1 | BHP Spares & Supplies | 301400 | Insulation | EA | MAN2 | TUBE,SILICON,GLASS,G7,50MMX38MMX1M | INSULATION TUBE; MATERIAL G7; TUBE SIZE 50MM OD X 38MM ID X 1M LONG |  |  |  | URL NOT FOUND | [14 empty] | CLEANSED | INSULATION | TUBE | TYPE |  | TUBE SIZE |  | THICKNESS |  | MATERIAL | G7 | LENGTH | 1 M | DENSITY |  | INSIDE DIAMETER | 38 MM | TEMPERATURE RATING |  | COLOUR |  | HAZARD CLASS |  | CERTIFICATION/STANDARD |  | ADDITIONAL FEATURES EN | OUTSIDE DIAMETER: 50 MM | ADDITIONAL FEATURES ES |  | ADDITIONAL FEATURES FR | [33 empty] | Production Completed
000000000060001418 - B5 | STP-004 | DATA ENRICHMENT | ATS | ATS5 | OK | 2022-10-10 | 15/10/2022 |  | 000000000060001418 | BHP1 | BHP Spares & Supplies | 312313 | Tube and tubing | COL | MAN2 | TUBING, COPPER, 12.7MM OD (1/2IN), 0.76M | TUBING, COPPER, 12.7MM OD (1/2IN), 0.76MM WALL, LPG TYPE, ANNEALED,, OPEN ENDED, TO BS 2871 PART 2, 8 METRE COIL |  |  |  | URL NOT FOUND | [14 empty] | CLEANSED | TUBE | METALLIC | INSIDE DIAMETER |  | OUTSIDE DIAMETER | 12.7 MM | LENGTH | 8 M | WALL THICKNESS | 0.76 MM | MATERIAL | COPPER | MATERIAL SPECIFICATION |  | PRESSURE RATING |  | STRUCTURE |  | HAZARD CLASS |  | CERTIFICATION/STANDARD |  | ADDITIONAL FEATURES EN | TYPE: LPG,ANNEALED OPEN ENDED,TO BS 2871 PART 2 | ADDITIONAL FEATURES ES |  | ADDITIONAL FEATURES FR | [35 empty] | Production Completed
000000000060174614 - B5 | STP-004 | DATA ENRICHMENT | ATS | ATS5 | OK | 2022-10-10 | 15/10/2022 |  | 000000000060174614 | BHP1 | BHP Spares & Supplies | 312313 | Tube and tubing | COL | MAN2 | TUBING, COPPER, 19.05MM OD (3/4"), 0.76M | TUBING, COPPER, 19.05MM OD (3/4"), 0.76MM WALL, LPG TYPE, ANNEALED OPEN ENDED, 8 METRE COIL |  |  |  | URL NOT FOUND | [14 empty] | CLEANSED | TUBE | METALLIC | INSIDE DIAMETER |  | OUTSIDE DIAMETER | 19.05 MM | LENGTH | 8 M | WALL THICKNESS | 0.76 MM | MATERIAL | COPPER | MATERIAL SPECIFICATION |  | PRESSURE RATING |  | STRUCTURE |  | HAZARD CLASS |  | CERTIFICATION/STANDARD |  | ADDITIONAL FEATURES EN | TYPE: LPG,ANNEALED OPEN ENDED | ADDITIONAL FEATURES ES |  | ADDITIONAL FEATURES FR | [35 empty] | Production Completed
000000000060001420 - B5 | STP-004 | DATA ENRICHMENT | ATS | ATS5 | OK | 2022-10-10 | 15/10/2022 |  | 000000000060001420 | BHP1 | BHP Spares & Supplies | 312313 | Tube and tubing | EA | MAN2 | TUBING, COPPER, 19.05MM OD, (3/4IN), 1.6 | TUBING, COPPER, 19.05MM OD, (3/4IN), 1.63MM WALL, SOLID DRAWN INDUSTRIAL TYPE, 3M LONG |  |  |  | URL NOT FOUND | [14 empty] | CLEANSED | TUBE | METALLIC | INSIDE DIAMETER |  | OUTSIDE DIAMETER | 19.05 MM | LENGTH | 3 M | WALL THICKNESS | 1.63 MM | MATERIAL | COPPER | MATERIAL SPECIFICATION |  | PRESSURE RATING |  | STRUCTURE |  | HAZARD CLASS |  | CERTIFICATION/STANDARD |  | ADDITIONAL FEATURES EN | TYPE: SOLID DRAWN INDUSTRIAL | ADDITIONAL FEATURES ES |  | ADDITIONAL FEATURES FR | [35 empty] | Production Completed
000000000060001416 - B5 | STP-004 | DATA ENRICHMENT | ATS | ATS5 | OK | 2022-10-10 | 15/10/2022 |  | 000000000060001416 | BHP1 | BHP Spares & Supplies | 312313 | Tube and tubing | COL | MAN2 | TUBING, COPPER, 6.35MM OD (1/4IN), 0.71M | TUBING, COPPER, 6.35MM OD (1/4IN), 0.71MM WALL, LPG TYPE, ANNEALED, OPEN ENDED, 16M COIL |  |  |  | URL NOT FOUND | [14 empty] | CLEANSED | TUBE | METALLIC | INSIDE DIAMETER |  | OUTSIDE DIAMETER | 6.35 MM | LENGTH | 16 M | WALL THICKNESS | 0.71 MM | MATERIAL | COPPER | MATERIAL SPECIFICATION |  | PRESSURE RATING |  | STRUCTURE |  | HAZARD CLASS |  | CERTIFICATION/STANDARD |  | ADDITIONAL FEATURES EN | TYPE: LPG,ANNEALED OPEN ENDED | ADDITIONAL FEATURES ES |  | ADDITIONAL FEATURES FR | [35 empty] | Production Completed
000000000060001415 - B5 | STP-004 | DATA ENRICHMENT | ATS | ATS5 | OK | 2022-10-10 | 15/10/2022 |  | 000000000060001415 | BHP1 | BHP Spares & Supplies | 312313 | Tube and tubing | COL | MAN2 | TUBING, COPPER, 6.35MM OD (1/4IN), 0.71M | TUBING, COPPER, 6.35MM OD (1/4IN), 0.71MM WALL, LPG TYPE, ANNEALED, OPEN ENDED, 8M COIL |  |  |  | URL NOT FOUND | [14 empty] | CLEANSED | TUBE | METALLIC | INSIDE DIAMETER |  | OUTSIDE DIAMETER | 6.35 MM | LENGTH | 8 M | WALL THICKNESS | 0.71 MM | MATERIAL | COPPER | MATERIAL SPECIFICATION |  | PRESSURE RATING |  | STRUCTURE |  | HAZARD CLASS |  | CERTIFICATION/STANDARD |  | ADDITIONAL FEATURES EN | TYPE: LPG,ANNEALED OPEN ENDED | ADDITIONAL FEATURES ES |  | ADDITIONAL FEATURES FR | [35 empty] | Production Completed
000000000060001410 - B5 | STP-004 | DATA ENRICHMENT | ATS | ATS5 | OK | 2022-10-10 | 15/10/2022 |  | 000000000060001410 | BHP1 | BHP Spares & Supplies | 312313 | Tube and tubing | COL | MAN2 | TUBING, COPPER, 7.94MM OD (5/16IN), 0.71 | TUBING, COPPER, 7.94MM OD (5/16IN), 0.71MM WALL, LPG TYPE, ANNEALED, OPEN ENDED, 16M COIL |  |  |  | URL NOT FOUND | [14 empty] | CLEANSED | TUBE | METALLIC | INSIDE DIAMETER |  | OUTSIDE DIAMETER | 7.94 MM | LENGTH | 16 M | WALL THICKNESS | 0.71 MM | MATERIAL | COPPER | MATERIAL SPECIFICATION |  | PRESSURE RATING |  | STRUCTURE |  | HAZARD CLASS |  | CERTIFICATION/STANDARD |  | ADDITIONAL FEATURES EN | TYPE: LPG,ANNEALED OPEN ENDED | ADDITIONAL FEATURES ES |  | ADDITIONAL FEATURES FR | [35 empty] | Production Completed
000000000060001411 - B5 | STP-004 | DATA ENRICHMENT | ATS | ATS5 | OK | 2022-10-10 | 15/10/2022 |  | 000000000060001411 | BHP1 | BHP Spares & Supplies | 312313 | Tube and tubing | COL | MAN2 | TUBING, COPPER, 7.94MM OD (5/16IN), 0.71 | TUBING, COPPER, 7.94MM OD (5/16IN), 0.71MM WALL, LPG TYPE, ANNEALED, OPEN ENDED, 8M COIL |  |  |  | URL NOT FOUND | [14 empty] | CLEANSED | TUBE | METALLIC | INSIDE DIAMETER |  | OUTSIDE DIAMETER | 7.94 MM | LENGTH | 8 M | WALL THICKNESS | 0.71 MM | MATERIAL | COPPER | MATERIAL SPECIFICATION |  | PRESSURE RATING |  | STRUCTURE |  | HAZARD CLASS |  | CERTIFICATION/STANDARD |  | ADDITIONAL FEATURES EN | TYPE: LPG,ANNEALED OPEN ENDED | ADDITIONAL FEATURES ES |  | ADDITIONAL FEATURES FR | [35 empty] | Production Completed
000000000060001412 - B5 | STP-004 | DATA ENRICHMENT | ATS | ATS5 | OK | 2022-10-10 | 15/10/2022 |  | 000000000060001412 | BHP1 | BHP Spares & Supplies | 312313 | Tube and tubing | COL | MAN2 | TUBING, COPPER, 9.53MM OD (3/8IN), 0.71M | TUBING, COPPER, 9.53MM OD (3/8IN), 0.71MM WALL, LPG TYPE, ANNEALED, OPEN ENDED, 8M COIL |  |  |  | URL NOT FOUND | [14 empty] | CLEANSED | TUBE | METALLIC | INSIDE DIAMETER |  | OUTSIDE DIAMETER | 9.53 MM | LENGTH | 8 M | WALL THICKNESS | 0.71 MM | MATERIAL | COPPER | MATERIAL SPECIFICATION |  | PRESSURE RATING |  | STRUCTURE |  | HAZARD CLASS |  | CERTIFICATION/STANDARD |  | ADDITIONAL FEATURES EN | TYPE: LPG,ANNEALED OPEN ENDED | ADDITIONAL FEATURES ES |  | ADDITIONAL FEATURES FR | [35 empty] | Production Completed
000000000060001413 - B5 | STP-004 | DATA ENRICHMENT | ATS | ATS5 | OK | 2022-10-10 | 15/10/2022 |  | 000000000060001413 | BHP1 | BHP Spares & Supplies | 312313 | Tube and tubing | COL | MAN2 | TUBING, COPPER, 9.53MM OD (3/8IN), 0.71M | TUBING, COPPER, 9.53MM OD (3/8IN), 0.71MM WALL, LPG TYPE, ANNEALED,, OPEN ENDED, TO BS 2871 PART 2, 16 METRE COIL |  |  |  | URL NOT FOUND | [14 empty] | CLEANSED | TUBE | METALLIC | INSIDE DIAMETER |  | OUTSIDE DIAMETER | 9.53 MM | LENGTH | 16 M | WALL THICKNESS | 0.71 MM | MATERIAL | COPPER | MATERIAL SPECIFICATION |  | PRESSURE RATING |  | STRUCTURE |  | HAZARD CLASS |  | CERTIFICATION/STANDARD |  | ADDITIONAL FEATURES EN | TYPE: LPG,ANNEALED OPEN ENDED,TO BS 2871 PART 2 | ADDITIONAL FEATURES ES |  | ADDITIONAL FEATURES FR | [35 empty] | Production Completed
000000000060147800 - B5 | STP-004 | DATA ENRICHMENT | ATS | ATS5 | OK | 2022-10-10 | 15/10/2022 |  | 000000000060147800 | BHP1 | BHP Spares & Supplies | 312313 | Tube and tubing | ROL | MAN2 | TUBING, NYLON, 8MM ID, 10M PER ROLL | TUBING, NYLON, 8MM ID, 10M PER ROLL |  |  |  | URL NOT FOUND | [14 empty] | CLEANSED | TUBE | NO MODIFIER | TYPE |  | SIZE | ID 8 MM X LG 10 M | MATERIAL | NYLON | MATERIAL SPECIFICATION |  | PRESSURE RATING |  | TEMPERATURE RATING |  | HAZARD CLASS |  | CERTIFICATION/STANDARD |  | ADDITIONAL FEATURES EN | PACKAGING TYPE: ROLL | ADDITIONAL FEATURES ES |  | ADDITIONAL FEATURES FR | [39 empty] | Production Completed
000000000060108558 - B5 | STP-004 | DATA ENRICHMENT | ATS | ATS5 | OK | 2022-10-10 | 15/10/2022 |  | 000000000060108558 | BHP1 | BHP Spares & Supplies | 312313 | Tube and tubing | M | MAN2 | TUBING, NYLON, FLEXIBLE, 10MM ID | TUBING, NYLON, FLEXIBLE, 10MM ID |  |  |  | URL NOT FOUND | [14 empty] | CLEANSED | TUBE | NO MODIFIER | TYPE | FLEXIBLE | SIZE | ID 10 MM | MATERIAL | NYLON | MATERIAL SPECIFICATION |  | PRESSURE RATING |  | TEMPERATURE RATING |  | HAZARD CLASS |  | CERTIFICATION/STANDARD |  | ADDITIONAL FEATURES EN |  | ADDITIONAL FEATURES ES |  | ADDITIONAL FEATURES FR | [39 empty] | Production Completed
000000000060001988 - B5 | STP-004 | DATA ENRICHMENT | ATS | ATS5 | OK | 2022-10-10 | 15/10/2022 |  | 000000000060001988 | BHP1 | BHP Spares & Supplies | 312313 | Tube and tubing | M | MAN2 | TUBING, NYLON, FLEXIBLE, 6MM ID | TUBING, NYLON, FLEXIBLE, 6MM ID |  |  |  | URL NOT FOUND | [14 empty] | CLEANSED | TUBE | NO MODIFIER | TYPE | FLEXIBLE | SIZE | ID 6 MM | MATERIAL | NYLON | MATERIAL SPECIFICATION |  | PRESSURE RATING |  | TEMPERATURE RATING |  | HAZARD CLASS |  | CERTIFICATION/STANDARD |  | ADDITIONAL FEATURES EN |  | ADDITIONAL FEATURES ES |  | ADDITIONAL FEATURES FR | [39 empty] | Production Completed
000000000060182225 - B5 | STP-004 | DATA ENRICHMENT | ATS | ATS5 | OK | 2022-10-10 | 15/10/2022 |  | 000000000060182225 | BHP1 | BHP Spares & Supplies | 111715 | Basic steels | EA | MAN2 | TUBING, SQUARE, 76MMX76MMX3MM, 6M LENGTH | TUBING, SQUARE, 76MMX76MMX3MM, 6M LENGTH |  |  |  | URL NOT FOUND | [14 empty] | CLEANSED | TUBE | NO MODIFIER | TYPE | SQUARE | SIZE | 76 X 76 X 3 MM X LG 6 M | MATERIAL |  | MATERIAL SPECIFICATION |  | PRESSURE RATING |  | TEMPERATURE RATING |  | HAZARD CLASS |  | CERTIFICATION/STANDARD |  | ADDITIONAL FEATURES EN |  | ADDITIONAL FEATURES ES |  | ADDITIONAL FEATURES FR | [39 empty] | Production Completed
000000000060180639 - B5 | STP-004 | DATA ENRICHMENT | ATS | ATS5 | OK | 2022-10-10 | 15/10/2022 |  | 000000000060180639 | BHP1 | BHP Spares & Supplies | 221015 | Earth moving machinery | EA | MAN2 | WIPER ATLAS COPCO RIG S1L PART NR 312807 | WIPER ATLAS COPCO RIG S1L PART NR 3128078378 | 3128078378 | 0019008517 | ATLAS COPCO SOUTH AFRICA (PTY) | https://gzbosenjx.en.made-in-china.com/product/umnpFxTZvahB/China-Epiroc-BS-Atlas-Copco-BS-Sandvil-BS-for-Wiper-3128078378.html | https://msgparts.com/Atlas-Copco-Epiroc-3128078378-Wiper-Plate | ATLAS COPCO SOUTH AFRICA (PTY) | 3128078378 | [5 empty] | RIG | S1L |  |  |  |  | CLEANSED | WIPER | NO MODIFIER | TYPE |  | SIZE |  | MATERIAL |  | MOUNTING TYPE |  | COLOUR |  | HAZARD CLASS |  | CERTIFICATION/STANDARD |  | ADDITIONAL FEATURES EN |  | ADDITIONAL FEATURES ES |  | ADDITIONAL FEATURES FR | [41 empty] | Production Completed
000000000060201945 - B5 | STP-004 | DATA ENRICHMENT | ATS | ATS5 | OK | 2022-10-10 | 15/10/2022 |  | 000000000060201945 | BHP1 | BHP Spares & Supplies | 221015 | Earth moving machinery | EA | MAN2 | WIPER, 421-64-15930, KOM | WIPER, WA500-0C, FEL, 421-64-15930, KOMATSU | 421-64-15930 | 0019001867 | KOMATSU CORP | http://777parts.net/komatsu/421-64-15930-WIPER+(KIT)/p354991.html | https://aftermarket.supply/komatsu/4216415930.html | KOMATSU CORP | 421-64-15930 | [6 empty] | WA500-0C |  |  |  |  | CLEANSED | WIPER | NO MODIFIER | TYPE |  | SIZE |  | MATERIAL |  | MOUNTING TYPE |  | COLOUR |  | HAZARD CLASS |  | CERTIFICATION/STANDARD |  | ADDITIONAL FEATURES EN | FEL | ADDITIONAL FEATURES ES |  | ADDITIONAL FEATURES FR | [41 empty] | Production Completed
000000000060223021 - B5 | STP-004 | DATA ENRICHMENT | ATS | ATS5 | OK | 2022-10-10 | 15/10/2022 |  | 000000000060223021 | BHP1 | BHP Spares & Supplies | 221015 | Earth moving machinery | EA | MAN2 | WIPER,SEAL,RING (UV-94000106) | WIPER,SEAL,RING (UV-94000106) | UV-94000106 | 0019011370 | AARD MINING | URL NOT FOUND |  | AARD MINING | UV-94000106 | [11 empty] | CLEANSED | SEAL | WIPER | TYPE | RING | INSIDE DIAMETER |  | OUTSIDE DIAMETER |  | WIDTH |  | ANGLE |  | MATERIAL |  | TEMPERATURE RATING |  | HAZARD CLASS |  | CERTIFICATION/STANDARD |  | ADDITIONAL FEATURES EN |  | ADDITIONAL FEATURES ES |  | ADDITIONAL FEATURES FR | [37 empty] | Production Completed
000000000060215489 - B5 | STP-004 | DATA ENRICHMENT | ATS | ATS5 | OK | 2022-10-10 | 15/10/2022 |  | 000000000060215489 | BHP1 | BHP Spares & Supplies | 251717 | Braking systems and components | EA | MAN2 | YOKE,DFF,FRONT,CAT 966 FEL. | YOKE, DIFF,FRONT,CAT 966 FEL., AS PER SSI 5534., REDUNDANT AS PER ESSI:380 | 134-3032 | 0019011537 | BARLOWORLD EQUIPMENT | https://parts.cat.com/en/catcorp/134-3032 | https://spare.avspart.com/caterpillar/yoke/1343032/ | CATERPILLER | 134-3032 |  | BARLOWORLD EQUIPMENT |  |  |  |  | 966 FEL |  |  |  |  | CLEANSED | YOKE | NO MODIFIER | TYPE | FRONT DIFFERENTIAL | SIZE |  | MATERIAL |  | CONNECTION TYPE |  | HAZARD CLASS |  | CERTIFICATION/STANDARD |  | ADDITIONAL FEATURES EN | AS PER SSI 5534,REDUNDANT AS PER ESSI:380 | ADDITIONAL FEATURES ES |  | ADDITIONAL FEATURES FR | [43 empty] | Production Completed