## Sheet1
MATERIAL | Project Code | Activities | Production User | CA Code | Production Comments | Start Date | End Date | Remarks | MATERIAL CODE | MATERIAL TYPE | MATERIAL TYPE DESCRIPTION | MATERIAL GROUP | MATERIAL GROUP DESCRIPTION | UOM | MANUFACTURER PROFILE | SHORT TEXT | LONG TEXT | MANUFACTURER PART NUMBER. | MANUFACTURER. | MANUFACTURER NAME. | Reference URL | Reference URL 1 | Manufacturer Name | Manufacturer Part Number | Model Number | Alternate Manufacturer | Alternate Manufacturer Part Number | Alternate Manufacturer 1 | Alternate Manufacturer Part Number 1 | Equipment Name | Equipment Model | Equipment Manufacturer | Drawing Number | Serial Number | Item Number | Enriched/Cleansed | Noun | Modifier | Attribute Name 1 | Attribute Value 1 | Attribute Name 2 | Attribute Value 2 | Attribute Name 3 | Attribute Value 3 | Attribute Name 4 | Attribute Value 4 | Attribute Name 5 | Attribute Value 5 | Attribute Name 6 | Attribute Value 6 | Attribute Name 7 | Attribute Value 7 | Attribute Name 8 | Attribute Value 8 | Attribute Name 9 | Attribute Value 9 | Attribute Name 10 | Attribute Value 10 | Attribute Name 11 | Attribute Value 11 | Attribute Name 12 | Attribute Value 12 | Attribute Name 13 | Attribute Value 13 | Attribute Name 14 | Attribute Value 14 | Attribute Name 15 | Attribute Value 15 | Attribute Name 16 | Attribute Value 16 | Attribute Name 17 | Attribute Value 17 | Attribute Name 18 | Attribute Value 18 | Attribute Name 19 | Attribute Value 19 | Attribute Name 20 | Attribute Value 20 | Attribute Name 21 | Attribute Value 21 | Attribute Name 22 | Attribute Value 22 | Attribute Name 23 | Attribute Value 23 | Attribute Name 24 | Attribute Value 24 | Attribute Name 25 | Attribute Value 25 | Attribute Name 26 | Attribute Value 26 | Attribute Name 27 | Attribute Value 27 | Attribute Name 28 | Attribute Value 28 | Attribute Name 29 | Attribute Value 29 | Attribute Name 30 | Attribute Value 30 | Status
000000000060223689 - B5 | STP-004 | DATA ENRICHMENT | SMX | SMX5 | OK | 2022-10-10 | 21/10/2022 |  | 000000000060223689 | BHP1 | BHP Spares & Supplies | 311630 | Couplings | EA | MAN2 | BUSH FOR COUPLING VARVEL SIZE 40,FRT | BUSH,FOR COUPLING VARVEL GEARBOX SIZE 40,FRT MBUSH 14/11S FOR 11MM SHAFT SIZE | FRT MBUSH 14/11S |  |  | URL NOT FOUND |  |  | FRT MBUSH 14/11S | [11 empty] | CLEANSED | BUSH | NO MODIFIER | TYPE |  | NOMINAL SIZE |  | END CONNECTION |  | LENGTH |  | MATERIAL |  | COLOUR |  | COATING/FINISH |  | HAZARD CLASS |  | CERTIFICATION/STANDARD |  | ADDITIONAL FEATURES EN | FOR COUPLING VARVEL GEARBOX SIZE 40,11 MM SHAFT | ADDITIONAL FEATURES ES |  | ADDITIONAL FEATURES FR | [37 empty] | Production Completed
000000000060116093 - B5 | STP-004 | DATA ENRICHMENT | SMX | SMX5 | OK | 2022-10-10 | 21/10/2022 |  | 000000000060116093 | BHP1 | BHP Spares & Supplies | 311716 | Bushings | EA | MAN2 | BUSH, CONNECTING, ELECTRODE COPPER BUSTU | BUSH, CONNECTING, ELECTRODE COPPER BUSTUBES, FURNACE, TUBATSE FERROCHROME |  |  |  | URL NOT FOUND |  | TUBATSE FERROCHROME | [12 empty] | CLEANSED | BUSH | NO MODIFIER | TYPE | CONNECTING | NOMINAL SIZE |  | END CONNECTION |  | LENGTH |  | MATERIAL |  | COLOUR |  | COATING/FINISH |  | HAZARD CLASS |  | CERTIFICATION/STANDARD |  | ADDITIONAL FEATURES EN | FOR ELECTRODE COPPER BUSTUBES,FURNACE | ADDITIONAL FEATURES ES |  | ADDITIONAL FEATURES FR | [37 empty] | Production Completed
000000000060009632 - B5 | STP-004 | DATA ENRICHMENT | SMX | SMX5 | OK | 2022-10-10 | 21/10/2022 |  | 000000000060009632 | BHP1 | BHP Spares & Supplies | 311716 | Bushings | EA | MAN2 | BUSH, CYLINDER LUG, ROCKDRILL, SECO | BUSH, CYLINDER LUG, ROCKDRILL, SECO | C1101M | 0019008895 | ROCK TOOL SERVICES | https://nasaeng.co.za/shop/ns25rm-rock-drilllug-bush-c1101m/ |  | ROCK TOOL SERVICES | C1101M | [5 empty] | ROCKDRILL |  | SECO |  |  |  | CLEANSED | BUSH | NO MODIFIER | TYPE | CYLINDER LUG | NOMINAL SIZE |  | END CONNECTION |  | LENGTH |  | MATERIAL |  | COLOUR |  | COATING/FINISH |  | HAZARD CLASS |  | CERTIFICATION/STANDARD |  | ADDITIONAL FEATURES EN |  | ADDITIONAL FEATURES ES |  | ADDITIONAL FEATURES FR | [37 empty] | Production Completed
000000000060114032 - B5 | STP-004 | DATA ENRICHMENT | SMX | SMX5 | OK | 2022-10-10 | 21/10/2022 |  | 000000000060114032 | BHP1 | BHP Spares & Supplies | 311716 | Bushings | EA | MAN2 | BUSH, HOUR GLASS, ITEM 4, DWG A2-85109, | BUSH, HOUR GLASS, ITEM 4, DRG A2-85109, 36IN HYDROCONE CRUSHER, SVEDALA | BRS36107 | 0019000642 | CARBORUNDUM ABRASIVES PTY. LTD. | URL NOT FOUND |  | CARBORUNDUM ABRASIVES PTY. LTD. | BRS36107 | [5 empty] | 36 IN HYDROCONE CRUSHER |  | SVEDALA | A2-85109 |  | 4 | CLEANSED | BUSH | NO MODIFIER | TYPE | HOUR GLASS | NOMINAL SIZE |  | END CONNECTION |  | LENGTH |  | MATERIAL |  | COLOUR |  | COATING/FINISH |  | HAZARD CLASS |  | CERTIFICATION/STANDARD |  | ADDITIONAL FEATURES EN |  | ADDITIONAL FEATURES ES |  | ADDITIONAL FEATURES FR | [37 empty] | Production Completed
000000000060117997 - B5 | STP-004 | DATA ENRICHMENT | SMX | SMX5 | OK | 2022-10-10 | 21/10/2022 |  | 000000000060117997 | BHP1 | BHP Spares & Supplies | 311716 | Bushings | EA | MAN2 | BUSH, LOWER FRAME PIVOT PIN, MODEL S600P | BUSH,LOWER FRAME PIVOT PIN,MODEL S600P SLAGPOT CARRIER,ROYAL,AS DETAILED ON DWG 103-N-31,ITEM 4. | H45675 | 0019008901 | ROYAL | URL NOT FOUND |  | ROYAL | H45675 | [5 empty] | SLAGPOT CARRIER | S600P | ROYAL | 103-N-31 |  | 4 | CLEANSED | BUSH | NO MODIFIER | TYPE | LOWER FRAME,PIVOT PIN | NOMINAL SIZE |  | END CONNECTION |  | LENGTH |  | MATERIAL |  | COLOUR |  | COATING/FINISH |  | HAZARD CLASS |  | CERTIFICATION/STANDARD |  | ADDITIONAL FEATURES EN |  | ADDITIONAL FEATURES ES |  | ADDITIONAL FEATURES FR | [37 empty] | Production Completed
000000000060117999 - B5 | STP-004 | DATA ENRICHMENT | SMX | SMX5 | OK | 2022-10-10 | 21/10/2022 |  | 000000000060117999 | BHP1 | BHP Spares & Supplies | 311716 | Bushings | EA | MAN2 | BUSH, OUTER CYLINDER ROD PIVOT, MODEL S6 | BUSH, OUTER CYLINDER ROD PIVOT, MODEL S600P SLAGPOT CARRIER, ROYAL | H47103 | 0019008901 | ROYAL | URL NOT FOUND |  | ROYAL | H47103 | [5 empty] | SLAGPOT CARRIER | S600P | ROYAL |  |  |  | CLEANSED | BUSH | NO MODIFIER | TYPE | OUTER CYLINDER,ROD PIVOT | NOMINAL SIZE |  | END CONNECTION |  | LENGTH |  | MATERIAL |  | COLOUR |  | COATING/FINISH |  | HAZARD CLASS |  | CERTIFICATION/STANDARD |  | ADDITIONAL FEATURES EN |  | ADDITIONAL FEATURES ES |  | ADDITIONAL FEATURES FR | [37 empty] | Production Completed
000000000060188590 - B5 | STP-004 | DATA ENRICHMENT | SMX | SMX5 | OK | 2022-10-10 | 21/10/2022 |  | 000000000060188590 | BHP1 | BHP Spares & Supplies | 201016 | Screens and feeding equipment | EA | MAN2 | BUSH, RESO 1.9 LINKARM RUBBER BUSH, 150 | BUSH, RESO 1.9 LINKARM RUBBER BUSH, 150x105x80 | AM1757D | 0019008780 | MAC'S ENGINEERING | URL NOT FOUND |  | MAC'S ENGINEERING | AM1757D | [11 empty] | CLEANSED | BUSH | NO MODIFIER | TYPE | LINK ARM | NOMINAL SIZE | 80 X 105 MM | END CONNECTION |  | LENGTH | 150 MM | MATERIAL | RUBBER | COLOUR |  | COATING/FINISH |  | HAZARD CLASS |  | CERTIFICATION/STANDARD |  | ADDITIONAL FEATURES EN | RESO 1.9 | ADDITIONAL FEATURES ES |  | ADDITIONAL FEATURES FR | [37 empty] | Production Completed
000000000060188589 - B5 | STP-004 | DATA ENRICHMENT | SMX | SMX5 | OK | 2022-10-10 | 21/10/2022 |  | 000000000060188589 | BHP1 | BHP Spares & Supplies | 201016 | Screens and feeding equipment | EA | MAN2 | BUSH, RESO 1.9 SUPPORT RUBBER BUSH, 186 | BUSH, RESO 1.9 SUPPORT RUBBER BUSH, 186x130x140 | AM2820D | 0019008780 | MAC'S ENGINEERING | URL NOT FOUND |  | MAC'S ENGINEERING | AM2820D | [11 empty] | CLEANSED | BUSH | NO MODIFIER | TYPE | SUPPORT | NOMINAL SIZE | 130 X 140 MM | END CONNECTION |  | LENGTH | 186 MM | MATERIAL | RUBBER | COLOUR |  | COATING/FINISH |  | HAZARD CLASS |  | CERTIFICATION/STANDARD |  | ADDITIONAL FEATURES EN | RESO 1.9 | ADDITIONAL FEATURES ES |  | ADDITIONAL FEATURES FR | [37 empty] | Production Completed
000000000060219927 - B5 | STP-004 | DATA ENRICHMENT | SMX | SMX5 | OK | 2022-10-10 | 21/10/2022 |  | 000000000060219927 | BHP1 | BHP Spares & Supplies | 311630 | Couplings | EA | MAN2 | BUSH, SF48MM | BUSH, SF48MM, SSI FMT00148 |  |  |  | https://www.zoro.com/tb-woods-qd-bushing-series-sf-bore-48mm-sf48mm/i/G5785717/ |  |  | SF48MM | [11 empty] | ENRICHED | BUSH | TAPER LOCK | BORE DIAMETER | 48 MM | SERIES | SF | MATERIAL | IRON | MATERIAL SPECIFICATION |  | KEYWAY |  | HAZARD CLASS |  | CERTIFICATION/STANDARD |  | ADDITIONAL FEATURES EN | SSI FMT00148 | ADDITIONAL FEATURES ES |  | ADDITIONAL FEATURES FR | [41 empty] | Production Completed
000000000060229647 - B5 | STP-004 | DATA ENRICHMENT | SMX | SMX5 | OK | 2022-10-10 | 21/10/2022 |  | 000000000060229647 | BHP1 | BHP Spares & Supplies | 311716 | Bushings | EA | MAN2 | BUSH, SUPPORT, RUBBER, TYPE R1 SCREEN | BUSH, SUPPORT, RUBBER, TYPE R1 SCREEN, NEW STOCK AS PER ESSI : 1124 | BUSHR1 | 0019008603 | DABMAR | URL NOT FOUND |  | DABMAR | BUSHR1 | [5 empty] | TYPE R1 SCREEN |  | DABMAR |  |  |  | CLEANSED | BUSH | NO MODIFIER | TYPE | SUPPORT | NOMINAL SIZE |  | END CONNECTION |  | LENGTH |  | MATERIAL | RUBBER | COLOUR |  | COATING/FINISH |  | HAZARD CLASS |  | CERTIFICATION/STANDARD |  | ADDITIONAL FEATURES EN | NEW STOCK AS PER ESSI: 1124 | ADDITIONAL FEATURES ES |  | ADDITIONAL FEATURES FR | [37 empty] | Production Completed
000000000060229646 - B5 | STP-004 | DATA ENRICHMENT | SMX | SMX5 | OK | 2022-10-10 | 21/10/2022 |  | 000000000060229646 | BHP1 | BHP Spares & Supplies | 311716 | Bushings | EA | MAN2 | BUSH, SUPPORT, RUBBER, TYPE S1300 | BUSH, SUPPORT, RUBBER, TYPE S1300, DABMAR SCREEN (SMALL RUBBER), NEW STOCK AS PER ESSI : 1125 | BUSHS1300 | 0019008603 | DABMAR | URL NOT FOUND |  | DABMAR | BUSHS1300 | [5 empty] | TYPE S1300 SCREEN (SMALL RUBBER) |  | DABMAR |  |  |  | CLEANSED | BUSH | NO MODIFIER | TYPE | SUPPORT | NOMINAL SIZE |  | END CONNECTION |  | LENGTH |  | MATERIAL | RUBBER | COLOUR |  | COATING/FINISH |  | HAZARD CLASS |  | CERTIFICATION/STANDARD |  | ADDITIONAL FEATURES EN | NEW STOCK AS PER ESSI: 1125 | ADDITIONAL FEATURES ES |  | ADDITIONAL FEATURES FR | [37 empty] | Production Completed
000000000060014526 - B5 | STP-004 | DATA ENRICHMENT | SMX | SMX5 | OK | 2022-10-10 | 21/10/2022 |  | 000000000060014526 | BHP1 | BHP Spares & Supplies | 311716 | Bushings | EA | MAN2 | BUSH, SUPPORT, RUBBER, TYPE SS VIBRATING | BUSH, SUPPORT, RUBBER, TYPE SS VIBRATING SCREEN, DABMAR | RB1 | 0019008603 | DABMAR | URL NOT FOUND |  | DABMAR | RB1 | [5 empty] | TYPE SS VIBRATING SCREEN |  | DABMAR |  |  |  | CLEANSED | BUSH | NO MODIFIER | TYPE | SUPPORT | NOMINAL SIZE |  | END CONNECTION |  | LENGTH |  | MATERIAL | RUBBER | COLOUR |  | COATING/FINISH |  | HAZARD CLASS |  | CERTIFICATION/STANDARD |  | ADDITIONAL FEATURES EN |  | ADDITIONAL FEATURES ES |  | ADDITIONAL FEATURES FR | [37 empty] | Production Completed
000000000060121098 - B5 | STP-004 | DATA ENRICHMENT | SMX | SMX5 | OK | 2022-10-10 | 21/10/2022 |  | 000000000060121098 | BHP1 | BHP Spares & Supplies | 311716 | Bushings | EA | MAN2 | BUSH, THROAT, 27% CHROME, PUMP, WARMAN | BUSH, THROAT, 27% CHROME, PUMP, WARMAN | E4083-A05A | 0019001014 | DURACELL INTERNATIONAL INC | https://www.tobee.store/products/6x4-ah-slurry-pump-e4083-a05-throat-bush.html |  | DURACELL INTERNATIONAL INC | E4083-A05A | [5 empty] | PUMP |  | WARMAN |  |  |  | CLEANSED | BUSH | NO MODIFIER | TYPE | THROAT | NOMINAL SIZE |  | END CONNECTION |  | LENGTH |  | MATERIAL | 27 PCT CHROME | COLOUR |  | COATING/FINISH |  | HAZARD CLASS |  | CERTIFICATION/STANDARD |  | ADDITIONAL FEATURES EN |  | ADDITIONAL FEATURES ES |  | ADDITIONAL FEATURES FR | [37 empty] | Production Completed
000000000060241057 - B5 | STP-004 | DATA ENRICHMENT | SMX | SMX5 | OK | 2022-10-10 | 21/10/2022 |  | 000000000060241057 | BHP1 | BHP Spares & Supplies | 311700 | Bearings, bushings, wheels, and gears | EA | MAN2 | BUSH,65MM WIDTH, 160MM OD, 100MM ID, MIL | BUSH,65MM WIDTH, 160MM OD, 100MM ID, MILD STEEL,STOKING CAR BOOM |  |  |  | URL NOT FOUND | [14 empty] | CLEANSED | BUSH | NO MODIFIER | TYPE |  | NOMINAL SIZE | ID 100 X OD 160 MM | END CONNECTION |  | LENGTH |  | MATERIAL | MILD STEEL | COLOUR |  | COATING/FINISH |  | HAZARD CLASS |  | CERTIFICATION/STANDARD |  | ADDITIONAL FEATURES EN | WIDTH:65 MM,FOR STOKING CAR BOOM | ADDITIONAL FEATURES ES |  | ADDITIONAL FEATURES FR | [37 empty] | Production Completed
000000000060227958 - B5 | STP-004 | DATA ENRICHMENT | SMX | SMX5 | OK | 2022-10-10 | 21/10/2022 |  | 000000000060227958 | BHP1 | BHP Spares & Supplies | 200000 | Mining Machinery and Accessories | EA | MAN2 | BUSH,85MMX59MMX38MM | BUSH VESCONITE,85MM LONGX59MMO/DX38MMI/D INCLUDES 2 OFF KEYWAYS |  |  |  | URL NOT FOUND |  | VESCONITE | [12 empty] | CLEANSED | BUSH | NO MODIFIER | TYPE |  | NOMINAL SIZE | ID 38 X OD 59 MM | END CONNECTION |  | LENGTH | 85 MM | MATERIAL |  | COLOUR |  | COATING/FINISH |  | HAZARD CLASS |  | CERTIFICATION/STANDARD |  | ADDITIONAL FEATURES EN | W/2 OFF KEYWAYS | ADDITIONAL FEATURES ES |  | ADDITIONAL FEATURES FR | [37 empty] | Production Completed
000000000060223013 - B5 | STP-004 | DATA ENRICHMENT | SMX | SMX5 | OK | 2022-10-10 | 21/10/2022 |  | 000000000060223013 | BHP1 | BHP Spares & Supplies | 221015 | Earth moving machinery | EA | MAN2 | BUSH,BOOM (9000321) | BUSH, BOOM (9000321) | 9000321 | 0019011370 | AARD MINING | URL NOT FOUND |  | AARD MINING | 9000321 | [11 empty] | CLEANSED | BUSH | NO MODIFIER | TYPE | BOOM | NOMINAL SIZE |  | END CONNECTION |  | LENGTH |  | MATERIAL |  | COLOUR |  | COATING/FINISH |  | HAZARD CLASS |  | CERTIFICATION/STANDARD |  | ADDITIONAL FEATURES EN |  | ADDITIONAL FEATURES ES |  | ADDITIONAL FEATURES FR | [37 empty] | Production Completed
000000000060215471 - B5 | STP-004 | DATA ENRICHMENT | SMX | SMX5 | OK | 2022-10-10 | 21/10/2022 |  | 000000000060215471 | BHP1 | BHP Spares & Supplies | 311700 | Bearings, bushings, wheels, and gears | EA | MAN2 | BUSH,BRONZE,ROYAL SLAG CARRER | BUSH,BRONZE,ROYAL SLAG CARRIER,AS DETAILED ON DWG;103N31,ITEM 4., AS PER SSI 5517. |  | 0019011536 | F & K ENGINEERING | URL NOT FOUND |  | F & K ENGINEERING | [6 empty] | SLAG CARRIER |  | ROYAL | 103N31 |  | 4 | CLEANSED | BUSH | NO MODIFIER | TYPE |  | NOMINAL SIZE |  | END CONNECTION |  | LENGTH |  | MATERIAL | BRONZE | COLOUR |  | COATING/FINISH |  | HAZARD CLASS |  | CERTIFICATION/STANDARD |  | ADDITIONAL FEATURES EN | AS PER SSI 5517 | ADDITIONAL FEATURES ES |  | ADDITIONAL FEATURES FR | [37 empty] | Production Completed
000000000060221434 - B5 | STP-004 | DATA ENRICHMENT | SMX | SMX5 | OK | 2022-10-10 | 21/10/2022 |  | 000000000060221434 | BHP1 | BHP Spares & Supplies | 200000 | Mining Machinery and Accessories | EA | MAN2 | BUSH,H-FRAME,LARGE,WA500-6R,DWG 7000-305 | BUSH,H-FRAME,LARGE,WA500-6R,DRAWING 7000-3052-01-A |  |  |  | URL NOT FOUND | [9 empty] | WA500-6R |  | 7000-3052-01-A |  |  | CLEANSED | BUSH | NO MODIFIER | TYPE | H-FRAME,LARGE | NOMINAL SIZE |  | END CONNECTION |  | LENGTH |  | MATERIAL |  | COLOUR |  | COATING/FINISH |  | HAZARD CLASS |  | CERTIFICATION/STANDARD |  | ADDITIONAL FEATURES EN |  | ADDITIONAL FEATURES ES |  | ADDITIONAL FEATURES FR | [37 empty] | Production Completed
000000000060243247 - B5 | STP-004 | DATA ENRICHMENT | SMX | SMX5 | OK | 2022-10-10 | 21/10/2022 |  | 000000000060243247 | BHP1 | BHP Spares & Supplies | 201017 | Crushers, breakers and grinders | EA | MAN2 | BUSH,INNER,STD,4,1,4 | 4 1/4 BUSH INNER STD |  |  |  | URL NOT FOUND | [14 empty] | CLEANSED | BUSH | NO MODIFIER | TYPE | INNER | NOMINAL SIZE | 4-1/4 IN | END CONNECTION |  | LENGTH |  | MATERIAL |  | COLOUR |  | COATING/FINISH |  | HAZARD CLASS |  | CERTIFICATION/STANDARD |  | ADDITIONAL FEATURES EN | STD | ADDITIONAL FEATURES ES |  | ADDITIONAL FEATURES FR | [37 empty] | Production Completed
000000000060218555 - B5 | STP-004 | DATA ENRICHMENT | SMX | SMX5 | OK | 2022-10-10 | 21/10/2022 |  | 000000000060218555 | BHP1 | BHP Spares & Supplies | 131000 | Rubber and plastics | ST | MAN2 | BUSH,RUBBER,D-26,OD-40,L-50,QTY20 | RUBBER BUSH ID=26,OD=40,L=50,QTY20, SSI 11513, PSP Grinding ball mill |  | 0019005676 | MULTOTEC | URL NOT FOUND |  | MULTOTEC | [6 empty] | PSP Grinding ball mill | [5 empty] | CLEANSED | BUSH | NO MODIFIER | TYPE |  | NOMINAL SIZE | ID 26 X OD 40 MM | END CONNECTION |  | LENGTH | 50 MM | MATERIAL | RUBBER | COLOUR |  | COATING/FINISH |  | HAZARD CLASS |  | CERTIFICATION/STANDARD |  | ADDITIONAL FEATURES EN | PACKAGING QUANTITY:20,SSI 11513 | ADDITIONAL FEATURES ES |  | ADDITIONAL FEATURES FR | [37 empty] | Production Completed
000000000060233061 - B5 | STP-004 | DATA ENRICHMENT | SMX | SMX5 | OK | 2022-10-10 | 21/10/2022 |  | 000000000060233061 | BHP1 | BHP Spares & Supplies | 200000 | Mining Machinery and Accessories | EA | MAN2 | BUSH,TURBO,INTAKE,REDUCER,TT914-879,LHD | TURBO INTAKE REDUCER BUSH, STEEL EN8 85X60 STEP DOWN 70XL55, PN TT914-879, LHD AARD MAJOR 5.5 | TT914-879 |  |  | URL NOT FOUND |  |  | TT914-879 | [5 empty] | LHD | MAJOR 5.5 | AARD |  |  |  | CLEANSED | BUSH | NO MODIFIER | TYPE | TURBO INTAKE REDUCER | NOMINAL SIZE | 85 X 60 MM | END CONNECTION |  | LENGTH |  | MATERIAL | STEEL EN8 | COLOUR |  | COATING/FINISH |  | HAZARD CLASS |  | CERTIFICATION/STANDARD |  | ADDITIONAL FEATURES EN | STEP DOWN 70XL55 | ADDITIONAL FEATURES ES |  | ADDITIONAL FEATURES FR | [37 empty] | Production Completed
000000000060022298 - B5 | STP-004 | DATA ENRICHMENT | SMX | SMX5 | OK | 2022-10-10 | 21/10/2022 |  | 000000000060022298 | BHP1 | BHP Spares & Supplies | 311716 | Bushings | EA | MAN2 | BUSH: THROAT, RUBBER, 4/3 D WARMAN PUMP | BUSH: THROAT, RUBBER, 4/3 D WARMAN PUMP | D3083X-R55 | 0019003565 | WARMAN INTERNATIONAL LTD | https://weirafricastore.com/throat-bush-4-3d-polyurethane/ |  | WARMAN INTERNATIONAL LTD | D3083X-R55 | [5 empty] | 4/3 D PUMP |  | WARMAN |  |  |  | CLEANSED | BUSH | NO MODIFIER | TYPE | THROAT | NOMINAL SIZE |  | END CONNECTION |  | LENGTH |  | MATERIAL | RUBBER | COLOUR |  | COATING/FINISH |  | HAZARD CLASS |  | CERTIFICATION/STANDARD |  | ADDITIONAL FEATURES EN |  | ADDITIONAL FEATURES ES |  | ADDITIONAL FEATURES FR | [37 empty] | Production Completed
000000000060022441 - B5 | STP-004 | DATA ENRICHMENT | SMX | SMX5 | OK | 2022-10-10 | 21/10/2022 |  | 000000000060022441 | BHP1 | BHP Spares & Supplies | 311716 | Bushings | EA | MAN2 | BUSH: THROATBUSH, R55 RUBBER | BUSH: THROATBUSH, R55 RUBBER | F6083X-R55 | 0019003565 | WARMAN INTERNATIONAL LTD | URL NOT FOUND |  | WARMAN INTERNATIONAL LTD | F6083X-R55 | [11 empty] | CLEANSED | BUSH | NO MODIFIER | TYPE | THROAT | NOMINAL SIZE |  | END CONNECTION |  | LENGTH |  | MATERIAL | R55 RUBBER | COLOUR |  | COATING/FINISH |  | HAZARD CLASS |  | CERTIFICATION/STANDARD |  | ADDITIONAL FEATURES EN |  | ADDITIONAL FEATURES ES |  | ADDITIONAL FEATURES FR | [37 empty] | Production Completed
000000000060239797 - B5 | STP-004 | DATA ENRICHMENT | SMX | SMX5 | OK | 2022-10-10 | 21/10/2022 |  | 000000000060239797 | BHP1 | BHP Spares & Supplies | 201224 | Production systems equipment | EA | MAN2 | BUSHES,2PPP | BUSHES,2PPP | SA100593/03 |  |  | URL NOT FOUND |  |  | SA100593/03 | [11 empty] | CLEANSED | BUSH | NO MODIFIER | TYPE |  | NOMINAL SIZE |  | END CONNECTION |  | LENGTH |  | MATERIAL |  | COLOUR |  | COATING/FINISH |  | HAZARD CLASS |  | CERTIFICATION/STANDARD |  | ADDITIONAL FEATURES EN | 2PPP | ADDITIONAL FEATURES ES |  | ADDITIONAL FEATURES FR | [37 empty] | Production Completed
000000000060229192 - B5 | STP-004 | DATA ENRICHMENT | SMX | SMX5 | OK | 2022-10-10 | 21/10/2022 |  | 000000000060229192 | BHP1 | BHP Spares & Supplies | 251917 | Vehicle servicing equipment | ST | MAN2 | BUSHES,LINK,REAR,ROYAL SLAG CARRIER | BUSHES, LINK, BARLOWORLD, REAR, ROYAL SLAG CARRIER SET = 1 OF 9j-2171; 1 OF 8J-9910; 1 OF 9J-1676; 1 OF 9J-1679;, NEW STOCK AS PER ESSI : 1321, 1 OF 9j-2171 ;, 1 OF 8J-9910 ;, 1 OF 9J-1676 ;, 1 OF 9J-1679 ; |  |  |  | URL NOT FOUND |  | BARLOWORLD | [12 empty] | CLEANSED | BUSH | NO MODIFIER | TYPE | LINK,REAR | NOMINAL SIZE |  | END CONNECTION |  | LENGTH |  | MATERIAL |  | COLOUR |  | COATING/FINISH |  | HAZARD CLASS |  | CERTIFICATION/STANDARD |  | ADDITIONAL FEATURES EN | FOR ROYAL SLAG CARRIER SET 1 OF 9J-2171,1 OF 8J-9910,1 OF 9J-1676,1 OF 9J-1679,NEW STOCK AS PER ESSI: 1321,1 OF 9J-2171,1 OF 8J-9910, 1 OF 9J-1676,1 OF 9J-1679 | ADDITIONAL FEATURES ES |  | ADDITIONAL FEATURES FR | [37 empty] | Production Completed
000000000060126107 - B5 | STP-004 | DATA ENRICHMENT | SMX | SMX5 | OK | 2022-10-10 | 21/10/2022 |  | 000000000060126107 | BHP1 | BHP Spares & Supplies | 241218 | Packaging cans | EA | MAN2 | CAN, OIL, 500ML, FIXED ANGLE, WESCO | CAN, OIL, 500ML, FIXED ANGLE, WESCO |  |  |  | URL NOT FOUND |  | WESCO | [12 empty] | CLEANSED | CAN | NO MODIFIER | TYPE | OIL,FIXED ANGLE | CAPACITY | 500 ML | MATERIAL |  | OVERALL SIZE |  | CAP TYPE |  | COLOUR |  | HAZARD CLASS |  | CERTIFICATION/STANDARD |  | ADDITIONAL FEATURES EN |  | ADDITIONAL FEATURES ES |  | ADDITIONAL FEATURES FR | [39 empty] | Production Completed
000000000060228021 - B5 | STP-004 | DATA ENRICHMENT | SMX | SMX5 | OK | 2022-10-10 | 22/10/2022 |  | 000000000060228021 | BHP1 | BHP Spares & Supplies | 251917 | Vehicle servicing equipment | DR | MAN2 | COOLANT,ENGINE,BELL,20 LITRE ,HLR | COOLANT, ENGINE, BELL, 20 LITRE , HLR, NEW STOCK AS PER ESSI : 908, MSDS: 0544 | DN005612 | 0019008535 | BELL EQUIPMENT CO SA (PTY) LTD | URL NOT FOUND |  | BELL EQUIPMENT CO SA (PTY) LTD | DN005612 | [5 empty] | HLR | [5 empty] | CLEANSED | COOLANT | NO MODIFIER | TYPE | ENGINE | TRADE NAME |  | CONTAINER SIZE | 20 L | CONTAINER TYPE |  | TEMPERATURE RATING |  | HAZARD CLASS |  | CERTIFICATION/STANDARD |  | ADDITIONAL FEATURES EN | NEW STOCK AS PER ESSI: 908,MSDS: 0544 | ADDITIONAL FEATURES ES |  | ADDITIONAL FEATURES FR | [41 empty] | Production Completed
000000000060230570 - B5 | STP-004 | DATA ENRICHMENT | SMX | SMX5 | OK | 2022-10-10 | 22/10/2022 |  | 000000000060230570 | BHP1 | BHP Spares & Supplies | 200000 | Mining Machinery and Accessories | EA | MAN2 | FLYWHEEL,ENGINE M42504991 | FLYWHEEL,ENGINE M42504991 | M42504991 |  |  | URL NOT FOUND |  |  | M42504991 | [11 empty] | CLEANSED | FLYWHEEL | NO MODIFIER | TYPE | ENGINE | SIZE |  | MATERIAL |  | KEYWAY SIZE |  | ATTACHMENT METHOD |  | HAZARD CLASS |  | CERTIFICATION/STANDARD |  | ADDITIONAL FEATURES EN |  | ADDITIONAL FEATURES ES |  | ADDITIONAL FEATURES FR | [41 empty] | Production Completed
000000000060227801 - B5 | STP-004 | DATA ENRICHMENT | SMX | SMX5 | OK | 2022-10-10 | 22/10/2022 |  | 000000000060227801 | BHP1 | BHP Spares & Supplies | 231615 | Foundry machines and equipment | EA | MAN2 | FUNNEL AND EDUCTOR | EDUCTOR AND FUNNEL |  |  |  | URL NOT FOUND | [14 empty] | CLEANSED | FUNNEL | NO MODIFIER | TYPE |  | CAPACITY |  | SPOUT LENGTH |  | FUNNEL END SIZE |  | SPOUT END SIZE |  | OVERALL LENGTH |  | MATERIAL |  | HAZARD CLASS |  | CERTIFICATION/STANDARD |  | ADDITIONAL FEATURES EN | W/EDUCTOR | ADDITIONAL FEATURES ES |  | ADDITIONAL FEATURES FR | [37 empty] | Production Completed
000000000060217233 - B5 | STP-004 | DATA ENRICHMENT | SMX | SMX5 | OK | 2022-10-10 | 21/10/2022 |  | 000000000060217233 | BHP1 | BHP Spares & Supplies | 270000 | Tools and General Machinery | EA | MAN2 | GOGGLES, WELDING | GOGGLES, WELDING | WG | 0019011481 | TOOLQUIP | URL NOT FOUND |  | TOOLQUIP | [12 empty] | CLEANSED | GOGGLE | SAFETY | TYPE | WELDING | VENTING |  | LENS COLOUR |  | LENS COATING |  | FRAME COLOUR |  | LENS MATERIAL |  | FRAME MATERIAL |  | HAZARD CLASS |  | CERTIFICATION/STANDARD |  | ADDITIONAL FEATURES EN |  | ADDITIONAL FEATURES ES |  | ADDITIONAL FEATURES FR | [37 empty] | Production Completed
000000000060229919 - B5 | STP-004 | DATA ENRICHMENT | SMX | SMX5 | OK | 2022-10-10 | 21/10/2022 |  | 000000000060229919 | BHP1 | BHP Spares & Supplies | 200000 | Mining Machinery and Accessories | EA | MAN2 | HOOTER,HELLA 24 VOLT B2150 EHA0045 | HOOTER,HELLA 24 VOLT B2150 EHA0045 | EHA0045 | 0019011367 | ELECTRO DIESEL | https://www.electrodiesel.co.za/product/eha0045-24v-hella/ |  | ELECTRO DIESEL | EHA0045 |  | HELLA |  |  |  |  | B2150 | HELLA |  |  |  | ENRICHED | HORN | NO MODIFIER | TYPE | DISC,HOOTER | SOUND INTENSITY | 114 DB | VOLTAGE RATING | 24 VAC | CURRENT RATING |  | POWER RATING |  | MOUNTING TYPE |  | MATERIAL |  | COLOUR |  | SIZE |  | ENCLOSURE |  | HAZARD CLASS |  | CERTIFICATION/STANDARD |  | ADDITIONAL FEATURES EN |  | ADDITIONAL FEATURES ES |  | ADDITIONAL FEATURES FR | [31 empty] | Production Completed
000000000060121435 - B5 | STP-004 | DATA ENRICHMENT | SMX | SMX5 | OK | 2022-10-10 | 21/10/2022 |  | 000000000060121435 | BHP1 | BHP Spares & Supplies | 311716 | Bushings | EA | MAN2 | IDLER & BUSH, MODEL LQ224A PUMP, VIKING | IDLER & BUSH, ITEM 37, 3-421-007-052-54, MODEL LQ224A PUMP, VIKING | 3-421-007-052 | 0019001396 | GEC ALSTHOM LTD | https://www.carotek.com/Product/VKNG-PMP-PRT-3-421-007-052-54 |  | GEC ALSTHOM LTD | 3-421-007-052 | [5 empty] | PUMP | LQ224A | VIKING |  |  | 37 | CLEANSED | IDLER | NO MODIFIER | TYPE |  | DIAMETER |  | WIDTH |  | LENGTH |  | MATERIAL |  | HAZARD CLASS |  | CERTIFICATION/STANDARD |  | ADDITIONAL FEATURES EN | W/BUSHING | ADDITIONAL FEATURES ES |  | ADDITIONAL FEATURES FR | [41 empty] | Production Completed
000000000060235045 - B5 | STP-004 | DATA ENRICHMENT | SMX | SMX5 | OK | 2022-10-10 | 21/10/2022 |  | 000000000060235045 | BHP1 | BHP Spares & Supplies | 302220 | Transport structures | EA | MAN2 | IDLER STUB 100MMX125MM OD | IDLER STUB 100MMX125MM ODSHAFT 25MMOD X 60 LONG |  |  |  | URL NOT FOUND | [14 empty] | CLEANSED | IDLER | NO MODIFIER | TYPE | STUB | DIAMETER | ID 100 X OD 125 MM SHAFT,OD 25 MM | WIDTH |  | LENGTH | 60 MM | MATERIAL |  | HAZARD CLASS |  | CERTIFICATION/STANDARD |  | ADDITIONAL FEATURES EN |  | ADDITIONAL FEATURES ES |  | ADDITIONAL FEATURES FR | [41 empty] | Production Completed
000000000060253746 - B5 | STP-004 | DATA ENRICHMENT | SMX | SMX5 | OK | 2022-10-10 | 21/10/2022 |  | 000000000060253746 | BHP1 | BHP Spares & Supplies | 241017 | Conveyors and accessories | EA | MAN2 | IDLER,TROUGHING,170MMX125MMX25MM,PSP,TAS | IDDLER, TROUGHING, 170MM X 125MM X 25MM, PSP, TAS | 170MMX125MMX25MM | 0019011819 | Unknown | URL NOT FOUND | [14 empty] | CLEANSED | IDLER | CONVEYOR | TYPE | TROUGHING | BELT WIDTH |  | ROLLER DIAMETER | 125 MM | ROLLER LENGTH | 170 MM | FACE WIDTH |  | ROLLER MATERIAL |  | LOAD CAPACITY |  | GAUGE LENGTH |  | MATERIAL |  | HAZARD CLASS |  | CERTIFICATION/STANDARD |  | ADDITIONAL FEATURES EN | SHAFT SIZE:25 MM,PSP-TAS | ADDITIONAL FEATURES ES |  | ADDITIONAL FEATURES FR | [33 empty] | Production Completed
000000000060245179 - B5 | STP-004 | DATA ENRICHMENT | SMX | SMX5 | OK | 2022-10-10 | 21/10/2022 |  | 000000000060245179 | BHP1 | BHP Spares & Supplies | 251739 | Electrical components | EA | MAN2 | FLOOD LIGHT,HIMAST,HIGHLUMEN,600W,RAPTOR | FLOOD LIGHT,HIMAST,HIGHLUMEN,600W,RAPTOR |  |  |  | URL NOT FOUND | [14 empty] | CLEANSED | LIGHT | FLOOD | TYPE | HIGH LUMEN | LAMP WATTAGE | 600 W | VOLTAGE RATING |  | LIGHT COLOUR |  | HOUSING MATERIAL |  | DEGREE OF PROTECTION |  | BALLAST TYPE |  | LAMP LIFE |  | INTENSITY |  | SIZE |  | HAZARD CLASS |  | CERTIFICATION/STANDARD |  | ADDITIONAL FEATURES EN | BRAND:RAPTOR,HIMAST | ADDITIONAL FEATURES ES |  | ADDITIONAL FEATURES FR | [31 empty] | Production Completed
000000000060228785 - B5 | STP-004 | DATA ENRICHMENT | SMX | SMX5 | OK | 2022-10-10 | 21/10/2022 |  | 000000000060228785 | BHP1 | BHP Spares & Supplies | 251739 | Electrical components | EA | MAN2 | LED,GENERAL,FLOODLIGHTS,18000 LUMENS | LED,GENERAL,FLOODLIGHTS,18000 LUMENS |  |  |  | URL NOT FOUND | [14 empty] | CLEANSED | LIGHT | FLOOD | TYPE | LED,GENERAL | LAMP WATTAGE |  | VOLTAGE RATING |  | LIGHT COLOUR |  | HOUSING MATERIAL |  | DEGREE OF PROTECTION |  | BALLAST TYPE |  | LAMP LIFE |  | INTENSITY | 18000 LM | SIZE |  | HAZARD CLASS |  | CERTIFICATION/STANDARD |  | ADDITIONAL FEATURES EN |  | ADDITIONAL FEATURES ES |  | ADDITIONAL FEATURES FR | [31 empty] | Production Completed
000000000060226836 - B5 | STP-004 | DATA ENRICHMENT | SMX | SMX5 | OK | 2022-10-10 | 21/10/2022 |  | 000000000060226836 | BHP1 | BHP Spares & Supplies | 251739 | Electrical components | EA | MAN2 | LGHT HAULAGE DUAL 3M APART 100M | 2.5X7CORE BLUE STRIPE CABLE HAULAGE DUAL LIGHT 3M APART 100M |  |  |  | URL NOT FOUND | [14 empty] | CLEANSED | LIGHT | NO MODIFIER | TYPE | HAULAGE DUAL | LAMP WATTAGE |  | POWER SUPPLY |  | COLOUR |  | BALLAST TYPE |  | SOCKET TYPE |  | NUMBER OF LAMPS |  | MOUNTING TYPE |  | MATERIAL |  | HAZARD CLASS |  | CERTIFICATION/STANDARD |  | ADDITIONAL FEATURES EN | SIZE:3 M APART 100 M,W/2.5X7 CORE BLUE STRIPE CABLE | ADDITIONAL FEATURES ES |  | ADDITIONAL FEATURES FR | [33 empty] | Production Completed
000000000060218411 - B5 | STP-004 | DATA ENRICHMENT | SMX | SMX5 | OK | 2022-10-10 | 21/10/2022 |  | 000000000060218411 | BHP1 | BHP Spares & Supplies | 251739 | Electrical components | EA | MAN2 | LIGHT, HAULAGE, 2.5MM X 4 CORE BLUE SWA | HAULAGE LIGHTS 2.5MM X 4 CORE BLUE SWA 100M 9M APART. EMES BOX C/W NO 0, COMP GLAND C/W 11 X 5FT FLUORSCENT FITTING 2 X LED TUBES 2 X EYE BOLTS 1, X GLAND 1 X SURFIC CABLE |  | 0019011466 | NORTHLITE ELECTRICAL | URL NOT FOUND |  | NORTHLITE ELECTRICAL | [12 empty] | CLEANSED | LIGHT | NO MODIFIER | TYPE | HAULAGE | LAMP WATTAGE |  | POWER SUPPLY |  | COLOUR |  | BALLAST TYPE |  | SOCKET TYPE |  | NUMBER OF LAMPS |  | MOUNTING TYPE |  | MATERIAL |  | HAZARD CLASS |  | CERTIFICATION/STANDARD |  | ADDITIONAL FEATURES EN | W/2.5 MM X 4 CORE BLUE SWA 100 M 9M APART,EMES BOX C/W NO 0,COMP GLAND C/W 11 X 5 FT FLUORSCENT FITTING 2 X LED TUBES 2 X EYE BOLTS 1 X GLAND 1 X SURFIC CABLE | ADDITIONAL FEATURES ES |  | ADDITIONAL FEATURES FR | [33 empty] | Production Completed
000000000060221334 - B5 | STP-004 | DATA ENRICHMENT | SMX | SMX5 | OK | 2022-10-10 | 21/10/2022 |  | 000000000060221334 | BHP1 | BHP Spares & Supplies | 251739 | Electrical components | EA | MAN2 | LIGHT, TUBE, LED, CLEAR, 2FT | LIGHT, TUBE, LED, CLEAR, 2FT, ACDC PART: LEDT8-A2C-WW, SSI FMT00322 |  |  |  | https://www.acdc.co.za/products/230vac-9w-cool-white-clear-550mm-2ft-led-t8-tube |  | ACDC | LEDT8-A2C-WW | [11 empty] | ENRICHED | LAMP | FLUORESCENT | TYPE | LED,TUBE | LAMP WATTAGE | 9 W | POWER SUPPLY | 230 VAC | COLOUR | CLEAR | BALLAST TYPE |  | SOCKET TYPE |  | NUMBER OF LAMPS |  | MOUNTING TYPE |  | MATERIAL |  | HAZARD CLASS |  | CERTIFICATION/STANDARD |  | ADDITIONAL FEATURES EN | SIZE:2 FT,SSI FMT00322 | ADDITIONAL FEATURES ES |  | ADDITIONAL FEATURES FR | [33 empty] | Production Completed
000000000060221337 - B5 | STP-004 | DATA ENRICHMENT | SMX | SMX5 | OK | 2022-10-10 | 21/10/2022 |  | 000000000060221337 | BHP1 | BHP Spares & Supplies | 251739 | Electrical components | EA | MAN2 | LIGHT, TUBE, LED, FROSTED, 2FT | LIGHT, TUBE, LED, FROSTED, 2FT, ACDC PART: LEDT8-A2FR-WW, SSI FMT00322 |  |  |  | https://www.acdc.co.za/products/24vdc-8w-warm-white-frosted-550mm-2ft-led-t8-tube |  | ACDC | LEDT8-A2FR-WW | [11 empty] | ENRICHED | LAMP | FLUORESCENT | TYPE | LED,TUBE,FROSTED | LAMP WATTAGE | 8 W | POWER SUPPLY | 24 VDC | COLOUR | WARM WHITE | BALLAST TYPE |  | SOCKET TYPE |  | NUMBER OF LAMPS |  | MOUNTING TYPE |  | MATERIAL |  | HAZARD CLASS |  | CERTIFICATION/STANDARD |  | ADDITIONAL FEATURES EN | SIZE:2 FT,SSI FMT00322 | ADDITIONAL FEATURES ES |  | ADDITIONAL FEATURES FR | [33 empty] | Production Completed
000000000060238408 - B5 | STP-004 | DATA ENRICHMENT | SMX | SMX5 | OK | 2022-10-10 | 21/10/2022 |  | 000000000060238408 | BHP1 | BHP Spares & Supplies | 251739 | Electrical components | EA | MAN2 | LIGHT,BLZRTG100,FLASH,SMD,SLIM,FLOOD,100 | BLZRTG100 , FLASH , SMD , SLIM , FLOOD , 100W |  |  |  | URL NOT FOUND |  |  | BLZRTG100 | [11 empty] | CLEANSED | LIGHT | FLOOD | TYPE | FLASH,SMD SLIM | LAMP WATTAGE | 100 W | VOLTAGE RATING |  | LIGHT COLOUR |  | HOUSING MATERIAL |  | DEGREE OF PROTECTION |  | BALLAST TYPE |  | LAMP LIFE |  | INTENSITY |  | SIZE |  | HAZARD CLASS |  | CERTIFICATION/STANDARD |  | ADDITIONAL FEATURES EN |  | ADDITIONAL FEATURES ES |  | ADDITIONAL FEATURES FR | [31 empty] | Production Completed
000000000060228620 - B5 | STP-004 | DATA ENRICHMENT | SMX | SMX5 | OK | 2022-10-10 | 21/10/2022 |  | 000000000060228620 | BHP1 | BHP Spares & Supplies | 251917 | Vehicle servicing equipment | EA | MAN2 | LIGHT,BUZZER,RED,24V | LIGHT, BUZZER, RED, 24V, WARNING LIGHT., NEW STOCK AS PER ESSI : 1051, CT-BZ30-N |  |  |  | https://www.acdc.co.za/products/230vac-buzzer-beacon-30mm-mounting-70db-ip30 |  | ACDC | CT-BZ30-N | [11 empty] | ENRICHED | BEACON | NO MODIFIER | TYPE | BUZZER LIGHT,WARNING | LAMP TYPE |  | FLASH RATE |  | VOLTAGE RATING | 24 V | CAP/LENS COLOUR | RED | FLASH TYPE |  | LAMP WATTAGE |  | LENS MATERIAL |  | SIZE | 30 MM | MOUNTING TYPE |  | HOUSING/BASE MATERIAL |  | HAZARD CLASS |  | CERTIFICATION/STANDARD |  | ADDITIONAL FEATURES EN | NEW STOCK AS PER ESSI: 1051 | ADDITIONAL FEATURES ES |  | ADDITIONAL FEATURES FR | [29 empty] | Production Completed
000000000060186479 - B5 | STP-004 | DATA ENRICHMENT | SMX | SMX5 | OK | 2022-10-10 | 21/10/2022 |  | 000000000060186479 | BHP1 | BHP Spares & Supplies | 221015 | Earth moving machinery | EA | MAN2 | LIGHT,FLARE AMBER P/N SK04001A | LIGHT, FLARE AMBER P/N SK04001A | SK04001A | 0019011367 | ELECTRO DIESEL | https://www.caelex.co.za/SPECIALS/2013/CX%20TO_Jun2013.pdf |  | ELECTRO DIESEL | SK04001A | [11 empty] | CLEANSED | LIGHT | NO MODIFIER | TYPE | FLARE | LAMP WATTAGE |  | POWER SUPPLY |  | COLOUR | AMBER | BALLAST TYPE |  | SOCKET TYPE |  | NUMBER OF LAMPS |  | MOUNTING TYPE |  | MATERIAL |  | HAZARD CLASS |  | CERTIFICATION/STANDARD |  | ADDITIONAL FEATURES EN |  | ADDITIONAL FEATURES ES |  | ADDITIONAL FEATURES FR | [33 empty] | Production Completed
000000000060231740 - B5 | STP-004 | DATA ENRICHMENT | SMX | SMX5 | OK | 2022-10-10 | 21/10/2022 |  | 000000000060231740 | BHP1 | BHP Spares & Supplies | 200000 | Mining Machinery and Accessories | EA | MAN2 | LIGHT,LED,6 EYE,PYZ-090020,RIG | 6 EYE LED LIGHT DD210L <(>&<)> DD211L, PYZ-090020 | 0112-00006 |  |  | URL NOT FOUND |  |  | 0112-00006 |  |  | PYZ-090020 |  |  |  | DD210L AND DD211L |  |  |  |  | CLEANSED | LIGHT | NO MODIFIER | TYPE | LED | LAMP WATTAGE |  | POWER SUPPLY |  | COLOUR |  | BALLAST TYPE |  | SOCKET TYPE |  | NUMBER OF LAMPS |  | MOUNTING TYPE |  | MATERIAL |  | HAZARD CLASS |  | CERTIFICATION/STANDARD |  | ADDITIONAL FEATURES EN | 6 EYE,RIG | ADDITIONAL FEATURES ES |  | ADDITIONAL FEATURES FR | [33 empty] | Production Completed
000000000060235572 - B5 | STP-004 | DATA ENRICHMENT | SMX | SMX5 | OK | 2022-10-10 | 21/10/2022 |  | 000000000060235572 | BHP1 | BHP Spares & Supplies | 200000 | Mining Machinery and Accessories | EA | MAN2 | LIGHT,PL-BAR-180W-LED,33 INCH,180W,6-36V | PL-BAR-180W - LED BAR LIGHT, 33 INCH, 180W, 6-36V |  |  |  | URL NOT FOUND |  |  | PL-BAR-180W | [11 empty] | CLEANSED | LIGHT | NO MODIFIER | TYPE | LED BAR | LAMP WATTAGE | 180 W | POWER SUPPLY | 6-36 V | COLOUR |  | BALLAST TYPE |  | SOCKET TYPE |  | NUMBER OF LAMPS |  | MOUNTING TYPE |  | MATERIAL |  | HAZARD CLASS |  | CERTIFICATION/STANDARD |  | ADDITIONAL FEATURES EN | SIZE:33 IN | ADDITIONAL FEATURES ES |  | ADDITIONAL FEATURES FR | [33 empty] | Production Completed
000000000060229923 - B5 | STP-004 | DATA ENRICHMENT | SMX | SMX5 | OK | 2022-10-10 | 21/10/2022 |  | 000000000060229923 | BHP1 | BHP Spares & Supplies | 200000 | Mining Machinery and Accessories | EA | MAN2 | LIGHT,RED RETANGULAR LED FLASHING EHLLED | LIGHT,RED RETANGULAR LED FLASHING EHLLEDRECTR | EHLLEDRECTR | 0019011367 | ELECTRO DIESEL | URL NOT FOUND |  | ELECTRO DIESEL | [12 empty] | CLEANSED | FLASHLIGHT | NO MODIFIER | TYPE | RETANGULAR | LAMP TYPE | LED | BATTERY DETAILS |  | LAMP WATTAGE |  | LAMP VOLTAGE RATING |  | NUMBER OF LAMPS |  | DEGREE OF PROTECTION |  | MATERIAL |  | SIZE |  | INTENSITY |  | COLOUR | RED | HAZARD CLASS |  | CERTIFICATION/STANDARD |  | ADDITIONAL FEATURES EN |  | ADDITIONAL FEATURES ES | EHLLEDRECTR | ADDITIONAL FEATURES FR | [29 empty] | Production Completed
000000000060229672 - B5 | STP-004 | DATA ENRICHMENT | SMX | SMX5 | OK | 2022-10-10 | 21/10/2022 |  | 000000000060229672 | BHP1 | BHP Spares & Supplies | 251917 | Vehicle servicing equipment | EA | MAN2 | LIGHT,STROBE,BIG AMBER,12-24V | LIGHT, STROBE, BIG AMBER, 12-24V,? ACOT500 PART NUMBER: S3021AB, NEW STOCK AS PER ESSI : 1093, S3021AB |  |  |  | https://www.mpionline.co.za/store/Double-Flash-Strobe-p140907481 |  |  | S3021AB | [11 empty] | ENRICHED | BEACON | NO MODIFIER | TYPE | DOUBLE FLASH,STROBE | LAMP TYPE |  | FLASH RATE |  | VOLTAGE RATING | 12-24 V | CAP/LENS COLOUR | AMBER | FLASH TYPE |  | LAMP WATTAGE |  | LENS MATERIAL |  | SIZE | 127 X 161 MM | MOUNTING TYPE |  | HOUSING/BASE MATERIAL |  | HAZARD CLASS |  | CERTIFICATION/STANDARD |  | ADDITIONAL FEATURES EN | BRAND:ACOT500,NEW STOCK AS PER ESSI: 1093 | ADDITIONAL FEATURES ES |  | ADDITIONAL FEATURES FR | [29 empty] | Production Completed
000000000060228626 - B5 | STP-004 | DATA ENRICHMENT | SMX | SMX5 | OK | 2022-10-10 | 21/10/2022 |  | 000000000060228626 | BHP1 | BHP Spares & Supplies | 251917 | Vehicle servicing equipment | EA | MAN2 | LIGHT,STROBE,LED,12-24V,AMBER | LIGHT, STROBE, LED, 12-24V, AMBER, (HEIGHT 95 MM, BASE 130MM), NEW STOCK AS PER ESSI : 1024 |  |  |  | URL NOT FOUND | [14 empty] | CLEANSED | LIGHT | WARNING | TYPE | STROBE,LED | LAMP WATTAGE |  | VOLTAGE RATING | 12-24 V | BASE TYPE |  | INTENSITY |  | COLOUR | AMBER | FLASH RATE |  | COVERAGE AREA |  | DEGREE OF PROTECTION |  | LAMP LIFE |  | SIZE | HT 95 MM | HOUSING MATERIAL |  | HAZARD CLASS |  | CERTIFICATION/STANDARD |  | ADDITIONAL FEATURES EN | BASE:130 MM,NEW STOCK AS PER ESSI: 1024 | ADDITIONAL FEATURES ES |  | ADDITIONAL FEATURES FR | [27 empty] | Production Completed
000000000060228625 - B5 | STP-004 | DATA ENRICHMENT | SMX | SMX5 | OK | 2022-10-10 | 21/10/2022 |  | 000000000060228625 | BHP1 | BHP Spares & Supplies | 251917 | Vehicle servicing equipment | EA | MAN2 | LIGHT,STROBE,LED,12-24V,GREEN | LIGHT, STROBE, LED, 12-24V, GREEN, (HEIGHT 95 MM, BASE 130MM), NEW STOCK AS PER ESSI : 1025 |  |  |  | URL NOT FOUND | [14 empty] | CLEANSED | LIGHT | WARNING | TYPE | STROBE,LED | LAMP WATTAGE |  | VOLTAGE RATING | 12-24 V | BASE TYPE |  | INTENSITY |  | COLOUR | GREEN | FLASH RATE |  | COVERAGE AREA |  | DEGREE OF PROTECTION |  | LAMP LIFE |  | SIZE | HT 95 MM | HOUSING MATERIAL |  | HAZARD CLASS |  | CERTIFICATION/STANDARD |  | ADDITIONAL FEATURES EN | BASE:130 MM,NEW STOCK AS PER ESSI: 1025 | ADDITIONAL FEATURES ES |  | ADDITIONAL FEATURES FR | [27 empty] | Production Completed
000000000060230164 - B5 | STP-004 | DATA ENRICHMENT | SMX | SMX5 | OK | 2022-10-10 | 21/10/2022 |  | 000000000060230164 | BHP1 | BHP Spares & Supplies | 200000 | Mining Machinery and Accessories | EA | MAN2 | LIGHT,WARNING,GREEN 9001388 | WARNING LIGHT, GREEN 9001388 | 9001388 | 0019011370 | AARD MINING | URL NOT FOUND |  | AARD MINING | 9001388 | [11 empty] | CLEANSED | LIGHT | WARNING | TYPE |  | LAMP WATTAGE |  | VOLTAGE RATING |  | BASE TYPE |  | INTENSITY |  | COLOUR | GREEN | FLASH RATE |  | COVERAGE AREA |  | DEGREE OF PROTECTION |  | LAMP LIFE |  | SIZE |  | HOUSING MATERIAL |  | HAZARD CLASS |  | CERTIFICATION/STANDARD |  | ADDITIONAL FEATURES EN |  | ADDITIONAL FEATURES ES |  | ADDITIONAL FEATURES FR | [27 empty] | Production Completed
000000000060230165 - B5 | STP-004 | DATA ENRICHMENT | SMX | SMX5 | OK | 2022-10-10 | 21/10/2022 |  | 000000000060230165 | BHP1 | BHP Spares & Supplies | 200000 | Mining Machinery and Accessories | EA | MAN2 | LIGHT,WARNING,RED 9001387 | WARNING LIGHT, RED 9001387 | 9001387 | 0019011370 | AARD MINING | URL NOT FOUND |  | AARD MINING | 9001387 | [11 empty] | CLEANSED | LIGHT | WARNING | TYPE |  | LAMP WATTAGE |  | VOLTAGE RATING |  | BASE TYPE |  | INTENSITY |  | COLOUR | RED | FLASH RATE |  | COVERAGE AREA |  | DEGREE OF PROTECTION |  | LAMP LIFE |  | SIZE |  | HOUSING MATERIAL |  | HAZARD CLASS |  | CERTIFICATION/STANDARD |  | ADDITIONAL FEATURES EN |  | ADDITIONAL FEATURES ES |  | ADDITIONAL FEATURES FR | [27 empty] | Production Completed
000000000060228246 - B5 | STP-004 | DATA ENRICHMENT | SMX | SMX5 | OK | 2022-10-10 | 21/10/2022 |  | 000000000060228246 | BHP1 | BHP Spares & Supplies | 251917 | Vehicle servicing equipment | EA | MAN2 | LIGHTS-3 EYE LED | 3 EYE LED HEAD LAMP SWIVEL |  |  |  | URL NOT FOUND | [14 empty] | CLEANSED | LAMP | LED | TYPE | HEAD | WATTAGE |  | VOLTAGE RATING |  | BASE TYPE |  | SHAPE DESIGNATION |  | COLOUR |  | SIZE |  | COLOUR TEMPERATURE |  | LAMP LIFE |  | ANSI CODE |  | WAVELENGTH |  | COLOUR RENDERING INDEX |  | TEMPERATURE RATING |  | DIMMABLE |  | HAZARD CLASS |  | CERTIFICATION/STANDARD |  | ADDITIONAL FEATURES EN | LENS:3 EYE SWIVEL | ADDITIONAL FEATURES ES |  | ADDITIONAL FEATURES FR | [23 empty] | Production Completed
000000000060169841 - B5 | STP-004 | DATA ENRICHMENT | SMX | SMX5 | OK | 2022-10-10 | 21/10/2022 |  | 000000000060169841 | BHP1 | BHP Spares & Supplies | 221015 | Earth moving machinery | EA | MAN2 | STROBE LIGHT | STROBE LIGHT |  |  |  | URL NOT FOUND | [14 empty] | CLEANSED | LIGHT | WARNING | TYPE | STROBE | LAMP WATTAGE |  | VOLTAGE RATING |  | BASE TYPE |  | INTENSITY |  | COLOUR |  | FLASH RATE |  | COVERAGE AREA |  | DEGREE OF PROTECTION |  | LAMP LIFE |  | SIZE |  | HOUSING MATERIAL |  | HAZARD CLASS |  | CERTIFICATION/STANDARD |  | ADDITIONAL FEATURES EN |  | ADDITIONAL FEATURES ES |  | ADDITIONAL FEATURES FR | [27 empty] | Production Completed
000000000060145419 - B5 | STP-004 | DATA ENRICHMENT | SMX | SMX5 | OK | 2022-10-10 | 21/10/2022 | SUITABLE NM NOT FOUND | 000000000060145419 | BHP1 | BHP Spares & Supplies | 221015 | Earth moving machinery | EA | MAN2 | LOADER AIR COMPLETE; EIMCO 21B, BATEMAN | LOADER AIR COMPLETE; EIMCO 21B, BATEMAN | [81 empty] | Production Completed
000000000060010156 - B5 | STP-004 | DATA ENRICHMENT | SMX | SMX5 | OK | 2022-10-10 | 21/10/2022 | SUITABLE NM NOT FOUND | 000000000060010156 | BHP1 | BHP Spares & Supplies | 121315 | Explosives | EA | MAN2 | LOADER, MK3, WITH 15KG BLUE BOWL & 1.8KG | LOADER, MK3, WITH 15KG BLUE BOWL & 1.8KG BLACK PIPE, L H LATEGAN | L031 | 0019008753 | L H LATEGAN |  |  | L H LATEGAN | L031 | [74 empty] | Production Completed
000000000060219738 - B5 | STP-004 | DATA ENRICHMENT | SMX | SMX5 | OK | 2022-10-10 | 22/10/2022 | URL BASED ON MODEL | 000000000060219738 | BHP1 | BHP Spares & Supplies | 151200 | Lubricants, oils, greases and anti-corrosives | EA | MAN2 | AUTO LUBRCATOR,GREASE MULTPURPOSE SHEL | AUTO LUBRICATOR,GREASE MULTIPURPOSE SHELL, GUDAS S2 V220, SSI FMT00141 | S2V220,GADUS | 0019000071 | LUBRICATION | https://infinityent.net.in/wp-content/uploads/2019/11/Gadus_S2_V220_2.pdf |  | SHELL | GUDAS S2 V220 | [11 empty] | ENRICHED | LUBRICANT | NO MODIFIER | TYPE | AUTO LUBRICATOR,MULTIPURPOSE GREASE | GRADE | NLGI 2 | CONTAINER |  | COMPOSITION |  | POUR POINT |  | FLASH POINT |  | VISCOSITY INDEX | 220 CST AT 40 DEG C | OPERATING TEMPERATURE |  | HAZARD CLASS |  | CERTIFICATION/STANDARD |  | ADDITIONAL FEATURES EN | SSI FMT00141 | ADDITIONAL FEATURES ES |  | ADDITIONAL FEATURES FR | [35 empty] | Production Completed
000000000060215790 - B5 | STP-004 | DATA ENRICHMENT | SMX | SMX5 | OK | 2022-10-10 | 22/10/2022 |  | 000000000060215790 | BHP1 | BHP Spares & Supplies | 151200 | Lubricants, oils, greases and anti-corrosives | EA | MAN2 | AUTOLUBE, SKF, TLSD 250/HB2 | AUTOLUBE, SKF, TLSD 250/HB2, REFILLABLE, HIGH TEMP, HIGH SPEED, 250CC |  |  |  | https://www.skf.com/binaries/pub12/Images/0901d1968028c77c-13744EN_TLSD_tcm_12-135006.pdf |  | SKF | TLSD 250/HB2 | [11 empty] | CLEANSED | LUBRICANT | NO MODIFIER | TYPE | AUTOMATIC,REFILLABLE | GRADE |  | CONTAINER |  | COMPOSITION |  | POUR POINT |  | FLASH POINT |  | VISCOSITY INDEX |  | OPERATING TEMPERATURE |  | HAZARD CLASS |  | CERTIFICATION/STANDARD |  | ADDITIONAL FEATURES EN | HIGH TEMPERATURE AND SPEED,CAPACITY:250 CC | ADDITIONAL FEATURES ES |  | ADDITIONAL FEATURES FR | [35 empty] | Production Completed
000000000060220582 - B5 | STP-004 | DATA ENRICHMENT | SMX | SMX5 | OK | 2022-10-10 | 22/10/2022 |  | 000000000060220582 | BHP1 | BHP Spares & Supplies | 151200 | Lubricants, oils, greases and anti-corrosives | EA | MAN2 | AUTOLUBE,REFLL,SKF,LGHB 2/SD250 | AUTOLUBE, SKF, LGHB 2/SD250, REFILL WITH BATTERIES, HIGH TEMP, HIGH SPEED, 250CC |  |  |  | https://www.skf.com/binaries/pub12/Images/0901d1968028c77c-13744EN_TLSD_tcm_12-135006.pdf |  | SKF | LGHB 2/SD250 | [11 empty] | CLEANSED | LUBRICANT | NO MODIFIER | TYPE | AUTOMATIC,REFILLABLE | GRADE |  | CONTAINER |  | COMPOSITION |  | POUR POINT |  | FLASH POINT |  | VISCOSITY INDEX |  | OPERATING TEMPERATURE |  | HAZARD CLASS |  | CERTIFICATION/STANDARD |  | ADDITIONAL FEATURES EN | HIGH TEMPERATURE AND SPEED,CAPACITY:250 CC,W/BATTERIES | ADDITIONAL FEATURES ES |  | ADDITIONAL FEATURES FR | [35 empty] | Production Completed
000000000060169723 - B5 | STP-004 | DATA ENRICHMENT | SMX | SMX5 | OK | 2022-10-10 | 21/10/2022 | NM BASED ON WEB SOURCE | 000000000060169723 | BHP1 | BHP Spares & Supplies | 251739 | Electrical components | EA | MAN2 | EARTH FAULT MODULE TOROID TYPE: 3UL2201- | EARTH FAULT MODULE TOROID TYPE: 3UL2201-1A 300MA | 3UL2201-1A 300MA | 0019003467 | UNKNOWN | https://datasheet.octopart.com/3UL2201-1A-Siemens-datasheet-14366382.pdf |  |  | 3UL2201-1A 300MA | [11 empty] | ENRICHED | TRANSFORMER | CURRENT | TYPE | RESIDUAL,SUMMATION | RATIO |  | VOLTAGE RATING |  | CURRENT RATING | 300 MA | ACCURACY |  | BURDEN POWER |  | NUMBER OF PHASE |  | FREQUENCY RATING |  | MOUNTING TYPE |  | ENCLOSURE |  | SIZE | 40 MM | HAZARD CLASS |  | CERTIFICATION/STANDARD | IEC 750 | ADDITIONAL FEATURES EN | W/EARTH FAULT MODULE TOROID | ADDITIONAL FEATURES ES |  | ADDITIONAL FEATURES FR | [29 empty] | Production Completed
000000000060147460 - B5 | STP-004 | DATA ENRICHMENT | SMX | SMX5 | OK | 2022-10-10 | 21/10/2022 |  | 000000000060147460 | BHP1 | BHP Spares & Supplies | 261115 | Kinetic power transmission | EA | MAN2 | FIRING MODULE, IGBT, TYPE LFIR-001 | FIRING MODULE, IGBT, TYPE LFIR-001 |  |  |  | URL NOT FOUND |  |  |  | LFIR-001 | [10 empty] | CLEANSED | MODULE | POWER | TYPE | FIRING,IGBT | INPUT RATING |  | OUTPUT RATING |  | POWER RATING |  | SWITCH TYPE |  | CONNECTION TYPE |  | TEMPERATURE RATING |  | SIZE |  | HAZARD CLASS |  | CERTIFICATION/STANDARD |  | ADDITIONAL FEATURES EN |  | ADDITIONAL FEATURES ES |  | ADDITIONAL FEATURES FR | [35 empty] | Production Completed
000000000060181914 - B5 | STP-004 | DATA ENRICHMENT | SMX | SMX5 | OK | 2022-10-10 | 21/10/2022 |  | 000000000060181914 | BHP1 | BHP Spares & Supplies | 251739 | Electrical components | EA | MAN2 | MODULE, ANALOGUE INPUT CARD, INDUSTRIAL | MODULE, ANALOGUE INPUT CARD, INDUSTRIAL ETHERNET, MODEL 961EN-4006, SIX DIFFERENTIAL CURRENT INPUTS, ACROMAG | MODEL 961EN-4006 | 0019011575 | ACROMAG | https://www.acromag.com/wp-content/uploads/2019/08/Acromag-961EN_962EN-Ethernet-Analog-Input-Modules.pdf |  | ACROMAG | 961EN-4006 | [11 empty] | ENRICHED | MODULE | ELECTRONIC | TYPE | ANALOGUE CARD,INDUSTRIAL ETHERNET,CURRENT INPUT | INPUT RATING |  | OUTPUT RATING |  | CONNECTION TYPE |  | SIZE |  | MOUNTING TYPE |  | HAZARD CLASS |  | CERTIFICATION/STANDARD |  | ADDITIONAL FEATURES EN | W/6 DIFFERENTIAL INPUT | ADDITIONAL FEATURES ES |  | ADDITIONAL FEATURES FR | [39 empty] | Production Completed
000000000060117816 - B5 | STP-004 | DATA ENRICHMENT | SMX | SMX5 | OK | 2022-10-10 | 21/10/2022 |  | 000000000060117816 | BHP1 | BHP Spares & Supplies | 201015 | Cutting equipment | EA | MAN2 | MODULE, THYRISTOR, MODEL SFH36 VIBRATING | MODULE, THYRISTOR, MODEL SFH36 VIBRATING FEEDER, LOCKERS | TT32N1600 IS-202 | 0019001334 | ITT FLYGT LTD | URL NOT FOUND |  | ITT FLYGT LTD | TT32N1600 IS-202 | [5 empty] | VIBRATING FEEDER | SFH36 | LOCKERS |  |  |  | CLEANSED | MODULE | ELECTRONIC | TYPE | THYRISTOR | INPUT RATING |  | OUTPUT RATING |  | CONNECTION TYPE |  | SIZE |  | MOUNTING TYPE |  | HAZARD CLASS |  | CERTIFICATION/STANDARD |  | ADDITIONAL FEATURES EN |  | ADDITIONAL FEATURES ES |  | ADDITIONAL FEATURES FR | [39 empty] | Production Completed
000000000060240601 - B5 | STP-004 | DATA ENRICHMENT | SMX | SMX5 | OK | 2022-10-10 | 21/10/2022 |  | 000000000060240601 | BHP1 | BHP Spares & Supplies | 251739 | Electrical components | EA | MAN2 | MODULE,PROCESS,AUTOMATION,3000ANAOUTASY | INST,MODULE,PROCESS AUTOMATION,3000-ANA-OUT-ASY,OUTPUT PCBA, UNIPRO IV | 3000-ANA-OUT-ASY |  |  | https://www.gammadata.se/products/radiation-detection/dosimetry/electronic-personal-dosimeter/dmc-3000-beta-module/ |  | GAMMA BOARD | 3000-ANA-OUT-ASY | [11 empty] | CLEANSED | MODULE | ELECTRONIC | TYPE | PROCESS AUTOMATION OUTPUT | INPUT RATING |  | OUTPUT RATING |  | CONNECTION TYPE |  | SIZE |  | MOUNTING TYPE | PCB | HAZARD CLASS |  | CERTIFICATION/STANDARD | IEC 61526 Ed. 3,ANSI 42.20 | ADDITIONAL FEATURES EN | BRAND:UNIPRO IV,ASSEMBLY,INST | ADDITIONAL FEATURES ES |  | ADDITIONAL FEATURES FR | [39 empty] | Production Completed
000000000060242110 - B5 | STP-004 | DATA ENRICHMENT | SMX | SMX5 | OK | 2022-10-10 | 21/10/2022 |  | 000000000060242110 | BHP1 | BHP Spares & Supplies | 251739 | Electrical components | EA | MAN2 | MODULE,PROCESSAUTOMATION,GAMMABOARD,3000 | INST, MODULE, PROCESS AUTOMATION, GAMMA BOARD, Part No. 3000-GAMMA-PCB-A | 3000-GAMMA-PCB-A |  |  | https://www.gammadata.se/products/radiation-detection/dosimetry/electronic-personal-dosimeter/dmc-3000-beta-module/ |  | GAMMA BOARD | 3000-GAMMA-PCB-A | [11 empty] | CLEANSED | MODULE | ELECTRONIC | TYPE | PROCESS AUTOMATION | INPUT RATING |  | OUTPUT RATING |  | CONNECTION TYPE |  | SIZE |  | MOUNTING TYPE | PCB | HAZARD CLASS |  | CERTIFICATION/STANDARD | IEC 61526 Ed. 3,ANSI 42.20 | ADDITIONAL FEATURES EN | INST | ADDITIONAL FEATURES ES |  | ADDITIONAL FEATURES FR | [39 empty] | Production Completed
000000000060233981 - B5 | STP-004 | DATA ENRICHMENT | SMX | SMX5 | OK | 2022-10-10 | 21/10/2022 |  | 000000000060233981 | BHP1 | BHP Spares & Supplies | 251739 | Electrical components | EA | MAN2 | MODULE,SIEMENS,AI,6ES7-331-7PF01-0AB0 | MODULE, SIEMENS, ANALOGUE INPUT, 6ES7 331-7PF01-0AB0, AI 8XRTD | 6ES7 331-7PF01-0AB0 | 0019011590 | SIEMENS | https://docs.rs-online.com/8c73/0900766b812517aa.pdf |  | SIEMENS | 6ES7331-7PF01-0AB0 | [11 empty] | ENRICHED | MODULE | ELECTRONIC | TYPE | ANALOGUE INPUT | INPUT RATING | 24 VDC,240 MA | OUTPUT RATING |  | CONNECTION TYPE |  | SIZE | WD 40 X HT 125 X DP 120 MM | MOUNTING TYPE |  | HAZARD CLASS |  | CERTIFICATION/STANDARD |  | ADDITIONAL FEATURES EN | W/AI 8XRTD | ADDITIONAL FEATURES ES |  | ADDITIONAL FEATURES FR | [39 empty] | Production Completed
000000000060164075 - B5 | STP-004 | DATA ENRICHMENT | SMX | SMX5 | OK | 2022-10-10 | 21/10/2022 |  | 000000000060164075 | BHP1 | BHP Spares & Supplies | 251733 | Master control systems | EA | MAN2 | MODULE: ANALOG OUTPUT, SIMATIC S7-300, S | MODULE: ANALOG OUTPUT,?SIMATIC S7-300, SM332, OPTICALLY ISOLATED,?, SIEMENS | 6ES73325HD010ABO | 0019003033 | SIEMENS GMBH,W.GERMANY | https://datasheet.octopart.com/6ES73325HD010AB0-Siemens-datasheet-12205152.pdf |  | SIEMENS GMBH,W.GERMANY | 6ES7332-5HD01-0AB0 | S7-300,SM332 | [10 empty] | ENRICHED | MODULE | ELECTRONIC | TYPE | ANALOGUE OUTPUT,OPTICALLY ISOLATED | INPUT RATING |  | OUTPUT RATING | 24 VDC | CONNECTION TYPE |  | SIZE | WD 40 X HT 125 X DP 117 MM | MOUNTING TYPE |  | HAZARD CLASS |  | CERTIFICATION/STANDARD |  | ADDITIONAL FEATURES EN | BRAND:SIMATIC | ADDITIONAL FEATURES ES |  | ADDITIONAL FEATURES FR | [39 empty] | Production Completed
000000000060126014 - B5 | STP-004 | DATA ENRICHMENT | SMX | SMX5 | OK | 2022-10-10 | 21/10/2022 | URL ONLY FOR REFFERENCE | 000000000060126014 | BHP1 | BHP Spares & Supplies | 231315 | Grinding, sanding and polishing equipment and supplies | EA | MAN2 | BULLNOSE, MOUNTED POINT, TYPE A3, LUCAS | BULLNOSE, MOUNTED POINT, TYPE A3, LUCAS |  |  |  | https://lukas-erzett.com/shop/en/category/grinding-polishing-with-bonded-tools/mounted-points/ |  | LUCAS | [12 empty] | CLEANSED | MOUNTED POINT | ABRASIVE | TYPE |  | SHAPE DESIGNATION |  | SHAPE | BULLNOSE | SHANK SIZE |  | GRIT |  | ABRASIVE MATERIAL |  | BONDING MATERIAL |  | HEAD DIAMETER |  | HEAD LENGTH |  | SHANK TYPE |  | SHANK LENGTH |  | SPEED RATING |  | HAZARD CLASS |  | CERTIFICATION/STANDARD |  | ADDITIONAL FEATURES EN | TYPE A3 | ADDITIONAL FEATURES ES |  | ADDITIONAL FEATURES FR | [27 empty] | Production Completed
000000000060230831 - B5 | STP-004 | DATA ENRICHMENT | SMX | SMX5 | OK | 2022-10-10 | 21/10/2022 |  | 000000000060230831 | BHP1 | BHP Spares & Supplies | 200000 | Mining Machinery and Accessories | EA | MAN2 | LUB OIL LINE,04293829 | LUB OIL LINE,04293829 | 04293829 | 0019008613 | DEUTZ ENGINES | https://enginepartsonline.eu/deutz/engine-system/lubricating-system/oil-pipe/lubricat-oil-line-deutz-ag-04293829-original/ |  | DEUTZ ENGINES | 04293829 | [11 empty] | CLEANSED | LUBRICANT | NO MODIFIER | TYPE | OIL LINE | GRADE |  | CONTAINER |  | COMPOSITION |  | POUR POINT |  | FLASH POINT |  | VISCOSITY INDEX |  | OPERATING TEMPERATURE |  | HAZARD CLASS |  | CERTIFICATION/STANDARD |  | ADDITIONAL FEATURES EN |  | ADDITIONAL FEATURES ES |  | ADDITIONAL FEATURES FR | [35 empty] | Production Completed
000000000060177048 - B5 | STP-004 | DATA ENRICHMENT | SMX | SMX5 | OK | 2022-10-10 | 21/10/2022 |  | 000000000060177048 | BHP1 | BHP Spares & Supplies | 151200 | Lubricants, oils, greases and anti-corrosives | L | MAN2 | OIL, 15W40 DIESEL LUBE 500 BULK | OIL, 15W40 DIESEL LUBE 500 BULK |  |  |  | https://dir.indiamart.com/impcat/diesel-engine-oil.html?biz=30 |  |  | 15W40 | [11 empty] | ENRICHED | LUBRICANT | NO MODIFIER | TYPE | DIESEL OIL | GRADE |  | CONTAINER | 500 L BARREL | COMPOSITION |  | POUR POINT |  | FLASH POINT |  | VISCOSITY INDEX |  | OPERATING TEMPERATURE |  | HAZARD CLASS |  | CERTIFICATION/STANDARD |  | ADDITIONAL FEATURES EN | PACKAGING TYPE:BULK | ADDITIONAL FEATURES ES |  | ADDITIONAL FEATURES FR | [35 empty] | Production Completed
000000000060107693 - B5 | STP-004 | DATA ENRICHMENT | SMX | SMX5 | OK | 2022-10-10 | 21/10/2022 |  | 000000000060107693 | BHP1 | BHP Spares & Supplies | 151215 | Lubricating preparations | DR | MAN2 | OIL, AIR COMPRESSOR, 100 CST, VDL DIN SP | OIL, AIR COMPRESSOR, 100 CST, VDL DIN SPEC TO BHP SPEC /GRADE OCA-100 DIN, DRUM SALMON PINK, GRADE & COMPRESSOR SYMBOL ON SIDE, 20L | 5095 | 0019003467 | UNKNOWN | URL NOT FOUND |  | BHP | 5095 | [5 empty] | AIR COMPRESSOR | [5 empty] | CLEANSED | LUBRICANT | NO MODIFIER | TYPE | OIL | GRADE | OCA-100 DIN | CONTAINER | 20 L DRUM | COMPOSITION |  | POUR POINT |  | FLASH POINT |  | VISCOSITY INDEX | 100 CST | OPERATING TEMPERATURE |  | HAZARD CLASS |  | CERTIFICATION/STANDARD | VDL DIN | ADDITIONAL FEATURES EN | SALMON PINK,GRADE AND COMPRESSOR SYMBOL ON SIDE | ADDITIONAL FEATURES ES |  | ADDITIONAL FEATURES FR | [35 empty] | Production Completed
000000000060107684 - B5 | STP-004 | DATA ENRICHMENT | SMX | SMX5 | OK | 2022-10-10 | 21/10/2022 |  | 000000000060107684 | BHP1 | BHP Spares & Supplies | 151215 | Lubricating preparations | DR | MAN2 | OIL, AIR COMPRESSOR, GENAIR 46 IN 210L D | OIL, AIR COMPRESSOR, GENAIR 46 IN 210L DRUM | 5336 | 0019003467 | UNKNOWN | https://www.engenoc.co.za/images/DownloadsIndus/GENAIR%20_SERIES.pdf |  |  | GENAIR 46 |  |  | 5336 |  |  | AIR COMPRESSOR | [5 empty] | CLEANSED | LUBRICANT | NO MODIFIER | TYPE | OIL | GRADE | ISO VG 46 | CONTAINER | 210 L DRUM | COMPOSITION |  | POUR POINT | -18 DEG C | FLASH POINT | 199 DEG C | VISCOSITY INDEX | 46 CST AT 40 DEG C | OPERATING TEMPERATURE |  | HAZARD CLASS |  | CERTIFICATION/STANDARD | DIN 51506 | ADDITIONAL FEATURES EN |  | ADDITIONAL FEATURES ES |  | ADDITIONAL FEATURES FR | [35 empty] | Production Completed
000000000060220465 - B5 | STP-004 | DATA ENRICHMENT | SMX | SMX5 | OK | 2022-10-10 | 21/10/2022 |  | 000000000060220465 | BHP1 | BHP Spares & Supplies | 251739 | Electrical components | EA | MAN2 | OIL, ANTI EVAPORATION, 20L | ANTI EVAPORATION OIL, 20L, SSI FMT00234 |  |  |  | URL NOT FOUND | [14 empty] | CLEANSED | LUBRICANT | NO MODIFIER | TYPE | ANTI EVAPORATION OIL | GRADE |  | CONTAINER | 20 L | COMPOSITION |  | POUR POINT |  | FLASH POINT |  | VISCOSITY INDEX |  | OPERATING TEMPERATURE |  | HAZARD CLASS |  | CERTIFICATION/STANDARD |  | ADDITIONAL FEATURES EN | SSI FMT00234 | ADDITIONAL FEATURES ES |  | ADDITIONAL FEATURES FR | [35 empty] | Production Completed
000000000060108005 - B5 | STP-004 | DATA ENRICHMENT | SMX | SMX5 | OK | 2022-10-10 | 21/10/2022 |  | 000000000060108005 | BHP1 | BHP Spares & Supplies | 151215 | Lubricating preparations | DR | MAN2 | OIL, AUTOMATIC TRANSMISSION, TO GM DEXTR | OIL, AUTOMATIC TRANSMISSION, TO GM DEXRON II, TO GENCOR PURCHASING, SPEC/GRADE OTA-DX II, DRUM MIDDLE BLUE, GRADE & AUTOMATIC TRANSMISSION, ON TOP 210 LITRE DRUM | 7217 | 0019003467 | UNKNOWN | URL NOT FOUND |  |  | 7217 | [11 empty] | CLEANSED | LUBRICANT | NO MODIFIER | TYPE | AUTOMATIC TRANSMISSION OIL | GRADE | OTA-DX II | CONTAINER | 20 L DRUM | COMPOSITION |  | POUR POINT |  | FLASH POINT |  | VISCOSITY INDEX |  | OPERATING TEMPERATURE |  | HAZARD CLASS |  | CERTIFICATION/STANDARD |  | ADDITIONAL FEATURES EN | TO GENCOR PURCHASING,MIDDLE BLUE,GRADE ON TOP | ADDITIONAL FEATURES ES |  | ADDITIONAL FEATURES FR | [35 empty] | Production Completed
000000000060107811 - B5 | STP-004 | DATA ENRICHMENT | SMX | SMX5 | OK | 2022-10-10 | 21/10/2022 |  | 000000000060107811 | BHP1 | BHP Spares & Supplies | 151215 | Lubricating preparations | DR | MAN2 | OIL, AUTOMOTIVE ENGINE, ENGEN DIESELUBE | OIL, AUTOMOTIVE ENGINE, ENGEN DIESELUBE 510 IN 210L DRUM | 8616 | 0019003467 | UNKNOWN | https://www.prodist.co.za/download-catalogue/data-sheet/EN18667.pdf |  |  | DIESELUBE 510 |  |  | 8616 | [8 empty] | ENRICHED | LUBRICANT | NO MODIFIER | TYPE | AUTOMOTIVE ENGINE OIL,DIESEL CRANKCASE | GRADE | SAE 10W-20 | CONTAINER | 210 L DRUM | COMPOSITION | 1 PCT SULPHATED ASH | POUR POINT | -32 DEG C | FLASH POINT | 204 DEG C | VISCOSITY INDEX | 40 CST AT 40 DEG C | OPERATING TEMPERATURE |  | HAZARD CLASS |  | CERTIFICATION/STANDARD |  | ADDITIONAL FEATURES EN |  | ADDITIONAL FEATURES ES |  | ADDITIONAL FEATURES FR | [35 empty] | Production Completed
000000000060107936 - B5 | STP-004 | DATA ENRICHMENT | SMX | SMX5 | OK | 2022-10-10 | 21/10/2022 |  | 000000000060107936 | BHP1 | BHP Spares & Supplies | 151215 | Lubricating preparations | DR | MAN2 | OIL, AUTOMOTIVE GEAR, SAE 90, TO API GL5 | OIL, AUTOMOTIVE GEAR, SAE 90, TO API GL5, TO BHP SPEC /GRADE OGA-90 GL5, DRUM CANARY YELLOW, GRADE & AUTOMOTIVE GEARBOX SYMBOL ON TO | 4668 | 0019003467 | UNKNOWN | URL NOT FOUND |  | BHP | 4668 | [11 empty] | CLEANSED | LUBRICANT | NO MODIFIER | TYPE | AUTOMOTIVE GEAR OIL | GRADE | SAE 90 TO API,GL5 TO BHP,OGA-90 GL5 | CONTAINER |  | COMPOSITION |  | POUR POINT |  | FLASH POINT |  | VISCOSITY INDEX |  | OPERATING TEMPERATURE |  | HAZARD CLASS |  | CERTIFICATION/STANDARD |  | ADDITIONAL FEATURES EN | DRUM CANARY YELLOW,GRADE AND AUTOMOTIVE GEARBOX SYMBOL ON TOP | ADDITIONAL FEATURES ES |  | ADDITIONAL FEATURES FR | [35 empty] | Production Completed
000000000060108021 - B5 | STP-004 | DATA ENRICHMENT | SMX | SMX5 | OK | 2022-10-10 | 21/10/2022 |  | 000000000060108021 | BHP1 | BHP Spares & Supplies | 151215 | Lubricating preparations | DR | MAN2 | OIL, AUTOMOTIVE TRANSMISSION & HYD, TRAC | OIL, AUTOMOTIVE TRANSMISSION & HYDRAULIC, TRACTOR, FORD M2C1011A, TO, BHPBILLITON PURCHASING SPEC/GRADE OTA-HT, DRUM MIDDLE BLUE, GRADE &, TRACTOR HYDRAULIC OIL MARKING ON TOP, 20 LITRE DRUM, ENGEN 19455 | ENGEN 19455 | 0019003467 | UNKNOWN | URL NOT FOUND |  | BHP | ENGEN 19455 | [5 empty] | TRACTOR | M2C1011A | FORD |  |  |  | CLEANSED | LUBRICANT | NO MODIFIER | TYPE | AUTOMOTIVE TRANSMISSION AND HYDRAULIC OIL | GRADE | OTA-HT | CONTAINER | 20 L DRUM | COMPOSITION |  | POUR POINT |  | FLASH POINT |  | VISCOSITY INDEX |  | OPERATING TEMPERATURE |  | HAZARD CLASS |  | CERTIFICATION/STANDARD |  | ADDITIONAL FEATURES EN | BILLITON PURCHASING,DRUM MIDDLE BLUE,GRADE AND TRACTOR HYDRAULIC OIL MARKING ON TOP | ADDITIONAL FEATURES ES |  | ADDITIONAL FEATURES FR | [35 empty] | Production Completed
000000000060108006 - B5 | STP-004 | DATA ENRICHMENT | SMX | SMX5 | OK | 2022-10-10 | 21/10/2022 |  | 000000000060108006 | BHP1 | BHP Spares & Supplies | 151215 | Lubricating preparations | DR | MAN2 | OIL, AUTOMOTIVE TRANSMISSION, ENGEN ATF | OIL, AUTOMOTIVE TRANSMISSION, ENGEN ATF 22D IN 20L PAIL | 4403 | 0019003467 | UNKNOWN | https://www.engenoc.co.za/images/Downloads/ENGEN--ATF--33-G--and--22-D.pdf |  |  | ENGEN ATF 22D |  |  | 4403 | [8 empty] | ENRICHED | LUBRICANT | NO MODIFIER | TYPE | AUTOMOTIVE TRANSMISSION OIL | GRADE |  | CONTAINER | 20 L PAIL | COMPOSITION |  | POUR POINT | -45 DEG C | FLASH POINT |  | VISCOSITY INDEX | 7.4 CST AT 100 DEG C | OPERATING TEMPERATURE |  | HAZARD CLASS |  | CERTIFICATION/STANDARD |  | ADDITIONAL FEATURES EN |  | ADDITIONAL FEATURES ES |  | ADDITIONAL FEATURES FR | [35 empty] | Production Completed
000000000060107581 - B5 | STP-004 | DATA ENRICHMENT | SMX | SMX5 | OK | 2022-10-10 | 21/10/2022 |  | 000000000060107581 | BHP1 | BHP Spares & Supplies | 151215 | Lubricating preparations | DR | MAN2 | OIL, CIRCULATING, 320 CST AT 40 DEG C, N | OIL, CIRCULATING, 320 CST AT 40 DEG C, NON ADDITIVE, TO BHP SPEC /GRADE OCI-320, DRUM PASTEL YELLOW, GRADE ON TOP, 210L DRUM | 5075 | 0019003467 | UNKNOWN | URL NOT FOUND |  | BHP | 5075 | [11 empty] | CLEANSED | LUBRICANT | NO MODIFIER | TYPE | CIRCULATING OIL,NON ADDITIVE | GRADE | OCI-320 | CONTAINER | 210 L DRUM | COMPOSITION |  | POUR POINT |  | FLASH POINT |  | VISCOSITY INDEX | 320 CST AT 40 DEG C | OPERATING TEMPERATURE |  | HAZARD CLASS |  | CERTIFICATION/STANDARD |  | ADDITIONAL FEATURES EN | DRUM PASTEL YELLOW,GRADE ON TOP | ADDITIONAL FEATURES ES |  | ADDITIONAL FEATURES FR | [35 empty] | Production Completed
000000000060108426 - B5 | STP-004 | DATA ENRICHMENT | SMX | SMX5 | OK | 2022-10-10 | 21/10/2022 |  | 000000000060108426 | BHP1 | BHP Spares & Supplies | 151215 | Lubricating preparations | DR | MAN2 | OIL, COMPRESSOR, SAE 40, HYDROVANE 2000, | OIL, COMPRESSOR, SAE 40, HYDROVANE 2000, 10C-012, COMPAIR, 20 LITRE DRUM |  |  |  | https://www.penninelubricants.co.uk/wp-content/uploads/2016/10/Compressor-Oil-H2000-Hydrovane.pdf |  | COMPARE | HYDROVANE 2000 | [5 empty] | COMPRESSOR | [5 empty] | ENRICHED | LUBRICANT | NO MODIFIER | TYPE | OIL | GRADE | SAE 40 | CONTAINER | 20 L DRUM | COMPOSITION |  | POUR POINT |  | FLASH POINT | 255 DEG C | VISCOSITY INDEX | 100 CST | OPERATING TEMPERATURE |  | HAZARD CLASS |  | CERTIFICATION/STANDARD |  | ADDITIONAL FEATURES EN | 10C-012 | ADDITIONAL FEATURES ES |  | ADDITIONAL FEATURES FR | [35 empty] | Production Completed
000000000060001891 - B5 | STP-004 | DATA ENRICHMENT | SMX | SMX5 | OK | 2022-10-10 | 21/10/2022 |  | 000000000060001891 | BHP1 | BHP Spares & Supplies | 151215 | Lubricating preparations | DR | MAN2 | OIL, CUTTING, CLEARECENT-G, CENTURY, 20 | OIL, CUTTING, CLEARECENT-G, CENTURY, 20 LITRE DRUM |  |  |  | URL NOT FOUND |  | CENTURY | [12 empty] | CLEANSED | LUBRICANT | NO MODIFIER | TYPE | CUTTING OIL | GRADE |  | CONTAINER | 20 L DRUM | COMPOSITION |  | POUR POINT |  | FLASH POINT |  | VISCOSITY INDEX |  | OPERATING TEMPERATURE |  | HAZARD CLASS |  | CERTIFICATION/STANDARD |  | ADDITIONAL FEATURES EN | CLEARECENT-G | ADDITIONAL FEATURES ES |  | ADDITIONAL FEATURES FR | [35 empty] | Production Completed
000000000060108431 - B5 | STP-004 | DATA ENRICHMENT | SMX | SMX5 | OK | 2022-10-10 | 21/10/2022 |  | 000000000060108431 | BHP1 | BHP Spares & Supplies | 151215 | Lubricating preparations | CN | MAN2 | OIL, CUTTING, SULPHURIZED ADDITIVE, GENC | OIL, CUTTING, SULPHURIZED ADDITIVE, GENCUT CS46, ENGEN, 20 LITRE TIN | 5199 | 0019011359 | ENGEN PETROLEUM LTD | https://www.engenoc.co.za/images/Downloads/Gencut%20CS%2046.pdf |  | ENGEN PETROLEUM LTD | GENCUT CS46 |  |  | 5199 | [8 empty] | ENRICHED | LUBRICANT | NO MODIFIER | TYPE | CUTTING OIL,SULPHURIZED ADDITIVE | GRADE |  | CONTAINER | 20 L TIN | COMPOSITION |  | POUR POINT | -21 DEG C | FLASH POINT | 212 DEG C | VISCOSITY INDEX | 39 CST AT 40 DEG C | OPERATING TEMPERATURE |  | HAZARD CLASS |  | CERTIFICATION/STANDARD |  | ADDITIONAL FEATURES EN |  | ADDITIONAL FEATURES ES |  | ADDITIONAL FEATURES FR | [35 empty] | Production Completed
000000000060107593 - B5 | STP-004 | DATA ENRICHMENT | SMX | SMX5 | OK | 2022-10-10 | 21/10/2022 |  | 000000000060107593 | BHP1 | BHP Spares & Supplies | 151215 | Lubricating preparations | DR | MAN2 | OIL, ENCLOSED GEAR, 100 CST AT 40 DEG C, | OIL, ENCLOSED GEAR, 100 CST AT 40 DEG C, WITH, SULPHUR PHOSPHORUS SOLUBLE EP, RUST & OXIDATION INHIBITOR & DEFOAMENT, TO BHP SPEC /G | 5130 | 0019003467 | UNKNOWN | URL NOT FOUND |  | BHP | 5130 | [11 empty] | CLEANSED | LUBRICANT | NO MODIFIER | TYPE | ENCLOSED GEAR OIL | GRADE |  | CONTAINER |  | COMPOSITION | SULPHUR PHOSPHORUS SOLUBLE EP | POUR POINT |  | FLASH POINT |  | VISCOSITY INDEX | 100 CST AT 40 DEG C | OPERATING TEMPERATURE |  | HAZARD CLASS |  | CERTIFICATION/STANDARD |  | ADDITIONAL FEATURES EN | W/RUST AND OXIDATION INHIBITOR AND DEFOAMENT | ADDITIONAL FEATURES ES |  | ADDITIONAL FEATURES FR | [35 empty] | Production Completed
000000000060107614 - B5 | STP-004 | DATA ENRICHMENT | SMX | SMX5 | OK | 2022-10-10 | 21/10/2022 |  | 000000000060107614 | BHP1 | BHP Spares & Supplies | 151215 | Lubricating preparations | DR | MAN2 | OIL, ENCLOSED GEAR, 680 CST AT 40 DEG C, | OIL, ENCLOSED GEAR, 680 CST AT 40 DEG C, WITH, SULPHUR PHOSPHORUS SOLUBLE EP, RUST & OXIDATION INHIBITOR & DEFOAMENT, TO BHP SPEC /G | 5137 | 0019003467 | UNKNOWN | URL NOT FOUND |  | BHP | 5137 | [11 empty] | CLEANSED | LUBRICANT | NO MODIFIER | TYPE | ENCLOSED GEAR OIL | GRADE |  | CONTAINER |  | COMPOSITION | SULPHUR PHOSPHORUS SOLUBLE EP | POUR POINT |  | FLASH POINT |  | VISCOSITY INDEX | 680 CST AT 40 DEG C | OPERATING TEMPERATURE |  | HAZARD CLASS |  | CERTIFICATION/STANDARD |  | ADDITIONAL FEATURES EN |  | ADDITIONAL FEATURES ES |  | ADDITIONAL FEATURES FR | [35 empty] | Production Completed
000000000060107613 - B5 | STP-004 | DATA ENRICHMENT | SMX | SMX5 | OK | 2022-10-10 | 21/10/2022 |  | 000000000060107613 | BHP1 | BHP Spares & Supplies | 151215 | Lubricating preparations | DR | MAN2 | OIL, ENCLOSED GEAR, GENGEAR 680 IN 210L | OIL, ENCLOSED GEAR, GENGEAR 680 IN 210L DRUM, "MSDS 0087" | 5136 | 0019003467 | UNKNOWN | https://www.engenoc.co.za/images/Downloads/Gengear%20Series.pdf |  |  | GENGEAR 680 |  |  | 5136 | [8 empty] | ENRICHED | LUBRICANT | NO MODIFIER | TYPE | ENCLOSED GEAR OIL | GRADE | ISO VG 680 | CONTAINER | 210 L DRUM | COMPOSITION |  | POUR POINT | -6 DEG C | FLASH POINT | 232 DEG C | VISCOSITY INDEX | 650 CST AT 40 DEG C | OPERATING TEMPERATURE | 95-110 DEG C | HAZARD CLASS |  | CERTIFICATION/STANDARD |  | ADDITIONAL FEATURES EN | MSDS 0087 | ADDITIONAL FEATURES ES |  | ADDITIONAL FEATURES FR | [35 empty] | Production Completed
000000000060218325 - B5 | STP-004 | DATA ENRICHMENT | SMX | SMX5 | OK | 2022-10-10 | 21/10/2022 |  | 000000000060218325 | BHP1 | BHP Spares & Supplies | 151200 | Lubricants, oils, greases and anti-corrosives | DR | MAN2 | OIL, ENCLOSED GEAR, HABOT,GRADE H-3077UP | OIL, ENCLOSED GEAR, HABOT,GRADE H-3077UP, FULL SYNTHETIC, LONG LIFE, HABOT SERIES H-3000, 25 LITRE |  |  |  | URL NOT FOUND |  | HABOT | [12 empty] | CLEANSED | LUBRICANT | NO MODIFIER | TYPE | ENCLOSED GEAR OIL | GRADE | H-3077UP | CONTAINER | 25 L | COMPOSITION |  | POUR POINT |  | FLASH POINT |  | VISCOSITY INDEX |  | OPERATING TEMPERATURE |  | HAZARD CLASS |  | CERTIFICATION/STANDARD |  | ADDITIONAL FEATURES EN | SERIES:H-3000,FULL SYNTHETIC,LONG LIFE | ADDITIONAL FEATURES ES |  | ADDITIONAL FEATURES FR | [35 empty] | Production Completed
000000000060107529 - B5 | STP-004 | DATA ENRICHMENT | SMX | SMX5 | OK | 2022-10-10 | 21/10/2022 | URL BASED ON MODEL | 000000000060107529 | BHP1 | BHP Spares & Supplies | 151215 | Lubricating preparations | DR | MAN2 | OIL, GENHYD WG 46, WATER-GLYCOL BASED FI | OIL, GENHYD WG 46, WATER-GLYCOL BASED FIRE RESISTANT HYDRAULIC FLUID,, VISCOSITY 46, VISCOSITY INDEX: >200 APPEARANCE: CLEAR RED FLUID,, DENSITY: 1.080 G/ML, PH DILUTED: 9.3 - 9.6, ASH CONTENT, 0.05% IN 210, LITER DRUM | GENHYD WG 46 | 0019011499 | CHEMSERVE | https://www.engenoc.co.za/images/Downloads/Genhyd%20WG%2046.pdf |  | CHEMSERVE | GENHYD WG 46 | [11 empty] | ENRICHED | LUBRICANT | NO MODIFIER | TYPE | HYDRAULIC FLUID/OIL | GRADE |  | CONTAINER | 10 L DRUM | COMPOSITION | 0.05 PCT ASH | POUR POINT | -50 DEG C | FLASH POINT |  | VISCOSITY INDEX | 46 CST AT 40 DEG C,>200 | OPERATING TEMPERATURE |  | HAZARD CLASS |  | CERTIFICATION/STANDARD |  | ADDITIONAL FEATURES EN | APPEARANCE:CLEAR RED FLUID,DENSITY:1.080 G/ML,PH DILUTED:9.3-9.6,WATER-GLYCOL BASED FIRE RESISTANT | ADDITIONAL FEATURES ES |  | ADDITIONAL FEATURES FR | [35 empty] | Production Completed
000000000060162505 - B5 | STP-004 | DATA ENRICHMENT | SMX | SMX5 | OK | 2022-10-10 | 22/10/2022 |  | 000000000060162505 | BHP1 | BHP Spares & Supplies | 151200 | Lubricants, oils, greases and anti-corrosives | DR | MAN2 | OIL, GENWAY 220, 210 CST AT 40 DEG CEL, | OIL, GENWAY 220, 210 CST AT 40 DEG CEL, RUST & CORROSION PROTECTION, OXIDATION RESISTANCE, SPEC/GRADE ISO220VG, DRUM BLUE, GRADE SYM, BOL ON TOP & SIDE, 210L DRUM | 5085 | 0019003467 | UNKNOWN | https://www.engenoc.co.za/images/Downloads/Genway%2068%20and%20220.pdf |  |  | GENWAY 220 |  |  | 5085 | [8 empty] | ENRICHED | LUBRICANT | NO MODIFIER | TYPE | SPECIAL PREMIUM OIL | GRADE | ISO VG 220 | CONTAINER | 210 L DRUM | COMPOSITION |  | POUR POINT | -7 DEG C | FLASH POINT | 190 DEG C | VISCOSITY INDEX | 210 CST AT 40 DEG C | OPERATING TEMPERATURE |  | HAZARD CLASS |  | CERTIFICATION/STANDARD |  | ADDITIONAL FEATURES EN | RUST AND CORROSION PROTECTION,OXIDATION RESISTANCE,DRUM BLUE,GRADE SYM,BOL ON TOP AND SIDE | ADDITIONAL FEATURES ES |  | ADDITIONAL FEATURES FR | [35 empty] | Production Completed
000000000060135673 - B5 | STP-004 | DATA ENRICHMENT | SMX | SMX5 | OK | 2022-10-10 | 22/10/2022 |  | 000000000060135673 | BHP1 | BHP Spares & Supplies | 151215 | Lubricating preparations | EA | MAN2 | OIL, GENWAY 68, 210LTR DRUM | OIL, GENWAY 68, 210LTR DRUM |  |  |  | https://www.engenoc.co.za/images/Downloads/Genway%2068%20and%20220.pdf |  |  | GENWAY 68 | [11 empty] | ENRICHED | LUBRICANT | NO MODIFIER | TYPE | SPECIAL PREMIUM OIL | GRADE | ISO VG 680 | CONTAINER | 210 L DRUM | COMPOSITION |  | POUR POINT | -7 DEG C | FLASH POINT | 190 DEG C | VISCOSITY INDEX | 65 CST AT 40 DEG C | OPERATING TEMPERATURE |  | HAZARD CLASS |  | CERTIFICATION/STANDARD |  | ADDITIONAL FEATURES EN |  | ADDITIONAL FEATURES ES |  | ADDITIONAL FEATURES FR | [35 empty] | Production Completed
000000000060107554 - B5 | STP-004 | DATA ENRICHMENT | SMX | SMX5 | OK | 2022-10-10 | 22/10/2022 |  | 000000000060107554 | BHP1 | BHP Spares & Supplies | 151215 | Lubricating preparations | DR | MAN2 | OIL, HYD, 55 CST AT 40 DEG C, WITH VI IM | OIL, HYDRAULIC, 55 CENTISTOKES AT 40 DEG C, WITH VI IMPROVER, RUST & OXIDIATION INHIBITOR, SOLUBLE EP ZINC BASED & DEFOAMENT, POCLAI, NE, TO BHPBILLITON PURCHASING SPEC/GRADE OHC-55ZNPOC, DRUM CORNFLOWER, HYDRAULIC SYMBOL ON SIDE, 20 LT DRUM, OIL, HYDRAULIC, 55 CENTISTOKES AT 40 DEG C, WITH VI IMPROVER, RUST, <(>&<)>, OXIDIATION INHIBITOR, SOLUBLE EP ZINC BASED <(>&<)> DEFOAMENT, POCLAINE,, TO, BHPBILLITON PURCHASING SPEC/GRADE OHC-55ZNPOC, DRUM CORNFLOWER,, HYDRAULIC SYMBOL ON SIDE, 20 LT DRUM |  |  |  | URL NOT FOUND |  | BHP | [12 empty] | CLEANSED | LUBRICANT | NO MODIFIER | TYPE | HYDRAULIC OIL | GRADE | OHC-55ZNPOC | CONTAINER | 20 L DRUM | COMPOSITION | SOLUBLE EP ZINC BASED AND DEFOAMENT | POUR POINT |  | FLASH POINT |  | VISCOSITY INDEX | 55 CST AT 40 DEG C | OPERATING TEMPERATURE |  | HAZARD CLASS |  | CERTIFICATION/STANDARD |  | ADDITIONAL FEATURES EN | W/VI IMPROVER,RUST AND OXIDIATION INHIBITOR,POCLAI,NE TO BILLITON PURCHASING SPEC,DRUM CORNFLOWER,HYDRAULIC SYMBOL ON SIDE | ADDITIONAL FEATURES ES |  | ADDITIONAL FEATURES FR | [35 empty] | Production Completed
000000000060107475 - B5 | STP-004 | DATA ENRICHMENT | SMX | SMX5 | OK | 2022-10-10 | 22/10/2022 |  | 000000000060107475 | BHP1 | BHP Spares & Supplies | 151215 | Lubricating preparations | DR | MAN2 | OIL, HYD, CIRCULATING, 32 CST AT 40 DEG | OIL, HYDRAULIC, CIRCULATING, 32 CENTISTOKES AT 40 DEG C, WITH RUST & OXIDATION INHIBITOR, OIL SOLUBLE EP ZINC BASED & DEFOAMENT, TO, BHPBILLITON PURCHASING SPEC/GRADE OHC-32ZN, DRUM JACARANDA, GRADE & HYDRAULIC SYMBOL ON TOP, 210 LITRE DRUM | 5023 | 0019003467 | UNKNOWN | URL NOT FOUND |  | BHP | 5023 | [11 empty] | CLEANSED | LUBRICANT | NO MODIFIER | TYPE | HYDRAULIC OIL,CIRCULATING | GRADE | OHC-32ZN | CONTAINER | 210 L DRUM | COMPOSITION | SOLUBLE EP ZINC BASED AND DEFOAMENT | POUR POINT |  | FLASH POINT |  | VISCOSITY INDEX | 32 CST AT 40 DEG C | OPERATING TEMPERATURE |  | HAZARD CLASS |  | CERTIFICATION/STANDARD |  | ADDITIONAL FEATURES EN | W/RUST AND OXIDATION INHIBITOR,TO BILLITON PURCHASING SPEC,DRUM JACARANDA,GRADE AND HYDRAULIC SYMBOL ON TOP | ADDITIONAL FEATURES ES |  | ADDITIONAL FEATURES FR | [35 empty] | Production Completed
000000000060107476 - B5 | STP-004 | DATA ENRICHMENT | SMX | SMX5 | OK | 2022-10-10 | 22/10/2022 |  | 000000000060107476 | BHP1 | BHP Spares & Supplies | 151215 | Lubricating preparations | DR | MAN2 | OIL, HYD, CIRCULATING, 32 CST AT 40 DEG | OIL, HYD, CIRCULATING, 32 CST AT 40 DEG C, WITH RUST & OXIDATION INHIBITOR, OIL SOLUBLE EP ZINC BASED & DEFOAMENT, TO BHP SPEC /GRAD | 5025 | 0019003467 | UNKNOWN | URL NOT FOUND |  | BHP | 5025 | [11 empty] | CLEANSED | LUBRICANT | NO MODIFIER | TYPE | HYDRAULIC OIL,CIRCULATING | GRADE |  | CONTAINER |  | COMPOSITION | SOLUBLE EP ZINC BASED AND DEFOAMENT | POUR POINT |  | FLASH POINT |  | VISCOSITY INDEX | 32 CST AT 40 DEG C | OPERATING TEMPERATURE |  | HAZARD CLASS |  | CERTIFICATION/STANDARD |  | ADDITIONAL FEATURES EN | W/RUST AND OXIDATION INHIBITOR,TO SPEC | ADDITIONAL FEATURES ES |  | ADDITIONAL FEATURES FR | [35 empty] | Production Completed
000000000060107481 - B5 | STP-004 | DATA ENRICHMENT | SMX | SMX5 | OK | 2022-10-10 | 22/10/2022 |  | 000000000060107481 | BHP1 | BHP Spares & Supplies | 151215 | Lubricating preparations | DR | MAN2 | OIL, HYD, CIRCULATING, 46 CST AT 40 DEG | OIL, HYD, CIRCULATING, 46 CST AT 40 DEG C, WITH RUST & OXIDATION INHIBITOR, OIL SOLUBLE EP ZINC BASED & DEFOAMENT, TO BHP SPEC /GRAD | 5028 | 0019003467 | UNKNOWN | URL NOT FOUND |  | BHP | 5028 | [11 empty] | CLEANSED | LUBRICANT | NO MODIFIER | TYPE | HYDRAULIC OIL,CIRCULATING | GRADE |  | CONTAINER |  | COMPOSITION | SOLUBLE EP ZINC BASED AND DEFOAMENT | POUR POINT |  | FLASH POINT |  | VISCOSITY INDEX | 46 CST AT 40 DEG C | OPERATING TEMPERATURE |  | HAZARD CLASS |  | CERTIFICATION/STANDARD |  | ADDITIONAL FEATURES EN | W/RUST AND OXIDATION INHIBITOR,TO SPEC | ADDITIONAL FEATURES ES |  | ADDITIONAL FEATURES FR | [35 empty] | Production Completed
000000000060107484 - B5 | STP-004 | DATA ENRICHMENT | SMX | SMX5 | OK | 2022-10-10 | 22/10/2022 |  | 000000000060107484 | BHP1 | BHP Spares & Supplies | 151215 | Lubricating preparations | DR | MAN2 | OIL, HYD, CIRCULATING, ENGEN TQH 20/68 I | OIL, HYD, CIRCULATING, ENGEN TQH 20/68 IN 210L DRUM, "MSDS 0090" | 5269 | 0019003467 | UNKNOWN | https://www.engenoc.co.za/images/Downloads/Engen%20TQH%2020%20Series.pdf |  |  | ENGEN TQH 20/68 |  |  | 5269 | [8 empty] | ENRICHED | LUBRICANT | NO MODIFIER | TYPE | HYDRAULIC OIL,CIRCULATING | GRADE |  | CONTAINER | 210 L DRUM | COMPOSITION |  | POUR POINT | -15 DEG C | FLASH POINT |  | VISCOSITY INDEX | 64 CST AT 40 DEG C | OPERATING TEMPERATURE |  | HAZARD CLASS |  | CERTIFICATION/STANDARD |  | ADDITIONAL FEATURES EN | MSDS 0090 | ADDITIONAL FEATURES ES |  | ADDITIONAL FEATURES FR | [35 empty] | Production Completed
000000000060001881 - B5 | STP-004 | DATA ENRICHMENT | SMX | SMX5 | OK | 2022-10-10 | 22/10/2022 |  | 000000000060001881 | BHP1 | BHP Spares & Supplies | 151215 | Lubricating preparations | DR | MAN2 | OIL, HYD, FIRE RESISTANT, 822/300, QUINT | OIL, HYDRAULIC, FIRE RESISTANT, 822/300, QUINTROLUBRIC, 210 LITRE DRUM |  |  |  | https://ru.quintolubric.com/wp-content/uploads/2015/02/td_quintolubric_822_300_CM.pdf |  |  | QUINTRO 822/300 | [11 empty] | ENRICHED | LUBRICANT | NO MODIFIER | TYPE | HYDRAULIC OIL | GRADE |  | CONTAINER | 210 L DRUM | COMPOSITION |  | POUR POINT | -40 DEG C | FLASH POINT |  | VISCOSITY INDEX | 185 CST | OPERATING TEMPERATURE | 220 DEG F | HAZARD CLASS |  | CERTIFICATION/STANDARD |  | ADDITIONAL FEATURES EN | FIRE RESISTANT | ADDITIONAL FEATURES ES |  | ADDITIONAL FEATURES FR | [35 empty] | Production Completed
000000000060222146 - B5 | STP-004 | DATA ENRICHMENT | SMX | SMX5 | OK | 2022-10-10 | 22/10/2022 |  | 000000000060222146 | BHP1 | BHP Spares & Supplies | 151200 | Lubricants, oils, greases and anti-corrosives | DR | MAN2 | OIL, HYDRAULIC, RENOLIN HO220, 210L DRUM | OIL, HYDRAULIC, RENOLIN HO 220, 210L DRUM |  | 0019011440 | FUCHS LUBRICANTS SA (PTY) LTD | https://media-pim.rubix.com/medias/technical_datasheet/19/23/1300000062319/FUCHS_RENOLIN_Industrial_Gear_Oils_10.pdf?v=200815233731+0200?attachment=true |  | FUCHS LUBRICANTS SA (PTY) LTD | RENOLIN HO 220 | [11 empty] | ENRICHED | LUBRICANT | NO MODIFIER | TYPE | HYDRAULIC OIL | GRADE |  | CONTAINER | 210 L DRUM | COMPOSITION |  | POUR POINT | -12 DEG C | FLASH POINT |  | VISCOSITY INDEX | 220 CST AT 40 DEG C | OPERATING TEMPERATURE |  | HAZARD CLASS |  | CERTIFICATION/STANDARD |  | ADDITIONAL FEATURES EN |  | ADDITIONAL FEATURES ES |  | ADDITIONAL FEATURES FR | [35 empty] | Production Completed
000000000060108397 - B5 | STP-004 | DATA ENRICHMENT | SMX | SMX5 | OK | 2022-10-10 | 22/10/2022 |  | 000000000060108397 | BHP1 | BHP Spares & Supplies | 151215 | Lubricating preparations | DR | MAN2 | OIL, METAL CUTTING, GP, WATER SOLUBLE, T | OIL, METAL CUTTING, GP, WATER SOLUBLE, TO BHP SPEC /GRADE OCM-GPWS, DRUM GOLD, GRADE ON SIDE, 20L DRUM | 7255 | 0019003467 | UNKNOWN | URL NOT FOUND |  | BHP | 7255 | [11 empty] | CLEANSED | LUBRICANT | NO MODIFIER | TYPE | METAL CUTTING OIL,GENERAL PURPOSE | GRADE | OCM-GPWS | CONTAINER | 20 L DRUM | COMPOSITION |  | POUR POINT |  | FLASH POINT |  | VISCOSITY INDEX |  | OPERATING TEMPERATURE |  | HAZARD CLASS |  | CERTIFICATION/STANDARD |  | ADDITIONAL FEATURES EN | WATER SOLUBLE TO SPEC,DRUM GOLD,GRADE ON SIDE | ADDITIONAL FEATURES ES |  | ADDITIONAL FEATURES FR | [35 empty] | Production Completed
000000000060135675 - B5 | STP-004 | DATA ENRICHMENT | SMX | SMX5 | OK | 2022-10-10 | 22/10/2022 |  | 000000000060135675 | BHP1 | BHP Spares & Supplies | 151215 | Lubricating preparations | DR | MAN2 | OIL, MOBIL GLYGOYLE 22, 20 LITRE DRUM, E | OIL, MOBIL GLYGOYLE 22, 20 LITRE DRUM, ENGEN |  |  |  | http://www.ulei-mobil.ro/pdf/MobilIndustrieDataSheet/glygoyle_11_22_30.pdf |  | ENGEN PETROLEUM LTD | GLYGOYLE 22 | [11 empty] | ENRICHED | LUBRICANT | NO MODIFIER | TYPE | MOBILE OIL | GRADE |  | CONTAINER | 20 L DRUM | COMPOSITION |  | POUR POINT | -41 DEG C | FLASH POINT | 229 DEG C | VISCOSITY INDEX | 177 CST AT 40 DEG C | OPERATING TEMPERATURE | 200 DEG C | HAZARD CLASS |  | CERTIFICATION/STANDARD |  | ADDITIONAL FEATURES EN |  | ADDITIONAL FEATURES ES |  | ADDITIONAL FEATURES FR | [35 empty] | Production Completed
000000000060181623 - B5 | STP-004 | DATA ENRICHMENT | SMX | SMX5 | OK | 2022-10-10 | 22/10/2022 |  | 000000000060181623 | BHP1 | BHP Spares & Supplies | 151200 | Lubricants, oils, greases and anti-corrosives | DR | MAN2 | OIL, MOBILGEAR 600 XP 680, IN 208L DRUM | OIL, MOBILGEAR 600 XP 680 IN 208L DRUM |  |  |  | https://www.mobil.com/sap/-/media/files/global/us/industrial/performance-profiles/mobilgear-600-xp-series-performance-profile.pdf |  |  | MOBILGEAR 600 XP 680 | [11 empty] | ENRICHED | LUBRICANT | NO MODIFIER | TYPE | MOBILE GEAR OIL | GRADE | ISO VG 680 | CONTAINER | 208 L DRUM | COMPOSITION |  | POUR POINT | -9 DEG C | FLASH POINT | 285 DEG C | VISCOSITY INDEX | 680 CST AT 40 DEG C | OPERATING TEMPERATURE |  | HAZARD CLASS |  | CERTIFICATION/STANDARD |  | ADDITIONAL FEATURES EN |  | ADDITIONAL FEATURES ES |  | ADDITIONAL FEATURES FR | [35 empty] | Production Completed
000000000060107761 - B5 | STP-004 | DATA ENRICHMENT | SMX | SMX5 | OK | 2022-10-10 | 22/10/2022 |  | 000000000060107761 | BHP1 | BHP Spares & Supplies | 151215 | Lubricating preparations | DR | MAN2 | OIL, PNEUMATIC EQUIPMENT, 150 CST, WITH | OIL, PNEUMATIC EQUIPMENT, 150 CENTISTOKES, WITH SOLUBLE EP & COMPOUND, TO BHPBILLITON PURCHASING SPEC/GRADE ODR-150, DRUM DARK GREEN, , GRADE & ROCK DRILL SYMBOL ON SIDE, 20 LITRE DRUM | 5110 | 0019003467 | UNKNOWN | URL NOT FOUND |  | BHP | 5110 | [11 empty] | CLEANSED | LUBRICANT | NO MODIFIER | TYPE | PNEUMATIC EQUIPMENT OIL | GRADE | ODR-150 | CONTAINER | 20 L DRUM | COMPOSITION |  | POUR POINT |  | FLASH POINT |  | VISCOSITY INDEX | 150 CST | OPERATING TEMPERATURE |  | HAZARD CLASS |  | CERTIFICATION/STANDARD |  | ADDITIONAL FEATURES EN | W/SOLUBLE EP AND COMPOUND TO BILLITON PURCHASING SPEC,DRUM DARK GREEN,GRADE AND ROCK DRILL SYMBOL ON SIDE | ADDITIONAL FEATURES ES |  | ADDITIONAL FEATURES FR | [35 empty] | Production Completed
000000000060219641 - B5 | STP-004 | DATA ENRICHMENT | SMX | SMX5 | OK | 2022-10-10 | 22/10/2022 |  | 000000000060219641 | BHP1 | BHP Spares & Supplies | 121816 | Oils | EA | MAN2 | OIL, SHELL, OMALA S4GX320, 210L, FULL SY | OIL, SHELL, OMALA S4GX320, 210L, FULL SYNTHETIC, FVD MIXERS, SSI FMT00122 |  |  |  | http://tdc.ge/wp-content/uploads/2014/03/14_Omala_S4_GX_320.pdf |  | SHELL | OMALA S4GX320 | [5 empty] | FVD MIXERS | [5 empty] | ENRICHED | LUBRICANT | NO MODIFIER | TYPE | GEAR OIL | GRADE |  | CONTAINER | 20 L | COMPOSITION |  | POUR POINT | -42 DEG C | FLASH POINT | 252 DEG C | VISCOSITY INDEX | 320 CST AT 40 DEG C | OPERATING TEMPERATURE |  | HAZARD CLASS |  | CERTIFICATION/STANDARD | DIN 51517-3 | ADDITIONAL FEATURES EN | FULL SYNTHETIC,SSI FMT00122 | ADDITIONAL FEATURES ES |  | ADDITIONAL FEATURES FR | [35 empty] | Production Completed
000000000060162463 - B5 | STP-004 | DATA ENRICHMENT | SMX | SMX5 | OK | 2022-10-10 | 22/10/2022 |  | 000000000060162463 | BHP1 | BHP Spares & Supplies | 151200 | Lubricants, oils, greases and anti-corrosives | DR | MAN2 | OIL, SYNTHETIC, VISCOSITY AT 40 DEG CEL, | OIL, SYNTHETIC, VISCOSITY AT 40 DEG CEL IS 218 CST, VISCOSITY AT 100 DEG, CEL IS 25.2 CST, SPEC/GRADE ENGEN GENCIRC SPL A-220, 20L DRUM | 13473 | 0019011359 | ENGEN PETROLEUM LTD | https://www.engenoc.co.za/images/Downloads/Gencirc%20150,%20220%20and%20320.pdf |  | ENGEN PETROLEUM LTD | GENCIRC SPL A-220 |  |  | 13473 | [8 empty] | ENRICHED | LUBRICANT | NO MODIFIER | TYPE | SYNTHETIC OIL | GRADE | ISO VG 220 | CONTAINER | 20 L DRUM | COMPOSITION |  | POUR POINT |  | FLASH POINT | 227 DEG C | VISCOSITY INDEX | 218 CST AT 40 DEG C,25.2 CST AT 100 DEG C | OPERATING TEMPERATURE |  | HAZARD CLASS |  | CERTIFICATION/STANDARD |  | ADDITIONAL FEATURES EN | SPEC | ADDITIONAL FEATURES ES |  | ADDITIONAL FEATURES FR | [35 empty] | Production Completed
000000000060221776 - B5 | STP-004 | DATA ENRICHMENT | SMX | SMX5 | OK | 2022-10-10 | 22/10/2022 |  | 000000000060221776 | BHP1 | BHP Spares & Supplies | 151200 | Lubricants, oils, greases and anti-corrosives | DR | MAN2 | OIL, TYPE 46 S2 M, TELLUS, SHELL | OIL, TYPE 46 S2 M, TELLUS, SHELL, 210L DRUM |  | 0019003020 | SHELL OIL CO [OIL DIV] | http://tdc.ge/wp-content/uploads/2014/03/3_Tellus_S2_M_46.pdf |  | SHELL OIL CO [OIL DIV] | TELLUS 46 S2 M | [11 empty] | ENRICHED | LUBRICANT | NO MODIFIER | TYPE | HYDRAULIC OIL | GRADE | ISO VG 46 | CONTAINER | 210 L DRUM | COMPOSITION |  | POUR POINT | -30 DEG C | FLASH POINT | 230 DEG C | VISCOSITY INDEX |  | OPERATING TEMPERATURE |  | HAZARD CLASS |  | CERTIFICATION/STANDARD |  | ADDITIONAL FEATURES EN |  | ADDITIONAL FEATURES ES |  | ADDITIONAL FEATURES FR | [35 empty] | Production Completed
000000000060249811 - B5 | STP-004 | DATA ENRICHMENT | SMX | SMX5 | OK | 2022-10-10 | 22/10/2022 |  | 000000000060249811 | BHP1 | BHP Spares & Supplies | 151215 | Lubricating preparations | DR | MAN2 | OIL,AGRIFARM,UTTO,MP,20L,DRUM | OIL,AGRIFARM,UTTO,MP,20L,DRUM | PA2306 | 0019011440 | FUCHS LUBRICANTS SA (PTY) LTD | https://www.fuchs.com/in/en/product/product/40044-agrifarm-utto-mp/ |  | FUCHS LUBRICANTS SA (PTY) LTD | AGRIFARM UTTO MP |  |  | PA2306 | [8 empty] | ENRICHED | LUBRICANT | NO MODIFIER | TYPE | HIGH PERFORMANCE OIL | GRADE |  | CONTAINER | 20 L DRUM | COMPOSITION |  | POUR POINT |  | FLASH POINT |  | VISCOSITY INDEX |  | OPERATING TEMPERATURE |  | HAZARD CLASS |  | CERTIFICATION/STANDARD |  | ADDITIONAL FEATURES EN |  | ADDITIONAL FEATURES ES |  | ADDITIONAL FEATURES FR | [35 empty] | Production Completed
000000000060186600 - B5 | STP-004 | DATA ENRICHMENT | SMX | SMX5 | OK | 2022-10-10 | 22/10/2022 |  | 000000000060186600 | BHP1 | BHP Spares & Supplies | 151200 | Lubricants, oils, greases and anti-corrosives | DR | MAN2 | OIL,AUTOMOTIVE ENGEN DIESELUBE 700 SUPE | OIL, AUTOMOTIVE ENGEN DIESELUBE 700 SUPER IN 210L DRUM | 11579 | 0019011359 | ENGEN PETROLEUM LTD | https://www.engenoc.co.za/images/Downloads/Engen-Dieselube-700-Super.pdf |  | ENGEN PETROLEUM LTD | DIESELUBE 700 SUPER |  |  | 11579 | [8 empty] | ENRICHED | LUBRICANT | NO MODIFIER | TYPE | AUTOMOTIVE OIL | GRADE | SAE 15W-40 | CONTAINER | 210 L DRUM | COMPOSITION | 1.4 PCT SULPHATED ASH | POUR POINT | -27 DEG C | FLASH POINT | 232 DEG C | VISCOSITY INDEX | 133 CST AT 40 DEG C | OPERATING TEMPERATURE |  | HAZARD CLASS |  | CERTIFICATION/STANDARD |  | ADDITIONAL FEATURES EN |  | ADDITIONAL FEATURES ES |  | ADDITIONAL FEATURES FR | [35 empty] | Production Completed
000000000060239431 - B5 | STP-004 | DATA ENRICHMENT | SMX | SMX5 | OK | 2022-10-10 | 22/10/2022 |  | 000000000060239431 | BHP1 | BHP Spares & Supplies | 151200 | Lubricants, oils, greases and anti-corrosives | CN | MAN2 | OIL,AUTOMOTIVE,SAE 40,500 ML | OIL, AUTOMOTIVE, SAE 40, 500 ML, ENGEN BRAND, NEW STOCK AS PER ESSI: 1663 |  |  |  | URL NOT FOUND | [14 empty] | CLEANSED | LUBRICANT | NO MODIFIER | TYPE | AUTOMOTIVE OIL | GRADE | SAE 40 | CONTAINER | 500 ML | COMPOSITION |  | POUR POINT |  | FLASH POINT |  | VISCOSITY INDEX |  | OPERATING TEMPERATURE |  | HAZARD CLASS |  | CERTIFICATION/STANDARD |  | ADDITIONAL FEATURES EN | NEW STOCK AS PER ESSI: 1663 | ADDITIONAL FEATURES ES |  | ADDITIONAL FEATURES FR | [35 empty] | Production Completed
000000000060232241 - B5 | STP-004 | DATA ENRICHMENT | SMX | SMX5 | OK | 2022-10-10 | 22/10/2022 |  | 000000000060232241 | BHP1 | BHP Spares & Supplies | 121816 | Oils | DR | MAN2 | OIL,COMPRESSOR,CPKOA467-05,20L,RS75,BOWA | OIL,COMPRESSOR,CPKOA467-05,20L,RS75,SYNTHETIC,DRUM,BOWA | CPKOA467-05 | 0019011529 | AIR COMPRESSOR & MINING SERVICES | URL NOT FOUND |  | AIR COMPRESSOR & MINING SERVICES | CPKOA467-05 | [5 empty] | COMPRESSOR | RS75 | BOGE |  |  |  | CLEANSED | LUBRICANT | NO MODIFIER | TYPE | SYNTHETIC OIL | GRADE |  | CONTAINER | 20 L DRUM | COMPOSITION |  | POUR POINT |  | FLASH POINT |  | VISCOSITY INDEX |  | OPERATING TEMPERATURE |  | HAZARD CLASS |  | CERTIFICATION/STANDARD |  | ADDITIONAL FEATURES EN |  | ADDITIONAL FEATURES ES |  | ADDITIONAL FEATURES FR | [35 empty] | Production Completed
000000000060250484 - B5 | STP-004 | DATA ENRICHMENT | SMX | SMX5 | OK | 2022-10-10 | 22/10/2022 |  | 000000000060250484 | BHP1 | BHP Spares & Supplies | 121816 | Oils | DR | MAN2 | OIL,ELECTROLYTE,VB4666,ANTI-EVAPORATION | OIL,ELECTROLYTE,VB4666,ANTI-EVAPORATION,20LITERS | VB4666 | 0019011819 | Unknown | URL NOT FOUND |  |  | VB4666 | [11 empty] | CLEANSED | LUBRICANT | NO MODIFIER | TYPE | ELECTROLYTE OIL,ANTI-EVAPORATION | GRADE |  | CONTAINER | 20 L | COMPOSITION |  | POUR POINT |  | FLASH POINT |  | VISCOSITY INDEX |  | OPERATING TEMPERATURE |  | HAZARD CLASS |  | CERTIFICATION/STANDARD |  | ADDITIONAL FEATURES EN |  | ADDITIONAL FEATURES ES |  | ADDITIONAL FEATURES FR | [35 empty] | Production Completed
000000000060244301 - B5 | STP-004 | DATA ENRICHMENT | SMX | SMX5 | OK | 2022-10-10 | 22/10/2022 |  | 000000000060244301 | BHP1 | BHP Spares & Supplies | 121816 | Oils | EA | MAN2 | OIL,HYDRAULIC,ISO 150 | OIL,HYDRAULIC,ISO 150 |  |  |  | URL NOT FOUND | [14 empty] | CLEANSED | LUBRICANT | NO MODIFIER | TYPE | HYDRAULIC OIL | GRADE | ISO 150 | CONTAINER |  | COMPOSITION |  | POUR POINT |  | FLASH POINT |  | VISCOSITY INDEX |  | OPERATING TEMPERATURE |  | HAZARD CLASS |  | CERTIFICATION/STANDARD |  | ADDITIONAL FEATURES EN |  | ADDITIONAL FEATURES ES |  | ADDITIONAL FEATURES FR | [35 empty] | Production Completed
000000000060244302 - B5 | STP-004 | DATA ENRICHMENT | SMX | SMX5 | OK | 2022-10-10 | 22/10/2022 |  | 000000000060244302 | BHP1 | BHP Spares & Supplies | 121816 | Oils | EA | MAN2 | OIL,HYDRAULIC,ISO 68 | OIL,HYDRAULIC,ISO 68 |  |  |  | URL NOT FOUND | [14 empty] | CLEANSED | LUBRICANT | NO MODIFIER | TYPE | HYDRAULIC OIL | GRADE | ISO 68 | CONTAINER |  | COMPOSITION |  | POUR POINT |  | FLASH POINT |  | VISCOSITY INDEX |  | OPERATING TEMPERATURE |  | HAZARD CLASS |  | CERTIFICATION/STANDARD |  | ADDITIONAL FEATURES EN |  | ADDITIONAL FEATURES ES |  | ADDITIONAL FEATURES FR | [35 empty] | Production Completed
000000000060244126 - B5 | STP-004 | DATA ENRICHMENT | SMX | SMX5 | OK | 2022-10-10 | 22/10/2022 |  | 000000000060244126 | BHP1 | BHP Spares & Supplies | 200000 | Mining Machinery and Accessories | EA | MAN2 | OIL,RENOLIN B 68 HVI 210 | OIL,RENOLIN B 68 HVI 210 | SPRP-205170 |  |  | https://www.fuchs.com/de/en/product/product/149077-renolin-b-68-hvi/ |  | FUCHS LUBRICANTS SA (PTY) LTD | RENOLIN B 68 HVI 210 |  |  | SPRP-205170 | [8 empty] | ENRICHED | LUBRICANT | NO MODIFIER | TYPE | HYDRAULIC OIL | GRADE |  | CONTAINER | 210 L DRUM | COMPOSITION |  | POUR POINT | -36 DEG C | FLASH POINT | 240 DEG C | VISCOSITY INDEX | 68 SQ MM/SEC AT 40 DEG C | OPERATING TEMPERATURE |  | HAZARD CLASS |  | CERTIFICATION/STANDARD | DIN 51524-3 | ADDITIONAL FEATURES EN |  | ADDITIONAL FEATURES ES |  | ADDITIONAL FEATURES FR | [35 empty] | Production Completed
000000000060249820 - B5 | STP-004 | DATA ENRICHMENT | SMX | SMX5 | OK | 2022-10-10 | 22/10/2022 |  | 000000000060249820 | BHP1 | BHP Spares & Supplies | 151215 | Lubricating preparations | DR | MAN2 | OIL,RENOLIN,B46HVI,210L,DRUM | OIL,RENOLIN,B46HVI,210L,DRUM | F95301 | 0019011440 | FUCHS LUBRICANTS SA (PTY) LTD | https://www.fuchs.com/de/en/product/product/149067-renolin-b-46-hvi/ |  | FUCHS LUBRICANTS SA (PTY) LTD | RENOLIN B46HVI |  |  | F95301 | [8 empty] | ENRICHED | LUBRICANT | NO MODIFIER | TYPE | HYDRAULIC OIL | GRADE |  | CONTAINER | 210 L DRUM | COMPOSITION |  | POUR POINT | -45 DEG C | FLASH POINT | 186 DEG C | VISCOSITY INDEX | 46 SQ MM/SEC AT 40 DEG C | OPERATING TEMPERATURE |  | HAZARD CLASS |  | CERTIFICATION/STANDARD |  | ADDITIONAL FEATURES EN |  | ADDITIONAL FEATURES ES |  | ADDITIONAL FEATURES FR | [35 empty] | Production Completed
000000000060249822 - B5 | STP-004 | DATA ENRICHMENT | SMX | SMX5 | OK | 2022-10-10 | 22/10/2022 |  | 000000000060249822 | BHP1 | BHP Spares & Supplies | 151215 | Lubricating preparations | DR | MAN2 | OIL,RENOLIN,CLP100,210L,DRUM | OIL,RENOLIN,CLP100,210L,DRUM | D50101 | 0019011440 | FUCHS LUBRICANTS SA (PTY) LTD | https://www.fuchs.com/de/en/product/product/149089-renolin-clp-100/ |  | FUCHS LUBRICANTS SA (PTY) LTD | RENOLIN CLP100 |  |  | D50101 | [8 empty] | ENRICHED | LUBRICANT | NO MODIFIER | TYPE | GEAR CIRCULATING OIL | GRADE |  | CONTAINER | 210 L DRUM | COMPOSITION |  | POUR POINT | -24 DEG C | FLASH POINT | 230 DEG C | VISCOSITY INDEX | 100 SQ MM/SEC AT 40 DEG C | OPERATING TEMPERATURE |  | HAZARD CLASS |  | CERTIFICATION/STANDARD | DIN 51517-3 | ADDITIONAL FEATURES EN |  | ADDITIONAL FEATURES ES |  | ADDITIONAL FEATURES FR | [35 empty] | Production Completed
000000000060249823 - B5 | STP-004 | DATA ENRICHMENT | SMX | SMX5 | OK | 2022-10-10 | 22/10/2022 |  | 000000000060249823 | BHP1 | BHP Spares & Supplies | 151215 | Lubricating preparations | DR | MAN2 | OIL,RENOLIN,CLP150,20L,DRUM | OIL,RENOLIN,CLP150,20L,DRUM | D50206 | 0019011440 | FUCHS LUBRICANTS SA (PTY) LTD | https://www.fuchs.com/de/en/product/product/149093-renolin-clp-150/ |  | FUCHS LUBRICANTS SA (PTY) LTD | RENOLIN CLP150 |  |  | D50206 | [8 empty] | ENRICHED | LUBRICANT | NO MODIFIER | TYPE | GEAR CIRCULATING OIL | GRADE |  | CONTAINER | 20 L DRUM | COMPOSITION |  | POUR POINT | -24 DEG C | FLASH POINT | 230 DEG C | VISCOSITY INDEX | 150 SQ MM/SEC AT 40 DEG C | OPERATING TEMPERATURE |  | HAZARD CLASS |  | CERTIFICATION/STANDARD | DIN 51517-3 | ADDITIONAL FEATURES EN |  | ADDITIONAL FEATURES ES |  | ADDITIONAL FEATURES FR | [35 empty] | Production Completed
000000000060249831 - B5 | STP-004 | DATA ENRICHMENT | SMX | SMX5 | OK | 2022-10-10 | 22/10/2022 |  | 000000000060249831 | BHP1 | BHP Spares & Supplies | 151215 | Lubricating preparations | DR | MAN2 | OIL,RENOLIN,HO220,210L,DRUM | OIL,RENOLIN,HO220,210L,DRUM | F01801 | 0019011440 | FUCHS LUBRICANTS SA (PTY) LTD | https://www.fuchs.com/de/en/product/product/149167-renolin-dta-220/ |  | FUCHS LUBRICANTS SA (PTY) LTD | RENOLIN HO220 |  |  | F01801 | [8 empty] | ENRICHED | LUBRICANT | NO MODIFIER | TYPE | HYDRAULIC OIL | GRADE |  | CONTAINER | 210 L DRUM | COMPOSITION |  | POUR POINT | -12 DEG C | FLASH POINT | 280 DEG C | VISCOSITY INDEX | 220 SQ MM/SEC AT 40 DEG C | OPERATING TEMPERATURE |  | HAZARD CLASS |  | CERTIFICATION/STANDARD | DIN 51517-2 | ADDITIONAL FEATURES EN |  | ADDITIONAL FEATURES ES |  | ADDITIONAL FEATURES FR | [35 empty] | Production Completed
000000000060249838 - B5 | STP-004 | DATA ENRICHMENT | SMX | SMX5 | OK | 2022-10-10 | 22/10/2022 |  | 000000000060249838 | BHP1 | BHP Spares & Supplies | 151215 | Lubricating preparations | DR | MAN2 | OIL,RENOLIN,UNISYN,CLP320,210L,DRUM | OIL,RENOLIN,UNISYN,CLP320,210L,DRUM | Y20201 | 0019011440 | FUCHS LUBRICANTS SA (PTY) LTD | https://www.fuchs.com/de/en/product/product/149355-renolin-unisyn-clp-320-pa/ |  | FUCHS LUBRICANTS SA (PTY) LTD | RENOLIN UNISYN CLP320 |  |  | Y20201 | [8 empty] | ENRICHED | LUBRICANT | NO MODIFIER | TYPE | HIGH PERFORMANCE OIL | GRADE |  | CONTAINER | 210 L DRUM | COMPOSITION |  | POUR POINT | -32 DEG C | FLASH POINT | 240 DEG C | VISCOSITY INDEX | 320 SQ MM/SEC AT 40 DEG C | OPERATING TEMPERATURE |  | HAZARD CLASS |  | CERTIFICATION/STANDARD | DIN 51517-3 | ADDITIONAL FEATURES EN |  | ADDITIONAL FEATURES ES |  | ADDITIONAL FEATURES FR | [35 empty] | Production Completed
000000000060175452 - B5 | STP-004 | DATA ENRICHMENT | SMX | SMX5 | OK | 2022-10-10 | 22/10/2022 |  | 000000000060175452 | BHP1 | BHP Spares & Supplies | 121816 | Oils | DR | MAN2 | OIL,SYNTHETIC,GENGEAR SPL-A 460 | OIL,SYNTHETIC,GENGEAR SPL-A 460, 208 LITRE DRUM,PSP 3 PELLETISING DRUM, AS PER SSI 3103., "MSDS 0321", "MSDS 0552" | 19644 | 0019011359 | ENGEN PETROLEUM LTD | https://www.engenoc.co.za/images/Downloads/Gengear%20Series.pdf |  | ENGEN PETROLEUM LTD | GENGEAR SPL-A 460 |  |  | 19644 | [8 empty] | ENRICHED | LUBRICANT | NO MODIFIER | TYPE | SYNTHETIC OIL | GRADE | ISO VG 460 | CONTAINER | 208 L DRUM | COMPOSITION |  | POUR POINT | -6 DEG C | FLASH POINT | 232 DEG C | VISCOSITY INDEX | 440 CST AT 40 DEG C | OPERATING TEMPERATURE | 95-110 DEG C | HAZARD CLASS |  | CERTIFICATION/STANDARD |  | ADDITIONAL FEATURES EN | FOR PSP 3 PELLETISING DRUM,AS PER SSI 3103,MSDS 0321,MSDS 0552 | ADDITIONAL FEATURES ES |  | ADDITIONAL FEATURES FR | [35 empty] | Production Completed
000000000060249845 - B5 | STP-004 | DATA ENRICHMENT | SMX | SMX5 | OK | 2022-10-10 | 22/10/2022 |  | 000000000060249845 | BHP1 | BHP Spares & Supplies | 151215 | Lubricating preparations | DR | MAN2 | OIL,TITAN,ATF4400,205L,DRUM | OIL,TITAN,ATF4400,205L,DRUM | FT0302 | 0019011440 | FUCHS LUBRICANTS SA (PTY) LTD | https://www.fuchs.com/in/en/product/product/40002-titan-atf-4400/ |  | FUCHS LUBRICANTS SA (PTY) LTD | TITAN ATF4400 |  |  | FT0302 | [8 empty] | ENRICHED | LUBRICANT | NO MODIFIER | TYPE | HIGH PERFORMANCE OIL | GRADE |  | CONTAINER | 205 L DRUM | COMPOSITION |  | POUR POINT |  | FLASH POINT |  | VISCOSITY INDEX |  | OPERATING TEMPERATURE |  | HAZARD CLASS |  | CERTIFICATION/STANDARD |  | ADDITIONAL FEATURES EN |  | ADDITIONAL FEATURES ES |  | ADDITIONAL FEATURES FR | [35 empty] | Production Completed
000000000060249849 - B5 | STP-004 | DATA ENRICHMENT | SMX | SMX5 | OK | 2022-10-10 | 22/10/2022 |  | 000000000060249849 | BHP1 | BHP Spares & Supplies | 151215 | Lubricating preparations | DR | MAN2 | OIL,TITAN,PLUS,15W40,210L,DRUM | OIL,TITAN,PLUS,15W40,210L,DRUM | PT6001 | 0019011440 | FUCHS LUBRICANTS SA (PTY) LTD | https://www.fuchs.com/in/en/product/product/39902-titan-truck-plus-sae-15w-40/ |  | FUCHS LUBRICANTS SA (PTY) LTD | TITAN PLUS 15W40 |  |  | PT6001 | [8 empty] | ENRICHED | LUBRICANT | NO MODIFIER | TYPE | HIGH PERFORMANCE OIL | GRADE | SAE 15W-40 | CONTAINER | 210 L DRUM | COMPOSITION |  | POUR POINT |  | FLASH POINT |  | VISCOSITY INDEX |  | OPERATING TEMPERATURE |  | HAZARD CLASS |  | CERTIFICATION/STANDARD |  | ADDITIONAL FEATURES EN |  | ADDITIONAL FEATURES ES |  | ADDITIONAL FEATURES FR | [35 empty] | Production Completed
000000000060249850 - B5 | STP-004 | DATA ENRICHMENT | SMX | SMX5 | OK | 2022-10-10 | 22/10/2022 |  | 000000000060249850 | BHP1 | BHP Spares & Supplies | 151215 | Lubricating preparations | DR | MAN2 | OIL,TITAN,UNIVERSAL,HD,SAE30,20L,DRUM | OIL,TITAN,UNIVERSAL,HD,SAE30,20L,DRUM | PT4306 | 0019011440 | FUCHS LUBRICANTS SA (PTY) LTD | https://www.fuchs.com/in/en/product/product/39912-titan-universal-hd-sae-30/ |  | FUCHS LUBRICANTS SA (PTY) LTD | TITAN UNIVERSAL HD |  |  | PT4306 | [8 empty] | ENRICHED | LUBRICANT | NO MODIFIER | TYPE | UNIVERSAL OIL | GRADE | SAE 30 | CONTAINER | 20 L DRUM | COMPOSITION |  | POUR POINT |  | FLASH POINT |  | VISCOSITY INDEX |  | OPERATING TEMPERATURE |  | HAZARD CLASS |  | CERTIFICATION/STANDARD |  | ADDITIONAL FEATURES EN |  | ADDITIONAL FEATURES ES |  | ADDITIONAL FEATURES FR | [35 empty] | Production Completed
000000000060168069 - B5 | STP-004 | DATA ENRICHMENT | SMX | SMX5 | OK | 2022-10-10 | 22/10/2022 |  | 000000000060168069 | BHP1 | BHP Spares & Supplies | 121816 | Oils | EA | MAN2 | OIL: ENGEN DIESELUBE, 700 SUPER, 19454 | OIL: ENGEN DIESELUBE, 700 SUPER, ENGEN 19454.(20LT DRUM) | ENGEN 19454 |  |  | https://www.engenoc.co.za/images/Downloads/Engen-Dieselube-700-Super.pdf |  | ENGEN PETROLEUM LTD | DIESELUBE 700 SUPER |  |  | ENGEN 19454 | [8 empty] | ENRICHED | LUBRICANT | NO MODIFIER | TYPE | AUTOMOTIVE ENGINE OIL | GRADE | SAE 15W-40 | CONTAINER | 20 L DRUM | COMPOSITION | 1.4 PCT SULPHATED ASH | POUR POINT | -27 DEG C | FLASH POINT | 232 DEG C | VISCOSITY INDEX | 133 CST AT 40 DEG C | OPERATING TEMPERATURE |  | HAZARD CLASS |  | CERTIFICATION/STANDARD |  | ADDITIONAL FEATURES EN |  | ADDITIONAL FEATURES ES |  | ADDITIONAL FEATURES FR | [35 empty] | Production Completed
000000000060171676 - B5 | STP-004 | DATA ENRICHMENT | SMX | SMX5 | OK | 2022-10-10 | 22/10/2022 |  | 000000000060171676 | BHP1 | BHP Spares & Supplies | 151200 | Lubricants, oils, greases and anti-corrosives | CT | MAN2 | OIL: ENGEN DIESELUBE, 700 SUPER, SAE 15W | Replaced please refer to material 60221476, OIL: ENGEN DIESELUBE, 700 SUPER, SAE 15W40, 1000L MAXIPACK, PACKAGED ON, PLASTIC PALLET | 15912 | 0019003467 | UNKNOWN | https://www.engenoc.co.za/images/Downloads/Engen-Dieselube-700-Super.pdf |  | ENGEN PETROLEUM LTD | DIESELUBE 700 SUPER |  |  | 15912 | [8 empty] | ENRICHED | LUBRICANT | NO MODIFIER | TYPE | AUTOMOTIVE ENGINE OIL | GRADE | SAE 15W-40 | CONTAINER | 1000 L MAXIPACK | COMPOSITION | 1.4 PCT SULPHATED ASH | POUR POINT | -27 DEG C | FLASH POINT | 232 DEG C | VISCOSITY INDEX | 133 CST AT 40 DEG C | OPERATING TEMPERATURE |  | HAZARD CLASS |  | CERTIFICATION/STANDARD |  | ADDITIONAL FEATURES EN | PACKAGING TYPE:PLASTIC PALLET,Replaced please refer to material 60221476 | ADDITIONAL FEATURES ES |  | ADDITIONAL FEATURES FR | [35 empty] | Production Completed
000000000060220408 - B5 | STP-004 | DATA ENRICHMENT | SMX | SMX5 | OK | 2022-10-10 | 22/10/2022 |  | 000000000060220408 | BHP1 | BHP Spares & Supplies | 151200 | Lubricants, oils, greases and anti-corrosives | DR | MAN2 | OL,ASHLESS SUPERTURBNE 46,ENGEN,210L | OIL, ASHLESS SUPERTURBINE 46, ENGEN, GEK 32560E: DIN 51515, MN 16320,, 210L DRUM |  |  |  | https://www.engenoc.co.za/images/Downloads/Engen%20Superturb%2032,%2046,%2068.pdf |  | ENGEN PETROLEUM LTD | SUPERTURBINE 46 | [11 empty] | ENRICHED | LUBRICANT | NO MODIFIER | TYPE | ASHLESS OIL | GRADE |  | CONTAINER | 210 L DRUM | COMPOSITION |  | POUR POINT | -21 DEG C | FLASH POINT | 228 DEG C | VISCOSITY INDEX | 44 CST AT 40 DEG C | OPERATING TEMPERATURE |  | HAZARD CLASS |  | CERTIFICATION/STANDARD | DIN 51515 | ADDITIONAL FEATURES EN | GEK 32560E,MN 16320 | ADDITIONAL FEATURES ES |  | ADDITIONAL FEATURES FR | [35 empty] | Production Completed
000000000060219650 - B5 | STP-004 | DATA ENRICHMENT | SMX | SMX5 | OK | 2022-10-10 | 22/10/2022 |  | 000000000060219650 | BHP1 | BHP Spares & Supplies | 121816 | Oils | BAG | MAN2 | OL,ENGNE,DESELUBE 500 SUPER,SAE-15W40 | OIL,ENGINE,DIESELUBE 500 SUPER,SAE-15W40,900LT IPS BAG |  |  |  | https://www.engenoc.co.za/images/Downloads/ENGEN--DIESELUBE--500--SUPER.pdf |  | ENGEN PETROLEUM LTD | DIESELUBE 500 SUPER | [11 empty] | ENRICHED | LUBRICANT | NO MODIFIER | TYPE | AUTOMOTIVE ENGINE OIL | GRADE | SAE 15W-40 | CONTAINER | 900 L IPS BAG | COMPOSITION | 1.4 PCT SULPHATED ASH | POUR POINT | -27 DEG C | FLASH POINT | 232 DEG C | VISCOSITY INDEX | 133 CST AT 40 DEG C | OPERATING TEMPERATURE |  | HAZARD CLASS |  | CERTIFICATION/STANDARD |  | ADDITIONAL FEATURES EN |  | ADDITIONAL FEATURES ES |  | ADDITIONAL FEATURES FR | [35 empty] | Production Completed
000000000060226969 - B5 | STP-004 | DATA ENRICHMENT | SMX | SMX5 | OK | 2022-10-10 | 22/10/2022 |  | 000000000060226969 | BHP1 | BHP Spares & Supplies | 121816 | Oils | EA | MAN2 | OL,ESTER,25L,DRUM | TRANSFORMER OIL ESTER FR3 25L DRUM |  |  |  | https://www.cargill.com/bioindustrial/dielectric-fluids/fr3-fluid |  |  | FR3 | [11 empty] | CLEANSED | LUBRICANT | NO MODIFIER | TYPE | TRANSFORMER ESTER OIL | GRADE |  | CONTAINER | 25 L DRUM | COMPOSITION |  | POUR POINT |  | FLASH POINT |  | VISCOSITY INDEX |  | OPERATING TEMPERATURE |  | HAZARD CLASS |  | CERTIFICATION/STANDARD |  | ADDITIONAL FEATURES EN |  | ADDITIONAL FEATURES ES |  | ADDITIONAL FEATURES FR | [35 empty] | Production Completed
000000000060219642 - B5 | STP-004 | DATA ENRICHMENT | SMX | SMX5 | OK | 2022-10-10 | 22/10/2022 |  | 000000000060219642 | BHP1 | BHP Spares & Supplies | 121816 | Oils | EA | MAN2 | OL,SHELL,OMALA S2G320,20L,FVD MXER | OIL, SHELL, OMALA S2G320, 20L, FVD MIXERS, SSI FMT00122 |  |  |  | https://www.shell.iq/en_iq/business-customers/industrial-lubricants/lubricants-product-range/shell-omala-gear-oils/_jcr_content/par/textimage_fe5b.stream/1486050933854/4674b7febecd58b416db5524a5ea2d6aba30b706/shell-omala-s2-g-320.pdf |  | SHELL | OMALA S2G320 | [5 empty] | FVD MIXERS | [5 empty] | ENRICHED | LUBRICANT | NO MODIFIER | TYPE | INDUSTRIAL GEAR OIL | GRADE |  | CONTAINER | 20 L | COMPOSITION |  | POUR POINT | -15 DEG C | FLASH POINT | 250 DEG C | VISCOSITY INDEX | 320 CST AT 40 DEG C | OPERATING TEMPERATURE |  | HAZARD CLASS |  | CERTIFICATION/STANDARD |  | ADDITIONAL FEATURES EN | SSI FMT00122 | ADDITIONAL FEATURES ES |  | ADDITIONAL FEATURES FR | [35 empty] | Production Completed
000000000060219647 - B5 | STP-004 | DATA ENRICHMENT | SMX | SMX5 | OK | 2022-10-10 | 22/10/2022 |  | 000000000060219647 | BHP1 | BHP Spares & Supplies | 121816 | Oils | BAG | MAN2 | OL,TQH 20/68,900LT PS,ENGEN CODE:16783 | OIL HYDRAULIC AND TRANSMISSION,TQH 20/68,ENGEN CODE:16783,900LT IPS |  |  |  | https://www.engenoc.co.za/images/Downloads/Engen%20TQH%2020%20Series.pdf |  | ENGEN PETROLEUM LTD | TQH 20/68 |  |  | 16783 |  |  | IPS | [5 empty] | ENRICHED | LUBRICANT | NO MODIFIER | TYPE | HYDRAULIC AND TRANSMISSION OIL | GRADE |  | CONTAINER | 900 L | COMPOSITION |  | POUR POINT | -9 DEG C | FLASH POINT |  | VISCOSITY INDEX | 64 CST AT 40 DEG C | OPERATING TEMPERATURE |  | HAZARD CLASS |  | CERTIFICATION/STANDARD |  | ADDITIONAL FEATURES EN |  | ADDITIONAL FEATURES ES |  | ADDITIONAL FEATURES FR | [35 empty] | Production Completed
000000000060241092 - B5 | STP-004 | DATA ENRICHMENT | SMX | SMX5 | OK | 2022-10-10 | 22/10/2022 |  | 000000000060241092 | BHP1 | BHP Spares & Supplies | 241017 | Conveyors and accessories | EA | MAN2 | PLOUGH,ANGLE,SCRAPER,POLY,600MM,TRUTRAC | PLOUGH,ANGLE,SCRAPER,POLY,600MM,TRUTRAC | TTSCAPPU60 |  |  | URL NOT FOUND |  | TRUTRAC | TTSCAPPU60 | [11 empty] | CLEANSED | SCRAPER | NO MODIFIER | TYPE | PLOUGH ANGLE | BLADE WIDTH |  | MATERIAL | POLY | BLADE LENGTH | 600 MM | BLADE THICKNESS |  | OVERALL LENGTH |  | HANDLE LENGTH |  | HAZARD CLASS |  | CERTIFICATION/STANDARD |  | ADDITIONAL FEATURES EN |  | ADDITIONAL FEATURES ES |  | ADDITIONAL FEATURES FR | [37 empty] | Production Completed
000000000060009665 - B5 | STP-004 | DATA ENRICHMENT | SMX | SMX5 | OK | 2022-10-10 | 22/10/2022 |  | 000000000060009665 | BHP1 | BHP Spares & Supplies | 201116 | Drilling and operation machinery | EA | MAN2 | PLUNGER, RATCHET PAWL, ROCKDRILL, SECO | PLUNGER, RATCHET PAWL, ROCKDRILL, SECO | S21-34 | 0019008895 | ROCK TOOL SERVICES | http://www.rockdrill.co.za/s21b-rockdrills.php |  | ROCK TOOL SERVICES | S21-34 | [5 empty] | ROCKDRILL |  | SECO |  |  |  | CLEANSED | PLUNGER | NO MODIFIER | TYPE | RATCHET PAWL | SIZE |  | MATERIAL |  | HAZARD CLASS |  | CERTIFICATION/STANDARD |  | ADDITIONAL FEATURES EN |  | ADDITIONAL FEATURES ES |  | ADDITIONAL FEATURES FR | [45 empty] | Production Completed
000000000060148821 - B5 | STP-004 | DATA ENRICHMENT | SMX | SMX5 | OK | 2022-10-10 | 22/10/2022 |  | 000000000060148821 | BHP1 | BHP Spares & Supplies | 261016 | Motors | EA | MAN2 | RAM, MOTORISED, 600MM STROKE, 35MM/SEC P | RAM, MOTORISED, 600MM STROKE, 35MM/SEC PUSH SPEED, 60MM/SEC PULL SPEED |  |  |  | URL NOT FOUND | [14 empty] | CLEANSED | RAM | NO MODIFIER | TYPE | MOTORISED | MEMORY |  | MATERIAL |  | SIZE | 600 MM STROKE | CONNECTION TYPE |  | HAZARD CLASS |  | CERTIFICATION/STANDARD |  | ADDITIONAL FEATURES EN | PUSH SPEED:35 MM/SEC,PULL SPEED:60 MM/SEC | ADDITIONAL FEATURES ES |  | ADDITIONAL FEATURES FR | [41 empty] | Production Completed
000000000060214030 - B5 | STP-004 | DATA ENRICHMENT | SMX | SMX5 | OK | 2022-10-10 | 22/10/2022 | series match | 000000000060214030 | BHP1 | BHP Spares & Supplies | 251739 | Electrical components | EA | MAN2 | MULTIRANGER, 100 (CONTROLLER), SIEMENS | MULTIRANGER, 100 (CONTROLLER), SIEMENS | 7ML5033-1AA0-0AA10 | 0019011590 | SIEMENS | https://www.banatek.com/banatek-com/_img/BANATEK%20PARTS%20AVAILABLE%202019.pdf |  | SIEMENS | 7ML5033-1AA0-0AA10 | MULTIRANGER 100 | [10 empty] | CLEANSED | CONTROLLER | ELECTRICAL | TYPE |  | FUNCTION |  | INPUT RATING |  | OUTPUT RATING |  | NUMBER OF INPUTS |  | NUMBER OF OUTPUTS |  | INTERFACE TYPE |  | MOUNTING TYPE |  | TEMPERATURE RATING |  | HAZARD CLASS |  | CERTIFICATION/STANDARD |  | ADDITIONAL FEATURES EN |  | ADDITIONAL FEATURES ES |  | ADDITIONAL FEATURES FR | [33 empty] | Production Completed
000000000060229981 - B5 | STP-004 | DATA ENRICHMENT | SMX | SMX5 | OK | 2022-10-10 | 22/10/2022 | URL BASED ON MODEL | 000000000060229981 | BHP1 | BHP Spares & Supplies | 200000 | Mining Machinery and Accessories | EA | MAN2 | REPELLENT,MOISTURE Q20 163310014 PGE-190 | REPELLENT, MOISTURE Q20 163310014 PGE-190006 | PGE-190006 |  |  | https://britelighting.co.za/products/q20-moisture-repellent-spray-300g |  |  | PGE-190006 | Q20 |  | 163310014 | [8 empty] | ENRICHED | REPELLENT | NO MODIFIER | TYPE | MOISTURE | FORM |  | CONTAINER | 300 G | HAZARD CLASS |  | CERTIFICATION/STANDARD |  | ADDITIONAL FEATURES EN |  | ADDITIONAL FEATURES ES |  | ADDITIONAL FEATURES FR | [45 empty] | Production Completed
000000000060183576 - B5 | STP-004 | DATA ENRICHMENT | SMX | SMX5 | OK | 2022-10-10 | 22/10/2022 |  | 000000000060183576 | BHP1 | BHP Spares & Supplies | 270000 | Tools and General Machinery | EA | MAN2 | RIVETER, LAZY TONG WITH 3.2/4.0/4.8 NOZZ | RIVETER, LAZY TONG WITH 3.2/4.0/4.8 NOZZELS |  |  |  | URL NOT FOUND | [14 empty] | CLEANSED | RIVETER | NO MODIFIER | TYPE | LAZY TONG | SIZE |  | STROKE |  | PRESSURE RATING |  | MATERIAL |  | HAZARD CLASS |  | CERTIFICATION/STANDARD |  | ADDITIONAL FEATURES EN | W/3.2/4.0/4.8 NOZZELS | ADDITIONAL FEATURES ES |  | ADDITIONAL FEATURES FR | [41 empty] | Production Completed
000000000060214719 - B5 | STP-004 | DATA ENRICHMENT | SMX | SMX5 | OK | 2022-10-10 | 22/10/2022 | SUITABLE NM NOT FOUND | 000000000060214719 | BHP1 | BHP Spares & Supplies | 241017 | Conveyors and accessories | EA | MAN2 | ROBOT,S/STEEL,RED/GREEN,220V,S/SIDED | ROBOT,S/STEEL,RED/GREEN,220V,S/SIDED,C/W PUSHBUTTON |  |  |  | URL NOT FOUND | [77 empty] | Production Completed
000000000060228192 - B5 | STP-004 | DATA ENRICHMENT | SMX | SMX5 | OK | 2022-10-10 | 22/10/2022 |  | 000000000060228192 | BHP1 | BHP Spares & Supplies | 251739 | Electrical components | EA | MAN2 | ROTAMETER,PURGE DWYER | ROTAMETER, PURGE DWYER |  |  |  | URL NOT FOUND |  | DWYER | [12 empty] | CLEANSED | ROTAMETER | NO MODIFIER | TYPE | PURGE | MEASURING RANGE |  | ACCURACY |  | PRESSURE RATING |  | TEMPERATURE RATING |  | TUBE MATERIAL |  | FLOAT MATERIAL |  | CONNECTION TYPE |  | HAZARD CLASS |  | CERTIFICATION/STANDARD |  | ADDITIONAL FEATURES EN |  | ADDITIONAL FEATURES ES |  | ADDITIONAL FEATURES FR | [35 empty] | Production Completed
000000000060185453 - B5 | STP-004 | DATA ENRICHMENT | SMX | SMX5 | OK | 2022-10-10 | 22/10/2022 |  | 000000000060185453 | BHP1 | BHP Spares & Supplies | 271100 | Hand tools | EA | MAN2 | RULER, STEEL, 300MM, METRIC 28.5X1 | RULER, STEEL, 300MM | SR300 | 0019011481 | TOOLQUIP | https://cibpartners.co.za/product/bahco-stainless-steel-ruler-300-mm-sr300-mm/ |  | TOOLQUIP | SR300 | [11 empty] | CLEANSED | RULER | NO MODIFIER | TYPE | METRIC | MEASURING RANGE |  | GRADUATION |  | MATERIAL | STEEL | SIZE | 300 X 28.5 X 1 MM | COLOUR |  | HAZARD CLASS |  | CERTIFICATION/STANDARD |  | ADDITIONAL FEATURES EN |  | ADDITIONAL FEATURES ES |  | ADDITIONAL FEATURES FR | [39 empty] | Production Completed
000000000060247249 - B5 | STP-004 | DATA ENRICHMENT | SMX | SMX5 | OK | 2022-10-10 | 22/10/2022 |  | 000000000060247249 | BHP1 | BHP Spares & Supplies | 311630 | Couplings | EA | MAN2 | SANDER,MAKITA,BELD,DISC, | SANDER,MAKITA,BELD,DISC, |  |  |  | URL NOT FOUND |  | MAKITA | [12 empty] | CLEANSED | SANDER | NO MODIFIER | TYPE | BELT DISC | PAD TYPE |  | PAD SIZE |  | DIAMETER OF ORBIT |  | SPINDLE SIZE |  | INLET SIZE |  | CONNECTION TYPE |  | MATERIAL |  | COLOUR |  | INPUT RATING |  | SPEED RATING |  | PRESSURE RATING |  | HAZARD CLASS |  | CERTIFICATION/STANDARD |  | ADDITIONAL FEATURES EN |  | ADDITIONAL FEATURES ES |  | ADDITIONAL FEATURES FR | [27 empty] | Production Completed
000000000060217214 - B5 | STP-004 | DATA ENRICHMENT | SMX | SMX5 | OK | 2022-10-10 | 22/10/2022 |  | 000000000060217214 | BHP1 | BHP Spares & Supplies | 270000 | Tools and General Machinery | EA | MAN2 | SCRIBER, DOUBLE END, STEEL | SCRIBER, DOUBLE END, STEEL | DES | 0019011481 | TOOLQUIP | URL NOT FOUND |  | TOOLQUIP |  | DES | [10 empty] | CLEANSED | SCRIBER | NO MODIFIER | TYPE | DOUBLE END | MATERIAL | STEEL | COATING/FINISH |  | POINT TYPE |  | LENGTH |  | TIP MATERIAL |  | HAZARD CLASS |  | CERTIFICATION/STANDARD |  | ADDITIONAL FEATURES EN |  | ADDITIONAL FEATURES ES |  | ADDITIONAL FEATURES FR | [39 empty] | Production Completed
000000000060182389 - B5 | STP-004 | DATA ENRICHMENT | SMX | SMX5 | OK | 2022-10-10 | 22/10/2022 |  | 000000000060182389 | BHP1 | BHP Spares & Supplies | 271100 | Hand tools | EA | MAN2 | TINSNIP,STRAIGHT,8531,250MM | TINSNIP, STRAIGHT, 8531, 250MM | GD2211 | 0019011470 | MAN-DIRK (PTY) LTD | https://ggstore.co.za/product/tinsnip-gedore-straight-8531-250mm/ |  | MAN-DIRK (PTY) LTD | 8531 |  |  | GD2211 | [8 empty] | ENRICHED | SNIP | NO MODIFIER | TYPE | TIN,STRAIGHT | CAPACITY |  | CUTTING LENGTH |  | MATERIAL | CARBON STEEL | LENGTH | 250 MM | HANDLE TYPE |  | HAZARD CLASS |  | CERTIFICATION/STANDARD |  | ADDITIONAL FEATURES EN |  | ADDITIONAL FEATURES ES |  | ADDITIONAL FEATURES FR | [39 empty] | Production Completed
000000000060242445 - B5 | STP-004 | DATA ENRICHMENT | SMX | SMX5 | OK | 2022-10-10 | 22/10/2022 |  | 000000000060242445 | BHP1 | BHP Spares & Supplies | 120000 | Chemicals (including Bio-Chemicals) and Gas Materials | DR | MAN2 | TP SODA, ASH,25KG DRUM | TP SODA, ASH,25KG DRUM |  |  |  | URL NOT FOUND | [14 empty] | CLEANSED | CHEMICAL | NO MODIFIER | TYPE | SODA ASH | CONCENTRATION/PURITY |  | GRADE |  | MSDS/CAS NUMBER |  | COMPOSITION |  | CONTAINER SIZE | 25 KG | CONTAINER | DRUM | PH VALUE |  | SPECIFIC GRAVITY |  | FORM |  | COLOUR |  | ODOR |  | FLAMMABILITY |  | SHELF LIFE |  | HAZARD CLASS |  | CERTIFICATION/STANDARD |  | ADDITIONAL FEATURES EN | TP | ADDITIONAL FEATURES ES |  | ADDITIONAL FEATURES FR | [23 empty] | Production Completed
000000000060028314 - B5 | STP-004 | DATA ENRICHMENT | SMX | SMX5 | OK | 2022-10-10 | 22/10/2022 |  | 000000000060028314 | BHP1 | BHP Spares & Supplies | 271119 | Rough and finishing tools | EA | MAN2 | MARLIN SPIKES, 22MM DIA X 330MM LONG, HE | MARLIN SPIKES, 22MM DIA X 330MM LONG, HEXAGONAL, SOLID, DRILL STEEL |  |  |  | URL NOT FOUND | [14 empty] | CLEANSED | TOOL | NO MODIFIER | TYPE | MARLINSPIKE,HEXAGONAL,SOLID DRILL | SIZE | DIA 22 X LG 330 MM | MATERIAL | STEEL | HAZARD CLASS |  | CERTIFICATION/STANDARD |  | ADDITIONAL FEATURES EN |  | ADDITIONAL FEATURES ES |  | ADDITIONAL FEATURES FR | [45 empty] | Production Completed
000000000060009833 - B5 | STP-004 | DATA ENRICHMENT | SMX | SMX5 | OK | 2022-10-10 | 22/10/2022 | SUITABLE NM NOT FOUND | 000000000060009833 | BHP1 | BHP Spares & Supplies | 201116 | Drilling and operation machinery | EA | MAN2 | SPIKE, FOOT, WITH INSERT, AIRLEG, SECO | SPIKE, FOOT, WITH INSERT, AIRLEG, SECO | D1196M | 0019000514 | BOART LONGYEAR AUSTRALIA PTY LIMITE | URL NOT FOUND |  | BOART LONGYEAR AUSTRALIA PTY LIMITE | D1196M | [74 empty] | Production Completed
000000000060215611 - B5 | STP-004 | DATA ENRICHMENT | SMX | SMX5 | OK | 2022-10-10 | 22/10/2022 |  | 000000000060215611 | BHP1 | BHP Spares & Supplies | 311628 | Miscellaneous hardware | EA | MAN2 | SPONGE, CODE 038218002, WRAPPING MACHINE | SPONGE, CODE 038218002, WRAPPING MACHINE |  |  |  | URL NOT FOUND | [8 empty] | WRAPPING MACHINE | [5 empty] | CLEANSED | SPONGE | NO MODIFIER | TYPE |  | SIZE |  | COLOUR |  | MATERIAL |  | ABSORBING CAPACITY |  | HAZARD CLASS |  | CERTIFICATION/STANDARD |  | ADDITIONAL FEATURES EN | CODE 038218002 | ADDITIONAL FEATURES ES |  | ADDITIONAL FEATURES FR | [41 empty] | Production Completed
000000000060026834 - B5 | STP-004 | DATA ENRICHMENT | SMX | SMX5 | OK | 2022-10-10 | 22/10/2022 |  | 000000000060026834 | BHP1 | BHP Spares & Supplies | 231715 | Soldering, brazing or welding machinery and supplies | EA | MAN2 | STEM, CONNECTING, HOSE, 8MM, HARRIS | STEM, CONNECTING, HOSE, 8MM, HARRIS | W237057 | 0019008506 | AFROX LIMITED | URL NOT FOUND |  | AFROX LIMITED | W237057 |  | HARRIS | [9 empty] | CLEANSED | STEM | NO MODIFIER | TYPE | HOSE CONNECTING | SIZE | 8 MM | MATERIAL |  | HAZARD CLASS |  | CERTIFICATION/STANDARD |  | ADDITIONAL FEATURES EN |  | ADDITIONAL FEATURES ES |  | ADDITIONAL FEATURES FR | [45 empty] | Production Completed
000000000060167713 - B5 | STP-004 | DATA ENRICHMENT | SMX | SMX5 | OK | 2022-10-10 | 22/10/2022 |  | 000000000060167713 | BHP1 | BHP Spares & Supplies | 241017 | Conveyors and accessories | EA | MAN2 | ROOF SUSPENDED STOOL C/W UPRIGHTS, CROSS | ROOF SUSPENDED STOOL C/W UPRIGHTS, CROSS BRACE / MEMBER, STRINGER CONNECTING SIDE PLATES, C/W CHAIN SLOTS FOR ROOF SUSPENSION AND 10 |  |  |  | URL NOT FOUND | [14 empty] | CLEANSED | STOOL | NO MODIFIER | TYPE | ROOF SUSPENDED | CAPACITY |  | SIZE |  | MATERIAL |  | NUMBER OF LEGS |  | SEAT MATERIAL |  | SEAT SIZE |  | FRAME MATERIAL |  | COLOUR |  | HAZARD CLASS |  | CERTIFICATION/STANDARD |  | ADDITIONAL FEATURES EN | C/W UPRIGHTS CROSS BRACE/MEMBER,STRINGER CONNECTING SIDE PLATES,CHAIN SLOTS,FOR ROOF SUSPENSION AND 10 | ADDITIONAL FEATURES ES |  | ADDITIONAL FEATURES FR | [33 empty] | Production Completed
000000000060219675 - B5 | STP-004 | DATA ENRICHMENT | SMX | SMX5 | OK | 2022-10-10 | 22/10/2022 | REVIEW SIZE | 000000000060219675 | BHP1 | BHP Spares & Supplies | 241017 | Conveyors and accessories | EA | MAN2 | STOOL ADJUSTABLE,900MM BELT,GALVANISED, | STOOL ADJUSTABLE,900MM BELT,GALVANISED, 900X63X6X540M LONG |  |  |  | URL NOT FOUND | [14 empty] | CLEANSED | STOOL | NO MODIFIER | TYPE | ADJUSTABLE | CAPACITY |  | SIZE | 63 X 6 X LG 540 M | MATERIAL |  | NUMBER OF LEGS |  | SEAT MATERIAL |  | SEAT SIZE |  | FRAME MATERIAL |  | COLOUR |  | HAZARD CLASS |  | CERTIFICATION/STANDARD |  | ADDITIONAL FEATURES EN | FINISH:GALVANISED,BELT SIZE:900 MM | ADDITIONAL FEATURES ES |  | ADDITIONAL FEATURES FR | [33 empty] | Production Completed
000000000060254567 - B5 | STP-004 | DATA ENRICHMENT | SMX | SMX5 | OK | 2022-10-10 | 22/10/2022 | SUITABLE NM NOT FOUND | 000000000060254567 | BHP1 | BHP Spares & Supplies | 130000 | Plastic, Rubber and Elastomeric Materials | PAK | MAN2 | STRAW,COLDRINK,PLASTIC,5MM,WRAPPED,1000, | STRAW, COLDRINK, PLASTIC, 5MM, WRAPPED, 1000, P/PACK | [81 empty] | Production Completed
000000000060213465 - B5 | STP-004 | DATA ENRICHMENT | SMX | SMX5 | OK | 2022-10-10 | 22/10/2022 | SUITABLE NM NOT FOUND | 000000000060213465 | BHP1 | BHP Spares & Supplies | 241017 | Conveyors and accessories | EA | MAN2 | FLEXCO,TEMPLATE,3-1200 | FLEXCO,TEMPLATE,3-1200 | 3-1200 |  |  |  |  | FLEXCO | 3-1200 | [74 empty] | Production Completed
000000000060181338 - B5 | STP-004 | DATA ENRICHMENT | SMX | SMX5 | OK_NM | 2022-10-10 | 22/10/2022 |  | 000000000060181338 | BHP1 | BHP Spares & Supplies | 270000 | Tools and General Machinery | EA | MAN2 | THREADER,MANUAL,BSPT 11-R,13CBB,1/2 INCH | THREADER,MANUAL,BSPT 11-R,13CBB,1/2-2 | RG1000 | 0019011470 | MAN-DIRK (PTY) LTD | URL NOT FOUND |  | MAN-DIRK (PTY) LTD | RG1000 | [11 empty] | CLEANSED | THREADER | NO MODIFIER | TYPE | MANUAL | THREAD DESIGNATOR |  | DIE TYPE |  | MATERIAL |  | HAZARD CLASS |  | CERTIFICATION/STANDARD |  | ADDITIONAL FEATURES EN | CNNECTION:1/2-2 BSPT 11-R,13CBB | ADDITIONAL FEATURES ES |  | ADDITIONAL FEATURES FR | [43 empty] | Production Completed
000000000060232920 - B5 | STP-004 | DATA ENRICHMENT | SMX | SMX5 | OK | 2022-10-10 | 22/10/2022 | SUITABLE NM NOT FOUND | 000000000060232920 | BHP1 | BHP Spares & Supplies | 200000 | Mining Machinery and Accessories | EA | MAN2 | SUMP,TIN,BF,TCD4,EC,M41908187,DD210L | SUMP TIN BF, TCD4, L, M,1012, 2012,E ,EC, PN M41908187, DD210L | M41908187 | 0019008613 | DEUTZ ENGINES |  |  | DEUTZ ENGINES | M41908187 | [74 empty] | Production Completed
000000000060235608 - B5 | STP-004 | DATA ENRICHMENT | SMX | SMX5 | OK | 2022-10-10 | 22/10/2022 |  | 000000000060235608 | BHP1 | BHP Spares & Supplies | 241100 | Containers and storage | EA | MAN2 | TIN,TX OIL SAMPLING,1L | TIN, TRANSFORMER OIL SAMPLING , 1L |  |  |  | URL NOT FOUND | [14 empty] | CLEANSED | CONTAINER | NO MODIFIER | TYPE | TIN,TRANSFORMER OIL SAMPLING | CAPACITY | 1 L | MATERIAL |  | OVERALL SIZE |  | COLOUR |  | HAZARD CLASS |  | CERTIFICATION/STANDARD |  | ADDITIONAL FEATURES EN |  | ADDITIONAL FEATURES ES |  | ADDITIONAL FEATURES FR | [41 empty] | Production Completed
000000000060233129 - B5 | STP-004 | DATA ENRICHMENT | SMX | SMX5 | OK | 2022-10-10 | 22/10/2022 |  | 000000000060233129 | BHP1 | BHP Spares & Supplies | 200000 | Mining Machinery and Accessories | EA | MAN2 | TIRE,ROLLER,WEMCO.DRUM | TIRE ROLLER, FOR WEMCO DRUM P/N 28/0005/01/001 |  |  |  | URL NOT FOUND |  | WEMCO | 28/0005/01/001 | [5 empty] | DRUM |  | WEMCO |  |  |  | CLEANSED | TIRE | NO MODIFIER | TYPE |  | ROLLER |  | MATERIAL |  | LOAD CAPACITY |  | NUMBER OF PLYS |  | TREAD TYPE |  | HAZARD CLASS |  | CERTIFICATION/STANDARD |  | ADDITIONAL FEATURES EN |  | ADDITIONAL FEATURES ES |  | ADDITIONAL FEATURES FR | [39 empty] | Production Completed
000000000060248934 - B5 | STP-004 | DATA ENRICHMENT | SMX | SMX5 | OK_NM CLARIFIED BY SPC | 2022-10-10 | 22/10/2022 |  | 000000000060248934 | BHP1 | BHP Spares & Supplies | 311715 | Bearings | ST | MAN2 | RETURN,TRIPLE TRAINER,TR2100,TRACKER | RETURN,TRIPLE TRAINER,TR2100,TRACKER THAT CAN PICK THE BELT BACK UP ONTO A TAIL PULLEY | TR2100 | 0019011819 | Unknown | URL NOT FOUND |  |  | TR2100 | [11 empty] | CLEANSED | ROLLER | CONVEYOR | TYPE | RETURN,TRIPLE TRAINER TRACKER | DIAMETER |  | FACE WIDTH |  | SHAFT DIAMETER |  | SHAFT LENGTH |  | FACE MATERIAL |  | OVERALL LENGTH |  | MATERIAL |  | HAZARD CLASS |  | CERTIFICATION/STANDARD |  | ADDITIONAL FEATURES EN | THAT CAN PICK THE BELT BACK UP ONTO A TAIL PULLEY | ADDITIONAL FEATURES ES |  | ADDITIONAL FEATURES FR | [35 empty] | Production Completed
000000000060223285 - B5 | STP-004 | DATA ENRICHMENT | SMX | SMX5 | OK | 2022-10-10 | 22/10/2022 |  | 000000000060223285 | BHP1 | BHP Spares & Supplies | 111917 | Turnings | EA | MAN2 | TRUNNION, LOCATION TYPE MT301081100P01, | TRUNNION, LOCATION TYPE MT301081100P01, PSP | MT301081100P01 |  |  | URL NOT FOUND |  |  | MT301081100P01 | [5 empty] | PSP | [5 empty] | CLEANSED | TRUNNION | NO MODIFIER | TYPE | LOCATION | SIZE |  | MATERIAL |  | MOUNTING TYPE |  | HAZARD CLASS |  | CERTIFICATION/STANDARD |  | ADDITIONAL FEATURES EN |  | ADDITIONAL FEATURES ES |  | ADDITIONAL FEATURES FR | [43 empty] | Production Completed
000000000060231587 - B5 | STP-004 | DATA ENRICHMENT | SMX | SMX5 | OK | 2022-10-10 | 22/10/2022 |  | 000000000060231587 | BHP1 | BHP Spares & Supplies | 241016 | Lifting equipment | EA | MAN2 | TURNBUCKLE,M10 | TURNBUCKLE, STRAINING SCREW, HOOK & EYE, M10 SCREW DIAMETER, MILD STEEL, GALVANIZED |  |  |  | URL NOT FOUND | [14 empty] | CLEANSED | TURNBUCKLE | NO MODIFIER | TYPE |  | ADJUSTABLE RANGE |  | MATERIAL | MILD STEEL | THREAD SIZE | M10 SCREW | OVERALL LENGTH |  | LOAD CAPACITY |  | HAZARD CLASS |  | CERTIFICATION/STANDARD |  | ADDITIONAL FEATURES EN | FINISH:GALVANIZED,W/STRAINING SCREW,HOOK AND EYE | ADDITIONAL FEATURES ES |  | ADDITIONAL FEATURES FR | [39 empty] | Production Completed
000000000060231588 - B5 | STP-004 | DATA ENRICHMENT | SMX | SMX5 | OK | 2022-10-10 | 22/10/2022 |  | 000000000060231588 | BHP1 | BHP Spares & Supplies | 241016 | Lifting equipment | EA | MAN2 | TURNBUCKLE,M12 | TURNBUCKLE, STRAINING SCREW, HOOK & EYE, M12 SCREW DIAMETER, MILD STEEL, GALVANIZED |  |  |  | URL NOT FOUND | [14 empty] | CLEANSED | TURNBUCKLE | NO MODIFIER | TYPE |  | ADJUSTABLE RANGE |  | MATERIAL | MILD STEEL | THREAD SIZE | M12 SCREW | OVERALL LENGTH |  | LOAD CAPACITY |  | HAZARD CLASS |  | CERTIFICATION/STANDARD |  | ADDITIONAL FEATURES EN | FINISH:GALVANIZED,W/STRAINING SCREW,HOOK AND EYE | ADDITIONAL FEATURES ES |  | ADDITIONAL FEATURES FR | [39 empty] | Production Completed
000000000060010193 - B5 | STP-004 | DATA ENRICHMENT | SMX | SMX5 | OK | 2022-10-10 | 22/10/2022 |  | 000000000060010193 | BHP1 | BHP Spares & Supplies | 121315 | Explosives | EA | MAN2 | VENTURI, 5MM ORIFICE, MK3 LOADER, L H LA | VENTURI, 5MM ORIFICE, MK3 LOADER, L H LATEGAN | L113 | 0019008753 | L H LATEGAN | URL NOT FOUND |  | L H LATEGAN | L113 | [5 empty] | LOADER | MK3 | L H LATEGAN |  |  |  | CLEANSED | VENTURI | NO MODIFIER | TYPE |  | LINE SIZE |  | ACCURACY |  | FLOW COEFFICIENT |  | MATERIAL |  | MATERIAL SPECIFICATION |  | HAZARD CLASS |  | CERTIFICATION/STANDARD |  | ADDITIONAL FEATURES EN | ORIFICE:5 MM | ADDITIONAL FEATURES ES |  | ADDITIONAL FEATURES FR | [39 empty] | Production Completed
000000000060240141 - B5 | STP-004 | DATA ENRICHMENT | SMX | SMX5 | OK | 2022-10-10 | 22/10/2022 |  | 000000000060240141 | BHP1 | BHP Spares & Supplies | 251739 | Electrical components | EA | MAN2 | VOLTMETER,RATIO0-400V,TYPEPANELMOU,EA | VOLTMETER,RATIO 0-400V,TYPE PANEL MOUNTED,100X100MM |  | 0019011607 | ELECTRO FIELD SERVICES | URL NOT FOUND |  | ELECTRO FIELD SERVICES | [12 empty] | CLEANSED | METER | NO MODIFIER | TYPE | VOLT | MEASURING RANGE | 0-400 V | ACCURACY |  | CONNECTION TYPE |  | DISPLAY TYPE |  | POWER SUPPLY |  | MOUNTING TYPE | PANEL | SIZE | 100 X 100 MM | ENCLOSURE |  | HAZARD CLASS |  | CERTIFICATION/STANDARD |  | ADDITIONAL FEATURES EN |  | ADDITIONAL FEATURES ES |  | ADDITIONAL FEATURES FR | [33 empty] | Production Completed
000000000060232302 - B5 | STP-004 | DATA ENRICHMENT | SMX | SMX5 | OK | 2022-10-10 | 22/10/2022 |  | 000000000060232302 | BHP1 | BHP Spares & Supplies | 121639 | Scale controllers | EA | MAN2 | BELT WEIGHER,INTEGRATOR,MODEL,NCS920 | INTEGRATOR BELTWEIGHER, C/W 4-20MA RETRANSMISSION MODEL NCS-920 | NCS-920 | 0019011439 | NCS INDUSTRIAL WEIGHING | https://www.ncsindustrial.co.za/ |  | NCS INDUSTRIAL WEIGHING | NCS-920 | [11 empty] | CLEANSED | SCALE | WEIGH | TYPE | INTEGRATOR,BELT | ACCURACY |  | MEASURING RANGE |  | RESOLUTION |  | PLATFORM SIZE |  | MATERIAL |  | POWER SUPPLY |  | HAZARD CLASS |  | CERTIFICATION/STANDARD |  | ADDITIONAL FEATURES EN | C/W 4-20MA RETRANSMISSION | ADDITIONAL FEATURES ES |  | ADDITIONAL FEATURES FR | [37 empty] | Production Completed
000000000060224186 - B5 | STP-004 | DATA ENRICHMENT | SMX | SMX5 | OK | 2022-10-10 | 22/10/2022 |  | 000000000060224186 | BHP1 | BHP Spares & Supplies | 251739 | Electrical components | EA | MAN2 | BELTWEIGHTER, NCS910, STD OPTIONS, | BELTWEIGHTER, NCS910, STD OPTIONS, | NCS910 | 0019011439 | NCS INDUSTRIAL WEIGHING | https://www.ncsindustrial.co.za/ |  | NCS INDUSTRIAL WEIGHING | NCS910 | [11 empty] | CLEANSED | SCALE | WEIGH | TYPE | BELT | ACCURACY |  | MEASURING RANGE |  | RESOLUTION |  | PLATFORM SIZE |  | MATERIAL |  | POWER SUPPLY |  | HAZARD CLASS |  | CERTIFICATION/STANDARD |  | ADDITIONAL FEATURES EN | STD OPTIONS | ADDITIONAL FEATURES ES |  | ADDITIONAL FEATURES FR | [37 empty] | Production Completed