## Sheet1
Project Code | Activities | Production User | CA Code | Production Comments | Start Date | End Date | Remarks | Griha ID | SN | PASAR MATERIAL NUMBER | SHORT DESCRIPTION | LONG DESCRIPTION | UM | MIN QTY | MAX QTY | INVENTORY TYPE | BI CODE | MRP TYPE | MATERIAL GROUP | MATERIAL TYPE | SAP INVENTORY TYPE | SAP PN | SAP MFG NUMBER | SAP MFG NAME | LOT SIZE | PASAR MFG NAME | PASAR PN | SUPPLIER (source list) | Reference URL | Reference URL 1 | MANUFACTURER NAME | MANUFACTURER PART NUMBER | ALTERNATE MANUFACTURER | ALTERNATE MANUFACTURER PART NUMBER | ALTERNATE MANUFACTURER 1 | ALTERNATE MANUFACTURER PART NUMBER 1 | ALTERNATE MANUFACTURER 2 | ALTERNATE MANUFACTURER PART NUMBER 2 | SUPPLIER NAME | SUPPLIER PART NUMBER | SUPPLIER NAME 1 | SUPPLIER PART NUMBER 1 | SUPPLIER NAME 2 | SUPPLIER PART NUMBER 2 | EQUIPMENT NAME | EQUIPMENT MODEL | EQUIPMENT MANUFACTURER | DRAWING NUMBER | DRAWING VERSION | SERIAL NUMBER | ITEM NUMBER | MACHINE NUMBER | ART / ARTICLE NUMBER | MFG NUMBER | ENRICHED/CLEANSED | NOUN | MODIFIER | ATTRIBUTE NAME 1 | ATTRIBUTE VALUE 1 | ATTRIBUTE NAME 2 | ATTRIBUTE VALUE 2 | ATTRIBUTE NAME 3 | ATTRIBUTE VALUE 3 | ATTRIBUTE NAME 4 | ATTRIBUTE VALUE 4 | ATTRIBUTE NAME 5 | ATTRIBUTE VALUE 5 | ATTRIBUTE NAME 6 | ATTRIBUTE VALUE 6 | ATTRIBUTE NAME 7 | ATTRIBUTE VALUE 7 | ATTRIBUTE NAME 8 | ATTRIBUTE VALUE 8 | ATTRIBUTE NAME 9 | ATTRIBUTE VALUE 9 | ATTRIBUTE NAME 10 | ATTRIBUTE VALUE 10 | ATTRIBUTE NAME 11 | ATTRIBUTE VALUE 11 | ATTRIBUTE NAME 12 | ATTRIBUTE VALUE 12 | ATTRIBUTE NAME 13 | ATTRIBUTE VALUE 13 | ATTRIBUTE NAME 14 | ATTRIBUTE VALUE 14 | ATTRIBUTE NAME 15 | ATTRIBUTE VALUE 15 | ATTRIBUTE NAME 16 | ATTRIBUTE VALUE 16 | ATTRIBUTE NAME 17 | ATTRIBUTE VALUE 17 | ATTRIBUTE NAME 18 | ATTRIBUTE VALUE 18 | ATTRIBUTE NAME 19 | ATTRIBUTE VALUE 19 | ATTRIBUTE NAME 20 | ATTRIBUTE VALUE 20 | ATTRIBUTE NAME 21 | ATTRIBUTE VALUE 21 | ATTRIBUTE NAME 22 | ATTRIBUTE VALUE 22 | ATTRIBUTE NAME 23 | ATTRIBUTE VALUE 23 | ATTRIBUTE NAME 24 | ATTRIBUTE VALUE 24 | ATTRIBUTE NAME 25 | ATTRIBUTE VALUE 25 | ATTRIBUTE NAME 26 | ATTRIBUTE VALUE 26 | ATTRIBUTE NAME 27 | ATTRIBUTE VALUE 27 | ATTRIBUTE NAME 28 | ATTRIBUTE VALUE 28 | ATTRIBUTE NAME 29 | ATTRIBUTE VALUE 29 | ATTRIBUTE NAME 30 | ATTRIBUTE VALUE 30 | STATUS
STP_005-003 | Data Enrichment | NEN | NEN4 | OK | 13-02-2023 | 27-02-2023 |  | PSR055517 | 055517 | PSR055517 | PSRLT-14.93-MN-SWITCH, END, DOOR OPEN YES/NO SWITCH, RIF.S105, POS.23-S3, P9B11VN+P9MSCD0K95, MANUFACTURER:GE, FOR CURRENT RECTIFIER, DE NORA WATER TECHNOLOGIES. | PSRLT-14.93-MN-SWITCH, END, DOOR OPEN YES/NO SWITCH, RIF.S105, POS.23-S3, P9B11VN+P9MSCD0K95, MANUFACTURER:GE, FOR CURRENT RECTIFIER, DE NORA WATER TECHNOLOGIES. | PC | 1 | 1 | CONSUMABLES | B | V1 | 1600 | ERSA | OTHERS |  |  |  | HB | GE | TYPE: P9B11VN+P9MSCD0K95 |  | https://new.abb.com/products/1SFA184402R9006/p9mscd0k95 |  | GE | P9B11VN+P9MSCD0K95 | DE NORA WATER TECHNOLOGIES. | [11 empty] | CURRENT RECTIFIER |  | DE NORA WATER TECHNOLOGIES. | POS 23-S3 | [6 empty] | CLEANSED | SWITCH | SELECTOR | TYPE | END, DOOR OPEN YES/NO | VOLTAGE RATING |  | CURRENT RATING |  | NUMBER OF POLES |  | NUMBER OF POSITIONS |  | ENCLOSURE |  | OPERATOR TYPE |  | MOUNTING TYPE |  | TEMPERATURE RATING |  | CONNECTION TYPE |  | POWER RATING |  | ACTION |  | MATERIAL |  | COLOUR |  | SIZE |  | HAZARD CLASS |  | CERTIFICATION/STANDARD |  | ADDITIONAL FEATURES EN | RIF:S105,PSRLT-14.93-MN | ADDITIONAL FEATURES ES |  | ADDITIONAL FEATURES FR | [21 empty] | PRODUCTION COMPLETED
STP_005-003 | Data Enrichment | NEN | NEN4 | OK | 13-02-2023 | 27-02-2023 |  | PSR016207 | 016207 | PSR016207 | PSRLT-4.55-MN-SWITCH, PROXIMITY, MODEL: IG5820, INDUCTIVE SENSOR THREAD M18 X 1, IGB2008BAROG/UP/2LED, SENSING RANGE: 8 mm, FLUSH MOUNTED, OPERATING VOLTAGE: 10~36 DC, OUTPUT: NORMALLY OPEN, CURRENT RATING: 100 mA, MFR: EFECTOR IFM | PSRLT-4.55-MN-SWITCH, PROXIMITY, MODEL: IG5820, INDUCTIVE SENSOR THREAD M18 X 1, IGB2008BAROG/UP/2LED, SENSING RANGE: 8 mm, FLUSH MOUNTED, OPERATING VOLTAGE: 10~36 DC, OUTPUT: NORMALLY OPEN, CURRENT RATING: 100 mA, MFR: EFECTOR IFM ELECTRONIC, GERMANY. | PC | 4 | 6 | CONSUMABLES | B | V1 | 5100 | ERSA | OTHERS |  |  |  | HB |  |  | PRECISION PROCESS CONTROL AND AUTOMATION | https://www.ifm.com/in/en/product/IG5820 |  | EFECTOR IFM ELECTRONIC, GERMANY. | IG5820 |  | IGB2008BAROG/UP/2 LED |  |  |  |  | PRECISION PROCESS CONTROL AND AUTOMATION | [15 empty] | CLEANSED | SWITCH | PROXIMITY | TYPE |  | SENSING RANGE | 8 MM | CABLE LENGTH |  | OUTPUT CONFIGURATION | NORMALLY OPEN | ENCLOSURE |  | CONTACT CONFIGURATION |  | TEMPERATURE RATING |  | VOLTAGE RATING | 10-36 VDC | CURRENT RATING | 100 MA | CONNECTION TYPE |  | MOUNTING TYPE | FLUSH | ACTION |  | MATERIAL |  | SIZE |  | HAZARD CLASS |  | CERTIFICATION/STANDARD |  | ADDITIONAL FEATURES EN | INDUCTIVE SENSOR THREAD M18 X 1,PSRLT-4.55-MN | ADDITIONAL FEATURES ES |  | ADDITIONAL FEATURES FR | [23 empty] | PRODUCTION COMPLETED
STP_005-003 | Data Enrichment | NEN | NEN4 | OK | 13-02-2023 | 27-02-2023 | NM TAKEN AS PER WEBSOURCE | PSR035250 | 035250 | PSR035250 | PSRLT-5.04-MN-SWITCH, CHANGEOVER, P/N XB5AD33C, ROTARY, 29 mm BLACK, 240V, 3A, AC15, COMPLETE SET WITH CONTACT BLOCK P/N ZB5-AZ101C, SPARE CODE: A0202.1.17; FOR QUANTITATIVE AND MEASUREMENT BELT, MODEL: ICS-DT-1000, MFR: SCHNEIDER ELECTRIC | PSRLT-5.04-MN-SWITCH, CHANGEOVER, P/N XB5AD33C, ROTARY, 29 mm BLACK, 240V, 3A, AC15, COMPLETE SET WITH CONTACT BLOCK P/N ZB5-AZ101C, SPARE CODE: A0202.1.17; FOR QUANTITATIVE AND MEASUREMENT BELT, MODEL: ICS-DT-1000, MFR: SCHNEIDER ELECTRIC | SE | 2 | 3 | CONSUMABLES | B | V1 | 1600 | ERSA | OTHERS |  |  |  | HB |  |  | DELUXE INDUSTRIAL SUPPLIES CORPORATION | https://www.se.com/ww/en/product/XB5AD33/selector-switch-harmony-xb5-plastic-black-22mm-3-positions-stay-put-2-no/ |  | SCHNEIDER ELECTRIC | XB5AD33C | NERIN ENGINEERING | A0202.1.17 |  |  |  |  | DELUXE INDUSTRIAL SUPPLIES CORPORATION | [5 empty] | QUANTITATIVE AND MEASUREMENT BELT | ICS-DT-1000 | [8 empty] | CLEANSED | SWITCH | SELECTOR | TYPE | CHANGEOVER,ROTARY | VOLTAGE RATING | 240 V | CURRENT RATING | 3 A | NUMBER OF POLES |  | NUMBER OF POSITIONS |  | ENCLOSURE |  | OPERATOR TYPE |  | MOUNTING TYPE |  | TEMPERATURE RATING |  | CONNECTION TYPE |  | POWER RATING |  | ACTION |  | MATERIAL |  | COLOUR | BLACK | SIZE | 29 MM | HAZARD CLASS |  | CERTIFICATION/STANDARD |  | ADDITIONAL FEATURES EN | AC15, COMPLETE SET WITH CONTACT BLOCK P/N ZB5-AZ101C,PSRLT-5.04-MN | ADDITIONAL FEATURES ES |  | ADDITIONAL FEATURES FR | [21 empty] | PRODUCTION COMPLETED
STP_005-003 | Data Enrichment | NEN | NEN4 | OK | 13-02-2023 | 27-02-2023 |  | PSR054482 | 054482 | PSR054482 | SEAL, ADJUSTABLE STRAP, MODEL: PULL GRIP | SEAL, ADJUSTABLE STRAP, MODEL: PULL GRIP 3 SEAL, P/N PR05502, COLOR: BLUE, HIGHLY RESISTANT, EASY TO-USE SEAL, FEATURES: POLYPROPYLENE MATERIAL, SELF LOCKING PLASTIC SEAL, DOUBLE WALL LOCKING CHAMBER PROTECTS ~ LOCKING MECHANISM FROM TAMPERING, SERIAL NUMBERED, DIMENSIONS: TOTAL LENGHT: 279MM, FLAG LENGTH: 54MM, FLAG WIDTH: 21.9MM, STRAP LENGHT: 223MM, STRAP WIDTH: 2.25MM, STRAP HEIGHT: 2.65MM, CAN BE USED FOR A WIDE RANGE OF APPLICATIONS: BAGS, SACKS, SUITCASES, CATERING CUPBOARDS, TANKS, ETC., PACKAGING: 1000 UNITS PER CARTON AT 10 SEALS PER MAT, BRAND: HARCOR | BX | 0 | 0 |  | C | PD | 2230 | ERSA | OTHERS | N/A | N/A | N/A | EX |  |  |  | URL NOT FOUND | [9 empty] | HARCOR | PR05502 | [14 empty] | CLEANSED | SEAL | NO MODIFIER | TYPE | ADJUSTABLE STRAP | DIMENSIONS | LG 279 MM,WD 21.9 X LG 54 MM FLAG ,WD 2.25 X LG 223 X HT 2.65 MM STRAP | MATERIAL | POLYPROPYLENE,SELF LOCKING PLASTIC | HAZARD CLASS |  | CERTIFICATION/STANDARD |  | ADDITIONAL FEATURES EN | MODEL: PULL GRIP 3 SEAL,COLOR: BLUE, HIGHLY RESISTANT, EASY TO-USE SEAL,DOUBLE WALL LOCKING CHAMBER PROTECTS ~ LOCKING MECHANISM FROM TAMPERING, SERIAL NUMBERED, DIMENSIONS,CAN BE USED FOR A WIDE RANGE OF APPLICATIONS: BAGS, SACKS, SUITCASES, CATERING CUPBOARDS, TANKS, ETC., PACKAGING: (1000) UNITS PER CARTON AT (10) SEALS PER MAT | ADDITIONAL FEATURES ES |  | ADDITIONAL FEATURES FR | [45 empty] | PRODUCTION COMPLETED
STP_005-003 | Data Enrichment | NEN | NEN4 | OK | 13-02-2023 | 27-02-2023 |  | PSR106931 | 106931 | PSR106931 | SEAL, BOLT, CONTAINER FREIGHT AND STORAGE, COMPRISING OF PIN AND BUSH, OPERATING LENGTH: 38 MM; COLOR: YELLOW; MATERIAL: ZINC PLATED STEEL AND COATED IN HIGH VISIBILITY POLYPROPYLENE PLASTIC; MARKING: PASAR MOULDED INTO BOTH PIN AND BUSH; | SEAL, BOLT, CONTAINER FREIGHT AND STORAGE, COMPRISING OF PIN AND BUSH, OPERATING LENGTH: 38 MM; COLOR: YELLOW; MATERIAL: ZINC PLATED STEEL AND COATED IN HIGH VISIBILITY POLYPROPYLENE PLASTIC; MARKING: PASAR MOULDED INTO BOTH PIN AND BUSH; PRE-NUMBERED; MFR: ACME SEALS LIMITED, U.K. | PR | 0 | 0 | CONSUMABLES | C | PD | 2230 | ERSA | OTHERS |  |  |  | EX |  |  | FAIREX TRADING (ASIA) CORPORATION | URL NOT FOUND |  | ACME SEALS LIMITED, U.K. | [7 empty] | FAIREX TRADING (ASIA) CORPORATION | [15 empty] | CLEANSED | SEAL | NO MODIFIER | TYPE | BOLT | DIMENSIONS |  | MATERIAL |  | HAZARD CLASS |  | CERTIFICATION/STANDARD |  | ADDITIONAL FEATURES EN | CONTAINER FREIGHT AND STORAGE, COMPRISING OF PIN AND BUSH, OPERATING LENGTH: 38 MM,COLOR: YELLOW; MATERIAL: ZINC PLATED STEEL AND COATED IN HIGH VISIBILITY POLYPROPYLENE PLASTIC,MARKING: PASAR MOULDED INTO BOTH PIN AND BUSH; PRE-NUMBERED | ADDITIONAL FEATURES ES |  | ADDITIONAL FEATURES FR | [45 empty] | PRODUCTION COMPLETED
STP_005-003 | Data Enrichment | NEN | NEN4 | OK | 13-02-2023 | 27-02-2023 |  | PSR047463 | 047463 | PSR047463 | SEAL, LABYRINTH, (X2), N°10, DIAMETER: 2 | SEAL, LABYRINTH, (X2), N°10, DIAMETER: 200, REF. KITETSAV-2_4968292, BRAND: LEROY-SOMER | KT | 0 | 0 |  | C | PD | 2230 | ERSA | OTHERS | N/A | N/A | N/A | EX |  |  |  | URL NOT FOUND | [9 empty] | LEROY-SOMER | [15 empty] | CLEANSED | SEAL | LABYRINTH | TYPE |  | INSIDE DIAMETER | 200 MM | OUTSIDE DIAMETER |  | WIDTH |  | SPEED RATING |  | MATERIAL |  | MATERIAL SPECIFICATION |  | SEAL DESIGN |  | PRESSURE RATING |  | TEMPERATURE RATING |  | HAZARD CLASS |  | CERTIFICATION/STANDARD |  | ADDITIONAL FEATURES EN | (X2), N°10,REF:KITETSAV-2_4968292 | ADDITIONAL FEATURES ES |  | ADDITIONAL FEATURES FR | [31 empty] | PRODUCTION COMPLETED
STP_005-003 | Data Enrichment | NEN | NEN4 | OK | 13-02-2023 | 27-02-2023 |  | PSR028496 | 028496 | PSR028496 | SEAL, MECHANICAL, TYPE: JV00531 BELLOWS, MATERIAL CODE: EUV5, SILCAR, TUNGSTEN, VITON; FOR CC-0607-MP-02A~E VACUUMP PUMP. | SEAL, MECHANICAL, TYPE: JV00531 BELLOWS, MATERIAL CODE: EUV5, SILCAR, TUNGSTEN, VITON; FOR CC-0607-MP-02A~E VACUUMP PUMP. | SE | 1 | 2 | CONSUMABLES | B | V1 | 3000 | ERSA | OTHERS |  |  |  | HB |  |  | BRAJSEAL TRADING | URL NOT FOUND |  |  | JV00531 | [6 empty] | BRAJSEAL TRADING | [5 empty] | VACUUMP PUMP | CC-0607-MP-02A~E | [8 empty] | CLEANSED | SEAL | MECHANICAL | TYPE | BELLOWS | DESIGN |  | INSIDE DIAMETER |  | OUTSIDE DIAMETER |  | STATIONARY FACE MATERIAL |  | ROTATING FACE MATERIAL |  | SPRING MATERIAL |  | ARRANGEMENT |  | GASKET MATERIAL |  | SECONDARY SEAL MATERIAL | EUV5, SILCAR, TUNGSTEN, VITON | HARDWARE MATERIAL |  | PRESSURE RATING |  | TEMPERATURE RATING |  | HAZARD CLASS |  | CERTIFICATION/STANDARD |  | ADDITIONAL FEATURES EN |  | ADDITIONAL FEATURES ES |  | ADDITIONAL FEATURES FR | [25 empty] | PRODUCTION COMPLETED
STP_005-003 | Data Enrichment | NEN | NEN4 | OK | 13-02-2023 | 27-02-2023 |  | PSR949171 | 949171 | PSR949171 | SWITCH ASSEMBLY, TRANSFER, MANUAL, CUSTOMIZED, WITH MECHANICAL INTERLOCK, 3 PHASE, 60 Hz, DUAL VOLTAGE: 440 / 220, MAIN CB: 400 A, MCCB WITH GFCI, 300 A MCCB, 3XBRANCH CB: 400 A 1 UNIT, 150 A AND 200 A, NEMA 4X, | SWITCH ASSEMBLY, TRANSFER, MANUAL, CUSTOMIZED, WITH MECHANICAL INTERLOCK, 3 PHASE, 60 Hz, DUAL VOLTAGE: 440 / 220, MAIN CB: 400 A, MCCB WITH GFCI, 300 A MCCB, 3XBRANCH CB: 400 A 1 UNIT, 150 A AND 200 A, NEMA 4X, INGRESS OF PROTECTION: IP64, WITH DEAD FRONT COVER, VENTILATION, LOUVER AND STAND. ACCEPTABLE BRANDS: ABB, GE, MITSUBISHI, OR EQUIVALENT | SE | 0 | 0 | CONSUMABLES | C | PD | 1600 | ERSA | OTHERS | - | 0003000014 | ABB, GENERAL ELECTRIC, MITSUBISHI | EX |  |  |  | URL NOT FOUND |  | ABB |  | MITSUBISHI |  | GE |  |  |  | ABB |  | GENERAL ELECTRIC |  | MITSUBISHI | [10 empty] | 0003000014 | CLEANSED | SWITCH | NO MODIFIER | TYPE | TRANSFER, MANUAL | VOLTAGE RATING | 220/440 V | CURRENT RATING |  | CONTACT CONFIGURATION |  | NUMBER OF POSITIONS |  | ENCLOSURE | IP64 | MOUNTING TYPE |  | TEMPERATURE RATING |  | ACTION |  | OPERATOR TYPE |  | POWER RATING |  | MATERIAL |  | SIZE |  | HAZARD CLASS |  | CERTIFICATION/STANDARD |  | ADDITIONAL FEATURES EN | ASSEMBLY,CUSTOMIZED, C/W MECHANICAL INTERLOCK,NO OF PHASES: 3,FREQUENCY RATING:60 HZ,MAIN CB: 400 A, MCCB WITH GFCI, 300 A MCCB, 3XBRANCH CB: 400 A 1 UNIT, 150 A AND 200 A, NEMA 4X,WITH DEAD FRONT COVER, VENTILATION, LOUVER AND STAND. | ADDITIONAL FEATURES ES |  | ADDITIONAL FEATURES FR | [25 empty] | PRODUCTION COMPLETED
STP_005-003 | Data Enrichment | NEN | NEN4 | OK | 13-02-2023 | 27-02-2023 |  | PSR939152 | 939152 | PSR939152 | SWITCH ASSY, PRESSURE, 3 Φ, 60HZ, OVERLOAD 20A -24A, 230/460 VOLTS, ON/OF SWITCH, BRAND: CONDOR MDR3 MODEL: SK R3/H24 P/N MAGPS3PH20A24A, CUT-OUT PRES: 175 PSI:FOR GENERAL AIR COMPRESSOR | SWITCH ASSY, PRESSURE, 3 Φ, 60HZ, OVERLOAD 20A -24A, 230/460 VOLTS, ON/OF SWITCH, BRAND: CONDOR MDR3 MODEL: SK R3/H24 P/N MAGPS3PH20A24A, CUT-OUT PRES: 175 PSI:FOR GENERAL AIR COMPRESSOR | AY | 0 | 0 | CONSUMABLES | C | PD | 3020 | ERSA | OTHERS |  |  |  | EX |  |  |  | https://equipmentcity.net/catalog/Rolair-MAGPS3PH20A24A |  |  | MAGPS3PH20A24A | [6 empty] | CONDOR | MDR3 |  | MAGPS3PH20A24A |  |  | GENERAL AIR COMPRESSOR | [9 empty] | CLEANSED | SWITCH | PRESSURE | TYPE | ON/OFF | MEASURING RANGE | 175 PSI | PROCESS CONNECTION |  | CONTACT CONFIGURATION |  | ENCLOSURE |  | TEMPERATURE RATING |  | MOUNTING TYPE |  | VOLTAGE RATING | 230/460 V | CURRENT RATING | 20-24 A OVERLOAD | ACTION |  | MATERIAL |  | SIZE |  | HAZARD CLASS |  | CERTIFICATION/STANDARD |  | ADDITIONAL FEATURES EN | NO OF PHASE:3,FREQUENCY RATING:60 HZ,ASSEMBLY | ADDITIONAL FEATURES ES |  | ADDITIONAL FEATURES FR | [27 empty] | PRODUCTION COMPLETED
STP_005-003 | Data Enrichment | NEN | NEN4 | OK | 13-02-2023 | 27-02-2023 |  | PSR028568 | 028568 | PSR028568 | SWITCH ASSY,IKH ALARM SET STN.5348-2600S | SWITCH ASSY,IKH ALARM SET STN.5348-2600SWITCH ASSY., IKH ALARM SET STATION 5348-2600. | AY | 0 | 0 |  | C | PD | 1600 | ERSA | OTHERS | N/A | N/A | N/A | EX |  |  |  | URL NOT FOUND |  | IKH | 5348-2600 | [22 empty] | CLEANSED | SWITCH | NO MODIFIER | TYPE | ALARM SET STATION | VOLTAGE RATING |  | CURRENT RATING |  | CONTACT CONFIGURATION |  | NUMBER OF POSITIONS |  | ENCLOSURE |  | MOUNTING TYPE |  | TEMPERATURE RATING |  | ACTION |  | OPERATOR TYPE |  | POWER RATING |  | MATERIAL |  | SIZE |  | HAZARD CLASS |  | CERTIFICATION/STANDARD |  | ADDITIONAL FEATURES EN | ASSEMBLY | ADDITIONAL FEATURES ES |  | ADDITIONAL FEATURES FR | [25 empty] | PRODUCTION COMPLETED
STP_005-003 | Data Enrichment | NEN | NEN4 | OK | 13-02-2023 | 27-02-2023 |  | PSR040498 | 040498 | PSR040498 | SWITCH, 2 ELECTRICAL DIFFERENTIAL-PRESSURE, MONITORS, SIEMENSP/N 20/1 AND 20/1,TAG NO. PDIS 530.1 & PDIS 530.2, TYPE/NO., VD..LE.0, NUMBER OF SWITCHING CONTACTS: 1, CONTACT RATING: 1 A / 15 V AC / 15 VA, 1 A / 15 V DC / 15 W | SWITCH, 2 ELECTRICAL DIFFERENTIAL-PRESSURE, MONITORS, SIEMENSP/N 20/1 AND 20/1,TAG NO. PDIS 530.1 & PDIS 530.2, TYPE/NO., VD..LE.0, NUMBER OF SWITCHING CONTACTS: 1, CONTACT RATING: 1 A / 15 V AC / 15 VA, 1 A / 15 V DC / 15 W , TYPE OF PROTECTION: IP 65, SWITCH POINT 20: 2 BAR, HYDAC , SIEMENS TERMINAL DIAGRAM - OIL SUPPLY SYSTEM, DOCUMENT NO.: 6413382; FOR SO2 BLOWER OIL SUPPLY UNIT ORDER 4.751.767, MATERIAL: 1.606.792, DESCRIPTION OWTT SIZE 10; MFR: SIEMENS TURBOMACHINERY EQUIPMENT GMBH | PC | 0 | 0 | CONSUMABLES | C | PD | 1600 | ERSA | OTHERS |  |  |  | EX |  |  |  | URL NOT FOUND |  | SIEMENS TURBOMACHINERY EQUIPMENT GMBH | 20/1 | HYDAC | [11 empty] | SO2 BLOWER OIL SUPPLY UNIT ORDER 4.751.767, MATERIAL: 1.606.792, DESCRIPTION OWTT SIZE 10 |  |  | 6413382 | [6 empty] | CLEANSED | SWITCH | PRESSURE | TYPE |  | MEASURING RANGE | 2 BAR | PROCESS CONNECTION |  | CONTACT CONFIGURATION |  | ENCLOSURE | IP65 | TEMPERATURE RATING |  | MOUNTING TYPE |  | VOLTAGE RATING | 15 VAC,15 VDC | CURRENT RATING | 1 A | ACTION |  | MATERIAL |  | SIZE |  | HAZARD CLASS |  | CERTIFICATION/STANDARD |  | ADDITIONAL FEATURES EN | 2 ELECTRICAL DIFFERENTIAL-PRESSURE,MONITORS,TAG NO:PDIS 530.1 & PDIS 530.2,TYPE/NO., VD..LE.0,NUMBER OF SWITCHING CONTACTS: 1, CONTACT RATING: 15 VA,15 W ,SWITCH POINT 20,TERMINAL DIAGRAM-OIL SUPPLY SYSTEM | ADDITIONAL FEATURES ES |  | ADDITIONAL FEATURES FR | [27 empty] | PRODUCTION COMPLETED
STP_005-003 | Data Enrichment | NEN | NEN4 | OK | 13-02-2023 | 27-02-2023 |  | PSR202241 | 202241 | PSR202241 | SWITCH, AUXILIARY, 1A1B, FOR VACUUM CONT | SWITCH, AUXILIARY, 1A1B, FOR VACUUM CONTACTOR SWITCH (VCS) TYPE VS-64DFL, OPERATION SYSTEM: LATCHED, RATED INSULATION VOLTAGE: 7.2KV, RATED OPERATIONAL VOLTAGE: 6.6KV, BREAKING CURRENT: 4KA, RATED OPERATIONAL CURRENT: 400A, RATED FREQUENCY: 60A, CONTROL VOLTAGE: 110VDC, RATED TRIPPING VOLTAGE: 110VDC, STANDARD: JEM-1167, 1976, SERIAL NO. OF EXISTING: 50367, FREQUENCY: 60HZ, MANUFACTURER: TOYO TECHNICAL CO., LTD. | PC | 0 | 0 |  | C | PD | 1600 | ERSA | OTHERS | N/A | N/A | N/A | EX |  |  |  | URL NOT FOUND |  | TOYO TECHNICAL CO., LTD. | 1A1B | [12 empty] | FOR VACUUM CONTACTOR SWITCH (VCS) TYPE VS-64DFL, OPERATION SYSTEM: LATCHED, RATED INSULATION VOLTAGE: 7.2KV, RATED OPERATIONAL VOLTAGE: 6.6KV, BREAKING CURRENT: 4KA, RATED OPERATIONAL CURRENT: 400A, RATED FREQUENCY: 60A, CONTROL VOLTAGE: 110VDC, RATED TRIPPING VOLTAGE: 110VDC, STANDARD: JEM-1167, 1976, SERIAL NO. OF EXISTING: 50367, FREQUENCY: 60HZ, MANUFACTURER: TOYO TECHNICAL CO., LTD. |  |  |  |  | 50367 |  |  |  |  | CLEANSED | SWITCH | NO MODIFIER | TYPE | AUXILIARY | VOLTAGE RATING |  | CURRENT RATING |  | CONTACT CONFIGURATION |  | NUMBER OF POSITIONS |  | ENCLOSURE |  | MOUNTING TYPE |  | TEMPERATURE RATING |  | ACTION |  | OPERATOR TYPE | LATCHED | POWER RATING |  | MATERIAL |  | SIZE |  | HAZARD CLASS |  | CERTIFICATION/STANDARD |  | ADDITIONAL FEATURES EN | FOR VACUUM CONTACTOR SWITCH (VCS) TYPE VS-64DFL,RATED INSULATION VOLTAGE: 7.2 KV, RATED OPERATIONAL VOLTAGE: 6.6 KV, BREAKING CURRENT: 4 KA, RATED OPERATIONAL CURRENT: 400 A, RATED FREQUENCY: 60 A, CONTROL VOLTAGE: 110 VDC, RATED TRIPPING VOLTAGE: 110 VDC, STANDARD: JEM-1167, 1976,FREQUENCY RATING: 60 HZ | ADDITIONAL FEATURES ES |  | ADDITIONAL FEATURES FR | [25 empty] | PRODUCTION COMPLETED
STP_005-003 | Data Enrichment | NEN | NEN4 | OK | 13-02-2023 | 27-02-2023 |  | PSR952241 | 952241 | PSR952241 | SWITCH, BATTERY, MODEL: 75920, SWITCH ( SPST) ON/OFF, MOUNTING STEM TYPE, SIZE: 3/4″-16" THREAD, 22 MM LENGTH, 12V, 300 A, BATTERY: 2X STUDS 3/8″-24", IP68, STRONG BLACK ABS BODY, BUILT-IN SECURITY LOCKING, MFR: CNSPEED | SWITCH, BATTERY, MODEL: 75920, SWITCH ( SPST) ON/OFF, MOUNTING STEM TYPE, SIZE: 3/4″-16" THREAD, 22 MM LENGTH, 12V, 300 A, BATTERY: 2X STUDS 3/8″-24", IP68, STRONG BLACK ABS BODY, BUILT-IN SECURITY LOCKING, MFR: CNSPEED | PC | 0 | 0 | CONSUMABLES | C | PD | 1600 | ERSA | OTHERS |  |  |  | EX |  |  |  | https://www.ase-supply.com/Cole_Hersee_Master_Battery_p/ch-75920.htm |  | CNSPEED | 75920 | [22 empty] | CLEANSED | SWITCH | NO MODIFIER | TYPE | BATTERY disconnect | VOLTAGE RATING | 12 V | CURRENT RATING | 300 A | CONTACT CONFIGURATION |  | NUMBER OF POSITIONS |  | ENCLOSURE | IP68 | MOUNTING TYPE | STEM | TEMPERATURE RATING |  | ACTION | SPST (ON/OFF) | OPERATOR TYPE |  | POWER RATING |  | MATERIAL |  | SIZE | LG 22 MM | HAZARD CLASS |  | CERTIFICATION/STANDARD |  | ADDITIONAL FEATURES EN | SIZE: 3/4 IN-16 TPI THREAD,BATTERY: 2X STUDS 3/8 IN-24 TPI,STRONG BLACK ABS BODY, BUILT-IN SECURITY LOCKING | ADDITIONAL FEATURES ES |  | ADDITIONAL FEATURES FR | [25 empty] | PRODUCTION COMPLETED
STP_005-003 | Data Enrichment | NEN | NEN4 | OK | 13-02-2023 | 27-02-2023 |  | PSR935616 | 935616 | PSR935616 | SWITCH, BUTTON PROTRUDING, NORMALY CLOSE CIRCUIT, WITH ATLEAST 5CM LONG 14-16 AWG WIRE, 24V DC, ALL WEATHER OUTDOOR APPLICATION (SEALED WATER & CHEMICAL RESISTANT), WITH M10 X 1.5 X 30 MM FULL THREAD NECK WITH NUT FOR ADJUSTABLE | SWITCH, BUTTON PROTRUDING, NORMALY CLOSE CIRCUIT, WITH ATLEAST 5CM LONG 14-16 AWG WIRE, 24V DC, ALL WEATHER OUTDOOR APPLICATION (SEALED WATER & CHEMICAL RESISTANT), WITH M10 X 1.5 X 30 MM FULL THREAD NECK WITH NUT FOR ADJUSTABLE | AY | 2 | 3 | CONSUMABLES | B | V1 | 1600 | ERSA | OTHERS |  |  |  | HB |  |  |  | URL NOT FOUND | [25 empty] | CLEANSED | SWITCH | NO MODIFIER | TYPE | BUTTON PROTRUDING | VOLTAGE RATING | 24 VDC | CURRENT RATING |  | CONTACT CONFIGURATION |  | NUMBER OF POSITIONS |  | ENCLOSURE |  | MOUNTING TYPE |  | TEMPERATURE RATING |  | ACTION |  | OPERATOR TYPE |  | POWER RATING |  | MATERIAL |  | SIZE |  | HAZARD CLASS |  | CERTIFICATION/STANDARD |  | ADDITIONAL FEATURES EN | NORMALY CLOSE CIRCUIT, C/W ATLEAST LG 50 MM 14-16 AWG WIRE,ALL WEATHER OUTDOOR APPLICATION (SEALED WATER & CHEMICAL RESISTANT), C/W M10 X 1.5 X 30 MM FULL THREAD NECK W/NUT FOR ADJUSTABLE | ADDITIONAL FEATURES ES |  | ADDITIONAL FEATURES FR | [25 empty] | PRODUCTION COMPLETED
STP_005-003 | Data Enrichment | NEN | NEN4 | OK | 13-02-2023 | 27-02-2023 |  | PSR023873 | 023873 | PSR023873 | SWITCH, CAM, ACSNO SERIES, P/N ACSNO-3-6-6-BLANK-SB-C3013, RATED THERMAL CURRENT: 10A, ELECTRICAL LIFE: 500000 OPERATIONS MINIMUM (AT FULL RATED LOAD), MECHANICAL LIFE: 5,000,000 (AT NO LOAD), 1 TO 10 DECKS UP TO 20 CONTACTS, | SWITCH, CAM, ACSNO SERIES, P/N ACSNO-3-6-6-BLANK-SB-C3013, RATED THERMAL CURRENT: 10A, ELECTRICAL LIFE: 500000 OPERATIONS MINIMUM (AT FULL RATED LOAD), MECHANICAL LIFE: 5,000,000 (AT NO LOAD), 1 TO 10 DECKS UP TO 20 CONTACTS, BRAND: IDEC CORPORATION | PC | 0 | 0 | CONSUMABLES | B | PD | 1600 | ERSA | OTHERS |  |  |  | EX |  |  |  | URL NOT FOUND | [9 empty] | IDEC CORPORATION | ACSNO-3-6-6-BLANK-SB-C3013 | [14 empty] | CLEANSED | SWITCH | NO MODIFIER | TYPE | CAM | VOLTAGE RATING |  | CURRENT RATING | 10 A | CONTACT CONFIGURATION |  | NUMBER OF POSITIONS |  | ENCLOSURE |  | MOUNTING TYPE |  | TEMPERATURE RATING |  | ACTION |  | OPERATOR TYPE |  | POWER RATING |  | MATERIAL |  | SIZE |  | HAZARD CLASS |  | CERTIFICATION/STANDARD |  | ADDITIONAL FEATURES EN | ACSNO SERIES,ELECTRICAL LIFE: 500000 OPERATIONS MINIMUM (AT FULL RATED LOAD), MECHANICAL LIFE: 5000000 (AT NO LOAD), 1 TO 10 DECKS UP TO 20 CONTACTS | ADDITIONAL FEATURES ES |  | ADDITIONAL FEATURES FR | [25 empty] | PRODUCTION COMPLETED
STP_005-003 | Data Enrichment | NEN | NEN4 | OK | 13-02-2023 | 27-02-2023 |  | PSR057048 | 057048 | PSR057048 | SWITCH, CATALYST 2960X, WS-C2960X-24PS-L, 24 PORT GE WITH POE, 4 X 1G SFP, LL, ASIA PAC, MFR: FUJITSU | SWITCH, CATALYST 2960X, WS-C2960X-24PS-L, 24 PORT GE WITH POE, 4 X 1G SFP, LL, ASIA PAC, MFR: FUJITSU | PC | 0 | 0 | CONSUMABLES | C | PD | 1600 | ERSA | OTHERS |  |  |  | EX |  |  |  | https://www.telquestintl.com/site/Product%20Manuals/Cisco%20WS-C2960X-24PS-L%20data%20sheet.pdf |  | FUJITSU | WS-C2960X-24PS-L | [22 empty] | CLEANSED | SWITCH | NETWORK | TYPE |  | VOLTAGE RATING |  | CURRENT RATING |  | NUMBER OF PORTS | 24 | DATA TRANSFER RATE | 216 Gbps | TEMPERATURE RATING |  | MOUNTING TYPE | Rack | ENCLOSURE |  | CONNECTION TYPE |  | POWER RATING | 370 W | FREQUENCY RATING |  | MATERIAL |  | SIZE | 445 X 368 X 45 MM | HAZARD CLASS |  | CERTIFICATION/STANDARD |  | ADDITIONAL FEATURES EN | CATALYST 2960X,4 X 1G SFP, LL, ASIA PAC | ADDITIONAL FEATURES ES |  | ADDITIONAL FEATURES FR | [25 empty] | PRODUCTION COMPLETED
STP_005-003 | Data Enrichment | NEN | NEN4 | OK | 13-02-2023 | 27-02-2023 | NM TAKEN AS PER WEBSOURCE | PSR478795 | 478795 | PSR478795 | SWITCH, CHANGEOVER, AMMETER, SERIES: NS387, TYPE NS387/4M, ORDERING CODE: AC38A43F, 4 CONTACTS, OFF POSITION, HANDLE ANGLE 3 X 45°, BLACK HANDLE, BRAND: FUJI | SWITCH, CHANGEOVER, AMMETER, SERIES: NS387, TYPE NS387/4M, ORDERING CODE: AC38A43F, 4 CONTACTS, OFF POSITION, HANDLE ANGLE 3 X 45°, BLACK HANDLE, BRAND: FUJI | PC | 0 | 0 | CRITICAL | B | PD | 1600 | ERSA | OTHERS |  |  |  | EX |  |  |  | https://th.misumi-ec.com/en/vona2/detail/222005030385/ | [9 empty] | FUJI | NS387/4M | [14 empty] | ENRICHED | SWITCH | SELECTOR | TYPE | CHANGEOVER,AMMETER | VOLTAGE RATING |  | CURRENT RATING |  | NUMBER OF POLES |  | NUMBER OF POSITIONS |  | ENCLOSURE |  | OPERATOR TYPE |  | MOUNTING TYPE |  | TEMPERATURE RATING |  | CONNECTION TYPE |  | POWER RATING |  | ACTION |  | MATERIAL |  | COLOUR |  | SIZE | WD 62 MM | HAZARD CLASS |  | CERTIFICATION/STANDARD |  | ADDITIONAL FEATURES EN | ORDERING CODE:AC38A43F,4 CONTACTS, OFF POSITION, HANDLE ANGLE 3 X 45,BLACK HANDLE | ADDITIONAL FEATURES ES |  | ADDITIONAL FEATURES FR | [21 empty] | PRODUCTION COMPLETED
STP_005-003 | Data Enrichment | NEN | NEN4 | OK | 13-02-2023 | 27-02-2023 | NM TAKEN AS PER WEBSOURCE | PSR048577 | 048577 | PSR048577 | SWITCH, CONTROL, AC600V, 5A, 2-POSITION, | SWITCH, CONTROL, AC600V, 5A, 2-POSITION, TYPE DM-20, MODEL DBM-1-P81, 220VAC, 15A, NAMEPLATE LETTERING AT UPPER RIGHT PORTION: INC, NAMEPLATE LETTERING AT UPPER LEFT PORTION: DEC, MAKER: NAKAMURA ELECTRIC MFG. CO., LTD. | PC | 0 | 0 |  | C | PD | 1600 | ERSA | OTHERS | N/A | N/A | N/A | EX |  |  |  | https://inaayaautomation.com/productDesc.php?pid=3666 |  | NAKAMURA ELECTRIC MFG. CO., LTD. | DM-20 |  | DBM-1-P81 | [20 empty] | CLEANSED | SWITCH | SELECTOR | TYPE | CONTROL | VOLTAGE RATING | 220/600 VAC | CURRENT RATING | 5/15 A | NUMBER OF POLES |  | NUMBER OF POSITIONS | 2 | ENCLOSURE |  | OPERATOR TYPE |  | MOUNTING TYPE |  | TEMPERATURE RATING |  | CONNECTION TYPE |  | POWER RATING |  | ACTION |  | MATERIAL |  | COLOUR |  | SIZE |  | HAZARD CLASS |  | CERTIFICATION/STANDARD |  | ADDITIONAL FEATURES EN | NAME PLATE LETTERING AT UPPER RIGHT PORTION: INC, NAMEPLATE LETTERING AT UPPER LEFT PORTION: DEC | ADDITIONAL FEATURES ES |  | ADDITIONAL FEATURES FR | [21 empty] | PRODUCTION COMPLETED
STP_005-003 | Data Enrichment | NEN | NEN4 | OK | 13-02-2023 | 27-02-2023 |  | PSR028302 | 028302 | PSR028302 | SWITCH, CORRECTION, OPTO-ELECTRONIC, MOD | SWITCH, CORRECTION, OPTO-ELECTRONIC, MODEL: E3FA-DP12 PNP; MFR: OMRON | PC | 0 | 0 |  | C | PD | 1600 | ERSA | OTHERS | N/A | N/A | N/A | EX |  |  |  | https://www.ia.omron.com/product/item/34/ |  | OMRON | E3FA-DP12 PNP | [22 empty] | CLEANSED | SWITCH | NO MODIFIER | TYPE | CORRECTION, OPTO-ELECTRONIC | VOLTAGE RATING |  | CURRENT RATING |  | CONTACT CONFIGURATION |  | NUMBER OF POSITIONS |  | ENCLOSURE |  | MOUNTING TYPE |  | TEMPERATURE RATING |  | ACTION |  | OPERATOR TYPE |  | POWER RATING |  | MATERIAL |  | SIZE |  | HAZARD CLASS |  | CERTIFICATION/STANDARD |  | ADDITIONAL FEATURES EN |  | ADDITIONAL FEATURES ES |  | ADDITIONAL FEATURES FR | [25 empty] | PRODUCTION COMPLETED
STP_005-003 | Data Enrichment | NEN | NEN4 | OK | 13-02-2023 | 27-02-2023 |  | PSR018388 | 018388 | PSR018388 | SWITCH, DIFFERENTIAL PRESSURE, MODEL: 11 | SWITCH, DIFFERENTIAL PRESSURE, MODEL: 115P1C3-127, DB:0.138 BAR MAX., DECR: 0.3+/- 0.069 BAR, PROOF: 69 BAR SIMUL, ELEC.: 5 A, 125 / 50VAC; 5 A 28VDC, MFR NO.: 98087, ASSY: 4091, MFR: ITT AEROSPACE CONTROLS DIVISION (NEO DYN) | PC | 0 | 0 |  | C | PD | 1600 | ERSA | OTHERS | N/A | N/A | N/A | EX |  |  |  | https://baspartsales.com/98087-1103p26-29-beechcraft-itt-aerospace-neo-dyn-pressure-switch-core-sa/ |  | ITT AEROSPACE CONTROLS DIVISION (NEO DYN) | 98087 |  | 115P1C3-127 | [20 empty] | CLEANSED | SWITCH | PRESSURE | TYPE | DIFFERENTIAL | MEASURING RANGE | DB:0.138 BAR MAX,DECR: 0.3 +/- 0.069 BAR,PROOF 69 BAR SIMUL | PROCESS CONNECTION |  | CONTACT CONFIGURATION |  | ENCLOSURE |  | TEMPERATURE RATING |  | MOUNTING TYPE |  | VOLTAGE RATING | 125/50 VAC,28 VDC | CURRENT RATING | 5 A | ACTION |  | MATERIAL |  | SIZE |  | HAZARD CLASS |  | CERTIFICATION/STANDARD |  | ADDITIONAL FEATURES EN | ASSEMBLY: 4091 | ADDITIONAL FEATURES ES |  | ADDITIONAL FEATURES FR | [27 empty] | PRODUCTION COMPLETED
STP_005-003 | Data Enrichment | NEN | NEN4 | OK | 13-02-2023 | 27-02-2023 |  | PSR953845 | 953845 | PSR953845 | SWITCH, DOOR, LOCK, TYPE: KMS1-2, PRODUCTION MODE: HLD-8KV/800MA-W, PRODUCTION NUMBER: 120320-22, FOR MIST EP HIGH VOLTAGE GENERATOR RECTIFIER, MNFR: SIEMENS | SWITCH, DOOR, LOCK, TYPE: KMS1-2, PRODUCTION MODE: HLD-8KV/800MA-W, PRODUCTION NUMBER: 120320-22, FOR MIST EP HIGH VOLTAGE GENERATOR RECTIFIER, MNFR: SIEMENS | PC | 0 | 0 | CONSUMABLES | B | PD | 5820 | ERSA | OTHER | KMS1-2 | 30000345 | SIEMENS | EX |  |  |  | https://in.misumi-ec.com/vona2/detail/222000684644/?HissuCode=KMS12 |  | SIEMENS | KMS1-2 | [12 empty] | MIST EP HIGH VOLTAGE GENERATOR RECTIFIER | [8 empty] | 30000345 | CLEANSED | SWITCH | NO MODIFIER | TYPE | DOOR LOCK | VOLTAGE RATING |  | CURRENT RATING |  | CONTACT CONFIGURATION |  | NUMBER OF POSITIONS |  | ENCLOSURE | IP67 | MOUNTING TYPE |  | TEMPERATURE RATING | -20 TO 60 DEG C | ACTION |  | OPERATOR TYPE |  | POWER RATING |  | MATERIAL | Zinc plated steel strip, oil resistant vinyl | SIZE | ID 12.3 X OD 17.7 X LG 30 MM | HAZARD CLASS |  | CERTIFICATION/STANDARD |  | ADDITIONAL FEATURES EN | PRODUCTION MODE: HLD-8KV/800MA-W,PRODUCTION NUMBER:120320-22 | ADDITIONAL FEATURES ES |  | ADDITIONAL FEATURES FR | [25 empty] | PRODUCTION COMPLETED
STP_005-003 | Data Enrichment | NEN | NEN4 | OK | 13-02-2023 | 27-02-2023 |  | PSR023353 | 023353 | PSR023353 | SWITCH, EMERGENCY STOP, P/N XY2CE2A270H7, TRIGGER CABLE MAXIMUM LENGTH: 70 METERS, BODY MATERIAL: ZAMAK, COVER MATERIAL: STAINLESS STEEL, CONTACTS TYPE AND COMPOSITION: 2 NC, CONTACTS OPERATION: SLOW-BREAK, CABLE ENTRY | SWITCH, EMERGENCY STOP, P/N XY2CE2A270H7, TRIGGER CABLE MAXIMUM LENGTH: 70 METERS, BODY MATERIAL: ZAMAK, COVER MATERIAL: STAINLESS STEEL, CONTACTS TYPE AND COMPOSITION: 2 NC, CONTACTS OPERATION: SLOW-BREAK, CABLE ENTRY NUMBER: 3 PLAIN HOLE FOR 1/2 NPT CONDUIT ENTRY, MFR: SCHNEIDER ELECTRIC | PC | 0 | 0 | CONSUMABLES | B | PD | 1600 | ERSA | OTHERS |  |  |  | EX |  |  |  | https://www.se.com/ww/en/product/XY2CE2A270H7/latching-emergency-stop-rope-pull-switch-telemecanique-rope-pull-switches-xy2c-e-xy2ce-lh-side-2nc-booted-pushbutton/ |  | SCHNEIDER ELECTRIC | XY2CE2A270H7 | [22 empty] | ENRICHED | SWITCH | NO MODIFIER | TYPE | EMERGENCY STOP | VOLTAGE RATING | 300/500 V | CURRENT RATING | 10 A | CONTACT CONFIGURATION | 2NC | NUMBER OF POSITIONS |  | ENCLOSURE |  | MOUNTING TYPE |  | TEMPERATURE RATING | -25 TO 70 DEG C | ACTION |  | OPERATOR TYPE |  | POWER RATING |  | MATERIAL | ZAMAK BODY,STAINLESS STEEL COVER | SIZE |  | HAZARD CLASS |  | CERTIFICATION/STANDARD | UL,CSA,CCC,EN/IEC 60947-1 | ADDITIONAL FEATURES EN | TRIGGER CABLE MAXIMUM LENGTH: 70 M,CONTACTS OPERATION: SLOW-BREAK, CABLE ENTRY NUMBER: 3 PLAIN HOLE FOR 1/2 IN NPT CONDUIT ENTRY | ADDITIONAL FEATURES ES |  | ADDITIONAL FEATURES FR | [25 empty] | PRODUCTION COMPLETED
STP_005-003 | Data Enrichment | NEN | NEN4 | OK | 13-02-2023 | 27-02-2023 |  | PSR028220 | 028220 | PSR028220 | SWITCH, FLOAT, DESIGN 21, TYPE: SSM.1.B5.....21 (SPECIAL TYPE FLENDER), CONNECTION: 3-POLE PLUG-TYPE CONNECTOR DIN 43650, ATTACHMENT: ROUND -FLANGE MADE OF YELLOW BRASS, SLIDING TUBE: YELLOW BRASS, D: 12 mm, L: BREAKING POINT | SWITCH, FLOAT, DESIGN 21, TYPE: SSM.1.B5.....21 (SPECIAL TYPE FLENDER), CONNECTION: 3-POLE PLUG-TYPE CONNECTOR DIN 43650, ATTACHMENT: ROUND -FLANGE MADE OF YELLOW BRASS, SLIDING TUBE: YELLOW BRASS, D: 12 mm, L: BREAKING POINT , FLOAT: MATERIAL PP 35 X 40 mm, REED CONTACT: 1 CHANGE-OVER CONTACT, MAX. SWITCHING VOLTAGE: 230 VAC (100 VDC), MAX. SWITCHING CURRENT: 1 AAC (1 ADC), MAX. SWITCHING POWER: 60 VA (60 W), MAX. TEMPERATURE: 100 °C, MAX. NOMINAL PRESSURE: 10 BAR, PROTECTION: IP 65; MFR: ENGLER, STEUER -, MESS-UND REGELTECHNIK | PC | 0 | 0 | CONSUMABLES | C | PD | 1600 | ERSA | OTHERS |  |  |  | EX |  |  |  | URL NOT FOUND |  | ENGLER, STEUER -, MESS-UND REGELTECHNIK | [23 empty] | CLEANSED | SWITCH | FLOAT | TYPE |  | VOLTAGE RATING | 230 VAC,100 VDC | CURRENT RATING | 1 AAC (1 ADC) | CABLE LENGTH |  | ENCLOSURE | IP65 | CONTACT CONFIGURATION |  | MATERIAL | Polypropylene,YELLOW BRASS TUBE | MOUNTING TYPE |  | TEMPERATURE RATING | 100 DEG C | POWER RATING | 60 VA (60 W) | FREQUENCY RATING |  | ACTION |  | SIZE | DIA 12 MM,35 X 40 MM | HAZARD CLASS |  | CERTIFICATION/STANDARD | DIN 43650 | ADDITIONAL FEATURES EN | DESIGN 21, TYPE: SSM.1.B5.....21 (SPECIAL TYPE FLENDER), CONNECTION: 3-POLE PLUG-TYPE CONNECTOR,ATTACHMENT: ROUND -FLANGE MADE OF YELLOW BRASS, BREAKING POINT , FLOAT,REED CONTACT: 1 CHANGE-OVER CONTACT,MAX. NOMINAL PRESSURE: 10 BAR | ADDITIONAL FEATURES ES |  | ADDITIONAL FEATURES FR | [25 empty] | PRODUCTION COMPLETED
STP_005-003 | Data Enrichment | NEN | NEN4 | OK | 13-02-2023 | 27-02-2023 |  | PSR040501 | 040501 | PSR040501 | SWITCH, FLOAT, TYPE SSM.1.B5, VERTICAL F | SWITCH, FLOAT, TYPE SSM.1.B5, VERTICAL FITTING IN TANK COVER, CONNECTION: FLANGE, INSTALLATION LENGTH: 730 MM, NO. OF SWITCHING CONTACTS: 1, TYPE OF PROTECTION: IP 65, SWITCH POINT 980: 680 MM (FALLING), ENGLER , SIEMENS TERMINAL DIAGRAM - OIL, SUPPLY SYSTEM, DOCUMENT NO.: 6413382; FOR SO2 BLOWER OIL SUPPLY UNIT ORDER 4.751.767, MATERIAL NO.: 1.606.792, DESCRIPTION OWTT10; MFR: SIEMENS | PC | 0 | 0 |  | C | PD | 1600 | ERSA | OTHERS | N/A | N/A | N/A | EX |  |  |  | https://platinum-international.store/product/platinum-international/other-mechanical-equipment/bielomatik-ssm-1-b5-400-5s1-flout-switch/ |  | SIEMENS | SSM.1.B5 | ENGLER | [11 empty] | SO2 BLOWER OIL SUPPLY UNIT ORDER 4.751.767, MATERIAL NO: 1.606.792, DESCRIPTION OWTT10 |  |  | 6413382 | [6 empty] | CLEANSED | SWITCH | FLOAT | TYPE |  | VOLTAGE RATING |  | CURRENT RATING |  | CABLE LENGTH |  | ENCLOSURE | IP65 | CONTACT CONFIGURATION |  | MATERIAL |  | MOUNTING TYPE | VERTICAL FITTING IN TANK COVER | TEMPERATURE RATING |  | POWER RATING |  | FREQUENCY RATING |  | ACTION |  | SIZE | LG 730 MM INSTALLATION | HAZARD CLASS |  | CERTIFICATION/STANDARD |  | ADDITIONAL FEATURES EN | CONNECTION: FLANGE, NO. OF SWITCHING CONTACTS: 1,SWITCH POINT 980: 680 MM (FALLING),TERMINAL DIAGRAM - OIL, SUPPLY SYSTEM,MATERIAL NO.: 1.606.792, DESCRIPTION OWTT10 | ADDITIONAL FEATURES ES |  | ADDITIONAL FEATURES FR | [25 empty] | PRODUCTION COMPLETED
STP_005-003 | Data Enrichment | NEN | NEN4 | OK | 13-02-2023 | 27-02-2023 |  | PSR036430 | 036430 | PSR036430 | SWITCH, HINGE, SAFETY-DOOR, RATED VOLTAG | SWITCH, HINGE, SAFETY-DOOR, RATED VOLTAGE: 250 VAC, CONDUIT: 1, BUILT-IN SWITCH: 2NC/1NO, ACTUATOR TYPE: ARM LEVER, OMRON MODEL NO.: D4NH-1CBC; BRAND: OMRON OR EQUIVALENT | PC | 0 | 0 |  | C | PD | 1600 | ERSA | OTHERS | D4NH-1CBC | 3000328 | OMRON | EX |  |  |  | https://www.mouser.in/ProductDetail/Omron-Automation-and-Safety/D4NH-1CBC?qs=%252BY7xTT3cVSO9NJGZOmJBFw%3D%3D | https://www.digikey.in/en/products/detail/omron-automation-and-safety/D4NH-1CBC/4077727 | [8 empty] | OMRON | D4NH-1CBC | [13 empty] | 3000328 | ENRICHED | SWITCH | NO MODIFIER | TYPE | HINGE, SAFETY-DOOR | VOLTAGE RATING | 250 VAC | CURRENT RATING |  | CONTACT CONFIGURATION | 2NC+1NO | NUMBER OF POSITIONS |  | ENCLOSURE | IP67 | MOUNTING TYPE |  | TEMPERATURE RATING | -30 TO 70 DEG C | ACTION |  | OPERATOR TYPE | ARM LEVER | POWER RATING |  | MATERIAL |  | SIZE |  | HAZARD CLASS |  | CERTIFICATION/STANDARD | CCC, CE, cULus, TUV | ADDITIONAL FEATURES EN | CONDUIT: 1 | ADDITIONAL FEATURES ES |  | ADDITIONAL FEATURES FR | [25 empty] | PRODUCTION COMPLETED
STP_005-003 | Data Enrichment | NEN | NEN4 | OK | 13-02-2023 | 27-02-2023 |  | PSR236957 | 236957 | PSR236957 | SWITCH, MAGNETIC, MOTOR STARTER TYPE SCR | SWITCH, MAGNETIC, MOTOR STARTER TYPE SCR CA3988 REVERSIBLE, 3.7 KW, 200/220 V, WITHOUT CASE COVER;COIL VOLTAGE = 100/100-110 V, 50/60 HZ, TYPE SRCA3938-5-1R, FUJI BRAND. | PC | 0 | 0 |  | C | PD | 1600 | ERSA | OTHERS | N/A | N/A | N/A | EX |  |  |  | https://world.taobao.com/item/683282863983.htm | [9 empty] | FUJI | SRCA3938-5-1R | [14 empty] | CLEANSED | SWITCH | NO MODIFIER | TYPE | MAGNETIC, MOTOR STARTER | VOLTAGE RATING | 200/220 V,100/100-110 V COIL | CURRENT RATING |  | CONTACT CONFIGURATION |  | NUMBER OF POSITIONS |  | ENCLOSURE |  | MOUNTING TYPE |  | TEMPERATURE RATING |  | ACTION |  | OPERATOR TYPE |  | POWER RATING | 3.7 KW | MATERIAL |  | SIZE |  | HAZARD CLASS |  | CERTIFICATION/STANDARD |  | ADDITIONAL FEATURES EN | SCR CA3988 REVERSIBLE,W/O CASE COVER,FREQUENCY RATING:50/60 HZ | ADDITIONAL FEATURES ES |  | ADDITIONAL FEATURES FR | [25 empty] | PRODUCTION COMPLETED
STP_005-003 | Data Enrichment | NEN | NEN4 | OK | 13-02-2023 | 27-02-2023 |  | PSR051655 | 051655 | PSR051655 | SWITCH, MAGNETIC-THERMAL, 1SAM550000R1007, MS495-63, ICS: 25 KA AT 400 VAC, 3P AND THE TRIP CLASS 10; MFR: ABB | SWITCH, MAGNETIC-THERMAL, 1SAM550000R1007, MS495-63, ICS: 25 KA AT 400 VAC, 3P AND THE TRIP CLASS 10; MFR: ABB | PC | 0 | 0 | CONSUMABLES | C | PD | 1600 | ERSA | OTHERS | MS495-63 | 0003000014 | ABB | EX |  |  |  | https://new.abb.com/products/MS116-6.3/ms116-6-3 |  | ABB | MS495-63 |  | 1SAM550000R1007 | [19 empty] | 0003000014 | CLEANSED | SWITCH | NO MODIFIER | TYPE | MAGNETIC-THERMAL | VOLTAGE RATING | 400 VAC | CURRENT RATING |  | CONTACT CONFIGURATION |  | NUMBER OF POSITIONS |  | ENCLOSURE |  | MOUNTING TYPE |  | TEMPERATURE RATING |  | ACTION |  | OPERATOR TYPE |  | POWER RATING |  | MATERIAL |  | SIZE |  | HAZARD CLASS |  | CERTIFICATION/STANDARD |  | ADDITIONAL FEATURES EN | ICS: 25 KA,3P AND THE TRIP CLASS 10 | ADDITIONAL FEATURES ES |  | ADDITIONAL FEATURES FR | [25 empty] | PRODUCTION COMPLETED
STP_005-003 | Data Enrichment | NEN | NEN4 | OK | 13-02-2023 | 27-02-2023 |  | PSR051660 | 051660 | PSR051660 | SWITCH, MAGNETIC-THERMAL, MS116-6.3, 1SAM250000R1009, IP20, 6.3A, 690V 3P, 60HZ; MFR: ABB | SWITCH, MAGNETIC-THERMAL, MS116-6.3, 1SAM250000R1009, IP20, 6.3A, 690V 3P, 60HZ; MFR: ABB | PC | 0 | 0 | CONSUMABLES | C | PD | 1600 | ERSA | OTHERS | MS116-6.3 | 0003000014 | ABB | EX |  |  |  | https://new.abb.com/products/1SAM250000R1009/ms116-6-3 |  | ABB | MS116-6.3 |  | 1SAM250000R1009 | [19 empty] | 0003000014 | CLEANSED | SWITCH | NO MODIFIER | TYPE | MAGNETIC-THERMAL | VOLTAGE RATING | 690 V | CURRENT RATING | 6.3 A | CONTACT CONFIGURATION |  | NUMBER OF POSITIONS |  | ENCLOSURE | IP20 | MOUNTING TYPE |  | TEMPERATURE RATING |  | ACTION |  | OPERATOR TYPE |  | POWER RATING |  | MATERIAL |  | SIZE |  | HAZARD CLASS |  | CERTIFICATION/STANDARD |  | ADDITIONAL FEATURES EN | NO OF POLES:3P,FREQUENCY RATING: 60 HZ | ADDITIONAL FEATURES ES |  | ADDITIONAL FEATURES FR | [25 empty] | PRODUCTION COMPLETED
STP_005-003 | Data Enrichment | NEN | NEN4 | OK | 13-02-2023 | 27-02-2023 |  | PSR954267 | 954267 | PSR954267 | SWITCH, MAIN, TYPE: 0T16T3HS6ST1 IEC 292-1, FOR POWER LINE 230 V, 1Q1, MNFR: ABB | SWITCH, MAIN, TYPE: 0T16T3HS6ST1 IEC 292-1, FOR POWER LINE 230 V, 1Q1, MNFR: ABB | PC | 0 | 0 | CRITICAL | B | PD | 4015 | ERSA | OTHER | 0T16T3HS6ST1 IEC 292-1 | 3000014 | ABB | EX |  |  |  | URL NOT FOUND |  | ABB | 0T16T3HS6ST1 | [12 empty] | POWER LINE 230 V | 1Q1 | [7 empty] | 3000014 | CLEANSED | SWITCH | NO MODIFIER | TYPE | MAIN | VOLTAGE RATING |  | CURRENT RATING |  | CONTACT CONFIGURATION |  | NUMBER OF POSITIONS |  | ENCLOSURE |  | MOUNTING TYPE |  | TEMPERATURE RATING |  | ACTION |  | OPERATOR TYPE |  | POWER RATING |  | MATERIAL |  | SIZE |  | HAZARD CLASS |  | CERTIFICATION/STANDARD | IEC 292-1 | ADDITIONAL FEATURES EN |  | ADDITIONAL FEATURES ES |  | ADDITIONAL FEATURES FR | [25 empty] | PRODUCTION COMPLETED
STP_005-003 | Data Enrichment | NEN | NEN4 | OK | 13-02-2023 | 27-02-2023 | NM TAKEN AS PER WEBSOURCE | PSR022196 | 022196 | PSR022196 | SWITCH, MAIN, WITH MAIN SWITCH MECHANICAL LOCK, 45A, AC-3kW, 3 PHASE, 380 / 440V, IEC 947-3, VDE 0660-107, N3/32E1Z31SF-D0; FOR LIFUMAT INDUCTION FURNACE, BRAND: DRUCKEN OR EQUIVALENT | SWITCH, MAIN, WITH MAIN SWITCH MECHANICAL LOCK, 45A, AC-3kW, 3 PHASE, 380 / 440V, IEC 947-3, VDE 0660-107, N3/32E1Z31SF-D0; FOR LIFUMAT INDUCTION FURNACE, BRAND: DRUCKEN OR EQUIVALENT | AY | 0 | 0 | CONSUMABLES | B | PD | 1600 | ERSA | OTHERS |  |  |  | EX |  |  |  | https://www.beuth.de/en/standard/din-vde-0660-107/1983635 | [9 empty] | DRUCKEN | [5 empty] | LIFUMAT INDUCTION FURNACE | [9 empty] | CLEANSED | SWITCH | ROTARY | TYPE | MAIN | VOLTAGE RATING | 380/440 V | CURRENT RATING | 45 A | NUMBER OF POLES |  | NUMBER OF POSITIONS |  | ENCLOSURE |  | ANGLE |  | MOUNTING TYPE |  | TEMPERATURE RATING |  | POWER RATING | 3 KW | ACTION |  | CONNECTION TYPE |  | MATERIAL |  | SIZE |  | HAZARD CLASS |  | CERTIFICATION/STANDARD |  | ADDITIONAL FEATURES EN | C/W MAIN SWITCH MECHANICAL LOCK,NO OF PHASES:3 PH,N3/32E1Z31SF-D0 | ADDITIONAL FEATURES ES |  | ADDITIONAL FEATURES FR | [23 empty] | PRODUCTION COMPLETED
STP_005-003 | Data Enrichment | NEN | NEN4 | OK | 13-02-2023 | 27-02-2023 |  | PSR032520 | 032520 | PSR032520 | SWITCH, MANUAL, TWO-WAY, HF-3.6-4, 250 V | SWITCH, MANUAL, TWO-WAY, HF-3.6-4, 250 VOLTS, 10 Amps, SPARE CODE: A0612.1.19; FOR ELECTRIC PLATE, SLAG FLOTATION, MFR: NANCHANG JIANFENG MINING MACHINERY CO. LTD. | PC | 0 | 0 |  | C | PD | 1600 | ERSA | OTHERS | N/A | N/A | N/A | EX |  |  |  | URL NOT FOUND |  | NANCHANG JIANFENG MINING MACHINERY CO. LTD. | HF-3.6-4 | NERIN ENGINEERING | A0612.1.19 | [10 empty] | ELECTRIC PLATE, SLAG FLOTATION | [9 empty] | CLEANSED | SWITCH | NO MODIFIER | TYPE | TWO-WAY | VOLTAGE RATING | 250 V | CURRENT RATING | 10 A | CONTACT CONFIGURATION |  | NUMBER OF POSITIONS |  | ENCLOSURE |  | MOUNTING TYPE |  | TEMPERATURE RATING |  | ACTION |  | OPERATOR TYPE | MANUAL | POWER RATING |  | MATERIAL |  | SIZE |  | HAZARD CLASS |  | CERTIFICATION/STANDARD |  | ADDITIONAL FEATURES EN |  | ADDITIONAL FEATURES ES |  | ADDITIONAL FEATURES FR | [25 empty] | PRODUCTION COMPLETED
STP_005-003 | Data Enrichment | NEN | NEN4 | OK | 13-02-2023 | 27-02-2023 |  | PSR048606 | 048606 | PSR048606 | SWITCH, MINIATURE RELAY, COIL DC 12V, TYPE: 2051P, 24 VDC COIL, 8-PRONG, BRAND: OMRON. | SWITCH, MINIATURE RELAY, COIL DC 12V, TYPE: 2051P, 24 VDC COIL, 8-PRONG, BRAND: OMRON. | PC | 0 | 0 | CONSUMABLES | C | PD | 1600 | ERSA | OTHERS | TYPE: 2051P | 0003000328 | OMRON | EX |  |  |  | URL NOT FOUND | [9 empty] | OMRON | 2051P | [13 empty] | 0003000328 | CLEANSED | SWITCH | NO MODIFIER | TYPE | MINIATURE RELAY | VOLTAGE RATING | 12/24 VDC | CURRENT RATING |  | CONTACT CONFIGURATION |  | NUMBER OF POSITIONS |  | ENCLOSURE |  | MOUNTING TYPE |  | TEMPERATURE RATING |  | ACTION |  | OPERATOR TYPE |  | POWER RATING |  | MATERIAL |  | SIZE |  | HAZARD CLASS |  | CERTIFICATION/STANDARD |  | ADDITIONAL FEATURES EN | 8-PRONG | ADDITIONAL FEATURES ES |  | ADDITIONAL FEATURES FR | [25 empty] | PRODUCTION COMPLETED
STP_005-003 | Data Enrichment | NEN | NEN4 | OK | 13-02-2023 | 27-02-2023 |  | PSR949408 | 949408 | PSR949408 | SWITCH, POSITION, VMC TYPE, TEST OR CONNECTION POSITION INDICATOR, PROVIDES 1 "C" CONTACT PER POSITION, BRAND: HYUNDAI | SWITCH, POSITION, VMC TYPE, TEST OR CONNECTION POSITION INDICATOR, PROVIDES 1 "C" CONTACT PER POSITION, BRAND: HYUNDAI | PC | 0 | 0 | CRITICAL | B | PD | 1600 | ERSA | OTHERS |  |  |  | EX |  |  | INNOVATIVE CONTROLS, INC. | URL NOT FOUND | [9 empty] | INNOVATIVE CONTROLS, INC. |  | HYUNDAI | [13 empty] | CLEANSED | SWITCH | NO MODIFIER | TYPE | POSITION,VMC | VOLTAGE RATING |  | CURRENT RATING |  | CONTACT CONFIGURATION |  | NUMBER OF POSITIONS |  | ENCLOSURE |  | MOUNTING TYPE |  | TEMPERATURE RATING |  | ACTION |  | OPERATOR TYPE |  | POWER RATING |  | MATERIAL |  | SIZE |  | HAZARD CLASS |  | CERTIFICATION/STANDARD |  | ADDITIONAL FEATURES EN | TEST OR CONNECTION POSITION INDICATOR, PROVIDES 1 "C" CONTACT PER POSITION | ADDITIONAL FEATURES ES |  | ADDITIONAL FEATURES FR | [25 empty] | PRODUCTION COMPLETED
STP_005-003 | Data Enrichment | NEN | NEN4 | OK | 13-02-2023 | 27-02-2023 |  | PSR030860 | 030860 | PSR030860 | SWITCH, POWER SOURCE, P/N SD-50B-12, OUT | SWITCH, POWER SOURCE, P/N SD-50B-12, OUTPUT: 12V , 4.2A, INPUT: DC24V (19-36V), 3A, SPARE CODE: A.Instr.140; FOR INSTRUMENT, MFR: MEANWELL | PC | 0 | 0 |  | C | PD | 5100 | ERSA | OTHERS | N/A | N/A | N/A | EX |  |  |  | https://in.element14.com/mean-well/sd-50b-12/dc-dc-converter-12v-4-2a/dp/2816203?CMP=KNC-GIN-GEN-DSA-PDP-PAGE_TOP-CITY-TEST-Split-S30&mckv=sPLVruMSr_dc¦pcrid¦590172267509¦pkw¦¦pmt¦¦slid¦¦product¦¦pgrid¦131884804221¦ptaid¦dsa-906758374001¦&gclid=Cj0KCQiAutyfBhCMARIsAMgcRJSiZEUEzdQ4Sl7fXcBxJsrJJlu7ir8Co5oFYG-m1d_RoCsZu7oHMx8aApo6EALw_wcB |  | MEANWELL | SD-50B-12 | NERIN ENGINEERING | A.INSTR.140 | [10 empty] | INSTRUMENT | [9 empty] | CLEANSED | SWITCH | NO MODIFIER | TYPE | POWER SOURCE | VOLTAGE RATING | 24 VDC (19-36 V) INPUT,12 V OUTPUT | CURRENT RATING | 3 A INPUT,4.2 A OUTPUT | CONTACT CONFIGURATION |  | NUMBER OF POSITIONS |  | ENCLOSURE |  | MOUNTING TYPE |  | TEMPERATURE RATING |  | ACTION |  | OPERATOR TYPE |  | POWER RATING |  | MATERIAL |  | SIZE |  | HAZARD CLASS |  | CERTIFICATION/STANDARD |  | ADDITIONAL FEATURES EN |  | ADDITIONAL FEATURES ES |  | ADDITIONAL FEATURES FR | [25 empty] | PRODUCTION COMPLETED
STP_005-003 | Data Enrichment | NEN | NEN4 | OK | 13-02-2023 | 27-02-2023 |  | PSR030861 | 030861 | PSR030861 | SWITCH, POWER SOURCE, P/N SD-50B-24, OUT | SWITCH, POWER SOURCE, P/N SD-50B-24, OUTPUT: 24V, 2.1A, INPUT: DC24V (19-36V), 3A, SPARE CODE: A.Instr.141; FOR INSTRUMENT, MFR: MEANWELL | PC | 0 | 0 |  | C | PD | 5100 | ERSA | OTHERS | N/A | N/A | N/A | EX |  |  |  | https://in.element14.com/mean-well/sd-50b-24/dc-dc-converter-24v-2-1a/dp/2816204?CMP=KNC-GIN-GEN-DSA-PDP-PAGE_TOP-CITY-TEST-Split-S30&mckv=sPLVruMSr_dc¦pcrid¦590172267509¦pkw¦¦pmt¦¦slid¦¦product¦¦pgrid¦131884804221¦ptaid¦dsa-906758374001¦&gclid=Cj0KCQiAutyfBhCMARIsAMgcRJSmUiVijZ_6MTlQqkvIlWJjrIZz2PRT1RJ8Tv4lYsbnHWXaeimuQzAaAvg3EALw_wcB |  | MEANWELL | SD-50B-24 | NERIN ENGINEERING | A.INSTR.141 | [10 empty] | INSTRUMENT | [9 empty] | CLEANSED | SWITCH | NO MODIFIER | TYPE | POWER SOURCE | VOLTAGE RATING | 24 VDC (19-36V) INPUT,24 V OUTPUT | CURRENT RATING | 2.1 A | CONTACT CONFIGURATION |  | NUMBER OF POSITIONS |  | ENCLOSURE |  | MOUNTING TYPE |  | TEMPERATURE RATING |  | ACTION |  | OPERATOR TYPE |  | POWER RATING |  | MATERIAL |  | SIZE |  | HAZARD CLASS |  | CERTIFICATION/STANDARD |  | ADDITIONAL FEATURES EN |  | ADDITIONAL FEATURES ES |  | ADDITIONAL FEATURES FR | [25 empty] | PRODUCTION COMPLETED
STP_005-003 | Data Enrichment | NEN | NEN4 | OK | 13-02-2023 | 27-02-2023 |  | PSR105907 | 105907 | PSR105907 | SWITCH, PRESSURE, ADJUSTABLE RANGE: 0.3 | SWITCH, PRESSURE, ADJUSTABLE RANGE: 0.3 TO 3 KG/SQ.CM., MODEL CB-11, ACCURACY: SETTING +/- 3% F.S., MOUNTING: SURFACE MOUNTING, CASE TYPE: RECTANGLE TYPE, ENCLOSUR CLASS: WATER – PROOF TYPE, MATERIAL: AL – ALLOY ADC10, COLOR: 2.5 G8/2, NOMINAL SIZE: 129x164, ELEMENT TYPE: BOURDON-BELLOWS, ELEMENT MATERIAL/SOCKET MATERIAL: SUS316, CONNECTION: JIS PF ½ MALE, (3/8PF-1/2PF COUPLING) BOTTOM, ALARM CONTACT TYPE: MICROSWITCH, FUNCTION: SPDT X 1, RATING : AC250 V10A, DC 125V0.6A (RESISTANCE LOAD), ELECTRICAL CONNECTION: JIS PF ¾ FEMALE, GLAND JIS20A; MFR: NAGANO KEIKI SEISAKUSHO LTD., JAPAN | PC | 0 | 0 |  | C | PD | 5100 | ERSA | OTHERS | N/A | N/A | N/A | EX |  |  |  | https://in.misumi-ec.com/vona2/detail/223005243168/?HissuCode=CB-11 |  | NAGANO KEIKI SEISAKUSHO LTD., JAPAN | CB-11 | [22 empty] | CLEANSED | SWITCH | PRESSURE | TYPE |  | MEASURING RANGE | 0.3 TO 3 KG/CM2 | PROCESS CONNECTION | 1/2 IN MBSPP,3/4 IN FBSPP | CONTACT CONFIGURATION |  | ENCLOSURE |  | TEMPERATURE RATING |  | MOUNTING TYPE | SURFACE | VOLTAGE RATING | 250 VAC,125 VDC | CURRENT RATING | 10 A,0.6 A | ACTION | SPDT X 1 | MATERIAL | AL-ALLOY GRADE ADC10 | SIZE |  | HAZARD CLASS |  | CERTIFICATION/STANDARD | JIS | ADDITIONAL FEATURES EN | ACCURACY: SETTING +/- 3 PCT F.S,CASE TYPE: RECTANGLE TYPE, ENCLOSUR CLASS: WATER – PROOF TYPE,COLOR: 2.5 G8/2, NOMINAL SIZE: 129 X 164, ELEMENT TYPE: BOURDON-BELLOWS, ELEMENT MATERIAL/SOCKET MATERIAL: SUS316, CONNECTION: JIS PF ½ MALE, (3/8PF-1/2PF COUPLING) BOTTOM, ALARM CONTACT TYPE: MICRO-SWIITCH,ELECTRICAL CONNECTION:PF ¾ FEMALE, GLAND JIS20A | ADDITIONAL FEATURES ES |  | ADDITIONAL FEATURES FR | [27 empty] | PRODUCTION COMPLETED
STP_005-003 | Data Enrichment | NEN | NEN4 | OK | 13-02-2023 | 27-02-2023 |  | PSR105906 | 105906 | PSR105906 | SWITCH, PRESSURE, ADJUSTABLE RANGE: 10 T | SWITCH, PRESSURE, ADJUSTABLE RANGE: 10 TO 35 KG/SQ.CM., MODEL: CB-11, ACCURACY: SETTING +/- 3% F.S., MOUNTING : SURFACE MOUNTING, CASE TYPE: RECTANGLE TYPE, ENCLOSUR CLASS: WATER – PROOF TYPE, MATERIAL: AL – ALLOY ADC10, COLOR: 2.5 G8/2, NOMINAL SIZE: 129x164, ELEMENT TYPE: BOURDON-BELLOWS, ELEMENT MATERIAL/SOCKET MATERIAL: SUS316, CONNECTION: JIS PF ½ MALE, ( 3/8PF-1/2PF COUPLING ) BOTTOM, ALARM CONTACT TYPE: MICROSWITCH, FUNCTION: SPDT X 1, RATING : AC250 V10A, DC 125V0.6A ( RESISTANCE LOAD ), ELECTRICAL CONNECTION: JIS PF ¾ FEMALE, GLAND JIS20A; MFR: NAGANO KEIKI SEISAKUSHO LTD., JAPAN | PC | 0 | 0 |  | C | PD | 5100 | ERSA | OTHERS | N/A | N/A | N/A | EX |  |  |  | https://in.misumi-ec.com/vona2/detail/223005243168/?HissuCode=CB-11 |  | NAGANO KEIKI SEISAKUSHO LTD., JAPAN | CB-11 | [22 empty] | CLEANSED | SWITCH | PRESSURE | TYPE |  | MEASURING RANGE | 10 TO 35 KG/CM2 | PROCESS CONNECTION | 1/2 IN MBSPP,3/4 IN FBSPP | CONTACT CONFIGURATION |  | ENCLOSURE |  | TEMPERATURE RATING |  | MOUNTING TYPE | SURFACE | VOLTAGE RATING | 250 VAC,125 VDC | CURRENT RATING | 10 A,0.6 A | ACTION | SPDT X 1 | MATERIAL | AL-ALLOY GRADE ADC10 | SIZE |  | HAZARD CLASS |  | CERTIFICATION/STANDARD | JIS | ADDITIONAL FEATURES EN | ACCURACY: SETTING +/- 3 PCT F.S,CASE TYPE: RECTANGLE TYPE, ENCLOSUR CLASS: WATER – PROOF TYPE,COLOR: 2.5 G8/2, NOMINAL SIZE: 129 X 164, ELEMENT TYPE: BOURDON-BELLOWS, ELEMENT MATERIAL/SOCKET MATERIAL: SUS316,(3/8PF-1/2PF COUPLING) BOTTOM, ALARM CONTACT TYPE: MICRO-SWIITCH,GLAND JIS20A | ADDITIONAL FEATURES ES |  | ADDITIONAL FEATURES FR | [27 empty] | PRODUCTION COMPLETED
STP_005-003 | Data Enrichment | NEN | NEN4 | OK | 13-02-2023 | 27-02-2023 |  | PSR028231 | 028231 | PSR028231 | SWITCH, PRESSURE, DIFFERENTIAL, 5.02.2, P/N INCLUDING IN 1-280100-180; MFR: SIEMENS | SWITCH, PRESSURE, DIFFERENTIAL, 5.02.2, P/N INCLUDING IN 1-280100-180; MFR: SIEMENS | PC | 0 | 0 | CONSUMABLES | C | PD | 5100 | ERSA | OTHER | 1-280100-180 | 0003000032 | SIEMENS | EX |  |  |  | URL NOT FOUND |  | SIEMENS | 1-280100-180 |  | 5.02.2 | [19 empty] | 0003000032 | CLEANSED | SWITCH | PRESSURE | TYPE | DIFFERENTIAL | MEASURING RANGE |  | PROCESS CONNECTION |  | CONTACT CONFIGURATION |  | ENCLOSURE |  | TEMPERATURE RATING |  | MOUNTING TYPE |  | VOLTAGE RATING |  | CURRENT RATING |  | ACTION |  | MATERIAL |  | SIZE |  | HAZARD CLASS |  | CERTIFICATION/STANDARD |  | ADDITIONAL FEATURES EN |  | ADDITIONAL FEATURES ES |  | ADDITIONAL FEATURES FR | [27 empty] | PRODUCTION COMPLETED
STP_005-003 | Data Enrichment | NEN | NEN4 | OK | 13-02-2023 | 27-02-2023 |  | PSR370354 | 370354 | PSR370354 | SWITCH, PRESSURE, DIGITAL, MODEL AP-33K, RATED PRESSURE: 0~145 PSI, PROOF PRESSURE: 217.5 PSI, GAUGE PRESSURE TYPE, FLUID TYPE: AIR OR NON CORROSIVE GASES, RESOLUTION: 0.2 PSI OR 0.01 KGF/CM, DETECTABLE PRESSURE RANGE: 15% ~ +110% OF FULL | SWITCH, PRESSURE, DIGITAL, MODEL AP-33K, RATED PRESSURE: 0~145 PSI, PROOF PRESSURE: 217.5 PSI, GAUGE PRESSURE TYPE, FLUID TYPE: AIR OR NON CORROSIVE GASES, RESOLUTION: 0.2 PSI OR 0.01 KGF/CM, DETECTABLE PRESSURE RANGE: 15% ~ +110% OF FULL SCALE, REPEATABILITY: ±0.2% OF FULL SCALE, CONTROL OUTPUT: 100mA MAX (40V MAX), RESIDUAL VOLTAGE: 1V MAX 2 OUTPUT (NO/NC SELECTABLE), ANALOG OUTPUT: 1~5V (LOAD IMPEDANCE: 47K OHMS MIN.), POWER SUPPLY: 12~24VDC ±10%, AMBIENT TEMP: 0~50°C NO CONDENSATION, RELATIVE HUMIDITY: 35~85% NO CONDENSATION, MATERIAL (FRONT HOUSING): POLYAMIDE, FRONT PANEL SHEET: PET, REAR HOUSING: POLYSULFONE, PRESSURE PORT: DIE CAST ZINC, CABLE: OIL PROOF CABTYRE CABLE, JOB NO. B040970-591-H52-001.00, MANUFACTURER: KAWAZOE MACHINE WORKS, LTD. | UT | 0 | 0 | CONSUMABLES | B | PD | 5100 | ERSA | OTHERS |  |  |  | EX |  |  |  | URL NOT FOUND |  | KAWAZOE MACHINE WORKS, LTD. | AP-33K | [22 empty] | CLEANSED | SWITCH | PRESSURE | TYPE | DIGITAL,GAUGE | MEASURING RANGE | 0-145 PSI,217.5 PSI PROOF, | PROCESS CONNECTION |  | CONTACT CONFIGURATION |  | ENCLOSURE |  | TEMPERATURE RATING |  | MOUNTING TYPE |  | VOLTAGE RATING |  | CURRENT RATING |  | ACTION |  | MATERIAL |  | SIZE |  | HAZARD CLASS |  | CERTIFICATION/STANDARD |  | ADDITIONAL FEATURES EN | FLUID TYPE: AIR OR NON CORROSIVE GASES, RESOLUTION: 0.2 PSI OR 0.01 KGF/CM, DETECTABLE PRESSURE RANGE: 15-110 PCT OF FULL SCALE, REPEATABILITY: +/- 0.2 PCT OF FULL SCALE, CONTROL OUTPUT: 100 MA MAX (40 V MAX), RESIDUAL VOLTAGE: 1 V MAX 2 OUTPUT (NO/NC SELECTABLE), ANALOG OUTPUT: 1-5 V (LOAD IMPEDANCE: 47K OHMS MIN.), POWER SUPPLY: 12-24 VDC +/- 10 PCT, AMBIENT TEMP: 0-50 DEG C NO CONDENSATION, RELATIVE HUMIDITY: 35-85 PCT NO CONDENSATION, MATERIAL (FRONT HOUSING): POLYAMIDE, FRONT PANEL SHEET: PET, REAR HOUSING: POLYSULFONE, PRESSURE PORT: DIE CAST ZINC, CABLE: OIL PROOF CABTYRE CABLE, JOB NO. B040970-591-H52-001.00 | ADDITIONAL FEATURES ES |  | ADDITIONAL FEATURES FR | [27 empty] | PRODUCTION COMPLETED
STP_005-003 | Data Enrichment | NEN | NEN4 | OK | 13-02-2023 | 27-02-2023 |  | PSR201687 | 201687 | PSR201687 | SWITCH, PRESSURE, DIGITAL, MODEL SMC ZSE40-01-22L-M, VACUUM SET PRESSURE RANGE: 10 - 101.3 KPA, 2-SWITCHED OUTPUT, MEDIUM: AIR, OPERATING PRESSURE RANGE: 0 TO -1 BAR, SUPPLY VOLTAGE: 12 - 24VDC, CURRENT CONSUMPTION: 55mA OR LESS | SWITCH, PRESSURE, DIGITAL, MODEL SMC ZSE40-01-22L-M, VACUUM SET PRESSURE RANGE: 10 - 101.3 KPA, 2-SWITCHED OUTPUT, MEDIUM: AIR, OPERATING PRESSURE RANGE: 0 TO -1 BAR, SUPPLY VOLTAGE: 12 - 24VDC, CURRENT CONSUMPTION: 55mA OR LESS (AT NO LOAD), SWITCH OUTPUT: NPN OPEN COLLECTOR 2 OUTPUTS + ANALOG OUTPUT, ANALOG OUTPUT: VOLTAGE 1-5VDC, REPEATABILITY: ±0.2% FULL SPAN, PROTECTIVE CONSTRUCTION: IP65, CONNECTION SIZE: G1/8, JOB NO. B040970 / 3503140, MANUFACTURER: SMC CORPORATION | PC | 0 | 0 | CONSUMABLES | B | PD | 5100 | ERSA | OTHERS |  |  |  | EX |  |  |  | URL NOT FOUND |  | SMC CORPORATION | SMC ZSE40-01-22L-M | [22 empty] | CLEANSED | SWITCH | PRESSURE | TYPE | DIGITAL | MEASURING RANGE | 0 TO -1 BAR OPERATING,10-101.3 KPA VACUUM SET | PROCESS CONNECTION | 1/8 IN BSPP | CONTACT CONFIGURATION |  | ENCLOSURE | IP65 | TEMPERATURE RATING |  | MOUNTING TYPE |  | VOLTAGE RATING | 1-5 VDC ANALOG OUTPUT,12-24 VDC | CURRENT RATING | 55 MA | ACTION |  | MATERIAL |  | SIZE |  | HAZARD CLASS |  | CERTIFICATION/STANDARD |  | ADDITIONAL FEATURES EN | 2-SWITCHED OUTPUT, MEDIUM: AIR,SWITCH OUTPUT: NPN OPEN COLLECTOR 2 OUTPUTS + ANALOG OUTPUT,REPEATABILITY: +/- 0.2 PCT FULL SPAN,JOB NO:B040970/3503140 | ADDITIONAL FEATURES ES |  | ADDITIONAL FEATURES FR | [27 empty] | PRODUCTION COMPLETED
STP_005-003 | Data Enrichment | NEN | NEN4 | OK | 13-02-2023 | 27-02-2023 |  | PSR914253 | 914253 | PSR914253 | SWITCH, PROXIMITY, MAGNETIC 102 247 09; | SWITCH, PROXIMITY, MAGNETIC 102 247 09; ELOBAU 10-250 VAC/OC 0.5A, 20W/30A, MADE IN GERMANY (EXCESS - FSFE TRIM BIN PROJECT) | PC | 0 | 0 |  | C | PD | 5100 | ERSA | OTHERS | N/A | N/A | N/A | EX |  |  |  | https://www.kempstoncontrols.co.uk/102247/Elobau/sku/416847 |  | ELOBAU | 102 247 09 | [22 empty] | ENRICHED | SWITCH | PROXIMITY | TYPE | MAGNETIC | SENSING RANGE |  | CABLE LENGTH |  | OUTPUT CONFIGURATION |  | ENCLOSURE | IP65 | CONTACT CONFIGURATION | NO/NO | TEMPERATURE RATING |  | VOLTAGE RATING | 10-250 VAC/DC | CURRENT RATING | 0.5/30 A | CONNECTION TYPE |  | MOUNTING TYPE |  | ACTION |  | MATERIAL |  | SIZE |  | HAZARD CLASS |  | CERTIFICATION/STANDARD |  | ADDITIONAL FEATURES EN | MADE IN GERMANY (EXCESS - FSFE TRIM BIN PROJECT),20 W | ADDITIONAL FEATURES ES |  | ADDITIONAL FEATURES FR | [23 empty] | PRODUCTION COMPLETED
STP_005-003 | Data Enrichment | NEN | NEN4 | OK | 13-02-2023 | 27-02-2023 |  | PSR946911 | 946911 | PSR946911 | SWITCH, SAFETY, TYPE: 4.4X5, SINGLE THROW FUSIBLE, HEAVY DUTY, 600VAC, 30A, 3 PHASE,COMPLETE SET WITH 3-WIRE (3 BLADES, FUSE AND FUSEHOLDER), NEMA SUS 304 STEEL, CAT. NO: H361DS, WITH | SWITCH, SAFETY, TYPE: 4.4X5, SINGLE THROW FUSIBLE, HEAVY DUTY, 600VAC, 30A, 3 PHASE,COMPLETE SET WITH 3-WIRE (3 BLADES, FUSE AND FUSEHOLDER), NEMA SUS 304 STEEL, CAT. NO: H361DS, WITH LOG-OUT/TAG OUT PROVISON, IP65, MFR: SQUARE D R EQUIVALENT | UT | 0 | 0 | CONSUMABLES | B | PD | 1600 | ERSA | OTHERS |  |  |  | EX |  |  | TRIJEN ENTERPRISES, INC. | URL NOT FOUND |  | SQUARE D R EQUIVALENT | [7 empty] | TRIJEN ENTERPRISES, INC. | [15 empty] | CLEANSED | SWITCH | SAFETY | TYPE |  | VOLTAGE RATING | 600 VAC | CURRENT RATING | 30 A | LOAD BREAKING CAPACITY |  | SHORT CIRCUIT CURRENT |  | CONTACT CONFIGURATION |  | FUSE DETAILS |  | CONNECTION TYPE |  | ENCLOSURE | IP65 | MOUNTING TYPE |  | TEMPERATURE RATING |  | POWER RATING |  | FREQUENCY RATING |  | ACTION |  | MATERIAL | STAINLESS STEEL 304 | SIZE |  | HAZARD CLASS |  | CERTIFICATION/STANDARD |  | ADDITIONAL FEATURES EN | TYPE: 4.4X5, SINGLE THROW FUSIBLE, HEAVY DUTY,NO OF PHASE:3 PH,COMPLETE SET WITH 3-WIRE (3 BLADES, FUSE AND FUSEHOLDER), NEMA,CAT. NO: H361DS, C/W LOG-OUT/TAG OUT PROVISON | ADDITIONAL FEATURES ES |  | ADDITIONAL FEATURES FR | [19 empty] | PRODUCTION COMPLETED
STP_005-003 | Data Enrichment | NEN | NEN4 | OK | 13-02-2023 | 27-02-2023 |  | PSR913199 | 913199 | PSR913199 | SWITCH, SELECTOR, P1025373, ZB4-BJ8, P/N | SWITCH, SELECTOR, P1025373, ZB4-BJ8, P/N 4, DRAWING NO. 4109 0400 A066287, MAKER: TELEMECANIQUE | PC | 0 | 0 |  | C | PD | 1600 | ERSA | OTHERS | 4 | 3000356 | TELEMECANIQUE | EX |  |  |  | https://www.se.com/ww/en/product/ZB4BJ8/selector-switch-head-harmony-xb4-metal-black-22mm-long-handle-3-positions-spring-return-right-to-center/ |  | TELEMECANIQUE | ZB4-BJ8 |  | P1025373 |  | 4 | [11 empty] | 4109 0400 A066287 | [5 empty] | 3000356 | ENRICHED | SWITCH | SELECTOR | TYPE |  | VOLTAGE RATING |  | CURRENT RATING |  | NUMBER OF POLES |  | NUMBER OF POSITIONS | 3 | ENCLOSURE | IP67,IP69,IP69K | OPERATOR TYPE | SPRING RETURN | MOUNTING TYPE |  | TEMPERATURE RATING | -40 TO 70 DEG C | CONNECTION TYPE |  | POWER RATING |  | ACTION |  | MATERIAL |  | COLOUR | BLACK | SIZE | WD 29 X HT 38 X DP 44 MM | HAZARD CLASS |  | CERTIFICATION/STANDARD | DNV,GL,LROS,UL,CSA,BV | ADDITIONAL FEATURES EN |  | ADDITIONAL FEATURES ES |  | ADDITIONAL FEATURES FR | [21 empty] | PRODUCTION COMPLETED
STP_005-003 | Data Enrichment | NEN | NEN4 | OK | 13-02-2023 | 27-02-2023 |  | PSR913233 | 913233 | PSR913233 | SWITCH, SELECTOR, P1025374, XB4-BJ4+ZB4 | SWITCH, SELECTOR, P1025374, XB4-BJ4+ZB4 BZ101, P/N 8, DRAWING NO. 4109 0400 A066287, TELEMECANIQUE | SE | 0 | 0 |  | C | PD | 1600 | ERSA | OTHERS | N/A | N/A | N/A | EX |  |  |  | https://www.se.com/ww/en/product/ZB4BJ4/selector-switch-head-harmony-xb4-metal-black-22mm-long-handle-2-positions-spring-return-right-to-left/ |  | TELEMECANIQUE | XB4-BJ4+ZB4 BZ101 |  | P1025374 |  | 8 | [11 empty] | 4109 0400 A066287 | [6 empty] | ENRICHED | SWITCH | SELECTOR | TYPE |  | VOLTAGE RATING |  | CURRENT RATING |  | NUMBER OF POLES |  | NUMBER OF POSITIONS | 2 | ENCLOSURE | IP20,IP67,IP69,IP69K | OPERATOR TYPE | SPRING RETURN | MOUNTING TYPE |  | TEMPERATURE RATING | -40 TO 70 DEG C | CONNECTION TYPE |  | POWER RATING |  | ACTION |  | MATERIAL |  | COLOUR | BLACK | SIZE | WD 29 X HT 38 X DP 44 MM | HAZARD CLASS |  | CERTIFICATION/STANDARD | DNV,GL,LROS,UL,CSA,BV | ADDITIONAL FEATURES EN |  | ADDITIONAL FEATURES ES |  | ADDITIONAL FEATURES FR | [21 empty] | PRODUCTION COMPLETED
STP_005-003 | Data Enrichment | NEN | NEN4 | OK | 13-02-2023 | 27-02-2023 |  | PSRR582418 | R582418 | PSRR582418 | SWITCH, SHORT CIRCUIT, SCC CONTACT 18KA, | SWITCH, SHORT CIRCUIT, SCC CONTACT 18KA, OKO COMMERCIAL CELL BUS BAR | SE | 0 | 0 |  | C | PD | 1600 | ERSA | OTHERS | N/A | N/A | N/A | EX |  |  |  | URL NOT FOUND | [15 empty] | COMMERCIAL CELL BUS BAR |  | OKO | [7 empty] | CLEANSED | SWITCH | NO MODIFIER | TYPE | SHORT CIRCUIT | VOLTAGE RATING |  | CURRENT RATING |  | CONTACT CONFIGURATION |  | NUMBER OF POSITIONS |  | ENCLOSURE |  | MOUNTING TYPE |  | TEMPERATURE RATING |  | ACTION |  | OPERATOR TYPE |  | POWER RATING |  | MATERIAL |  | SIZE |  | HAZARD CLASS |  | CERTIFICATION/STANDARD |  | ADDITIONAL FEATURES EN | SCC CONTACT 18 KA | ADDITIONAL FEATURES ES |  | ADDITIONAL FEATURES FR | [25 empty] | PRODUCTION COMPLETED
STP_005-003 | Data Enrichment | NEN | NEN4 | OK | 13-02-2023 | 27-02-2023 |  | PSR950721 | 950721 | PSR950721 | SWITCH, SIRCO, VM, 125A, 3P, DIRECT FRONT MOUNTING, HANDLE PADLOCKABLE WITH AUXILIARY CONTACT NO/NC SIRCO VM1 63-200A (SER.0106540110), CHLORIDE REFERENCE #: F620500079, FOR EMERSON CHLORIDE BATTERY CHARGER: CP70R11-748231, MFR: CHLORIDE | SWITCH, SIRCO, VM, 125A, 3P, DIRECT FRONT MOUNTING, HANDLE PADLOCKABLE WITH AUXILIARY CONTACT NO/NC SIRCO VM1 63-200A (SER.0106540110), CHLORIDE REFERENCE #: F620500079, FOR EMERSON CHLORIDE BATTERY CHARGER: CP70R11-748231, MFR: CHLORIDE | PC | 1 | 1 | CRITICAL | B | V1 | 1600 | ERSA | OTHERS |  |  |  | HB |  |  | ENERGY PREMIERE AND SERVICES INC. | https://www.socomec.com/files/live/sites/systemsite/files/DOCUMENTATION/segments/50010_SIRCO_VM_Terminal_distribution.pdf |  | CHLORIDE |  | SIRCO | [5 empty] | ENERGY PREMIERE AND SERVICES INC. | [5 empty] | CHLORIDE BATTERY CHARGER | CP70R11-748231 | EMERSON | [7 empty] | CLEANSED | SWITCH | NO MODIFIER | TYPE |  | VOLTAGE RATING |  | CURRENT RATING | 125 A | CONTACT CONFIGURATION |  | NUMBER OF POSITIONS |  | ENCLOSURE |  | MOUNTING TYPE | DIRECT FRONT | TEMPERATURE RATING |  | ACTION |  | OPERATOR TYPE |  | POWER RATING |  | MATERIAL |  | SIZE |  | HAZARD CLASS |  | CERTIFICATION/STANDARD |  | ADDITIONAL FEATURES EN | VM,NO OF POLES:3,HANDLE PADLOCKABLE C/W AUXILIARY CONTACT NO/NC SIRCO VM1 63-200A (SER.0106540110), CHLORIDE REFERENCE: F620500079 | ADDITIONAL FEATURES ES |  | ADDITIONAL FEATURES FR | [25 empty] | PRODUCTION COMPLETED
STP_005-003 | Data Enrichment | NEN | NEN4 | OK | 13-02-2023 | 27-02-2023 |  | PSR029826 | 029826 | PSR029826 | SWITCH, TACTILE, SMD, 4 CONTACTS, 6MM L | SWITCH, TACTILE, SMD, 4 CONTACTS, 6MM L X 6MM W X 4MM H, ≈ 65 GRAMS ACTUATION FORCE, P/N TO7, ELECTRICAL SYSTEM; FOR YUCHAI HYDRAULIC EXCAVATOR MODEL YC210LC-8, SERIAL NO. 8830100983 | PC | 0 | 0 |  | A | PD | 5955 | ERSA | OTHERS | N/A | N/A | N/A | EX |  |  |  | URL NOT FOUND |  |  | TO7 | [12 empty] | HYDRAULIC EXCAVATOR | YC210LC-8 | YUCHAI |  |  | 8830100983 |  |  |  |  | CLEANSED | SWITCH | NO MODIFIER | TYPE | TACTILE | VOLTAGE RATING |  | CURRENT RATING |  | CONTACT CONFIGURATION |  | NUMBER OF POSITIONS |  | ENCLOSURE |  | MOUNTING TYPE | SMD | TEMPERATURE RATING |  | ACTION |  | OPERATOR TYPE |  | POWER RATING |  | MATERIAL |  | SIZE | WD 6 X LG 6 X HT 4 MM | HAZARD CLASS |  | CERTIFICATION/STANDARD |  | ADDITIONAL FEATURES EN | 4 CONTACTS, ≈ 65 G ACTUATION FORCE,FOR ELECTRICAL SYSTEM | ADDITIONAL FEATURES ES |  | ADDITIONAL FEATURES FR | [25 empty] | PRODUCTION COMPLETED
STP_005-003 | Data Enrichment | NEN | NEN4 | OK | 13-02-2023 | 27-02-2023 |  | PSR202333 | 202333 | PSR202333 | SWITCH, TEMPERATURE, LOW/HIGH TYPE, 5121 | SWITCH, TEMPERATURE, LOW/HIGH TYPE, 5121.318.318.TKF162, LINDE-BEZ TSL 3433, HYDRAULIK, GMBH, LIPPENSTRABE 41 8307 UNTERAHRAIN, MANUFACTURER: LOG HYDRAULIK | PC | 0 | 0 |  | C | PD | 1600 | ERSA | OTHERS | N/A | N/A | N/A | EX |  |  |  | https://katalog.finzel.de/produkt/IKL/Artikelliste/00216351/5121.318.318.TFW.362 |  | LOG HYDRAULIK | 5121.318.318.TKF162 | GMBH | [21 empty] | CLEANSED | SWITCH | TEMPERATURE | TYPE | LOW/HIGH,HYDRAULIK | TEMPERATURE RATING |  | SENSOR TYPE |  | PROCESS CONNECTION |  | CONTACT CONFIGURATION |  | ENCLOSURE |  | VOLTAGE RATING |  | CURRENT RATING |  | CAPILLARY LENGTH |  | MOUNTING TYPE |  | MATERIAL |  | POWER RATING |  | ACTION |  | SIZE |  | HAZARD CLASS |  | CERTIFICATION/STANDARD |  | ADDITIONAL FEATURES EN | LINDE-BEZ TSL 3433,LIPPENSTRABE 41 8307 UNTERAHRAIN | ADDITIONAL FEATURES ES |  | ADDITIONAL FEATURES FR | [23 empty] | PRODUCTION COMPLETED
STP_005-003 | Data Enrichment | NEN | NEN4 | OK | 13-02-2023 | 27-02-2023 |  | PSR953848 | 953848 | PSR953848 | SWITCH, TOGGLE, SA1-SA10, TYPE: KN4 2 x 2, PRODUCTION MODE: HLD-8KV/800MA-W, PRODUCTION NUMBER: 120320-22, 120402., FOR MIST EP HIGH VOLTAGE GENERATOR RECTIFIER. | SWITCH, TOGGLE, SA1-SA10, TYPE: KN4 2 x 2, PRODUCTION MODE: HLD-8KV/800MA-W, PRODUCTION NUMBER: 120320-22, 120402., FOR MIST EP HIGH VOLTAGE GENERATOR RECTIFIER. | PC | 0 | 0 | CONSUMABLES | B | PD | 5820 | ERSA | OTHER | N/A | N/A | NO | EX |  |  |  | URL NOT FOUND |  |  | KN4 2 X 2 |  | SA1-SA10 | [10 empty] | MIST EP HIGH VOLTAGE GENERATOR RECTIFIER | [9 empty] | CLEANSED | SWITCH | TOGGLE | TYPE |  | VOLTAGE RATING |  | CURRENT RATING |  | NUMBER OF POLES |  | NUMBER OF POSITIONS |  | CONTACT CONFIGURATION |  | TERMINAL TYPE |  | ENCLOSURE |  | MOUNTING TYPE |  | TEMPERATURE RATING |  | POWER RATING |  | ACTION |  | MATERIAL |  | SIZE |  | HAZARD CLASS |  | CERTIFICATION/STANDARD |  | ADDITIONAL FEATURES EN | PRODUCTION MODE: HLD-8KV/800MA-W, PRODUCTION NUMBER: 120320-22, 120402 | ADDITIONAL FEATURES ES |  | ADDITIONAL FEATURES FR | [23 empty] | PRODUCTION COMPLETED
STP_005-003 | Data Enrichment | NEN | NEN4 | OK | 13-02-2023 | 27-02-2023 |  | PSR047500 | 047500 | PSR047500 | SWITCH, TRANSFER, MANUAL, COMPOSED OF 2 SETS CIRCUIT BREAKER RATED 250A, 440V, 3PHASE, 60HZ, W/ MECHANICAL INTERLOCK LEVER, IP55 WALL-MOUNTED METAL POWDER COATED ENCLOSURE W/ INTERNAL PROTECTIVE COVER. | SWITCH, TRANSFER, MANUAL, COMPOSED OF 2 SETS CIRCUIT BREAKER RATED 250A, 440V, 3PHASE, 60HZ, W/ MECHANICAL INTERLOCK LEVER, IP55 WALL-MOUNTED METAL POWDER COATED ENCLOSURE W/ INTERNAL PROTECTIVE COVER. | AY | 0 | 0 | CONSUMABLES | C | PD | 1600 | ERSA | OTHERS |  |  |  | EX |  |  | ZENITH UNITED ELECTRIC CORPORATION | URL NOT FOUND | [9 empty] | ZENITH UNITED ELECTRIC CORPORATION | [15 empty] | CLEANSED | SWITCH | NO MODIFIER | TYPE | TRANSFER, MANUAL, | VOLTAGE RATING |  | CURRENT RATING |  | CONTACT CONFIGURATION |  | NUMBER OF POSITIONS |  | ENCLOSURE | IP55 | MOUNTING TYPE | WALL | TEMPERATURE RATING |  | ACTION |  | OPERATOR TYPE |  | POWER RATING |  | MATERIAL |  | SIZE |  | HAZARD CLASS |  | CERTIFICATION/STANDARD |  | ADDITIONAL FEATURES EN | COMPOSED OF 2 SETS CIRCUIT BREAKER RATED 250 A, 440 V, 3 PH, 60 HZ, C/W MECHANICAL INTERLOCK LEVER,METAL POWDER COATED ENCLOSURE W/ INTERNAL PROTECTIVE COVER. | ADDITIONAL FEATURES ES |  | ADDITIONAL FEATURES FR | [25 empty] | PRODUCTION COMPLETED
STP_005-003 | Data Enrichment | NEN | NEN4 | OK | 13-02-2023 | 27-02-2023 |  | PSR459729 | 459729 | PSR459729 | SWITCH,230/400V,MERLINGERIN MULTI9C32N | SWITCH,230/400V,MERLINGERIN MULTI9C32N | PC | 0 | 0 |  | C | PD | 1600 | ERSA | OTHERS | N/A | N/A | N/A | EX |  |  |  | URL NOT FOUND |  | MERLINGERIN | MULTI9C32N | [22 empty] | CLEANSED | SWITCH | NO MODIFIER | TYPE |  | VOLTAGE RATING | 230/400 V | CURRENT RATING |  | CONTACT CONFIGURATION |  | NUMBER OF POSITIONS |  | ENCLOSURE |  | MOUNTING TYPE |  | TEMPERATURE RATING |  | ACTION |  | OPERATOR TYPE |  | POWER RATING |  | MATERIAL |  | SIZE |  | HAZARD CLASS |  | CERTIFICATION/STANDARD |  | ADDITIONAL FEATURES EN |  | ADDITIONAL FEATURES ES |  | ADDITIONAL FEATURES FR | [25 empty] | PRODUCTION COMPLETED
STP_005-003 | Data Enrichment | NEN | NEN4 | OK | 13-02-2023 | 27-02-2023 |  | PSR045850 | 045850 | PSR045850 | SWITCH,AMMETER,60X60,3CTSWITCH, AMMETER, | SWITCH,AMMETER,60X60,3CTSWITCH, AMMETER, TYPE NP-5001A, 60 X 60, 3CT, MFR: NISSIN MFG. CO. | PC | 0 | 0 |  | C | PD | 1600 | ERSA | OTHERS | N/A | N/A | N/A | EX |  |  |  | URL NOT FOUND |  | NISSIN MFG. CO. | NP-5001A | [22 empty] | CLEANSED | SWITCH | NO MODIFIER | TYPE | AMMETER | VOLTAGE RATING |  | CURRENT RATING |  | CONTACT CONFIGURATION |  | NUMBER OF POSITIONS |  | ENCLOSURE |  | MOUNTING TYPE |  | TEMPERATURE RATING |  | ACTION |  | OPERATOR TYPE |  | POWER RATING |  | MATERIAL |  | SIZE | 60 X 60 MM | HAZARD CLASS |  | CERTIFICATION/STANDARD |  | ADDITIONAL FEATURES EN | 3CT | ADDITIONAL FEATURES ES |  | ADDITIONAL FEATURES FR | [25 empty] | PRODUCTION COMPLETED
STP_005-003 | Data Enrichment | NEN | NEN4 | OK | 13-02-2023 | 27-02-2023 |  | PSR490017 | 490017 | PSR490017 | SWITCH,AUXILIARY,S3,3NOC+2NCC,VCB TYPECA | SWITCH,AUXILIARY,S3,3NOC+2NCC,VCB TYPECALOR EMAG,VD4M 1206-25,ABB STROMBERG | PC | 0 | 0 |  | C | PD | 1600 | ERSA | OTHERS | VD4M 1206-25 | 3000014 | ABB | EX |  |  |  | URL NOT FOUND |  | ABB | VD4M 1206-25 |  | STROMBERG | [19 empty] | 3000014 | CLEANSED | SWITCH | NO MODIFIER | TYPE | AUXILIARY | VOLTAGE RATING |  | CURRENT RATING |  | CONTACT CONFIGURATION | 3NOC+2NCC | NUMBER OF POSITIONS |  | ENCLOSURE |  | MOUNTING TYPE |  | TEMPERATURE RATING |  | ACTION |  | OPERATOR TYPE |  | POWER RATING |  | MATERIAL |  | SIZE |  | HAZARD CLASS |  | CERTIFICATION/STANDARD |  | ADDITIONAL FEATURES EN | S3,VCB TYPE CALOR EMAG | ADDITIONAL FEATURES ES |  | ADDITIONAL FEATURES FR | [25 empty] | PRODUCTION COMPLETED
STP_005-003 | Data Enrichment | NEN | NEN4 | OK | 13-02-2023 | 27-02-2023 |  | PSR490304 | 490304 | PSR490304 | SWITCH,AUXILIARY,TYPE OLAN 6A1,ABB STROM | SWITCH,AUXILIARY,TYPE OLAN 6A1,ABB STROMBERG | PC | 0 | 0 |  | C | PD | 1600 | ERSA | OTHERS | OLAN 6A1 | 3000014 | ABB | EX |  |  |  | URL NOT FOUND |  | ABB | OLAN 6A1 |  | STROMBERG | [19 empty] | 3000014 | CLEANSED | SWITCH | NO MODIFIER | TYPE | AUXILIARY | VOLTAGE RATING |  | CURRENT RATING |  | CONTACT CONFIGURATION |  | NUMBER OF POSITIONS |  | ENCLOSURE |  | MOUNTING TYPE |  | TEMPERATURE RATING |  | ACTION |  | OPERATOR TYPE |  | POWER RATING |  | MATERIAL |  | SIZE |  | HAZARD CLASS |  | CERTIFICATION/STANDARD |  | ADDITIONAL FEATURES EN |  | ADDITIONAL FEATURES ES |  | ADDITIONAL FEATURES FR | [25 empty] | PRODUCTION COMPLETED
STP_005-003 | Data Enrichment | NEN | NEN4 | OK | 13-02-2023 | 27-02-2023 |  | PSR048295 | 048295 | PSR048295 | SWITCH,CAM,6 NOTCH AN-3XSWITCH, CAM, 6 N | SWITCH,CAM,6 NOTCH AN-3XSWITCH, CAM, 6 NOTCH, TYPE AN-3X, 10A, 600VAC, CONTINUOUS, 3NO/3NC;SEIKO BRAND. | PC | 0 | 0 |  | C | PD | 1600 | ERSA | OTHERS | N/A | N/A | N/A | EX |  |  |  | URL NOT FOUND | [9 empty] | SEIKO | AN-3X | [14 empty] | CLEANSED | SWITCH | NO MODIFIER | TYPE | CAM | VOLTAGE RATING | 600 VAC | CURRENT RATING | 10 A | CONTACT CONFIGURATION | 3NO+3NC | NUMBER OF POSITIONS |  | ENCLOSURE |  | MOUNTING TYPE |  | TEMPERATURE RATING |  | ACTION |  | OPERATOR TYPE |  | POWER RATING |  | MATERIAL |  | SIZE |  | HAZARD CLASS |  | CERTIFICATION/STANDARD |  | ADDITIONAL FEATURES EN | 6 NOTCH,CONTINUOUS | ADDITIONAL FEATURES ES |  | ADDITIONAL FEATURES FR | [25 empty] | PRODUCTION COMPLETED
STP_005-003 | Data Enrichment | NEN | NEN4 | OK | 13-02-2023 | 27-02-2023 |  | PSR504285 | 504285 | PSR504285 | SWITCH,DISCREPANCY,CONTROL,4-CONTACTBLOC | SWITCH,DISCREPANCY,CONTROL,4-CONTACTBLOCKS | PC | 0 | 0 |  | C | PD | 1600 | ERSA | OTHERS | N/A | N/A | N/A | EX |  |  |  | URL NOT FOUND | [25 empty] | CLEANSED | SWITCH | NO MODIFIER | TYPE | DISCREPANCY,CONTROL | VOLTAGE RATING |  | CURRENT RATING |  | CONTACT CONFIGURATION |  | NUMBER OF POSITIONS |  | ENCLOSURE |  | MOUNTING TYPE |  | TEMPERATURE RATING |  | ACTION |  | OPERATOR TYPE |  | POWER RATING |  | MATERIAL |  | SIZE |  | HAZARD CLASS |  | CERTIFICATION/STANDARD |  | ADDITIONAL FEATURES EN | 4-CONTACT BLOCKS | ADDITIONAL FEATURES ES |  | ADDITIONAL FEATURES FR | [25 empty] | PRODUCTION COMPLETED
STP_005-003 | Data Enrichment | NEN | NEN4 | OK | 13-02-2023 | 27-02-2023 |  | PSR047945 | 047945 | PSR047945 | SWITCH,FLAME EYE BYPASS,ASN-3K22SWITCH, | SWITCH,FLAME EYE BYPASS,ASN-3K22SWITCH, FLAME EYE BY-PASS, TYPE ASN-3K22, 5A, 125VAC, 3A, 300VAC;2NO/2NC, IZUMI BRAND. | PC | 0 | 0 |  | C | PD | 1600 | ERSA | OTHERS | N/A | N/A | N/A | EX |  |  |  | URL NOT FOUND | [9 empty] | IZUMI | ASN-3K22 | [14 empty] | CLEANSED | SWITCH | NO MODIFIER | TYPE | FLAME EYE BYPASS, | VOLTAGE RATING | 125/300 VAC | CURRENT RATING | 3/5 A | CONTACT CONFIGURATION |  | NUMBER OF POSITIONS |  | ENCLOSURE |  | MOUNTING TYPE |  | TEMPERATURE RATING |  | ACTION |  | OPERATOR TYPE |  | POWER RATING |  | MATERIAL |  | SIZE |  | HAZARD CLASS |  | CERTIFICATION/STANDARD |  | ADDITIONAL FEATURES EN |  | ADDITIONAL FEATURES ES |  | ADDITIONAL FEATURES FR | [25 empty] | PRODUCTION COMPLETED
STP_005-003 | Data Enrichment | NEN | NEN4 | OK | 13-02-2023 | 27-02-2023 |  | PSR047678 | 047678 | PSR047678 | SWITCH,KEY,1NO/1NCSWITCH, KEY OPERATED, | SWITCH,KEY,1NO/1NCSWITCH, KEY OPERATED, TYPE RCA470-J2, 10A, 250V, FUJI BRAND. | PC | 0 | 0 |  | C | PD | 1600 | ERSA | OTHERS | N/A | N/A | N/A | EX |  |  |  | URL NOT FOUND | [9 empty] | FUJI | RCA470-J2 | [14 empty] | CLEANSED | SWITCH | NO MODIFIER | TYPE |  | VOLTAGE RATING | 250 V | CURRENT RATING | 10 A | CONTACT CONFIGURATION | 1NO+1NC | NUMBER OF POSITIONS |  | ENCLOSURE |  | MOUNTING TYPE |  | TEMPERATURE RATING |  | ACTION |  | OPERATOR TYPE | KEY | POWER RATING |  | MATERIAL |  | SIZE |  | HAZARD CLASS |  | CERTIFICATION/STANDARD |  | ADDITIONAL FEATURES EN |  | ADDITIONAL FEATURES ES |  | ADDITIONAL FEATURES FR | [25 empty] | PRODUCTION COMPLETED
STP_005-003 | Data Enrichment | NEN | NEN4 | OK | 13-02-2023 | 27-02-2023 |  | PSR048493 | 048493 | PSR048493 | SWITCH,KEYSWITCH, KEY, TYPE CS-10, 5A, 1 | SWITCH,KEYSWITCH, KEY, TYPE CS-10, 5A, 125VAC, 3A, 300VAC, 10A, 600VAC MAX.;3NO/3NC, IZUMI BRAND. | PC | 0 | 0 |  | C | PD | 1600 | ERSA | OTHERS | TYPE CS-10 | 3000328 | OMRON | EX |  |  |  | URL NOT FOUND |  | OMRON | CS-10 | [6 empty] | IZUMI | [14 empty] | 3000328 | CLEANSED | SWITCH | NO MODIFIER | TYPE |  | VOLTAGE RATING | 125/300/600 VAC | CURRENT RATING | 3/5/10 A | CONTACT CONFIGURATION | 3NO+3NC | NUMBER OF POSITIONS |  | ENCLOSURE |  | MOUNTING TYPE |  | TEMPERATURE RATING |  | ACTION |  | OPERATOR TYPE | KEY | POWER RATING |  | MATERIAL |  | SIZE |  | HAZARD CLASS |  | CERTIFICATION/STANDARD |  | ADDITIONAL FEATURES EN |  | ADDITIONAL FEATURES ES |  | ADDITIONAL FEATURES FR | [25 empty] | PRODUCTION COMPLETED
STP_005-003 | Data Enrichment | NEN | NEN4 | OK | 13-02-2023 | 27-02-2023 |  | PSR325631 | 325631 | PSR325631 | SWITCH,MAGNETIC,COIL:220VAC,60HZ,2.2KWFUJICONTACTOR, MAGNETIC, TYPE : SRC-3931, COIL = 200V/50HZ, 220V/60HZ;SIZE : 2, AC 3 AT 200-220V = 11A, AT 380-440V = 7.1A, AT 500-550V = 5A, AC 1 = 17A, ITH = 20 | SWITCH,MAGNETIC,COIL:220VAC,60HZ,2.2KWFUJICONTACTOR, MAGNETIC, TYPE : SRC-3931, COIL = 200V/50HZ, 220V/60HZ;SIZE : 2, AC 3 AT 200-220V = 11A, AT 380-440V = 7.1A, AT 500-550V = 5A, AC 1 = 17A, ITH = 20 | PC | 0 | 0 | CONSUMABLES | C | PD | 1600 | ERSA | OTHERS |  |  |  | EX |  |  |  | https://www.mbglick.com/shop/contactors/fuji-electric-src-3931-0-ac-magnetic-contactor-switch-nib/ | [25 empty] | CLEANSED | SWITCH | NO MODIFIER | TYPE | MAGNETIC | VOLTAGE RATING | 200/220 VAC COIL,200-220 V,380-440 V,500-550 V | CURRENT RATING | 11/7.1/5/17 A | CONTACT CONFIGURATION |  | NUMBER OF POSITIONS |  | ENCLOSURE |  | MOUNTING TYPE |  | TEMPERATURE RATING |  | ACTION |  | OPERATOR TYPE |  | POWER RATING | 2.2 KW | MATERIAL |  | SIZE |  | HAZARD CLASS |  | CERTIFICATION/STANDARD |  | ADDITIONAL FEATURES EN | FREQUENCY RATING:50/60 HZ;SIZE : 2, AC 3 AT,ITH = 20 | ADDITIONAL FEATURES ES |  | ADDITIONAL FEATURES FR | [25 empty] | PRODUCTION COMPLETED
STP_005-003 | Data Enrichment | NEN | NEN4 | OK | 13-02-2023 | 27-02-2023 |  | PSR374034 | 374034 | PSR374034 | SWITCH,MOTOR PROTECTION,TM 2.4A + ISO | SWITCH,MOTOR PROTECTION,TM 2.4A + ISO | PC | 0 | 0 |  | C | PD | 1600 | ERSA | OTHERS | N/A | N/A | N/A | EX |  |  |  | URL NOT FOUND |  |  | TM 2.4A | [22 empty] | CLEANSED | SWITCH | NO MODIFIER | TYPE | MOTOR PROTECTION | VOLTAGE RATING |  | CURRENT RATING |  | CONTACT CONFIGURATION |  | NUMBER OF POSITIONS |  | ENCLOSURE |  | MOUNTING TYPE |  | TEMPERATURE RATING |  | ACTION |  | OPERATOR TYPE |  | POWER RATING |  | MATERIAL |  | SIZE |  | HAZARD CLASS |  | CERTIFICATION/STANDARD | ISO | ADDITIONAL FEATURES EN |  | ADDITIONAL FEATURES ES |  | ADDITIONAL FEATURES FR | [25 empty] | PRODUCTION COMPLETED
STP_005-003 | Data Enrichment | NEN | NEN4 | OK | 13-02-2023 | 27-02-2023 |  | PSR363653 | 363653 | PSR363653 | SWITCH,PRESSURE,0.35-10KG/CCM2,JIS PT1/4 | SWITCH,PRESSURE,0.35-10KG/CCM2,JIS PT1/4140 DEG C | PC | 0 | 0 |  | C | PD | 1600 | ERSA | OTHERS | N/A | N/A | N/A | EX |  |  |  | URL NOT FOUND | [25 empty] | CLEANSED | SWITCH | PRESSURE | TYPE |  | MEASURING RANGE | 0.35-10 KG/CM2 | PROCESS CONNECTION |  | CONTACT CONFIGURATION |  | ENCLOSURE |  | TEMPERATURE RATING |  | MOUNTING TYPE |  | VOLTAGE RATING |  | CURRENT RATING |  | ACTION |  | MATERIAL |  | SIZE |  | HAZARD CLASS |  | CERTIFICATION/STANDARD | JIS | ADDITIONAL FEATURES EN | PT1/4140 DEG C | ADDITIONAL FEATURES ES |  | ADDITIONAL FEATURES FR | [27 empty] | PRODUCTION COMPLETED
STP_005-003 | Data Enrichment | NEN | NEN4 | OK | 13-02-2023 | 27-02-2023 |  | PSR459234 | 459234 | PSR459234 | SWITCH,SAFETY,TYPE OETL 25DE4F,STROMBER | SWITCH,SAFETY,TYPE OETL 25DE4F,STROMBER | PC | 0 | 0 |  | C | PD | 1600 | ERSA | OTHERS | N/A | N/A | N/A | EX |  |  |  | URL NOT FOUND |  | STROMBER | OETL 25DE4F | [22 empty] | CLEANSED | SWITCH | SAFETY | TYPE |  | VOLTAGE RATING |  | CURRENT RATING |  | LOAD BREAKING CAPACITY |  | SHORT CIRCUIT CURRENT |  | CONTACT CONFIGURATION |  | FUSE DETAILS |  | CONNECTION TYPE |  | ENCLOSURE |  | MOUNTING TYPE |  | TEMPERATURE RATING |  | POWER RATING |  | FREQUENCY RATING |  | ACTION |  | MATERIAL |  | SIZE |  | HAZARD CLASS |  | CERTIFICATION/STANDARD |  | ADDITIONAL FEATURES EN |  | ADDITIONAL FEATURES ES |  | ADDITIONAL FEATURES FR | [19 empty] | PRODUCTION COMPLETED
STP_005-003 | Data Enrichment | NEN | NEN4 | OK | 13-02-2023 | 27-02-2023 |  | PSR047985 | 047985 | PSR047985 | SWITCH,VACUUM,250VAC,5A,SVS-1WPON AT -30 | SWITCH,VACUUM,250VAC,5A,SVS-1WPON AT -30MMHG, OFF AT -500MMHGSWITCH, VACUUM, TYPE SVS-1WP, 5A, 250VAC, MFR : SANWA DENKI CO. LTD;ON AT 30 MMHG, OFF AT 5001 MMHG. | PC | 0 | 0 |  | C | PD | 1600 | ERSA | OTHERS | N/A | N/A | N/A | EX |  |  |  | URL NOT FOUND |  | SANWA DENKI CO. LTD | [23 empty] | CLEANSED | SWITCH | VACUUM | TYPE |  | PRESSURE RATING | ON AT 30 MMHG, OFF AT 500 MMHG | SETTING RANGE |  | CONNECTION TYPE |  | CONTACT CONFIGURATION |  | ENCLOSURE |  | VOLTAGE RATING | 250 VAC | CURRENT RATING | 5 A | MOUNTING TYPE |  | TEMPERATURE RATING |  | POWER RATING |  | ACTION |  | MATERIAL |  | OPERATING ELEMENT TYPE |  | SIZE |  | HAZARD CLASS |  | CERTIFICATION/STANDARD |  | ADDITIONAL FEATURES EN |  | ADDITIONAL FEATURES ES |  | ADDITIONAL FEATURES FR | [21 empty] | PRODUCTION COMPLETED
STP_005-003 | Data Enrichment | NEN | NEN4 | OK | 13-02-2023 | 27-02-2023 |  | PSR048671 | 048671 | PSR048671 | SWITCH,VOLTMETER,16AMP,600VAC,3PHASESWIT | SWITCH,VOLTMETER,16AMP,600VAC,3PHASESWITCH, VOLTMETER, 16A, 600VAC, 3-PHASE, 220V, 2HP, 380V, 4.1HP;600V, 5.4HP. | PC | 0 | 0 |  | C | PD | 1600 | ERSA | OTHERS | N/A | N/A | N/A | EX |  |  |  | URL NOT FOUND | [25 empty] | CLEANSED | SWITCH | NO MODIFIER | TYPE | VOLTMETER | VOLTAGE RATING | 220/380/600 VAC | CURRENT RATING | 16 A | CONTACT CONFIGURATION |  | NUMBER OF POSITIONS |  | ENCLOSURE |  | MOUNTING TYPE |  | TEMPERATURE RATING |  | ACTION |  | OPERATOR TYPE |  | POWER RATING | 2/4.1/5.4 HP | MATERIAL |  | SIZE |  | HAZARD CLASS |  | CERTIFICATION/STANDARD |  | ADDITIONAL FEATURES EN | NO OF PHASES:3 | ADDITIONAL FEATURES ES |  | ADDITIONAL FEATURES FR | [25 empty] | PRODUCTION COMPLETED
STP_005-003 | Data Enrichment | NEN | NEN4 | OK | 13-02-2023 | 27-02-2023 |  | PSR048928 | 048928 | PSR048928 | SWITCH,VOLTMETERSWITCH, VOLTMETER, TYPE | SWITCH,VOLTMETERSWITCH, VOLTMETER, TYPE DVE, 4-CONTACT, MFR : NISSIN ELECTRIC CO. LTD. | PC | 0 | 0 |  | C | PD | 1600 | ERSA | OTHERS | N/A | N/A | N/A | EX |  |  |  | URL NOT FOUND |  | NISSIN ELECTRIC CO. LTD. | [23 empty] | CLEANSED | SWITCH | NO MODIFIER | TYPE | VOLTMETER,DVE | VOLTAGE RATING |  | CURRENT RATING |  | CONTACT CONFIGURATION |  | NUMBER OF POSITIONS |  | ENCLOSURE |  | MOUNTING TYPE |  | TEMPERATURE RATING |  | ACTION |  | OPERATOR TYPE |  | POWER RATING |  | MATERIAL |  | SIZE |  | HAZARD CLASS |  | CERTIFICATION/STANDARD |  | ADDITIONAL FEATURES EN | 4-CONTACT | ADDITIONAL FEATURES ES |  | ADDITIONAL FEATURES FR | [25 empty] | PRODUCTION COMPLETED