## Sheet1
Project Code | Activities | Production User | CA Code | Production Comments | Start Date | End Date | Remarks | Griha ID | STOCKNO | SN | SN DESC | DESCRIPTION | LONG DESCRIPTION | UM | MINQTY | MAXQTY | ITEM TYPE | PLANNING METHOD | INVENTORY TYPE | BI CODE | AVG COST | SAP MRP TYPE | SAP MATERIAL GROUP | SAP MATERIAL TYPE | SAP INVENTORY TYPE | SAP OEM | SAP PN | SAP MFG NUMBER | SAP MFG NAME | PASAR OEM | PASAR PN | SAP PDT | LOT SIZE | PASAR MFG NAME | SAP UOM | SAP BI CODE | SUPPLIER (source list) | Reference URL | Reference URL 1 | Manufacturer Name | Manufacturer Part Number | Alternate Manufacturer | Alternate Manufacturer Part Number | Alternate Manufacturer 1 | Alternate Manufacturer Part Number 1 | Alternate Manufacturer 2 | Alternate Manufacturer Part Number 2 | Supplier Name | Supplier Part Number | Supplier Name 1 | Supplier Part Number 1 | Supplier Name 2 | Supplier Part Number 2 | Equipment Name | Equipment Model | Equipment Manufacturer | Drawing Number | Drawing Version | Serial Number | Item Number | Machine Number | ART / Article Number | MFG Number | Enriched/Cleansed | Noun | Modifier | Attribute Name 1 | Attribute Value 1 | Attribute Name 2 | Attribute Value 2 | Attribute Name 3 | Attribute Value 3 | Attribute Name 4 | Attribute Value 4 | Attribute Name 5 | Attribute Value 5 | Attribute Name 6 | Attribute Value 6 | Attribute Name 7 | Attribute Value 7 | Attribute Name 8 | Attribute Value 8 | Attribute Name 9 | Attribute Value 9 | Attribute Name 10 | Attribute Value 10 | Attribute Name 11 | Attribute Value 11 | Attribute Name 12 | Attribute Value 12 | Attribute Name 13 | Attribute Value 13 | Attribute Name 14 | Attribute Value 14 | Attribute Name 15 | Attribute Value 15 | Attribute Name 16 | Attribute Value 16 | Attribute Name 17 | Attribute Value 17 | Attribute Name 18 | Attribute Value 18 | Attribute Name 19 | Attribute Value 19 | Attribute Name 20 | Attribute Value 20 | Attribute Name 21 | Attribute Value 21 | Attribute Name 22 | Attribute Value 22 | Attribute Name 23 | Attribute Value 23 | Attribute Name 24 | Attribute Value 24 | Attribute Name 25 | Attribute Value 25 | Attribute Name 26 | Attribute Value 26 | Attribute Name 27 | Attribute Value 27 | Attribute Name 28 | Attribute Value 28 | Attribute Name 29 | Attribute Value 29 | Attribute Name 30 | Attribute Value 30 | Status
STP_005-003 | Data Enrichment | KIB | KIB | OK | 2023-03-17 | 2023-03-20 |  | PSR399499 | 399499 | PSR399499 | BAR, ANGLE, EQUAL LEG, M.S., 75 MM X 75 | BAR, ANGLE, EQUAL LEG, M.S., 75 MM X 75 MM X 12 MM X 6 METERS LONG, MATERIAL: CARBON STEEL CONFORMING TO JIS G3192 SS400 OR ASTM A36M - STEELS FOR GENERAL STRUCTURE | BAR, ANGLE, EQUAL LEG, M.S., 75 MM X 75 MM X 12 MM X 6 METERS LONG, MATERIAL: CARBON STEEL CONFORMING TO JIS G3192 SS400 OR ASTM A36M - STEELS FOR GENERAL STRUCTURE | LG | 0 | 0 | STOCK | Min-Max | CONSUMABLES | B | 0 | PD | 1500 | ERSA | OTHER | N | N/A | N/A | N/A | N | N/A | 30 | EX | N/A | EA | [28 empty] | CLEANSED | BAR | NO MODIFIER | TYPE | ANGLE,EQUAL LEG | DIMENSIONS | 75 X 75 X 12 MM X LG 6 M | MATERIAL | MILD STEEL,CARBON STEEL,STAINLESS STEEL 400 | MATERIAL SPECIFICATION | GRADE JIS G3192 OR ASTM A36M | HAZARD CLASS |  | CERTIFICATION/STANDARD |  | ADDITIONAL FEATURES EN | FOR GENERAL STRUCTURE | ADDITIONAL FEATURES ES |  | ADDITIONAL FEATURES FR | [43 empty] | Production Completed
STP_005-003 | Data Enrichment | KIB | KIB | OK | 2023-03-17 | 2023-03-20 |  | PSR954742 | 954742 | PSR954742 | BEARING, BALL, DEEP GROOVE, SINGLE ROW, | BEARING, BALL, DEEP GROOVE, SINGLE ROW, INTERNAL DIAMETER: 130MM, OUTSIDE DIAMETER: 230MM, WIDTH: 40MM, 6226 C3, SEAL TYPE: OPEN, CAGE TYPE: STANDARD CAGE, RADIAL INTERNAL CLEARANCE: CN (NORMAL), MNFR: SKF | BEARING, BALL, DEEP GROOVE, SINGLE ROW, INTERNAL DIAMETER: 130MM, OUTSIDE DIAMETER: 230MM, WIDTH: 40MM, 6226 C3, SEAL TYPE: OPEN, CAGE TYPE: STANDARD CAGE, RADIAL INTERNAL CLEARANCE: CN (NORMAL), MNFR: SKF | PC | 0 | 0 | STOCK | Min-Max | CRITICAL | B | 9992.14 | PD | 5620 | ERSA | OTHER | Y | T30916202T | 3000348 | SKF | N | N/A | 60 | EX | N/A | PC | B |  | https://www.skf.com/in/productinfo/productid-6226%2FC3 | https://www.qualitybearingsonline.com/6226-c3-skf-deep-groove-bearing-130x230x40mm/ | SKF | 6226 C3 | [21 empty] | 3000348 | ENRICHED | BEARING | BALL | TYPE | DEEP GROOVE | INSIDE DIAMETER | 130 MM | OUTSIDE DIAMETER | 230 MM | OVERALL WIDTH | 40 MM | STYLE |  | BORE SHAPE | CYLINDRICAL | NUMBER OF ROWS | SINGLE | CAGE MATERIAL | STEEL | BEARING SERIES |  | DYNAMIC LOAD RATING | 156 KN | STATIC LOAD RATING | 132 KN | SPEED RATING | 3600 RPM | HAZARD CLASS |  | CERTIFICATION/STANDARD |  | ADDITIONAL FEATURES EN | SEAL TYPE:OPEN,CAGE TYPE:STANDARD CAGE,RADIAL INTERNAL CLEARANCE:CN (NORMAL) | ADDITIONAL FEATURES ES |  | ADDITIONAL FEATURES FR | [27 empty] | Production Completed
STP_005-003 | Data Enrichment | KIB | KIB | OK | 2023-03-17 | 2023-03-20 |  | PSR028756 | 028756 | PSR028756 | BEARING, BALL, DEEP GROOVE, SINGLE ROW, | BEARING, BALL, DEEP GROOVE, SINGLE ROW, INTERNAL DIAMETER: 85MM, OUTSIDE DIAMETER: 150MM WIDTH: 28MM, 6217ZZ, SEAL TYPE: ZZ, CAGE TYPE: STANDARD CAGE | BEARING, BALL, DEEP GROOVE, SINGLE ROW, INTERNAL DIAMETER: 85MM, OUTSIDE DIAMETER: 150MM WIDTH: 28MM, 6217ZZ, SEAL TYPE: ZZ, CAGE TYPE: STANDARD CAGE | PC | 0 | 0 | STOCK | Min-Max | CONSUMABLES | C | 672.5746 | PD | 5620 | ERSA | OTHER | N | N/A | N/A | N/A | N | N/A | 30 | EX | N/A | PC |  |  | https://in.misumi-ec.com/vona2/detail/221000685318/?HissuCode=6217ZZ | https://www.qualitybearingsonline.com/6217zz-nsk-deep-groove-bearing-85x150x28mm/ |  | 6217ZZ | [22 empty] | ENRICHED | BEARING | BALL | TYPE | DEEP GROOVE | INSIDE DIAMETER | 85 MM | OUTSIDE DIAMETER | 150 MM | OVERALL WIDTH | 28 MM | STYLE | DOUBLE SHIELDED | BORE SHAPE |  | NUMBER OF ROWS | SINGLE | CAGE MATERIAL | STEEL | BEARING SERIES |  | DYNAMIC LOAD RATING | 84 KN | STATIC LOAD RATING |  | SPEED RATING | 4300 RPM | HAZARD CLASS |  | CERTIFICATION/STANDARD |  | ADDITIONAL FEATURES EN | SEAL TYPE:ZZ,CAGE TYPE:STANDARD CAGE | ADDITIONAL FEATURES ES |  | ADDITIONAL FEATURES FR | [27 empty] | Production Completed
STP_005-003 | Data Enrichment | KIB | KIB | OK | 2023-03-17 | 2023-03-20 |  | PSR945741 | 945741 | PSR945741 | BEARING, CYLINDRICAL ROLLER, INTERNAL DI | BEARING, CYLINDRICAL ROLLER, INTERNAL DIAMETER: 130MM, OUTSIDE DIAMETER: 230MM, WIDTH: 64MM, SINGLE ROW, NU2226UAMCM, ACCEPTABLE BRANDS : FAG, SKF, NSK, TIMKEN, ROLLWAY, COOPER, NTN | BEARING, CYLINDRICAL ROLLER, INTERNAL DIAMETER: 130MM, OUTSIDE DIAMETER: 230MM, WIDTH: 64MM, SINGLE ROW, NU2226UAMCM, ACCEPTABLE BRANDS : FAG, SKF, NSK, TIMKEN, ROLLWAY, COOPER, NTN | PC | 3 | 6 | STOCK | Min-Max | CONSUMABLES | B | 0 | V1 | 5620 | ERSA | OTHER | N | N/A | N/A | N/A | N | N/A | 30 | HB | N/A | PC |  |  | https://th.misumi-ec.com/en/vona2/detail/221000058277/?HissuCode=NU2226UAMCM |  |  | NU2226UAMCM | [6 empty] | FAG |  | SKF |  | NSK¦TIMKEN¦ROLLWAY¦COOPER¦NTN | [11 empty] | ENRICHED | BEARING | ROLLER | TYPE | CYLINDRICAL | INSIDE DIAMETER | 130 MM | OUTSIDE DIAMETER | 230 MM | OVERALL WIDTH | 64 MM | BORE SHAPE |  | NUMBER OF ROWS | SINGLE | CAGE MATERIAL |  | BEARING SERIES |  | DYNAMIC LOAD RATING |  | STATIC LOAD RATING |  | SPEED RATING |  | HAZARD CLASS |  | CERTIFICATION/STANDARD |  | ADDITIONAL FEATURES EN |  | ADDITIONAL FEATURES ES |  | ADDITIONAL FEATURES FR | [29 empty] | Production Completed
STP_005-003 | Data Enrichment | KIB | KIB | OK | 2023-03-17 | 2023-03-20 | NM TAKEN BASED ON URL | PSR954667 | 954667 | PSR954667 | BEARING, HUB, 33113, P/N: 52329000601, T | BEARING, HUB, 33113, P/N: 52329000601, TRAVEL SYSTEM, FOR LONKING SKID STEER LOADER MODEL: CDM307, SERIAL NO.: LSL00307CNA882177, MFR: LONKING | BEARING, HUB, 33113, P/N: 52329000601, TRAVEL SYSTEM, FOR LONKING SKID STEER LOADER MODEL: CDM307, SERIAL NO.: LSL00307CNA882177, MFR: LONKING | PC | 0 | 0 | STOCK | Min-Max | CRITICAL | B | 0 | PD | 5620 | ERSA | OTHER | N | N/A | N/A | N/A | Y | 52329000601 | 90 | EX | LONKING | PC | B |  | https://www.skf.com/ph/products/rolling-bearings/roller-bearings/tapered-roller-bearings/single-row-tapered-roller-bearings/productid-33113 | https://cad.timken.com/item/tapered-roller-bearings-ts-tapered-single-/tapered-roller-bearings-ts-tapered-single-metric/x33113-y33113 | SKF | 33113 | LONKING | 52329000601 | [10 empty] | SKID STEER LOADER | CDM307 |  |  |  | LSL00307CNA882177 |  |  |  |  | CLEANSED | BEARING | ROLLER | TYPE | HUB | INSIDE DIAMETER | 65 MM | OUTSIDE DIAMETER | 110 MM | OVERALL WIDTH | 34 MM | BORE SHAPE | TAPERED | NUMBER OF ROWS | SINGLE | CAGE MATERIAL | STAMPED STEEL | BEARING SERIES |  | DYNAMIC LOAD RATING | 175 KN | STATIC LOAD RATING | 208 KN | SPEED RATING | 5600 RPM | HAZARD CLASS |  | CERTIFICATION/STANDARD |  | ADDITIONAL FEATURES EN | TRAVEL SYSTEM | ADDITIONAL FEATURES ES |  | ADDITIONAL FEATURES FR | [29 empty] | Production Completed
STP_005-003 | Data Enrichment | KIB | KIB | OK | 2023-03-17 | 2023-03-20 |  | PSR954743 | 954743 | PSR954743 | BEARING, ROLLER, CYLINDRICAL, SINGLE ROW | BEARING, ROLLER, CYLINDRICAL, SINGLE ROW, TYPE: NU224M/ C3Z1, BOR TYPE: CYLINDRICAL BORE, SEAL TYPE: OPEN, CAGE TYPE: STANDARD CAGE, RADIAL INTERNAL CLEARANCE: CN (NORMAL), MNFR: SKF | BEARING, ROLLER, CYLINDRICAL, SINGLE ROW, TYPE: NU224M/ C3Z1, BOR TYPE: CYLINDRICAL BORE, SEAL TYPE: OPEN, CAGE TYPE: STANDARD CAGE, RADIAL INTERNAL CLEARANCE: CN (NORMAL), MNFR: SKF | PC | 0 | 0 | STOCK | Min-Max | CRITICAL | B | 0 | PD | 5620 | ERSA | OTHER | Y | 14H-0608G-01 | 3000348 | SKF | N | N/A | 60 | EX | N/A | PC | B |  | https://www-jtsww-shop.translate.goog/product/detail/185142?_x_tr_sl=zh-CN&_x_tr_tl=en&_x_tr_hl=en&_x_tr_pto=sc |  | SKF | NU224M/ C3Z1 | [21 empty] | 3000348 | CLEANSED | BEARING | ROLLER | TYPE | CYLINDRICAL | INSIDE DIAMETER |  | OUTSIDE DIAMETER |  | OVERALL WIDTH |  | BORE SHAPE |  | NUMBER OF ROWS | SINGLE | CAGE MATERIAL |  | BEARING SERIES |  | DYNAMIC LOAD RATING |  | STATIC LOAD RATING |  | SPEED RATING |  | HAZARD CLASS |  | CERTIFICATION/STANDARD |  | ADDITIONAL FEATURES EN | SEAL TYPE:OPEN,CAGE TYPE:STANDARD CAGE,RADIAL INTERNAL CLEARANCE:CN (NORMAL) | ADDITIONAL FEATURES ES |  | ADDITIONAL FEATURES FR | [29 empty] | Production Completed
STP_005-003 | Data Enrichment | KIB | KIB | OK | 2023-03-17 | 2023-03-20 |  | PSR944928 | 944928 | PSR944928 | BEARING, SIDE GEAR, P/N 1-09811-348-0, R | BEARING, SIDE GEAR, P/N 1-09811-348-0, REAR FINAL DRIVE GROUP; FOR ISUZU DUMPTRUCK MODEL CYZ51 (VIN:JALCYZ51ME7000160) WITH ENGINE MODEL 6WF1 NO. 6WF1-TCC | BEARING, SIDE GEAR, P/N 1-09811-348-0, REAR FINAL DRIVE GROUP; FOR ISUZU DUMPTRUCK MODEL CYZ51 (VIN:JALCYZ51ME7000160) WITH ENGINE MODEL 6WF1 NO. 6WF1-TCC | PC | 0 | 0 | STOCK | Min-Max | CONSUMABLES | B | 0 | PD | 5955 | ERSA | OTHER | Y | 1-09811-348-0 | 3000024 | ISUZU | N | N/A | 30 | EX | N/A | PC |  |  | https://parts.isuzu.astra.co.id/marketing/catalog/search.php?search=1-09811-348-0 |  | ISUZU | 1-09811-348-0 | [12 empty] | DUMPTRUCK C/W ENGINE | CYZ51,VIN JALCYZ51ME7000160,6WF1,6WF1-TCC | [7 empty] | 3000024 | CLEANSED | BEARING | NO MODIFIER | TYPE | SIDE GEAR | INSIDE DIAMETER |  | OUTSIDE DIAMETER |  | OVERALL WIDTH |  | MATERIAL |  | DYNAMIC LOAD RATING |  | STATIC LOAD RATING |  | HAZARD CLASS |  | CERTIFICATION/STANDARD |  | ADDITIONAL FEATURES EN | REAR FINAL DRIVE GROUP | ADDITIONAL FEATURES ES |  | ADDITIONAL FEATURES FR | [37 empty] | Production Completed
STP_005-003 | Data Enrichment | KIB | KIB | OK | 2023-03-17 | 2023-03-20 |  | PSR015687 | 015687 | PSR015687 | BEARING, TOP GEAR SHAFT, P/N 1-09810-220 | BEARING, TOP GEAR SHAFT, P/N 1-09810-220-2, MANUAL TRANSMISSION, FOR ISUZU DUMP TRUCK MODEL CYZ51K9 | BEARING, TOP GEAR SHAFT, P/N 1-09810-220-2, MANUAL TRANSMISSION, FOR ISUZU DUMP TRUCK MODEL CYZ51K9 | PC | 2 | 2 | STOCK | Min-Max | CONSUMABLES | B | 0 | V1 | 5955 | ERSA | OTHER | Y | 1-09810-220-2 | 3000024 | ISUZU | N | N/A | 30 | HB | N/A | PC |  |  | https://parts.isuzu.astra.co.id/marketing/catalog/search.php?search=1-09810-220-2 |  | ISUZU | 1-09810-220-2 | [12 empty] | DUMP TRUCK | CYZ51K9 | [7 empty] | 3000024 | CLEANSED | BEARING | NO MODIFIER | TYPE | TOP GEAR SHAFT | INSIDE DIAMETER |  | OUTSIDE DIAMETER |  | OVERALL WIDTH |  | MATERIAL |  | DYNAMIC LOAD RATING |  | STATIC LOAD RATING |  | HAZARD CLASS |  | CERTIFICATION/STANDARD |  | ADDITIONAL FEATURES EN | MANUAL TRANSMISSION | ADDITIONAL FEATURES ES |  | ADDITIONAL FEATURES FR | [37 empty] | Production Completed
STP_005-003 | Data Enrichment | KIB | KIB | OK | 2023-03-17 | 2023-03-20 |  | PSR048026 | 048026 | PSR048026 | BLOCK, CHAIN, CAPACITY: 3.0T, 3.0M HOL , | BLOCK, CHAIN, CAPACITY: 3.0T, 3.0M HOL , 2.5MTR BULLIVANTS, 2.5 MTR HAND HELD CHAIN, MFR: BULLIVANTS | BLOCK, CHAIN, CAPACITY: 3.0T, 3.0M HOL , 2.5MTR BULLIVANTS, 2.5 MTR HAND HELD CHAIN, MFR: BULLIVANTS | UT | 0 | 0 | STOCK | Min-Max | CONSUMABLES | C | 0 | PD | 4010 | ERSA | OTHER | N | N/A | N/A | N/A | N | N/A | 30 | EX | N/A | EA |  |  |  |  | BULLIVANTS | [23 empty] | CLEANSED | BLOCK | HOIST | TYPE | CHAIN | LOAD CAPACITY | 3 TON | OPERATION METHOD |  | WIRE/CHAIN LENGTH | 2.5 M HAND HELD | WIRE/CHAIN MATERIAL |  | OPERATED RATING |  | HOISTING ELEMENT |  | HAZARD CLASS |  | CERTIFICATION/STANDARD |  | ADDITIONAL FEATURES EN | 3 M HOL, | ADDITIONAL FEATURES ES |  | ADDITIONAL FEATURES FR | [37 empty] | Production Completed
STP_005-003 | Data Enrichment | KIB | KIB | OK | 2023-03-17 | 2023-03-20 |  | PSR270551 | 270551 | PSR270551 | BOX, JUNCTION, METAL, 4" X 4", DEEP TYPE | BOX, JUNCTION, METAL, 4" X 4", DEEP TYPE, WITH 3/4" DIAMETER KNOCK-OUT HOLES AND COVER. | BOX, JUNCTION, METAL, 4" X 4", DEEP TYPE, WITH 3/4" DIAMETER KNOCK-OUT HOLES AND COVER. | PC | 0 | 0 | STOCK | Min-Max | CONSUMABLES | C | 0 | PD | 1600 | ERSA | OTHER | N | N/A | N/A | N/A | N | N/A | 90 | EX | N/A | PC | [28 empty] | CLEANSED | BOX | JUNCTION | TYPE | DEEP | SIZE | 4 X 4 IN | MATERIAL | METAL | HUB SIZE |  | ENCLOSURE RATING |  | MOUNTING TYPE |  | NUMBER OF OUTLETS |  | COLOUR |  | HAZARD CLASS |  | CERTIFICATION/STANDARD |  | ADDITIONAL FEATURES EN | 3/4 IN DIAMETER KNOCK-OUT HOLES AND COVER | ADDITIONAL FEATURES ES |  | ADDITIONAL FEATURES FR | [35 empty] | Production Completed
STP_005-003 | Data Enrichment | KIB | KIB | OK | 2023-03-17 | 2023-03-20 |  | PSR100945 | 100945 | PSR100945 | BRICK, REFRACTORY, MARK 25/30, BRAND: RA | BRICK, REFRACTORY, MARK 25/30, BRAND: RADEX DB605-R1, SIZE 100X250X (135~165); MATERIAL: MAGNESIA CHROME, HIGH FIRED, DIRECT BONDED, LOW SILICA CONTENT, LOW POROSITY, MFR: RHI REFRACTORIES, AUSTRIA | BRICK, REFRACTORY, SIZE: 100 MM X 250 MM X 135~165 MM, MARK 25/30, BRAND: RADEX FG5-SR, MATERIAL: SEMI REBONDED MAG-CHROME, TYPE: WEDGE, CHEMICAL ANALYSIS: MgO ≥ 46.0%, Cr2O3 ≥ 27.0%, Al2O3 ≤ 9.5%, Fe2O3 ≤ 16.0%, SiO2 ≤ 0.6%, CaO ≤ 0.7%, PHYSICAL PROPERTIES: APPARENT POROSITY ≤ 13%, BULK DENSITY ≥ 3.44 g/cm3, CCS ≥ 60 MPa, HMOR ≥ 8.0 MPa, AND OTHER EQUIVALENT PRODUCTS, MFR: RHI REFRACTORIES, AUSTRIA | PC | 0 | 0 | STOCK | Min-Max | CRITICAL | A | 0 | PD | 4700 | ERSA | OTHER | Y | MARK 25/30 | 3000338 | RHI INC | N | N/A | 90 | EX |  | PC |  |  |  |  | RHI REFRACTORIES, AUSTRIA |  | RHI INC | [5 empty] | RADEX | FG5-SR | [13 empty] | 3000338 | CLEANSED | BRICK | REFRACTORY | TYPE | WEDGE | GRADE |  | LENGTH | 135-165 MM | WIDTH | 250 MM | THICKNESS | 100 MM | MATERIAL | SEMI REBONDED MAG-CHROME | TEMPERATURE RANGE |  | COMPRESSION STRENGTH |  | HAZARD CLASS |  | CERTIFICATION/STANDARD |  | ADDITIONAL FEATURES EN | MARK 25/30,CHEMICAL ANALYSIS:MGO >=46 PCT,CR2O3 >=27 PCT,AL2O3 <=9.5 PCT,FE2O3 <=16.0 PCT,SIO2 <=0.6 PCT,CAO <=0.7 PCT,PHYSICAL PROPERTIES:APPARENT POROSITY <=13 PCT,BULK DENSITY >=3.44 G/CM3,CCS >=60 MPA, HMOR >=8 MPA AND OTHER EQUIVALENT PRODUCTS | ADDITIONAL FEATURES ES |  | ADDITIONAL FEATURES FR | [35 empty] | Production Completed
STP_005-003 | Data Enrichment | KIB | KIB | OK | 2023-03-17 | 2023-03-20 |  | PSR944763 | 944763 | PSR944763 | CABLE, HIGH-DEFINITION MULTIMEDIA INTERF | CABLE, HIGH-DEFINITION MULTIMEDIA INTERFACE (HDMI), HDMI TO MINI-HDMI CABLE | CABLE, HIGH-DEFINITION MULTIMEDIA INTERFACE (HDMI), HDMI TO MINI-HDMI CABLE | PC | 0 | 0 | STOCK | Min-Max | CONSUMABLES | C | 0 | PD | 1640 | ERSA | OTHER | N | N/A | N/A | N/A | N | N/A | 90 | EX | N/A | PC | [28 empty] | CLEANSED | CABLE | COMMUNICATION | TYPE | HIGH-DEFINITION MULTIMEDIA INTERFACE (HDMI) | IMPEDANCE |  | DIAMETER |  | CONDUCTOR SIZE |  | CORE STRANDS |  | NUMBER OF CONDUCTORS |  | CONDUCTOR MATERIAL |  | JACKET MATERIAL |  | INSULATION MATERIAL |  | LENGTH |  | VOLTAGE RATING |  | TEMPERATURE RATING |  | HAZARD CLASS |  | CERTIFICATION/STANDARD |  | ADDITIONAL FEATURES EN | HDMI TO MINI-HDMI CABLE | ADDITIONAL FEATURES ES |  | ADDITIONAL FEATURES FR | [27 empty] | Production Completed
STP_005-003 | Data Enrichment | KIB | KIB | OK | 2023-03-17 | 2023-03-20 |  | PSR022053 | 022053 | PSR022053 | CALIPER, INSIDE, SPRING, MODEL: 40L727, | CALIPER, INSIDE, SPRING, MODEL: 40L727, MATERIAL: STEEL, RANGE: 0 ~ 12 (304.8 mm), MFR: WESTWARD | CALIPER, INSIDE, SPRING, MODEL: 40L727, MATERIAL: STEEL, RANGE: 0 ~ 12 (304.8 mm), MFR: WESTWARD | PC | 0 | 0 | STOCK | Min-Max | CONSUMABLES | C | 0 | PD | 4005 | ERSA | OTHER | Y | 40L727 | 3000369 | WESTWARD | N | N/A | 30 | EX | N/A | PC |  |  | https://www.grainger.com/product/WESTWARD-Inside-Spring-Caliper-40L727 |  | WESTWARD | 40L727 | [21 empty] | 3000369 | CLEANSED | CALIPER | VERNIER | TYPE | INSIDE,SPRING | MEASURING RANGE | 0-12 IN (304.8 MM) | GRADUATION |  | ACCURACY |  | DISPLAY TYPE |  | JAW DEPTH |  | BODY MATERIAL | STEEL | CONTACT POINT MATERIAL |  | SIZE |  | HAZARD CLASS |  | CERTIFICATION/STANDARD |  | ADDITIONAL FEATURES EN |  | ADDITIONAL FEATURES ES |  | ADDITIONAL FEATURES FR | [33 empty] | Production Completed
STP_005-003 | Data Enrichment | KIB | KIB | OK | 2023-03-17 | 2023-03-20 |  | PSR017960 | 017960 | PSR017960 | CARABINER, OVAL, SCREW LOCKING STEEL, FO | CARABINER, OVAL, SCREW LOCKING STEEL, FOR CONFINED SPACE RESCUE AND EQUIPMENT. | CARABINER, OVAL, SCREW LOCKING STEEL, FOR CONFINED SPACE RESCUE AND EQUIPMENT. | PC | 0 | 0 | STOCK | Min-Max | CONSUMABLES | C | 0 | PD | 5920 | ERSA | OTHER | N | N/A | N/A | N/A | N | N/A | 30 | EX | N/A | PC | [28 empty] | CLEANSED | CARABINER | NO MODIFIER | TYPE | OVAL | SIZE |  | MATERIAL | SCREW LOCKING STEEL | LOAD RATING |  | OPENING SIZE |  | LOCKING TYPE |  | HAZARD CLASS |  | CERTIFICATION/STANDARD |  | ADDITIONAL FEATURES EN | FOR CONFINED SPACE RESCUE AND EQUIPMENT | ADDITIONAL FEATURES ES |  | ADDITIONAL FEATURES FR | [39 empty] | Production Completed
STP_005-003 | Data Enrichment | KIB | KIB | OK | 2023-03-17 | 2023-03-20 |  | PSR131713 | 131713 | PSR131713 | CARD, INDEX, MEDICAL, IN-PATIENT, SIZE 8 | CARD, INDEX, MEDICAL, IN-PATIENT, SIZE 8 X 5, BACK TO BACK PRINTING, SINGLE COLOR | CARD, INDEX, MEDICAL, IN-PATIENT, SIZE 8 X 5, BACK TO BACK PRINTING, SINGLE COLOR | PC | 0 | 0 | STOCK | Min-Max | CONSUMABLES | C | 0 | PD | 5100 | ERSA | OTHER | N | N/A | N/A | N/A | N | N/A | 90 | EX | N/A | PC | C | [27 empty] | CLEANSED | CARD | NO MODIFIER | TYPE | INDEX,MEDICAL,IN-PATIENT,BACK TO BACK PRINTING,SINGLE COLOR | SIZE | 8 X 5 MM | MATERIAL |  | COLOUR |  | HAZARD CLASS |  | CERTIFICATION/STANDARD |  | ADDITIONAL FEATURES EN |  | ADDITIONAL FEATURES ES |  | ADDITIONAL FEATURES FR | [43 empty] | Production Completed
STP_005-003 | Data Enrichment | KIB | KIB | OK | 2023-03-17 | 2023-03-20 |  | PSR016707 | 016707 | PSR016707 | CATALYST, QUARTS TUBE, P/N DMA8333, COMP | CATALYST, QUARTS TUBE, P/N DMA8333, COMPLETE SET, FOR MILESTONE DIRECT MERCURY ANALYZER DMA80 EVO | CATALYST, QUARTS TUBE, P/N DMA8333, COMPLETE SET, FOR MILESTONE DIRECT MERCURY ANALYZER DMA80 EVO | SE | 0 | 0 | STOCK | Min-Max | CRITICAL | B | 0 | PD | 4200 | ERSA | OTHER | N | N/A | N/A | N/A | N | N/A | 30 | EX | N/A | EA |  |  | https://www.milestonesrl.com/store/dma-80-consumables/dma8333 |  | MILESTONE | DMA8333 | [12 empty] | DIRECT MERCURY ANALYZER | DMA80 EVO | [8 empty] | CLEANSED | CATALYST | NO MODIFIER | TYPE | QUARTS TUBE | CONTAINER |  | BASE MATERIAL |  | FORM |  | TEMPERATURE RATING |  | HAZARD CLASS |  | CERTIFICATION/STANDARD |  | ADDITIONAL FEATURES EN | COMPLETE SET | ADDITIONAL FEATURES ES |  | ADDITIONAL FEATURES FR | [41 empty] | Production Completed
STP_005-003 | Data Enrichment | KIB | KIB | OK | 2023-03-17 | 2023-03-20 |  | PSR936089 | 936089 | PSR936089 | CERTIFIED REFERENCE MATERIA, MBH 39X178 | CERTIFIED REFERENCE MATERIA, MBH 39X17873 B RESIDUALS IN COPPER, COPPER DISC ~40 MM DIAMETER | CERTIFIED REFERENCE MATERIA, MBH 39X17873 B RESIDUALS IN COPPER, COPPER DISC ~40 MM DIAMETER | PC | 0 | 0 | STOCK | Min-Max | CONSUMABLES | C | 0 | PD | 4200 | ERSA | OTHER | N | N/A | N/A | N/A | N | N/A | 180 | EX | N/A | PC | [28 empty] | CLEANSED | MATERIAL | NO MODIFIER | TYPE | CERTIFIED REFERENCE | COMPOSITION |  | PHYSICAL FORM |  | DIMENSIONS |  | COLOUR |  | HAZARD CLASS |  | CERTIFICATION/STANDARD |  | ADDITIONAL FEATURES EN | MBH 39X17873 B RESIDUALS IN COPPER,COPPER DISC 40 MM DIAMETER | ADDITIONAL FEATURES ES |  | ADDITIONAL FEATURES FR | [41 empty] | Production Completed
STP_005-003 | Data Enrichment | KIB | KIB | OK | 2023-03-17 | 2023-03-20 |  | PSR937645 | 937645 | PSR937645 | CHLORINE, DPD FREE, PP 5 ML PK/100 | CHLORINE, DPD FREE, PP 5 ML PK/100 | CHLORINE, DPD FREE, PP 5 ML PK/100 | PK | 0 | 0 | STOCK | Min-Max | CONSUMABLES | C | 0 | PD | 4020 | ERSA | OTHER | N | N/A | N/A | N/A | N | N/A | 30 | EX | N/A | PAC | [28 empty] | CLEANSED | CHEMICAL | NO MODIFIER | TYPE | CHLORINE,DPD FREE | CONCENTRATION/PURITY |  | GRADE |  | MSDS/CAS NUMBER |  | COMPOSITION |  | CONTAINER SIZE | PP 5 ML PACK PER 100 | CONTAINER |  | PH VALUE |  | SPECIFIC GRAVITY |  | FORM |  | COLOUR |  | ODOR |  | FLAMMABILITY |  | SHELF LIFE |  | HAZARD CLASS |  | CERTIFICATION/STANDARD |  | ADDITIONAL FEATURES EN |  | ADDITIONAL FEATURES ES |  | ADDITIONAL FEATURES FR | [23 empty] | Production Completed
STP_005-003 | Data Enrichment | KIB | KIB | OK | 2023-03-17 | 2023-03-20 |  | PSR012049 | 012049 | PSR012049 | CLAMP, GROUND, 400 AMPERES, FOR AUTOMATI | CLAMP, GROUND, 400 AMPERES, FOR AUTOMATIC MILLER 300 AMPERES MIG/FLUX WELDING MACHINE MODEL CP-302 | CLAMP, GROUND, 400 AMPERES, FOR AUTOMATIC MILLER 300 AMPERES MIG/FLUX WELDING MACHINE MODEL CP-302 | PC | 0 | 0 | STOCK | Min-Max | CONSUMABLES | C | 0 | PD | 1600 | ERSA | OTHER | N | N/A | N/A | N/A | N | N/A | 30 | EX | N/A | PC | [18 empty] | AUTOMATIC MILLER 300 AMPERES MIG/FLUX WELDING MACHINE | CP-302 | [8 empty] | CLEANSED | CLAMP | GROUNDING | TYPE |  | CABLE SIZE |  | MATERIAL |  | BOLT/SCREW SIZE |  | CONNECTION TYPE |  | HAZARD CLASS |  | CERTIFICATION/STANDARD |  | ADDITIONAL FEATURES EN | CURRENT RATING:400 A | ADDITIONAL FEATURES ES |  | ADDITIONAL FEATURES FR | [41 empty] | Production Completed
STP_005-003 | Data Enrichment | KIB | KIB | OK | 2023-03-17 | 2023-03-20 |  | PSR018002 | 018002 | PSR018002 | COMPRESSOR, AIR, MOBILE, 375 CFM (175 L/ | COMPRESSOR, AIR, MOBILE, 375 CFM (175 L/S), ROTARY SCREW TYPE, 6-CYLINDER ENGINE, RATED OPERATING PRESSURE: 7 kg/cm2, MAXIMUM PRESSURE: 8.4 kg, WITH RUNNING GEAR, TOWBAR, COMPLETE WITH ACCESSORIES. | COMPRESSOR, AIR, MOBILE, 375 CFM (175 L/S), ROTARY SCREW TYPE, 6-CYLINDER ENGINE, RATED OPERATING PRESSURE: 7 kg/cm2, MAXIMUM PRESSURE: 8.4 kg, WITH RUNNING GEAR, TOWBAR, COMPLETE WITH ACCESSORIES. | UT | 0 | 0 | STOCK | Min-Max | CONSUMABLES | C | 0 | PD | 3020 | ERSA | OTHER | N | N/A | N/A | N/A | N | N/A | 90 | EX | N/A | EA | [28 empty] | CLEANSED | COMPRESSOR | NO MODIFIER | TYPE | AIR,MOBILE,ROTARY SCREW | POWER RATING |  | FLOW RATING | 375 CFM (175 L/S) | INLET PRESSURE RATING |  | OUTLET PRESSURE RATING |  | TANK CAPACITY |  | ELECTRICAL RATING |  | DRIVE DETAILS |  | SPEED RATING |  | SIZE |  | HAZARD CLASS |  | CERTIFICATION/STANDARD |  | ADDITIONAL FEATURES EN | 6-CYLINDER ENGINE,C/W RUNNING GEAR,TOWBAR,ACCESSORIES,RATED OPERATING PRESSURE:7 KG/CM2,MAXIMUM PRESSURE:8.4 KG | ADDITIONAL FEATURES ES |  | ADDITIONAL FEATURES FR | [31 empty] | Production Completed
STP_005-003 | Data Enrichment | KIB | KIB | OK | 2023-03-17 | 2023-03-20 |  | PSR940371 | 940371 | PSR940371 | COPPER MAGAZINE, A4 SIZE, GLOSSY 100 GSM | COPPER MAGAZINE, A4 SIZE, GLOSSY 100 GSM C2S (INSIDE PAGES), GLOSSY 300 GSM C2S (COVER PAGE), FULL COLOR PRINTING BOTH SIDES ALL PAGES, STAPLED, NO. OF PAGES: 20 INCLUDING | COPPER MAGAZINE, A4 SIZE, GLOSSY 100 GSM C2S (INSIDE PAGES), GLOSSY 300 GSM C2S (COVER PAGE), FULL COLOR PRINTING BOTH SIDES ALL PAGES, STAPLED, NO. OF PAGES: 20 INCLUDING | SE | 0 | 0 | STOCK | Min-Max | CONSUMABLES | C | 0 | PD | 5920 | ERSA | OTHER | N | N/A | N/A | N/A | N | N/A | 30 | EX | N/A | EA | [28 empty] | CLEANSED | MAGAZINE | NO MODIFIER | TYPE | COPPER,STAPLED | TITLE |  | MATERIAL |  | EDITION |  | BINDING STYLE |  | HAZARD CLASS |  | CERTIFICATION/STANDARD |  | ADDITIONAL FEATURES EN | A4 SIZE, GLOSSY 100 GSM C2S (INSIDE PAGES),GLOSSY 300 GSM C2S (COVER PAGE),FULL COLOR PRINTING BOTH SIDES ALL PAGES,NO OF PAGES:20 INCLUDING | ADDITIONAL FEATURES ES |  | ADDITIONAL FEATURES FR | [41 empty] | Production Completed
STP_005-003 | Data Enrichment | KIB | KIB | OK | 2023-03-17 | 2023-03-20 |  | PSR102749 | 102749 | PSR102749 | COUPLING HALF, POS. 134, CODE 1046260, D | COUPLING HALF, POS. 134, CODE 1046260, DRAWING JSK, MATERIAL: GG 42 Ø32H7X50, FOR DRIVE UNIT MODEL SFM-2140-16-LD-42F300, MFG. NO. D305354/05-01.01/1-1, ASSEMBLY DWG. 2-72239 CUMPACT F, MAKER: KUMERA OY; MOUNTED ON TURBINE AGITATOR MODEL | COUPLING HALF, POS. 134, CODE 1046260, DRAWING JSK, MATERIAL: GG 42 Ø32H7X50, FOR DRIVE UNIT MODEL SFM-2140-16-LD-42F300, MFG. NO. D305354/05-01.01/1-1, ASSEMBLY DWG. 2-72239 CUMPACT F, MAKER: KUMERA OY; MOUNTED ON TURBINE AGITATOR MODEL GLS 18/110, MAKER: UUTECHNIC OY, FINLAND | PC | 0 | 0 | STOCK | Min-Max | CONSUMABLES | C | 0 | PD | 5920 | ERSA | OTHER | N | N/A | N/A | N/A | N | N/A | 90 | EX | N/A | PC |  |  |  |  | KUMERA OY | D305354/05-01.01/1-1 | UUTECHNIC OY, FINLAND | [11 empty] | DRIVE UNIT MOUNTED ON TURBINE AGITATOR | SFM-2140-16-LD-42F300,GLS 18/110 |  | 1046260,JSK,2-72239 CUMPACT F,POS 134 | [6 empty] | CLEANSED | COUPLING | SHAFT HALF | TYPE |  | BORE SIZE | 32 MM | LENGTH | 50 MM | TORQUE RATING |  | SPEED RATING |  | HUB MATERIAL | GG 42 | KEYWAY SIZE |  | FLANGE THICKNESS |  | BOLT CIRCLE DIAMETER |  | NUMBER OF BOLTS |  | BOLT HOLE SIZE |  | HAZARD CLASS |  | CERTIFICATION/STANDARD |  | ADDITIONAL FEATURES EN | BORE TOLERANCE:H7 | ADDITIONAL FEATURES ES |  | ADDITIONAL FEATURES FR | [29 empty] | Production Completed
STP_005-003 | Data Enrichment | KIB | KIB | OK | 2023-03-17 | 2023-03-20 |  | PSR945467 | 945467 | PSR945467 | CYLINDER ASSEMBLY, WHEEL, FRONT (LH), P/ | CYLINDER ASSEMBLY, WHEEL, FRONT (LH), P/N 1-47600-939-0, BRAKE SYSTEM, FOR ISUZU STAKE TRUCK MODEL FRR-TRK-MT4X2MT-2013, CHASSIS NO. PABFRR90SLMAPG226 WITH ENGINE MODEL 4HK1534523 | CYLINDER ASSEMBLY, WHEEL, FRONT (LH), P/N 1-47600-939-0, BRAKE SYSTEM, FOR ISUZU STAKE TRUCK MODEL FRR-TRK-MT4X2MT-2013, CHASSIS NO. PABFRR90SLMAPG226 WITH ENGINE MODEL 4HK1534523 | AY | 0 | 0 | STOCK | Min-Max | CRITICAL | B | 0 | PD | 5955 | ERSA | OTHER | Y | 1-47600-939-0 | 3000024 | ISUZU | N | N/A | 30 | EX | N/A | EA |  |  | https://www.fitinpart.sg/index.php?route=product/product&product_id=343133 |  | ISUZU | 1-47600-939-0 | [12 empty] | STAKE TRUCK,CHASSIS NO PABFRR90SLMAPG226 C/W ENGINE | FRR-TRK-MT4X2MT-2013,4HK1534523 | [7 empty] | 3000024 | CLEANSED | CYLINDER | NO MODIFIER | TYPE | WHEEL,FRONT LEFT HAND | CAPACITY |  | MATERIAL |  | SIZE |  | HAZARD CLASS |  | CERTIFICATION/STANDARD |  | ADDITIONAL FEATURES EN | BRAKE SYSTEM,ASSEMBLY | ADDITIONAL FEATURES ES |  | ADDITIONAL FEATURES FR | [43 empty] | Production Completed
STP_005-003 | Data Enrichment | KIB | KIB | OK | 2023-03-17 | 2023-03-20 |  | PSR038340 | 038340 | PSR038340 | ECU, LAMP ELECTRICAL SYSTEM, P/N 1092684 | ECU, LAMP ELECTRICAL SYSTEM, P/N 1092684650 FOR PORTABLE TOWER LIGHT GENERATOR, MODEL: HILIGHT V5+, ENGINE MODEL: KUBOTA Z482 | ECU, LAMP ELECTRICAL SYSTEM, P/N 1092684650 FOR PORTABLE TOWER LIGHT GENERATOR, MODEL: HILIGHT V5+, ENGINE MODEL: KUBOTA Z482 | PC | 0 | 0 | STOCK | Min-Max | CRITICAL | A | 0 | PD | 5955 | ERSA | OTHER | N | N/A | N/A | N/A | N | N/A | 30 | EX | N/A | PC |  |  |  |  | KUBOTA | 1092684650 | [12 empty] | PORTABLE TOWER LIGHT GENERATOR,ENGINE MODEL | HILIGHT V5+,Z482 | [8 empty] | CLEANSED | CONTROLLER | ELECTRICAL | TYPE | ECU | FUNCTION |  | INPUT RATING |  | OUTPUT RATING |  | NUMBER OF INPUTS |  | NUMBER OF OUTPUTS |  | INTERFACE TYPE |  | MOUNTING TYPE |  | TEMPERATURE RATING |  | HAZARD CLASS |  | CERTIFICATION/STANDARD |  | ADDITIONAL FEATURES EN | UNIT,LAMP ELECTRICAL SYSTEM | ADDITIONAL FEATURES ES |  | ADDITIONAL FEATURES FR | [33 empty] | Production Completed
STP_005-003 | Data Enrichment | KIB | KIB | OK | 2023-03-17 | 2023-03-20 |  | PSR117242 | 117242 | PSR117242 | ELBOW, SCH 40, 90 DEG X 12" ND, LONG-RAD | ELBOW, SCH 40, 90 DEG X 12" ND, LONG-RADIUS, 150LB or JIS10K PRESSURE RATING, MATERIAL: RESIN ATLAC 382, CONFORMING IN ACCORDANCE TO ASTM D2517 or EQUIVALENT | ELBOW, SCH 40, 90 DEG X 12" ND, LONG-RADIUS, 150LB or JIS10K PRESSURE RATING, MATERIAL: RESIN ATLAC 382, CONFORMING IN ACCORDANCE TO ASTM D2517 or EQUIVALENT | PC | 0 | 0 | STOCK | Min-Max | CONSUMABLES | C | 0 | PD | 2210 | ERSA | OTHER | N | N/A | N/A | N/A | N | N/A | 30 | EX | N/A | PC | [28 empty] | CLEANSED | ELBOW | PIPE | TYPE | LONG-RADIUS | NOMINAL SIZE | 12 I N | END CONNECTION |  | PRESSURE RATING | 150LB OR JIS10K | ANGLE | 90 DEG | MATERIAL | RESIN ATLAC 382 | MATERIAL SPECIFICATION | GRADE ASTM D2517 | COATING/FINISH |  | MANUFACTURING PROCESS |  | SCHEDULE/WALL THICKNESS | SCH 40 | LENGTH |  | HAZARD CLASS |  | CERTIFICATION/STANDARD |  | ADDITIONAL FEATURES EN |  | ADDITIONAL FEATURES ES |  | ADDITIONAL FEATURES FR | [29 empty] | Production Completed
STP_005-003 | Data Enrichment | KIB | KIB | OK | 2023-03-17 | 2023-03-20 |  | PSR944263 | 944263 | PSR944263 | ELECTRODE, WELDING, UNIVERSAL, 2.4 MM, F | ELECTRODE, WELDING, UNIVERSAL, 2.4 MM, FLUX COVERED, TENSILE STRENGTH: UP TO 84,000 PSI (59 kg/mm2), TYPICAL HARDNESS: BRINELL 178B, FOR ALL MILD AND MISCELLANEOUS STEELS; ACCEPTABLE BRAND: MAGNA 307 | ELECTRODE, WELDING, UNIVERSAL, 2.4 MM, FLUX COVERED, TENSILE STRENGTH: UP TO 84,000 PSI (59 kg/mm2), TYPICAL HARDNESS: BRINELL 178B, FOR ALL MILD AND MISCELLANEOUS STEELS; ACCEPTABLE BRAND: MAGNA 307 | KG | 0 | 0 | STOCK | Min-Max | CONSUMABLES | D | 0 | PD | 2620 | ERSA | OTHER | N | N/A | N/A | N/A | N | N/A | 30 | EX | N/A | KG | [12 empty] | MAGNA | 307 | [14 empty] | CLEANSED | ELECTRODE | WELDING | TYPE | UNIVERSAL,FLUX COVERED | DESIGNATION |  | MATERIAL |  | CURRENT RATING |  | DIAMETER |  | LENGTH | 2.4 MM | HAZARD CLASS |  | CERTIFICATION/STANDARD |  | ADDITIONAL FEATURES EN | TENSILE STRENGTH:UP TO 84,000 PSI (59 KG/MM2),TYPICAL HARDNESS:BRINELL 178B,FOR ALL MILD AND MISCELLANEOUS STEELS | ADDITIONAL FEATURES ES |  | ADDITIONAL FEATURES FR | [39 empty] | Production Completed
STP_005-003 | Data Enrichment | KIB | KIB | OK | 2023-03-17 | 2023-03-20 |  | PSR027984 | 027984 | PSR027984 | FLANGE, LAPPED JOINT, SUS 304, NPS 12 X | FLANGE, LAPPED JOINT, SUS 304, NPS 12 X CLASS 150-FF, PN10, JIS10K PRESSURE RATING, CONFORMING TO ASME B16.5 or JIS STANDARD or EQUIVALENT, OR ASTM A182 GR F304 | FLANGE, LAPPED JOINT, SUS 304, NPS 12 X CLASS 150-FF, PN10, JIS10K PRESSURE RATING, CONFORMING TO ASME B16.5 or JIS STANDARD or EQUIVALENT, OR ASTM A182 GR F304 | PC | 0 | 0 | STOCK | Min-Max | CONSUMABLES | C | 0 | PD | 5920 | ERSA | OTHER | N | N/A | N/A | N/A | N | N/A | 30 | EX | N/A | PC | [28 empty] | CLEANSED | FLANGE | PIPE | TYPE | FLAT FACE | NOMINAL SIZE | 12 MM | OUTSIDE DIAMETER |  | SCHEDULE/WALL THICKNESS |  | THICKNESS |  | BOLT CIRCLE DIAMETER |  | MOUNTING HOLE SIZE |  | NUMBER OF HOLES |  | END CONNECTION | LAPPED JOINT | MATERIAL | STAINLESS STEEL 304 | MATERIAL SPECIFICATION | ASTM A182 GRADE F304 | PRESSURE RATING | CLASS 150 LB,PN10,10K | COATING/FINISH |  | TEMPERATURE RATING |  | HAZARD CLASS |  | CERTIFICATION/STANDARD | ASME B16.5 OR JIS | ADDITIONAL FEATURES EN |  | ADDITIONAL FEATURES ES |  | ADDITIONAL FEATURES FR | [23 empty] | Production Completed
STP_005-003 | Data Enrichment | KIB | KIB | OK | 2023-03-17 | 2023-03-20 |  | PSR131822 | 131822 | PSR131822 | FORM, GATE PASS-REFINERY DIVISION, CARBO | FORM, GATE PASS-REFINERY DIVISION, CARBONLESS, PRE-NUMBERED, 4 SHEETS/SET, 50 SETS/PAD; COPY DISTRIBUTION: ORIGINAL (WHITE)-ISSUER; SECOND COPY (YELLOW)-BEARER; THIRD COPY (PINK)-GUARD-PASAR GATE A; FOURTH COPY (BLUE)-GUARD-DORE PLANT | FORM, GATE PASS-REFINERY DIVISION, CARBONLESS, PRE-NUMBERED, 4 SHEETS/SET, 50 SETS/PAD; COPY DISTRIBUTION: ORIGINAL (WHITE)-ISSUER; SECOND COPY (YELLOW)-BEARER; THIRD COPY (PINK)-GUARD-PASAR GATE A; FOURTH COPY (BLUE)-GUARD-DORE PLANT | PD | 20 | 50 | STOCK | Min-Max | CONSUMABLES | B | 0 | V1 | 4090 | ERSA | OTHER | N | N/A | N/A | N/A | N | N/A | 30 | HB | N/A | EA | [28 empty] | CLEANSED | PAD | WRITING | TYPE | FORM,CARBONLESS,PRE-NUMBERED | SIZE |  | MATERIAL |  | COLOUR |  | SHEET DESIGNATION |  | NUMBER OF SHEETS | 4 PER SET | HAZARD CLASS |  | CERTIFICATION/STANDARD |  | ADDITIONAL FEATURES EN | GATE PASS-REFINERY DIVISION,PACKAGE QUANTITY:50 SETS PER PAD,COPY DISTRIBUTION:ORIGINAL (WHITE)-ISSUER,SECOND COPY (YELLOW)-BEARER,THIRD COPY (PINK)-GUARD-PASAR GATE A,FOURTH COPY (BLUE)-GUARD-DORE PLANT | ADDITIONAL FEATURES ES |  | ADDITIONAL FEATURES FR | [39 empty] | Production Completed
STP_005-003 | Data Enrichment | KIB | KIB | OK | 2023-03-17 | 2023-03-20 |  | PSR939975 | 939975 | PSR939975 | GAGE, BORE, DIAL, MEASURING RANGE: 0.7 T | GAGE, BORE, DIAL, MEASURING RANGE: 0.7 TO 6 INCHES; PROBE DEPTH: 4.10, 6.00 INCHES; GRADUATIONS: 0.0001 INCHES; HEAD TYPE: STANDARD; BRAND: MITUTOYO OR EQUIVALENT | GAGE, BORE, DIAL, MEASURING RANGE: 0.7 TO 6 INCHES; PROBE DEPTH: 4.10, 6.00 INCHES; GRADUATIONS: 0.0001 INCHES; HEAD TYPE: STANDARD; BRAND: MITUTOYO OR EQUIVALENT | PC | 0 | 0 | STOCK | Min-Max | CONSUMABLES | C | 0 | PD | 5110 | ERSA | OTHER | N | N/A | N/A | N/A | N | N/A | 30 | EX | N/A | PC | [12 empty] | MITUTOYO | [15 empty] | CLEANSED | GAUGE | BORE | TYPE | DIAL | MEASURING RANGE | 0.7-6 IN | ACCURACY |  | GRADUATION | 0.0001 IN | REPEATABILITY |  | DISPLAY TYPE |  | MATERIAL |  | NUMBER OF ANVILS |  | HAZARD CLASS |  | CERTIFICATION/STANDARD |  | ADDITIONAL FEATURES EN | HEAD TYPE:STANDARD,PROBE DEPTH:4.10,6 IN | ADDITIONAL FEATURES ES |  | ADDITIONAL FEATURES FR | [35 empty] | Production Completed
STP_005-003 | Data Enrichment | KIB | KIB | OK | 2023-03-17 | 2023-03-20 |  | PSR020407 | 020407 | PSR020407 | GASKET, TAPE, NON- ASBESTOS, 3.2 MM THIC | GASKET, TAPE, NON- ASBESTOS, 3.2 MM THICK X 50.8 mm WIDE X 30 METERS / ROLL. | GASKET, TAPE, NON- ASBESTOS, 3.2 mm THICK X 50.8 mm WIDE X 30 METERS / ROLL. | M | 0 | 0 | STOCK | Min-Max | CONSUMABLES | C | 0 | PD | 1825 | ERSA | OTHER | N | N/A | N/A | N/A | N | N/A | 30 | EX | N/A | M | [28 empty] | CLEANSED | GASKET | NO MODIFIER | TYPE | TAPE,NON- ASBESTOS | NOMINAL SIZE |  | INSIDE DIAMETER |  | OUTSIDE DIAMETER |  | THICKNESS | 3.2 MM | MATERIAL |  | PRESSURE CLASS/RATING |  | TEMPERATURE RATING |  | HAZARD CLASS |  | CERTIFICATION/STANDARD |  | ADDITIONAL FEATURES EN | SIZE:WD 50.8 MM X LG 30 M PER ROLL | ADDITIONAL FEATURES ES |  | ADDITIONAL FEATURES FR | [35 empty] | Production Completed
STP_005-003 | Data Enrichment | KIB | KIB | OK | 2023-03-17 | 2023-03-20 |  | PSR026194 | 026194 | PSR026194 | GAUGE SET, PITCH, SCREW, P/N 188-102, 4~ | GAUGE SET, PITCH, SCREW, P/N 188-102, 4~60 TPI, 28 LEAVES; MFR: MITUTOYO | GAUGE SET, PITCH, SCREW, P/N 188-102, 4~60 TPI, 28 LEAVES; MFR: MITUTOYO | SE | 0 | 0 | STOCK | Min-Max | CONSUMABLES | C | 0 | PD | 5110 | ERSA | OTHER | N | N/A | N/A | N/A | N | N/A | 30 | EX | N/A | EA |  |  | https://www.msi-viking.com/Mitutoyo-188-102-Whitworth-Screw-Pitch-Gage-Set-4-60-TPI-28-Leaves |  | MITUTOYO | 188-102 | [22 empty] | CLEANSED | GAUGE | NO MODIFIER | TYPE | PITCH,SCREW | MEASURING RANGE |  | MATERIAL |  | SIZE |  | PROCESS CONNECTION | 4 IN-60 TPI | ACCURACY |  | HAZARD CLASS |  | CERTIFICATION/STANDARD |  | ADDITIONAL FEATURES EN | SET,28 LEAVES | ADDITIONAL FEATURES ES |  | ADDITIONAL FEATURES FR | [39 empty] | Production Completed
STP_005-003 | Data Enrichment | KIB | KIB | OK | 2023-03-17 | 2023-03-20 |  | PSR056594 | 056594 | PSR056594 | GEAR PUMP, HYDRAULIC UNIT, P/N 624534; F | GEAR PUMP, HYDRAULIC UNIT, P/N 624534; FOR SELENIUM ROASTING FURNACE NO.:2, MFR: OUTOTEC | GEAR PUMP, HYDRAULIC UNIT, P/N 624534; FOR SELENIUM ROASTING FURNACE NO.:2, MFR: OUTOTEC | AY | 0 | 0 | STOCK | Min-Max | CONSUMABLES | C | 0 | PD | 3000 | ERSA | OTHER | N | N/A | N/A | N/A | N | N/A | 30 | EX | N/A | EA |  |  |  |  | OUTOTEC | 624534 | [12 empty] | SELENIUM ROASTING FURNACE NO 2 | [9 empty] | CLEANSED | PUMP | GEAR | TYPE |  | HEAD RANGE |  | POWER RATING |  | FLOW RATING |  | INLET SIZE |  | OUTLET SIZE |  | PRESSURE RATING |  | SPEED RATING |  | DRIVE DETAILS |  | ELECTRICAL RATING |  | GEAR MATERIAL |  | SHAFT MATERIAL |  | CASE MATERIAL |  | SHAFT SIZE |  | TEMPERATURE RATING |  | HAZARD CLASS |  | CERTIFICATION/STANDARD |  | ADDITIONAL FEATURES EN | HYDRAULIC UNIT | ADDITIONAL FEATURES ES |  | ADDITIONAL FEATURES FR | [21 empty] | Production Completed
STP_005-003 | Data Enrichment | KIB | KIB | OK | 2023-03-17 | 2023-03-20 |  | PSR014613 | 014613 | PSR014613 | GRATING, FIBERGLASS REINFORCED PLASTIC ( | GRATING, FIBERGLASS REINFORCED PLASTIC (FRP), 1100 MM X 1350 MM X 50 MM, WITH PERFORATION, WITH AN INTEGRAL SLIP-RESISTANT GRIT SURFACE, COMPLETE WITH STAINLESS STEEL HOLD-DOWN CLIPS | GRATING, FIBERGLASS REINFORCED PLASTIC (FRP), 1100 MM X 1350 MM X 50 MM, WITH PERFORATION, WITH AN INTEGRAL SLIP-RESISTANT GRIT SURFACE, COMPLETE WITH STAINLESS STEEL HOLD-DOWN CLIPS | PC | 0 | 0 | STOCK | Min-Max | CONSUMABLES | C | 0 | PD | 4400 | ERSA | OTHER | N | N/A | N/A | N/A | N | N/A | 210 | EX | N/A | PC | [28 empty] | CLEANSED | GRATING | NO MODIFIER | TYPE |  | SIZE | 1.1 X 1.35 M X 50 MM | MATERIAL | FIBERGLASS REINFORCED PLASTIC (FRP) | HAZARD CLASS |  | CERTIFICATION/STANDARD |  | ADDITIONAL FEATURES EN | C/W PERFORATION,AN INTEGRAL SLIP-RESISTANT GRIT SURFACE,STAINLESS STEEL HOLD-DOWN CLIPS | ADDITIONAL FEATURES ES |  | ADDITIONAL FEATURES FR | [45 empty] | Production Completed
STP_005-003 | Data Enrichment | KIB | KIB | OK | 2023-03-17 | 2023-03-20 |  | PSR056666 | 056666 | PSR056666 | HAMMER, BALL PEIN, 675G, DROP FORGED, HA | HAMMER, BALL PEIN, 675G, DROP FORGED, HARDENED AND TEMPERED, HICKORY WOOD HANDLE, 24OZ HEAD WEIGHT, ITEM NO: HAAC2440; MFR: TOPTUL | HAMMER, BALL PEIN, 675G, DROP FORGED, HARDENED AND TEMPERED, HICKORY WOOD HANDLE, 24OZ HEAD WEIGHT, ITEM NO: HAAC2440; MFR: TOPTUL | PC | 0 | 0 | STOCK | Min-Max | CONSUMABLES | C | 0 | PD | 4010 | ERSA | OTHER | N | N/A | N/A | N/A | N | N/A | 30 | EX | N/A | PC |  |  |  |  | TOPTUL | 675G | [18 empty] | HAAC2440 |  |  |  | CLEANSED | HAMMER | NO MODIFIER | TYPE | BALL PEIN,DROP FORGED,HARDENED AND TEMPERED | HEAD SIZE |  | WEIGHT | 24OZ HEAD | HANDLE LENGTH |  | HEAD MATERIAL |  | HANDLE MATERIAL | HICKORY WOOD | HAZARD CLASS |  | CERTIFICATION/STANDARD |  | ADDITIONAL FEATURES EN |  | ADDITIONAL FEATURES ES |  | ADDITIONAL FEATURES FR | [39 empty] | Production Completed
STP_005-003 | Data Enrichment | KIB | KIB | OK | 2023-03-17 | 2023-03-20 |  | PSR954689 | 954689 | PSR954689 | HARNESS, WIRE, EVAPORATOR, P/N: 41300029 | HARNESS, WIRE, EVAPORATOR, P/N: 4130002904001, AIR CONDITIONING GROUP P345, FOR ROAD ROLLER SDLG MODEL: RS7120H, ENGINE MODEL: WP6G125E202, ENGINE NUMBER: 6P22B011931, MFR: SDLG | HARNESS, WIRE, EVAPORATOR, P/N: 4130002904001, AIR CONDITIONING GROUP P345, FOR ROAD ROLLER SDLG MODEL: RS7120H, ENGINE MODEL: WP6G125E202, ENGINE NUMBER: 6P22B011931, MFR: SDLG | EA | 0 | 0 | STOCK | Min-Max | CRITICAL | B | 0 | PD | 5620 | ERSA | OTHER | N | N/A | N/A | N/A | Y | 4130002904001 | 90 | EX | SDLG | EA | B |  |  |  | SDLG | 4130002904001 | [12 empty] | ROAD ROLLER,ENGINE | RS7120H,WP6G125E202,6P22B011931 | [8 empty] | CLEANSED | HARNESS | WIRING | TYPE | EVAPORATOR | WIRE SIZE |  | INSULATION MATERIAL |  | CONDUCTOR MATERIAL |  | CONNECTION TYPE |  | HAZARD CLASS |  | CERTIFICATION/STANDARD |  | ADDITIONAL FEATURES EN | AIR CONDITIONING GROUP P345 | ADDITIONAL FEATURES ES |  | ADDITIONAL FEATURES FR | [41 empty] | Production Completed
STP_005-003 | Data Enrichment | KIB | KIB | OK | 2023-03-17 | 2023-03-20 |  | PSR935228 | 935228 | PSR935228 | HIGH PURITY TRITON X-100 EXTRA PURE, 500 | HIGH PURITY TRITON X-100 EXTRA PURE, 500ML. BRAND: LOBA CHEMIE | HIGH PURITY TRITON X-100 EXTRA PURE, 500ML. BRAND: LOBA CHEMIE | ML | 0 | 0 | STOCK | Min-Max | CONSUMABLES | C | 0 | PD | 4040 | ERSA | OTHER | N | N/A | N/A | N/A | N | N/A | 30 | EX | N/A | ML | [12 empty] | LOBA CHEMIE | [15 empty] | CLEANSED | CHEMICAL | NO MODIFIER | TYPE | HIGH PURITY TRITON X-100 EXTRA PURE | CONCENTRATION/PURITY |  | GRADE |  | MSDS/CAS NUMBER |  | COMPOSITION |  | CONTAINER SIZE | 500 ML | CONTAINER |  | PH VALUE |  | SPECIFIC GRAVITY |  | FORM |  | COLOUR |  | ODOR |  | FLAMMABILITY |  | SHELF LIFE |  | HAZARD CLASS |  | CERTIFICATION/STANDARD |  | ADDITIONAL FEATURES EN |  | ADDITIONAL FEATURES ES |  | ADDITIONAL FEATURES FR | [23 empty] | Production Completed
STP_005-003 | Data Enrichment | KIB | KIB | OK | 2023-03-17 | 2023-03-20 |  | PSR088684 | 088684 | PSR088684 | HINGE, BRASS, 2 OPEN WIDTH X 3 LEAF HEIG | HINGE, BRASS, 2 OPEN WIDTH X 3 LEAF HEIGHT, WITH SCREWS | HINGE, BRASS, 2 OPEN WIDTH X 3 LEAF HEIGHT, WITH SCREWS | PC | 0 | 0 | STOCK | Min-Max | CONSUMABLES | C | 0 | PD | 4090 | ERSA | OTHER | N | N/A | N/A | N/A | N | N/A | 30 | EX | N/A | PC | [28 empty] | CLEANSED | HINGE | NO MODIFIER | TYPE |  | SIZE | WD 2 OPEN X HT 3 LEAF | MATERIAL | BRASS | COATING/FINISH |  | NUMBER OF HOLES/SLOTS |  | HOLE/SLOT SIZE |  | HAZARD CLASS |  | CERTIFICATION/STANDARD |  | ADDITIONAL FEATURES EN | C/W SCREWS | ADDITIONAL FEATURES ES |  | ADDITIONAL FEATURES FR | [39 empty] | Production Completed
STP_005-003 | Data Enrichment | KIB | KIB | OK | 2023-03-17 | 2023-03-20 |  | PSR943730 | 943730 | PSR943730 | HOLDER, FOR BEAM IMPACT, OEM PARTSLIST N | HOLDER, FOR BEAM IMPACT, OEM PARTSLIST NO: D3518066, POSITION NO: 1512, MFR: FLSMIDTH, EP DISCH. RAPPING SYSTEM D1526287 | HOLDER, FOR BEAM IMPACT, OEM PARTSLIST NO: D3518066, POSITION NO: 1512, MFR: FLSMIDTH, EP DISCH. RAPPING SYSTEM D1526287 | PC | 0 | 0 | STOCK | Min-Max | CONSUMABLES | A | 0 | PD | 4090 | ERSA | OTHER | N | N/A | N/A | N/A | N | N/A | 30 | EX | N/A | PC |  |  |  |  | FLSMIDTH | D3518066 | [15 empty] | POS 1512 | [6 empty] | CLEANSED | HOLDER | NO MODIFIER | TYPE |  | SIZE |  | MATERIAL |  | HAZARD CLASS |  | CERTIFICATION/STANDARD |  | ADDITIONAL FEATURES EN | FOR BEAM IMPACT,EP DISCH RAPPING SYSTEM D1526287 | ADDITIONAL FEATURES ES |  | ADDITIONAL FEATURES FR | [45 empty] | Production Completed
STP_005-003 | Data Enrichment | KIB | KIB | OK | 2023-03-17 | 2023-03-20 |  | PSR023245 | 023245 | PSR023245 | I-BEAM, M. S., 200 mm X 100 mm X 6.0 MET | I-BEAM, M. S., 200 mm X 100 mm X 6.0 METERS LONG, WEB THICKNESS: 6 mm, FLANGE THICKNESS: 9.5 mm, MATERIAL: CARBON STEEL CONFORMING TO JIS G3101 SS400 OR ASTM A36M - STEEL FOR GENERAL STRUCTURE, THEORETICAL WEIGHT: 102.6 KG/LENGTH | I-BEAM, M. S., 200 mm X 100 mm X 6.0 METERS LONG, WEB THICKNESS: 6 mm, FLANGE THICKNESS: 9.5 mm, MATERIAL: CARBON STEEL CONFORMING TO JIS G3101 SS400 OR ASTM A36M - STEEL FOR GENERAL STRUCTURE, THEORETICAL WEIGHT: 102.6 KG/LENGTH | LG | 0 | 0 | STOCK | Min-Max | CONSUMABLES | C | 0 | PD | 1500 | ERSA | OTHER | N | N/A | N/A | N/A | N | N/A | 30 | EX | N/A | EA | [28 empty] | CLEANSED | BEAM | STRUCTURAL | TYPE | I | WIDTH | 200 MM | LENGTH | 6 M | WEB THICKNESS | 6 MM | HEIGHT | 100 MM | LOAD CAPACITY |  | MATERIAL | MILD STEEL,CARBON STEEL,STAINLESS STEEL 400 | MATERIAL SPECIFICATION | GRADE JIS G3101 OR ASTM A36M | GRADE |  | COATING/FINISH |  | TENSILE STRENGTH |  | PROCESS |  | WEIGHT |  | HAZARD CLASS |  | CERTIFICATION/STANDARD |  | ADDITIONAL FEATURES EN | FLANGE THICKNESS:9.5 MM,FOR GENERAL STRUCTURE,THEORETICAL WEIGHT:102.6 KG/LG | ADDITIONAL FEATURES ES |  | ADDITIONAL FEATURES FR | [25 empty] | Production Completed
STP_005-003 | Data Enrichment | KIB | KIB | OK | 2023-03-17 | 2023-03-20 |  | PSR051369 | 051369 | PSR051369 | JACKET, HOODED, LONG SLEEVE, PVC COATED | JACKET, HOODED, LONG SLEEVE, PVC COATED POLYESTER, ACID RESISTANT, WITH PASAR AND ANNIVERSARY LOGO | JACKET, HOODED, LONG SLEEVE, PVC COATED POLYESTER, ACID RESISTANT, WITH PASAR AND ANNIVERSARY LOGO | PC | 0 | 0 | STOCK | Min-Max | CONSUMABLES | C | 0 | PD | 4090 | ERSA | OTHER | N | N/A | N/A | N/A | N | N/A | 90 | EX | N/A | PC | [28 empty] | CLEANSED | JACKET | SAFETY | TYPE | HOODED,ACID RESISTANT,LONG SLEEVE | SIZE DESIGNATION |  | MATERIAL | PVC COATED POLYESTER | COLOUR |  | SEAM DETAILS |  | CLOSURE DETAILS |  | HAZARD CLASS |  | CERTIFICATION/STANDARD |  | ADDITIONAL FEATURES EN | C/W PASAR AND ANNIVERSARY LOGO | ADDITIONAL FEATURES ES |  | ADDITIONAL FEATURES FR | [39 empty] | Production Completed
STP_005-003 | Data Enrichment | KIB | KIB | OK | 2023-03-17 | 2023-03-20 |  | PSR055750 | 055750 | PSR055750 | JUG, OIL, 5L CAPACITY, ANTI-STATIC, WITH | JUG, OIL, 5L CAPACITY, ANTI-STATIC, WITH LEVEL MEASUREMENT, STRAINER, FLEXIBLE CONICAL SPOUT, FILLING MOUTH COVERS, & DUAL GRIP FOR CARRYING & TILTING, MATERIAL: PLASTIC, COLOR: WHITE | JUG, OIL, 5L CAPACITY, ANTI-STATIC, WITH LEVEL MEASUREMENT, STRAINER, FLEXIBLE CONICAL SPOUT, FILLING MOUTH COVERS, & DUAL GRIP FOR CARRYING & TILTING, MATERIAL: PLASTIC, COLOR: WHITE | PC | 0 | 0 | STOCK | Min-Max | CONSUMABLES | C | 0 | PD | 5955 | ERSA | OTHER | N | N/A | N/A | N/A | N | N/A | 30 | EX | N/A | PC | [28 empty] | CLEANSED | JAR | NO MODIFIER | TYPE | OIL,ANTI-STATIC | CAPACITY | 5 L | GRADUATION |  | MATERIAL | PLASTIC | SIZE |  | HAZARD CLASS |  | CERTIFICATION/STANDARD |  | ADDITIONAL FEATURES EN | C/W LEVEL MEASUREMENT,STRAINER,FLEXIBLE CONICAL SPOUT,FILLING MOUTH COVERS & DUAL GRIP FOR CARRYING & TILTING,COLOR:WHITE | ADDITIONAL FEATURES ES |  | ADDITIONAL FEATURES FR | [41 empty] | Production Completed
STP_005-003 | Data Enrichment | KIB | KIB | OK | 2023-03-17 | 2023-03-20 |  | PSR025649 | 025649 | PSR025649 | LAMP, HEAD, REAR COMBINATION, P/N 413300 | LAMP, HEAD, REAR COMBINATION, P/N 413300620, ELECTRICAL GROUP; FOR MCC BAOSTEEL SLAG POT CARRIER MODEL BGC-70B SERIAL NO. BGC-70B-14004 WITH CUMMINS ENGINE MODEL QSM11 NO. 35321838 | LAMP, HEAD, REAR COMBINATION, P/N 413300620, ELECTRICAL GROUP; FOR MCC BAOSTEEL SLAG POT CARRIER MODEL BGC-70B SERIAL NO. BGC-70B-14004 WITH CUMMINS ENGINE MODEL QSM11 NO. 35321838 | PC | 0 | 0 | STOCK | Min-Max | CRITICAL | A | 0 | PD | 5955 | ERSA | OTHER | N | N/A | N/A | N/A | N | N/A | 30 | EX | N/A | PC |  |  |  |  | CUMMINS | 413300620 | [12 empty] | SLAG POT CARRIER C/W ENGINE | BGC-70B,QSM11,35321838 | MCC BAOSTEEL |  |  | BGC-70B-14004 |  |  |  |  | CLEANSED | LAMP | NO MODIFIER | TYPE | HEAD,REAR COMBINATION | WATTAGE |  | VOLTAGE RATING |  | SHAPE DESIGNATION |  | BASE TYPE |  | LAMP LIFE |  | COLOUR |  | SIZE |  | INTENSITY |  | COLOUR RENDERING INDEX |  | COLOUR TEMPERATURE |  | FINISH |  | HAZARD CLASS |  | CERTIFICATION/STANDARD |  | ADDITIONAL FEATURES EN | ELECTRICAL GROUP | ADDITIONAL FEATURES ES |  | ADDITIONAL FEATURES FR | [27 empty] | Production Completed
STP_005-003 | Data Enrichment | KIB | KIB | OK | 2023-03-17 | 2023-03-20 |  | PSR052207 | 052207 | PSR052207 | LIFELINE, HORIZONTAL, TEMPORARY, 100' KE | LIFELINE, HORIZONTAL, TEMPORARY, 100' KERNMANTLE ROPE; MFR: SIMPLIFIED SAFETY | LIFELINE, HORIZONTAL, TEMPORARY, 100' KERNMANTLE ROPE; MFR: SIMPLIFIED SAFETY | SE | 0 | 0 | STOCK | Min-Max | CONSUMABLES | C | 34979.4173 | PD | 4090 | ERSA | OTHER | N | N/A | N/A | N/A | N | N/A | 30 | EX | N/A | EA |  |  |  |  | SIMPLIFIED SAFETY | [23 empty] | CLEANSED | LIFELINE | SAFETY | TYPE | HORIZONTAL,TEMPORARY | LENGTH | 100 FT KERNMANTLE ROPE | LOAD CAPACITY |  | LINE MATERIAL |  | HARDWARE MATERIAL |  | TENSILE STRENGTH |  | HAZARD CLASS |  | CERTIFICATION/STANDARD |  | ADDITIONAL FEATURES EN |  | ADDITIONAL FEATURES ES |  | ADDITIONAL FEATURES FR | [39 empty] | Production Completed
STP_005-003 | Data Enrichment | KIB | KIB | OK | 2023-03-17 | 2023-03-20 |  | PSR940314 | 940314 | PSR940314 | LINE, FEED, 0812, CU, SS, FOR REFINERY N | LINE, FEED, 0812, CU, SS, FOR REFINERY NEW TROLLEY BUSBAR, MFR: MHE-DEMAG | LINE, FEED, 0812, CU, SS, FOR REFINERY NEW TROLLEY BUSBAR, MFR: MHE-DEMAG | PC | 0 | 0 | STOCK | Min-Max | CONSUMABLES | C | 0 | PD | 4400 | ERSA | OTHER | N | N/A | N/A | N/A | N | N/A | 30 | EX | N/A | PC |  |  |  |  | MHE-DEMAG | 0812 | [12 empty] | REFINERY NEW TROLLEY BUSBAR | [9 empty] | CLEANSED | LINER | NO MODIFIER | TYPE | FEED | SIZE |  | MATERIAL | CUPPER,STAINLESS STEEL | HAZARD CLASS |  | CERTIFICATION/STANDARD |  | ADDITIONAL FEATURES EN |  | ADDITIONAL FEATURES ES |  | ADDITIONAL FEATURES FR | [45 empty] | Production Completed
STP_005-003 | Data Enrichment | KIB | KIB | OK | 2023-03-17 | 2023-03-20 |  | PSR672997 | 672997 | PSR672997 | LOCKOUT,EZ PANEL 480-600 VOLT BREAKER BL | LOCKOUT,EZ PANEL 480-600 VOLT BREAKER BLOCK | LOCKOUT,EZ PANEL 480-600 VOLT BREAKER BLOCK | PC | 0 | 0 | STOCK | Min-Max | CONSUMABLES | C | 0 | PD | 4090 | ERSA | OTHER | N | N/A | N/A | N/A | N | N/A | 30 | EX | N/A | PC | [28 empty] | CLEANSED | LOCKOUT | NO MODIFIER | TYPE |  | SIZE |  | NUMBER OF LOCKS |  | MATERIAL |  | HAZARD CLASS |  | CERTIFICATION/STANDARD |  | ADDITIONAL FEATURES EN | EZ PANEL 480-600 V BREAKER BLOCK | ADDITIONAL FEATURES ES |  | ADDITIONAL FEATURES FR | [43 empty] | Production Completed
STP_005-003 | Data Enrichment | KIB | KIB | OK | 2023-03-17 | 2023-03-20 |  | PSR954675 | 954675 | PSR954675 | MANIFOLD, P/N: 111-3199, TRANSMISSION CO | MANIFOLD, P/N: 111-3199, TRANSMISSION CONTROL, FOR CATERPILLAR® D7R SERIES II TRACK-TYPE TRACTOR/BULLDOZER WITH ENGINE MODEL: 3176C / SERIAL NO.: 7ZR24447, MNFR: CATERPILLAR | MANIFOLD, P/N: 111-3199, TRANSMISSION CONTROL, FOR CATERPILLAR® D7R SERIES II TRACK-TYPE TRACTOR/BULLDOZER WITH ENGINE MODEL: 3176C / SERIAL NO.: 7ZR24447, MNFR: CATERPILLAR | PC | 0 | 0 | STOCK | Min-Max | CRITICAL | B | 0 | PD | 5620 | ERSA | OTHER | Y | 111-3199 | 3000003 | CATERPILLAR | N | N/A | 90 | EX | N/A | PC | B |  | https://parts.cat.com/en/catcorp/111-3199 |  | CATERPILLAR | 111-3199 | [12 empty] | TRACK-TYPE TRACTOR/BULLDOZER C/W ENGINE | D7R SERIES II,3176C |  |  |  | 7ZR24447 |  |  |  | 3000003 | CLEANSED | MANIFOLD | NO MODIFIER | TYPE | TRANSMISSION CONTROL | SIZE |  | MATERIAL |  | HAZARD CLASS |  | CERTIFICATION/STANDARD |  | ADDITIONAL FEATURES EN |  | ADDITIONAL FEATURES ES |  | ADDITIONAL FEATURES FR | [45 empty] | Production Completed
STP_005-003 | Data Enrichment | KIB | KIB | OK | 2023-03-17 | 2023-03-20 |  | PSR057384 | 057384 | PSR057384 | NEBULIZER, MICROMIST, ITEM NO: G3266-800 | NEBULIZER, MICROMIST, ITEM NO: G3266-80004, BRAND: AGILENT | NEBULIZER, MICROMIST, ITEM NO: G3266-80004, BRAND: AGILENT | PC | 0 | 0 | STOCK | Min-Max | CONSUMABLES | C | 0 | PD | 4040 | ERSA | OTHER | Y | ITEM NO: G3266-80004 | 3000219 | AGILENT TECHNOLOGIES INC. | N | N/A | 90 | EX | N/A | PC |  |  |  |  | AGILENT TECHNOLOGIES INC. | [7 empty] | AGILENT | [11 empty] | G3266-80004 |  |  | 3000219 | CLEANSED | NEBULIZER | MEDICAL | TYPE | MICROMIST | DIMENSIONS |  | MATERIAL |  | ELECTRICAL RATING |  | PARTICLE SIZE |  | FLOW RATING |  | HAZARD CLASS |  | CERTIFICATION/STANDARD |  | ADDITIONAL FEATURES EN |  | ADDITIONAL FEATURES ES |  | ADDITIONAL FEATURES FR | [39 empty] | Production Completed
STP_005-003 | Data Enrichment | KIB | KIB | OK | 2023-03-17 | 2023-03-20 |  | PSR938931 | 938931 | PSR938931 | NUT, DRIVING PINION, M42 FLANGE, FINAL D | NUT, DRIVING PINION, M42 FLANGE, FINAL DRIVE, P/N 1-09449-061-0, REAR FINAL DRIVE GROUP; FOR ISUZU DUMPTRUCK MODEL CYZ51 (VIN: JALCYZ51ME7000160) WITH ENGINE MODEL 6WF1 NO. 6WF1-TCC | NUT, DRIVING PINION, M42 FLANGE, FINAL DRIVE, P/N 1-09449-061-0, REAR FINAL DRIVE GROUP; FOR ISUZU DUMPTRUCK MODEL CYZ51 (VIN: JALCYZ51ME7000160) WITH ENGINE MODEL 6WF1 NO. 6WF1-TCC | PC | 0 | 0 | STOCK | Min-Max | CRITICAL | A | 0 | PD | 5955 | ERSA | OTHER | Y | 1-09449-061-0 | 3000024 | ISUZU | N | N/A | 30 | EX | N/A | PC |  |  | https://parts.isuzu.astra.co.id/marketing/catalog/search.php?search=1-09449-061-0 |  | ISUZU | 1-09449-061-0 | [12 empty] | DUMPTRUCK C/W ENGINE | CYZ51,VIN JALCYZ51ME7000160,6WF1,6WF1-TCC | [7 empty] | 3000024 | CLEANSED | NUT | FLANGE | TYPE | DRIVING PINION,FINAL DRIVE | THREAD SIZE | M42 | THREAD TYPE |  | MATERIAL |  | MATERIAL SPECIFICATION |  | COATING/FINISH |  | WIDTH ACROSS FLAT |  | FLANGE DIAMETER |  | FLANGE THICKNESS |  | HAZARD CLASS |  | CERTIFICATION/STANDARD |  | ADDITIONAL FEATURES EN | REAR FINAL DRIVE GROUP | ADDITIONAL FEATURES ES |  | ADDITIONAL FEATURES FR | [33 empty] | Production Completed
STP_005-003 | Data Enrichment | KIB | KIB | OK | 2023-03-17 | 2023-03-20 |  | PSR945434 | 945434 | PSR945434 | OIL, LUBRICATING, GADUS S2 OGH 0/00, 180 | OIL, LUBRICATING, GADUS S2 OGH 0/00, 180 KG/DR, BRAND: SHELL | OIL, LUBRICATING, GADUS S2 OGH 0/00, 180 KG/DR, BRAND: SHELL | KG | 0 | 0 | STOCK | Min-Max | CONSUMABLES | B | 0 | PD | 2800 | ERSA | OTHER | N | N/A | N/A | N/A | N | N/A | 30 | EX | N/A | KG | [5 empty] | GADUS S2 OGH 0/00 | [6 empty] | SHELL | [15 empty] | CLEANSED | LUBRICANT | NO MODIFIER | TYPE | OIL | GRADE |  | CONTAINER | 180 KG PER DRUM | COMPOSITION |  | POUR POINT |  | FLASH POINT |  | VISCOSITY INDEX |  | OPERATING TEMPERATURE |  | HAZARD CLASS |  | CERTIFICATION/STANDARD |  | ADDITIONAL FEATURES EN |  | ADDITIONAL FEATURES ES |  | ADDITIONAL FEATURES FR | [35 empty] | Production Completed
STP_005-003 | Data Enrichment | KIB | KIB | OK | 2023-03-17 | 2023-03-20 |  | PSR019863 | 019863 | PSR019863 | PAINT, ACRYLIC LACQUER, SHERLUX, COLOR: | PAINT, ACRYLIC LACQUER, SHERLUX, COLOR: ORANGE, AEROSOL SPRAY TYPE. | PAINT, ACRYLIC LACQUER, SHERLUX, COLOR: ORANGE, AEROSOL SPRAY TYPE. | CN | 0 | 0 | STOCK | Min-Max | CONSUMABLES | C | 0 | PD | 4065 | ERSA | OTHER | N | N/A | N/A | N/A | N | N/A | 30 | EX | N/A | CAN | [12 empty] | SHERLUX | [15 empty] | CLEANSED | PAINT | SPRAY | TYPE | ACRYLIC LACQUER,AEROSOL | CONTAINER |  | COLOUR | ORANGE | COATING/FINISH |  | COVERAGE AREA |  | DRYING TIME |  | TEMPERATURE RATING |  | HAZARD CLASS |  | CERTIFICATION/STANDARD |  | ADDITIONAL FEATURES EN |  | ADDITIONAL FEATURES ES |  | ADDITIONAL FEATURES FR | [37 empty] | Production Completed
STP_005-003 | Data Enrichment | KIB | KIB | OK | 2023-03-17 | 2023-03-20 |  | PSR015207 | 015207 | PSR015207 | PLATE, SIDE, P/N 03, MATERIAL: FC200, FO | PLATE, SIDE, P/N 03, MATERIAL: FC200, FOR PSA OXYGEN COMPRESSOR, TYPE RF-245KP, MFG. NO. JS-0186, REFERENCE DWG. NO. 3M-RF-245KPJSE, MFR: TAIKO KIKAI INDUSTRIES CO., LTD., JAPAN | PLATE, SIDE, P/N 03, MATERIAL: FC200, FOR PSA OXYGEN COMPRESSOR, TYPE RF-245KP, MFG. NO. JS-0186, REFERENCE DWG. NO. 3M-RF-245KPJSE, MFR: TAIKO KIKAI INDUSTRIES CO., LTD., JAPAN | PC | 0 | 0 | STOCK | Min-Max | CONSUMABLES | C | 0 | PD | 5955 | ERSA | OTHER | N | N/A | N/A | N/A | Y | 03 | 90 | EX | TAIKO KIKAI INDUSTRIES CO., LTD., JAPAN | PC | C |  |  |  | TAIKO KIKAI INDUSTRIES CO., LTD., JAPAN | JS-0186 |  | 03 | [10 empty] | PSA OXYGEN COMPRESSOR | RF-245KP |  | 3M-RF-245KPJSE | [6 empty] | CLEANSED | PLATE | METAL | WIDTH |  | LENGTH |  | THICKNESS |  | MATERIAL | GRAY CAST IRON | MATERIAL SPECIFICATION | GRADE FC200 | PROCESS |  | WEIGHT |  | HAZARD CLASS |  | CERTIFICATION/STANDARD |  | ADDITIONAL FEATURES EN | SIDE | ADDITIONAL FEATURES ES |  | ADDITIONAL FEATURES FR | [37 empty] | Production Completed
STP_005-003 | Data Enrichment | KIB | KIB | OK | 2023-03-17 | 2023-03-20 |  | PSR025042 | 025042 | PSR025042 | PLIERS, LOCKING, MODEL: 15T-9LN, 9 OVERA | PLIERS, LOCKING, MODEL: 15T-9LN, 9 OVERALL LENGTH, LONG NOSE, MFR: IRWIN VISE-GRIP | PLIERS, LOCKING, MODEL: 15T-9LN, 9 OVERALL LENGTH, LONG NOSE, MFR: IRWIN VISE-GRIP | PC | 0 | 0 | STOCK | Min-Max | CONSUMABLES | C | 0 | PD | 4010 | ERSA | OTHER | N | N/A | N/A | N/A | N | N/A | 30 | EX | N/A | PC |  |  | https://www.grainger.com/product/IRWIN-VISE-GRIP-Fast-Release-Locking-Plier-4CHU8 |  | IRWIN VISE-GRIP | 15T-9LN | [22 empty] | CLEANSED | PLIERS | NO MODIFIER | TYPE | LOCKING,LONG NOSE | CAPACITY |  | JAW LENGTH |  | JAW WIDTH |  | JAW TYPE |  | OVERALL LENGTH | 9 MM | MATERIAL |  | COATING/FINISH |  | HANDLE TYPE |  | HANDLE SIZE |  | HAZARD CLASS |  | CERTIFICATION/STANDARD |  | ADDITIONAL FEATURES EN |  | ADDITIONAL FEATURES ES |  | ADDITIONAL FEATURES FR | [31 empty] | Production Completed
STP_005-003 | Data Enrichment | KIB | KIB | OK | 2023-03-17 | 2023-03-20 |  | PSR013706 | 013706 | PSR013706 | POLO SHIRT, SHORT SLEEVE, SLIM FIT, PLAI | POLO SHIRT, SHORT SLEEVE, SLIM FIT, PLAIN, CASUAL, MATERIAL: COTTON/POLYESTER | POLO SHIRT, SHORT SLEEVE, SLIM FIT, PLAIN, CASUAL, MATERIAL: COTTON/POLYESTER | PC | 0 | 0 | STOCK | Min-Max | CONSUMABLES | C | 750 | PD | 4090 | ERSA | OTHER | N | N/A | N/A | N/A | N | N/A | 30 | EX | N/A | PC | [12 empty] | POLO | [15 empty] | CLEANSED | SHIRT | NO MODIFIER | TYPE | SLIM FIT,PLAIN,CASUAL | SIZE DESIGNATION |  | GENDER |  | SLEEVE TYPE | SHORT | MATERIAL | COTTON/POLYESTER | COLOUR |  | HAZARD CLASS |  | CERTIFICATION/STANDARD |  | ADDITIONAL FEATURES EN |  | ADDITIONAL FEATURES ES |  | ADDITIONAL FEATURES FR | [39 empty] | Production Completed
STP_005-003 | Data Enrichment | KIB | KIB | OK | 2023-03-17 | 2023-03-20 |  | PSR037126 | 037126 | PSR037126 | PUNCH SET, PIN, 8 PCS/SET; ANY ACCEPTABL | PUNCH SET, PIN, 8 PCS/SET; ANY ACCEPTABLE BRAND | PUNCH SET, PIN, 8 PCS/SET; ANY ACCEPTABLE BRAND | SE | 0 | 0 | STOCK | Min-Max | CONSUMABLES | C | 0 | PD | 4090 | ERSA | OTHER | N | N/A | N/A | N/A | N | N/A | 30 | EX | N/A | EA | [28 empty] | CLEANSED | SET | NO MODIFIER | TYPE | PUNCH,PIN | CONTENTS | 8 PCS | NUMBER OF ITEMS |  | MATERIAL |  | SIZE RANGE |  | ADDITIONAL FEATURES EN |  | ADDITIONAL FEATURES ES |  | ADDITIONAL FEATURES FR | [45 empty] | Production Completed
STP_005-003 | Data Enrichment | KIB | KIB | OK | 2023-03-17 | 2023-03-20 |  | PSR028926 | 028926 | PSR028926 | REPAIR KIT, WATER PUMP, COOLING SYSTEM; | REPAIR KIT, WATER PUMP, COOLING SYSTEM; FOR AOSIF DIESEL GENERATOR MODEL AC 1250 / SERIAL NO. 1103200377 DRIVEN BY CUMMINS ENGINE MODEL KTA38-G4 W/ NO. 41147758 | REPAIR KIT, WATER PUMP, COOLING SYSTEM; FOR AOSIF DIESEL GENERATOR MODEL AC 1250 / SERIAL NO. 1103200377 DRIVEN BY CUMMINS ENGINE MODEL KTA38-G4 W/ NO. 41147758 | KT | 0 | 0 | STOCK | Min-Max | CONSUMABLES | C | 12904.55 | PD | 5920 | ERSA | OTHER | N | N/A | N/A | N/A | N | N/A | 30 | EX | N/A | EA |  |  |  |  | AOSIF |  | CUMMINS | [11 empty] | DIESEL GENERATOR DRIVEN BY ENGINE | AC 1250,KTA38-G4 W,41147758 |  |  |  | 1103200377 |  |  |  |  | CLEANSED | KIT | NO MODIFIER | TYPE | REPAIR | CONTENTS |  | NUMBER OF ITEMS |  | HAZARD CLASS |  | CERTIFICATION/STANDARD |  | ADDITIONAL FEATURES EN | WATER PUMP,COOLING SYSTEM | ADDITIONAL FEATURES ES |  | ADDITIONAL FEATURES FR | [45 empty] | Production Completed
STP_005-003 | Data Enrichment | KIB | KIB | OK | 2023-03-17 | 2023-03-20 |  | PSR039208 | 039208 | PSR039208 | RING, DIE FORM, I.D.: 16MM, O.D.: 26MM, | RING, DIE FORM, I.D.: 16MM, O.D.: 26MM, THICKNESS: 5.3MM, MATERIAL: GRAPHITE | RING, DIE FORM, I.D.: 16MM, O.D.: 26MM, THICKNESS: 5.3MM, MATERIAL: GRAPHITE | PC | 0 | 0 | STOCK | Min-Max | CONSUMABLES | A | 800 | PD | 5620 | ERSA | OTHER | N | N/A | N/A | N/A | N | N/A | 30 | EX | N/A | PC | [28 empty] | CLEANSED | RING | NO MODIFIER | TYPE | DIE FORM | DIMENSIONS | ID 16 X OD 26 X THK 5.3 MM | MATERIAL | GRAPHITE | MATERIAL SPECIFICATION |  | HAZARD CLASS |  | CERTIFICATION/STANDARD |  | ADDITIONAL FEATURES EN |  | ADDITIONAL FEATURES ES |  | ADDITIONAL FEATURES FR | [43 empty] | Production Completed
STP_005-003 | Data Enrichment | KIB | KIB | OK | 2023-03-17 | 2023-03-20 |  | PSR502898 | 502898 | PSR502898 | ROD, CURTAIN, STAINLESS STEEL, 3/4 DIAME | ROD, CURTAIN, STAINLESS STEEL, 3/4 DIAMETER X 1703 MM LONG, COMPLETE WITH HOLDER | ROD, CURTAIN, STAINLESS STEEL, 3/4 DIAMETER X 1703 MM LONG, COMPLETE WITH HOLDER | SE | 0 | 0 | STOCK | Min-Max | CONSUMABLES | C | 0 | PD | 5920 | ERSA | OTHER | N | N/A | N/A | N/A | N | N/A | 30 | EX | N/A | EA | [28 empty] | CLEANSED | ROD | NO MODIFIER | TYPE | CURTAIN | DIAMETER | 3/4 IN | LENGTH | 1.703 M | MATERIAL | STAINLESS STEEL | MATERIAL SPECIFICATION |  | COATING/FINISH |  | HAZARD CLASS |  | CERTIFICATION/STANDARD |  | ADDITIONAL FEATURES EN | C/W HOLDER | ADDITIONAL FEATURES ES |  | ADDITIONAL FEATURES FR | [39 empty] | Production Completed
STP_005-003 | Data Enrichment | KIB | KIB | OK | 2023-03-17 | 2023-03-20 |  | PSR040183 | 040183 | PSR040183 | SCREEN, WIRE, SUS 304, MESH SIZE: 4, WIR | SCREEN, WIRE, SUS 304, MESH SIZE: 4, WIRE DIAMETER: 1.25 MM, WIDE: 2.1 M, LENGTH: 10 M. | SCREEN, WIRE, SUS 304, MESH SIZE: 4, WIRE DIAMETER: 1.25 MM, WIDE: 2.1 M, LENGTH: 10 M. | M | 0 | 0 | STOCK | Min-Max | CONSUMABLES | C | 0 | PD | 4025 | ERSA | OTHER | N | N/A | N/A | N/A | N | N/A | 30 | EX | N/A | M | [28 empty] | CLEANSED | SCREEN | NO MODIFIER | TYPE | WIRE | SCREEN SIZE |  | WIRE SIZE | DIA 1.25 MM | SIZE | WD 2.1 X LG 10 M | MATERIAL | STAINLESS STEEL 304 | HAZARD CLASS |  | CERTIFICATION/STANDARD |  | ADDITIONAL FEATURES EN | MESH SIZE:4 | ADDITIONAL FEATURES ES |  | ADDITIONAL FEATURES FR | [41 empty] | Production Completed
STP_005-003 | Data Enrichment | KIB | KIB | OK | 2023-03-17 | 2023-03-20 |  | PSR041669 | 041669 | PSR041669 | SCREW SET, COVER, END, P/N D027ME62, POS | SCREW SET, COVER, END, P/N D027ME62, POSITION NO.: 15, REFERENCE DWG NO.: A588617; FOR BEARING ASSY. OF NEW FEED PUMP (WARMAN CENTRIFUGAL SLURRY PUMP), MFR: WEIR MINERALS | SCREW SET, COVER, END, P/N D027ME62, POSITION NO.: 15, REFERENCE DWG NO.: A588617; FOR BEARING ASSY. OF NEW FEED PUMP (WARMAN CENTRIFUGAL SLURRY PUMP), MFR: WEIR MINERALS | SE | 4 | 8 | STOCK | Min-Max | CONSUMABLES | B | 111.1265 | V1 | 3000 | ERSA | OTHER | N | N/A | N/A | N/A | N | N/A | 30 | HB | N/A | EA |  |  | http://tneb.tnebnet.org/test1/Gazette/YearWisePDF/2015/02%20February%202015.pdf |  | WEIR MINERALS | D027ME62 | WARMAN | [11 empty] | BEARING ASSEMBLY OF NEW FEED PUMP (CENTRIFUGAL SLURRY PUMP) |  |  | A588617,POS 15 | [6 empty] | CLEANSED | SCREW | SET | TYPE | COVER,END | THREAD DIAMETER |  | THREAD PITCH |  | THREAD TYPE |  | OVERALL LENGTH |  | MATERIAL |  | MATERIAL SPECIFICATION |  | COATING/FINISH |  | DRIVE TYPE |  | DRIVE SIZE |  | POINT TYPE |  | POINT SIZE |  | HAZARD CLASS |  | CERTIFICATION/STANDARD |  | ADDITIONAL FEATURES EN |  | ADDITIONAL FEATURES ES |  | ADDITIONAL FEATURES FR | [27 empty] | Production Completed
STP_005-003 | Data Enrichment | KIB | KIB | OK | 2023-03-17 | 2023-03-20 |  | PSR057348 | 057348 | PSR057348 | SCREW, FRICTION BLOCK LINING, PART OF IT | SCREW, FRICTION BLOCK LINING, PART OF ITEM 10 ASSEMBLY, PART NUMBER: 330 X 206. FOR SAG MILL EATON AIRFLEX CLUTCH. BM-0604-MP-01, MNFR: EATON | SCREW, FRICTION BLOCK LINING, PART OF ITEM 10 ASSEMBLY, PART NUMBER: 330 X 206. FOR SAG MILL EATON AIRFLEX CLUTCH. BM-0604-MP-01, MNFR: EATON | PC | 0 | 0 | STOCK | Min-Max | CONSUMABLES | C | 0 | PD | 3000 | ERSA | OTHER | Y | 330 X 206 | 3000267 | EATON | N | N/A | 90 | EX | N/A | PC |  |  |  |  | EATON | 330 X 206 | [12 empty] | SAG MILL AIRFLEX CLUTCH. BM-0604-MP-01 | [5 empty] | 10 |  |  | 3000267 | CLEANSED | SCREW | NO MODIFIER | TYPE | FRICTION BLOCK LINING, | THREAD DIAMETER |  | THREAD TYPE |  | OVERALL LENGTH |  | THREAD LENGTH |  | MATERIAL |  | MATERIAL SPECIFICATION |  | COATING/FINISH |  | DRIVE TYPE |  | HEAD SIZE |  | HAZARD CLASS |  | CERTIFICATION/STANDARD |  | ADDITIONAL FEATURES EN | ASSEMBLY | ADDITIONAL FEATURES ES |  | ADDITIONAL FEATURES FR | [31 empty] | Production Completed
STP_005-003 | Data Enrichment | KIB | KIB | OK | 2023-03-17 | 2023-03-20 |  | PSR938651 | 938651 | PSR938651 | SCREW, TEK, 5MM BODY X 8MM HEXHEAD X 40M | SCREW, TEK, 5MM BODY X 8MM HEXHEAD X 40MM LONG WITH FELT WASHER ZINC PLATED | SCREW, TEK, 5MM BODY X 8MM HEXHEAD X 40MM LONG WITH FELT WASHER ZINC PLATED | PC | 0 | 0 | STOCK | Min-Max | CONSUMABLES | C | 0 | PD | 1540 | ERSA | OTHER | N | N/A | N/A | N/A | N | N/A | 30 | EX | N/A | PC | [28 empty] | CLEANSED | SCREW | NO MODIFIER | TYPE | TEK | THREAD DIAMETER | 5 MM | THREAD TYPE |  | OVERALL LENGTH | 40 MM | THREAD LENGTH |  | MATERIAL |  | MATERIAL SPECIFICATION |  | COATING/FINISH |  | DRIVE TYPE |  | HEAD SIZE | 8 MM HEX | HAZARD CLASS |  | CERTIFICATION/STANDARD |  | ADDITIONAL FEATURES EN | C/W FELT WASHER ZINC PLATED | ADDITIONAL FEATURES ES |  | ADDITIONAL FEATURES FR | [31 empty] | Production Completed
STP_005-003 | Data Enrichment | KIB | KIB | OK | 2023-03-17 | 2023-03-20 |  | PSR938140 | 938140 | PSR938140 | SCREW, TEK, M6 X 40 mm, SELF-DRILLING, W | SCREW, TEK, M6 X 40 mm, SELF-DRILLING, WAFER HEAD, ZINC COATED. | SCREW, TEK, M6 X 40 mm, SELF-DRILLING, WAFER HEAD, ZINC COATED. | PC | 0 | 0 | STOCK | Min-Max | CONSUMABLES | C | 0 | PD | 1540 | ERSA | OTHER | N | N/A | N/A | N/A | N | N/A | 30 | EX | N/A | PC | [28 empty] | CLEANSED | SCREW | SELF-DRILLING | TYPE | TEK,WAFER HEAD | THREAD DIAMETER | M6 | THREAD TYPE |  | OVERALL LENGTH | 40 MM | THREAD LENGTH |  | MATERIAL |  | MATERIAL SPECIFICATION |  | COATING/FINISH | ZINC | DRIVE TYPE |  | DRIVE SIZE |  | POINT TYPE |  | POINT SIZE |  | HEAD SIZE |  | HAZARD CLASS |  | CERTIFICATION/STANDARD |  | ADDITIONAL FEATURES EN |  | ADDITIONAL FEATURES ES |  | ADDITIONAL FEATURES FR | [25 empty] | Production Completed
STP_005-003 | Data Enrichment | KIB | KIB | OK | 2023-03-17 | 2023-03-20 |  | PSR044914 | 044914 | PSR044914 | SCREWDRIVER SET, 8 PC TANG THRU SIDCHROM | SCREWDRIVER SET, 8 PC TANG THRU SIDCHROME; INCLUDE SLOTTED 5 X 100, 6 X 150, 8 X 200, 10 X 250 MM, PHILLIPS #1 X 75, #2 X 100, #2 X 150, #3 X 200 MM; TIP STYLE SLOTTED/PHILLIPS; MFR. NO. SCMT29110, PART NUMBER: 07890030, BRAND: SIDCHROME | SCREWDRIVER SET, 8 PC TANG THRU SIDCHROME; INCLUDE SLOTTED 5 X 100, 6 X 150, 8 X 200, 10 X 250 MM, PHILLIPS #1 X 75, #2 X 100, #2 X 150, #3 X 200 MM; TIP STYLE SLOTTED/PHILLIPS; MFR. NO. SCMT29110, PART NUMBER: 07890030, BRAND: SIDCHROME | SE | 0 | 0 | STOCK | Min-Max | CONSUMABLES | C | 0 | PD | 4010 | ERSA | OTHER | N | N/A | N/A | N/A | N | N/A | 180 | EX | N/A | EA |  |  | https://www.blackwoods.com.au/tools-hand-measuring-precision/screwdrivers/8-piece-industrial-screwdriver-set-sidchrome/screwdriver-set-8pce-tang-thru-sidchrome/p/07890030 |  |  | 07890030 |  | SCMT29110 |  |  |  |  | SIDCHROME | [15 empty] | CLEANSED | SCREWDRIVER SET | NO MODIFIER | TYPE | SLOTTED,PHILLIPS,TANG THRU SIDCHROME | SIZE | 5 X 100,6 X 150,8 X 200,10 X 250 MM (SLOTTED),NO 1 X 75,NO 2 X 100,NO 2 X 150,NO 3 X 200 MM (PHILLIPS) | NUMBER OF COMPONENTS | 8 PCS | MATERIAL |  | HAZARD CLASS |  | CERTIFICATION/STANDARD |  | ADDITIONAL FEATURES EN | TIP STYLE | ADDITIONAL FEATURES ES |  | ADDITIONAL FEATURES FR | [43 empty] | Production Completed
STP_005-003 | Data Enrichment | KIB | KIB | OK | 2023-03-17 | 2023-03-20 |  | PSR023472 | 023472 | PSR023472 | SCREWDRIVER SET, PRECISION, TORX, 8-IN-1 | SCREWDRIVER SET, PRECISION, TORX, 8-IN-1, SIZES: T4, T5, T6, T7, T8, T9, T10 AND T15, MFR: ROLSON | SCREWDRIVER SET, PRECISION, TORX, 8-IN-1, SIZES: T4, T5, T6, T7, T8, T9, T10 AND T15, MFR: ROLSON | SE | 0 | 0 | STOCK | Min-Max | CONSUMABLES | C | 0 | PD | 4010 | ERSA | OTHER | N | N/A | N/A | N/A | N | N/A | 30 | EX | N/A | EA |  |  |  |  | ROLSON | [23 empty] | CLEANSED | SCREWDRIVER SET | NO MODIFIER | TYPE | PRECISION,TORX | SIZE | 8-IN-1,T4,T5,T6,T7,T8,T9,T10 AND T15 | NUMBER OF COMPONENTS |  | MATERIAL |  | HAZARD CLASS |  | CERTIFICATION/STANDARD |  | ADDITIONAL FEATURES EN |  | ADDITIONAL FEATURES ES |  | ADDITIONAL FEATURES FR | [43 empty] | Production Completed
STP_005-003 | Data Enrichment | KIB | KIB | OK | 2023-03-17 | 2023-03-20 |  | PSR954666 | 954666 | PSR954666 | SHAFT, HUB, P/N: 60200000866, TRAVEL SYS | SHAFT, HUB, P/N: 60200000866, TRAVEL SYSTEM, FOR LONKING SKID STEER LOADER MODEL: CDM307, SERIAL NO.: LSL00307CNA882177, MFR: LONKING | SHAFT, HUB, P/N: 60200000866, TRAVEL SYSTEM, FOR LONKING SKID STEER LOADER MODEL: CDM307, SERIAL NO.: LSL00307CNA882177, MFR: LONKING | PC | 0 | 0 | STOCK | Min-Max | CRITICAL | B | 0 | PD | 5620 | ERSA | OTHER | N | N/A | N/A | N/A | Y | 60200000866 | 90 | EX | LONKING | PC | B |  |  |  | LONKING | 60200000866 | [12 empty] | SKID STEER LOADER | CDM307 |  |  |  | LSL00307CNA882177 |  |  |  |  | CLEANSED | SHAFT | NO MODIFIER | TYPE | HUB | SIZE |  | MATERIAL |  | HAZARD CLASS |  | CERTIFICATION/STANDARD |  | ADDITIONAL FEATURES EN | TRAVEL SYSTEM | ADDITIONAL FEATURES ES |  | ADDITIONAL FEATURES FR | [45 empty] | Production Completed
STP_005-003 | Data Enrichment | KIB | KIB | OK | 2023-03-17 | 2023-03-20 |  | PSR019605 | 019605 | PSR019605 | SHIRT, UNIFORM, VARIOUS SIZE | SHIRT, UNIFORM, VARIOUS SIZE | SHIRT, UNIFORM, VARIOUS SIZE | SE | 0 | 0 | STOCK | Min-Max | CONSUMABLES | C | 0 | PD | 4090 | ERSA | OTHER | N | N/A | N/A | N/A | N | N/A | 30 | EX | N/A | EA | [28 empty] | CLEANSED | SHIRT | NO MODIFIER | TYPE | UNIFORM,VARIOUS SIZE | SIZE DESIGNATION |  | GENDER |  | SLEEVE TYPE |  | MATERIAL |  | COLOUR |  | HAZARD CLASS |  | CERTIFICATION/STANDARD |  | ADDITIONAL FEATURES EN |  | ADDITIONAL FEATURES ES |  | ADDITIONAL FEATURES FR | [39 empty] | Production Completed
STP_005-003 | Data Enrichment | KIB | KIB | OK | 2023-03-17 | 2023-03-20 |  | PSR944926 | 944926 | PSR944926 | SPACER, BEARING, SIDE GEAR, P/N 1-41349- | SPACER, BEARING, SIDE GEAR, P/N 1-41349-150-0, REAR FINAL DRIVE GROUP; FOR ISUZU DUMPTRUCK MODEL CYZ51 (VIN:JALCYZ51ME7000160) WITH ENGINE MODEL 6WF1 NO. 6WF1-TCC | SPACER, BEARING, SIDE GEAR, P/N 1-41349-150-0, REAR FINAL DRIVE GROUP; FOR ISUZU DUMPTRUCK MODEL CYZ51 (VIN:JALCYZ51ME7000160) WITH ENGINE MODEL 6WF1 NO. 6WF1-TCC | PC | 0 | 0 | STOCK | Min-Max | CONSUMABLES | B | 0 | PD | 5955 | ERSA | OTHER | Y | 1-41349-150-0 | 3000024 | ISUZU | N | N/A | 30 | EX | N/A | PC |  |  | https://parts.isuzu.astra.co.id/marketing/catalog/search.php?search=1-41349-150-0 |  | ISUZU | 1-41349-150-0 | [12 empty] | DUMPTRUCK C/W ENGINE | CYZ51,VIN JALCYZ51ME7000160,6WF1,6WF1-TCC | [7 empty] | 3000024 | CLEANSED | SPACER | NO MODIFIER | TYPE | BEARING,SIDE GEAR | SIZE |  | MATERIAL |  | HAZARD CLASS |  | CERTIFICATION/STANDARD |  | ADDITIONAL FEATURES EN | REAR FINAL DRIVE GROUP | ADDITIONAL FEATURES ES |  | ADDITIONAL FEATURES FR | [45 empty] | Production Completed
STP_005-003 | Data Enrichment | KIB | KIB | OK | 2023-03-17 | 2023-03-20 |  | PSR017550 | 017550 | PSR017550 | SPILL CONTROL KIT, OIL, CAPACITY: 95 GAL | SPILL CONTROL KIT, OIL, CAPACITY: 95 GALLONS, DRUM WITH SCREW–TOP LID, MEETS UN AND DOT SPECIFICATIONS; INCLUDES THE FOLLOWING: 110 ABSORBENT PADS, 12 3” X 4’ SOCs, 8 3”X12’ SOCs, 8 18x18” PILLOWS, 10 DISPOSAL BAGS, GOGGLES, | SPILL CONTROL KIT, OIL, CAPACITY: 95 GALLONS, DRUM WITH SCREW–TOP LID, MEETS UN AND DOT SPECIFICATIONS; INCLUDES THE FOLLOWING: 110 ABSORBENT PADS, 12 3” X 4’ SOCs, 8 3”X12’ SOCs, 8 18x18” PILLOWS, 10 DISPOSAL BAGS, GOGGLES, AND AN EMERGENCY RESPONSE HANDBOOK | KT | 0 | 0 | STOCK | Min-Max | CONSUMABLES | C | 0 | PD | 4090 | ERSA | OTHER | N | N/A | N/A | N/A | N | N/A | 30 | EX | N/A | EA | [28 empty] | CLEANSED | KIT | NO MODIFIER | TYPE | SPILL CONTROL,OIL | CONTENTS | 110 ABSORBENT PADS,12/3 IN X 4 FT SOCS,8/3 IN X 12 FT SOCS,8 18 X 18 IN PILLOWS,10 DISPOSAL BAGS,GOGGLES AND AN EMERGENCY RESPONSE HANDBOOK | NUMBER OF ITEMS |  | HAZARD CLASS |  | CERTIFICATION/STANDARD |  | ADDITIONAL FEATURES EN | CAPACITY:95 GAL,DRUM C/W SCREW–TOP LID,MEETS UN AND DOT SPECIFICATIONS | ADDITIONAL FEATURES ES |  | ADDITIONAL FEATURES FR | [45 empty] | Production Completed
STP_005-003 | Data Enrichment | KIB | KIB | OK | 2023-03-17 | 2023-03-20 |  | PSR420479 | 420479 | PSR420479 | SUTURE, SILK, 2/0, WITH NEEDLE, TAPER, S | SUTURE, SILK, 2/0, WITH NEEDLE, TAPER, STERILE, ETHICON | SUTURE, SILK, 2/0, WITH NEEDLE, TAPER, STERILE, ETHICON | PC | 0 | 0 | STOCK | Min-Max | CONSUMABLES | C | 0 | PD | 4040 | ERSA | OTHER | N | N/A | N/A | N/A | N | N/A | 30 | EX | N/A | PC |  |  |  |  | ETHICON | [23 empty] | CLEANSED | SUTURE | MEDICAL | TYPE |  | SIZE DESIGNATION |  | LENGTH |  | STITCH QUANTITY |  | MATERIAL | SILK | HAZARD CLASS |  | CERTIFICATION/STANDARD |  | ADDITIONAL FEATURES EN | 2/0,C/W NEEDLE,TAPER,STERILE | ADDITIONAL FEATURES ES |  | ADDITIONAL FEATURES FR | [41 empty] | Production Completed
STP_005-003 | Data Enrichment | KIB | KIB | OK | 2023-03-17 | 2023-03-20 |  | PSR051641 | 051641 | PSR051641 | SWITCH, PRESSURE, P/N 2UA954W 0617805, 2 | SWITCH, PRESSURE, P/N 2UA954W 0617805, 2.5 BAR N.O. 1.5 6A, 250V, MFR: DANFOSS | SWITCH, PRESSURE, P/N 2UA954W 0617805, 2.5 BAR N.O. 1.5 6A, 250V, MFR: DANFOSS | PC | 0 | 0 | STOCK | Min-Max | CONSUMABLES | C | 0 | PD | 5100 | ERSA | OTHER | Y | 2UA954W 0617805 | 3000508 | DANFOSS FLUID POWER (SAUERDANFOSS) | N | N/A | 30 | EX | N/A | PC |  |  | https://gafco.nl/Product/0FR2163 |  | DANFOSS FLUID POWER (SAUERDANFOSS) | 2UA954W 0617805 | [21 empty] | 3000508 | CLEANSED | SWITCH | PRESSURE | TYPE |  | MEASURING RANGE | 2.5 BAR | PROCESS CONNECTION |  | CONTACT CONFIGURATION | NO | ENCLOSURE |  | TEMPERATURE RATING |  | MOUNTING TYPE |  | VOLTAGE RATING | 250 V | CURRENT RATING | 1.5-6 A | ACTION |  | MATERIAL |  | SIZE |  | HAZARD CLASS |  | CERTIFICATION/STANDARD |  | ADDITIONAL FEATURES EN |  | ADDITIONAL FEATURES ES |  | ADDITIONAL FEATURES FR | [27 empty] | Production Completed
STP_005-003 | Data Enrichment | KIB | KIB | OK | 2023-03-17 | 2023-03-20 |  | PSR043822 | 043822 | PSR043822 | TABLE, CONFERENCE, WOODEN, DIMENSION: 14 | TABLE, CONFERENCE, WOODEN, DIMENSION: 1400 MM L X 889 MM W X 816 MM H. | TABLE, CONFERENCE, WOODEN, DIMENSION: 1400 MM L X 889 MM W X 816 MM H. | UT | 0 | 0 | STOCK | Min-Max | CONSUMABLES | C | 0 | PD | 2700 | ERSA | OTHER | N | N/A | N/A | N/A | N | N/A | 30 | EX | N/A | EA | [28 empty] | CLEANSED | TABLE | NO MODIFIER | TYPE | CONFERENCE | DIMENSIONS | WD 889 MM X LG 1.4 M X HT 816 MM | MATERIAL | WOODEN | COLOUR |  | HAZARD CLASS |  | CERTIFICATION/STANDARD |  | ADDITIONAL FEATURES EN |  | ADDITIONAL FEATURES ES |  | ADDITIONAL FEATURES FR | [43 empty] | Production Completed
STP_005-003 | Data Enrichment | KIB | KIB | OK | 2023-03-17 | 2023-03-20 |  | PSR017793 | 017793 | PSR017793 | TABLE, OFFICE, MODULAR TYPE, LENGTH: 160 | TABLE, OFFICE, MODULAR TYPE, LENGTH: 160 cm; WIDTH: 80 cm; HEIGHT: 75 cm; WITH SCRATCHLESS TABLE TOP MATERIAL, ADJUSTABLE FOOT COVER PLASTIC, TABLE EDGE SAFORING AND DRAWERS THAT CAN BE INSTALLED EITHER AT THE LEFT OR RIGHT SIDE. | TABLE, OFFICE, MODULAR TYPE, LENGTH: 160 cm; WIDTH: 80 cm; HEIGHT: 75 cm; WITH SCRATCHLESS TABLE TOP MATERIAL, ADJUSTABLE FOOT COVER PLASTIC, TABLE EDGE SAFORING AND DRAWERS THAT CAN BE INSTALLED EITHER AT THE LEFT OR RIGHT SIDE. | PC | 0 | 0 | STOCK | Min-Max | CONSUMABLES | C | 8357.141 | PD | 2700 | ERSA | OTHER | N | N/A | N/A | N/A | N | N/A | 30 | EX | N/A | PC | [28 empty] | CLEANSED | TABLE | NO MODIFIER | TYPE | OFFICE,MODULAR | DIMENSIONS | WD 800 MM X LG 1.6 M X HT 750 MM | MATERIAL |  | COLOUR |  | HAZARD CLASS |  | CERTIFICATION/STANDARD |  | ADDITIONAL FEATURES EN | C/W SCRATCHLESS TABLE TOP MATERIAL,ADJUSTABLE FOOT COVER PLASTIC,TABLE EDGE SAFORING AND DRAWERS THAT CAN BE INSTALLED EITHER AT THE LEFT OR RIGHT SIDE | ADDITIONAL FEATURES ES |  | ADDITIONAL FEATURES FR | [43 empty] | Production Completed
STP_005-003 | Data Enrichment | KIB | KIB | OK | 2023-03-17 | 2023-03-20 |  | PSR047607 | 047607 | PSR047607 | TABLE, SIDE, GABRIELA, CODE: 27049; MFR: | TABLE, SIDE, GABRIELA, CODE: 27049; MFR: MANDAUE FOAM INDUSTRIES INC. | TABLE, SIDE, GABRIELA, CODE: 27049; MFR: MANDAUE FOAM INDUSTRIES INC. | UT | 0 | 0 | STOCK | Min-Max | CONSUMABLES | C | 3571.43 | PD | 2700 | ERSA | OTHER | N | N/A | N/A | N/A | N | N/A | 30 | EX | N/A | EA |  |  |  |  | MANDAUE FOAM INDUSTRIES INC. | 27049 | [22 empty] | CLEANSED | TABLE | NO MODIFIER | TYPE | SIDE,GABRIELA | DIMENSIONS |  | MATERIAL |  | COLOUR |  | HAZARD CLASS |  | CERTIFICATION/STANDARD |  | ADDITIONAL FEATURES EN |  | ADDITIONAL FEATURES ES |  | ADDITIONAL FEATURES FR | [43 empty] | Production Completed
STP_005-003 | Data Enrichment | KIB | KIB | OK | 2023-03-17 | 2023-03-20 |  | PSR246068 | 246068 | PSR246068 | TAP SET, HAND, METRIC, M10 X 1.25P, RIGH | TAP SET, HAND, METRIC, M10 X 1.25P, RIGHT HAND, HIGH SPEED STEEL, GROUND THREAD, 3 PIECES PER SET CONSISTING OF ONE EACH OF TAPER, PLUG AND BOTTOMING TAPS | TAP SET, HAND, METRIC, M10 X 1.25P, RIGHT HAND, HIGH SPEED STEEL, GROUND THREAD, 3 PIECES PER SET CONSISTING OF ONE EACH OF TAPER, PLUG AND BOTTOMING TAPS | SE | 0 | 0 | STOCK | Min-Max | CONSUMABLES | C | 0 | PD | 4010 | ERSA | OTHER | N | N/A | N/A | N/A | N | N/A | 30 | EX | N/A | EA | [28 empty] | CLEANSED | SET | NO MODIFIER | TYPE | TAP,HAND,METRIC,RIGHT HAND,GROUND THREAD | CONTENTS | 3 PIECES PER SET CONSISTING OF ONE EACH OF TAPER,PLUG AND BOTTOMING TAPS | NUMBER OF ITEMS |  | MATERIAL | HIGH SPEED STEEL | SIZE RANGE | M10 X 1.25 P | ADDITIONAL FEATURES EN |  | ADDITIONAL FEATURES ES |  | ADDITIONAL FEATURES FR | [45 empty] | Production Completed
STP_005-003 | Data Enrichment | KIB | KIB | OK | 2023-03-17 | 2023-03-20 |  | PSR263607 | 263607 | PSR263607 | TAP SET, HAND, METRIC, M10 X 1.50P, RIGH | TAP SET, HAND, METRIC, M10 X 1.50P, RIGHT HAND, HIGH SPEED STEEL, GROUND THREAD, 3 PIECES PER SET CONSISTING OF ONE EACH OF TAPER, PLUG AND BOTTOMING TAPS | TAP SET, HAND, METRIC, M10 X 1.50P, RIGHT HAND, HIGH SPEED STEEL, GROUND THREAD, 3 PIECES PER SET CONSISTING OF ONE EACH OF TAPER, PLUG AND BOTTOMING TAPS | SE | 0 | 0 | STOCK | Min-Max | CONSUMABLES | C | 0 | PD | 4010 | ERSA | OTHER | N | N/A | N/A | N/A | N | N/A | 30 | EX | N/A | EA | [28 empty] | CLEANSED | SET | NO MODIFIER | TYPE | TAP,HAND,RIGHT HAND,GROUND THREAD | CONTENTS | 3 PIECES PER SET CONSISTING OF ONE EACH OF TAPER, PLUG AND BOTTOMING TAPS | NUMBER OF ITEMS |  | MATERIAL | HIGH SPEED STEEL | SIZE RANGE | M10 X 1.50 P | ADDITIONAL FEATURES EN |  | ADDITIONAL FEATURES ES |  | ADDITIONAL FEATURES FR | [45 empty] | Production Completed
STP_005-003 | Data Enrichment | KIB | KIB | OK | 2023-03-17 | 2023-03-20 |  | PSR939611 | 939611 | PSR939611 | TAPE, HAZARD, ULTRA-ADHESIVE, BLACK AND | TAPE, HAZARD, ULTRA-ADHESIVE, BLACK AND YELLOW, 2” X 36 YARDS, USE FOR FLOOR MARKING. | TAPE, HAZARD, ULTRA-ADHESIVE, BLACK AND YELLOW, 2” X 36 YARDS, USE FOR FLOOR MARKING. | RL | 0 | 0 | STOCK | Min-Max | CONSUMABLES | C | 0 | PD | 4090 | ERSA | OTHER | N | N/A | N/A | N/A | N | N/A | 30 | EX | N/A | ROL | [28 empty] | CLEANSED | TAPE | ADHESIVE | TYPE | HAZARD,ULTRA | WIDTH | 2 IN | LENGTH | 36 YARD | THICKNESS |  | MATERIAL |  | COLOUR | BLACK AND YELLOW | LEGEND |  | PACKAGE TYPE |  | HAZARD CLASS |  | CERTIFICATION/STANDARD |  | ADDITIONAL FEATURES EN | USE FOR FLOOR MARKING | ADDITIONAL FEATURES ES |  | ADDITIONAL FEATURES FR | [35 empty] | Production Completed
STP_005-003 | Data Enrichment | KIB | KIB | OK | 2023-03-17 | 2023-03-20 |  | PSR015887 | 015887 | PSR015887 | TAPE, TT 3000, 3.0 mm THICK X 2 WIDE X 3 | TAPE, TT 3000, 3.0 mm THICK X 2 WIDE X 30 METERS LONG PER ROLL, WEIGHT: 2 kg/m2, BRAND: CHUTEX. | TAPE, TT 3000, 3.0 mm THICK X 2 WIDE X 30 METERS LONG PER ROLL, WEIGHT: 2 kg/m2, BRAND: CHUTEX. | M | 0 | 0 | STOCK | Min-Max | CONSUMABLES | C | 0 | PD | 4090 | ERSA | OTHER | N | N/A | N/A | N/A | N | N/A | 30 | EX | N/A | M | [5 empty] | TT 3000 | [6 empty] | CHUTEX | [15 empty] | CLEANSED | TAPE | NO MODIFIER | TYPE |  | SIZE | WD 2 MM X LG 30 M X THK 3 MM PER ROLL | MATERIAL |  | TEMPERATURE RATING |  | COLOUR |  | HAZARD CLASS |  | CERTIFICATION/STANDARD |  | ADDITIONAL FEATURES EN | WEIGHT:2 KG/M2 | ADDITIONAL FEATURES ES |  | ADDITIONAL FEATURES FR | [41 empty] | Production Completed
STP_005-003 | Data Enrichment | KIB | KIB | OK | 2023-03-17 | 2023-03-20 |  | PSR954785 | 954785 | PSR954785 | TAPE,ELECTRICAL;MNFR:3M,PTNO:SCOTCH 35,T | TAPE,ELECTRICAL;MNFR:3M,PTNO:SCOTCH 35,TYPE:COLOUR CODED,PHASE IDENTIFICATION,SIZE:WD 19.05 MM X LG 20 M,COLOUR:RED,MATERIAL:RUBBER,BACKING:VINYL,MATERIAL THICKNESS:0.18 MM,TEMPERATURE RATING:MAX 105 DEG C | TAPE,ELECTRICAL;MNFR:3M,PTNO:SCOTCH 35,TYPE:COLOUR CODED,PHASE IDENTIFICATION,SIZE:WD 19.05 MM X LG 20 M,COLOUR:RED,MATERIAL:RUBBER,BACKING:VINYL,MATERIAL THICKNESS:0.18 MM,TEMPERATURE RATING:MAX 105 DEG C,DIELECTRIC STRENGTH:30 N/10 MM,CERTIFICATION/STANDARD:ROHS 2015/863/EU,ADDITIONAL FEATURES EN:FLAME RETARDANT,VOLTAGE RATING:600 V | EA | 0 | 0 | STOCK | Min-Max | CONSUMABLES | B | 0 | PD | 1600 | ERSA | OTHER | Y | SCOTCH 35 | 3000220 | 3M | N | N/A | 90 | EX | N/A | EA | B |  | https://www.3mindia.in/3M/en_IN/p/d/b00034627/ |  | 3M | [7 empty] | SCOTCH | 35 | [13 empty] | 3000220 | CLEANSED | TAPE | ELECTRICAL | TYPE | COLOUR CODED,PHASE IDENTIFICATION,FLAME RETARDANT | SIZE | WD 19.05 MM X LG 20 M | COLOUR | RED | MATERIAL | RUBBER | MATERIAL THICKNESS | 0.8 MM | TEMPERATURE RATING | 105 DEG C MAX | DIELECTRIC STRENGTH | 30 N/10 MM | HAZARD CLASS |  | CERTIFICATION/STANDARD | ROHS 2015/863/EU | ADDITIONAL FEATURES EN | VOLTAGE RATING:600 V,BACKING:VINYL | ADDITIONAL FEATURES ES |  | ADDITIONAL FEATURES FR | [37 empty] | Production Completed
STP_005-003 | Data Enrichment | KIB | KIB | OK | 2023-03-17 | 2023-03-20 |  | PSR954748 | 954748 | PSR954748 | TIRE, SOLID, 9.00 X 20, LOAD RATING @15 | TIRE, SOLID, 9.00 X 20, LOAD RATING @15 MPH: 11,904 LBS, P/N: 9002065MIL-CRT, TRANSPORT MACHINE, ACCEPTABLE, MFR: DURABLE AMERICAN | TIRE, SOLID, 9.00 X 20, LOAD RATING @15 MPH: 11,904 LBS, P/N: 9002065MIL-CRT, TRANSPORT MACHINE, ACCEPTABLE, MFR: DURABLE AMERICAN | PC | 8 | 10 | STOCK | Min-Max | CRITICAL | A | 0 | V1 | 3730 | ERSA | OTHER | N | N/A | N/A | N/A | Y | 9002065MIL-CRT | 90 | HB | DURABLE AMERICAN | PC | A |  |  |  | DURABLE AMERICAN | 9002065MIL-CRT | [22 empty] | CLEANSED | TIRE | NO MODIFIER | TYPE | SOLID | SIZE | 9 X 20 MM | MATERIAL |  | LOAD CAPACITY | 15 MPH,11,904 LBS | NUMBER OF PLYS |  | TREAD TYPE |  | HAZARD CLASS |  | CERTIFICATION/STANDARD |  | ADDITIONAL FEATURES EN | TRANSPORT MACHINE,ACCEPTABLE | ADDITIONAL FEATURES ES |  | ADDITIONAL FEATURES FR | [39 empty] | Production Completed
STP_005-003 | Data Enrichment | KIB | KIB | OK | 2023-03-17 | 2023-03-20 |  | PSR565859 | 565859 | PSR565859 | TRAY, DISH, PLASTIC, WITH COVER AND DRAI | TRAY, DISH, PLASTIC, WITH COVER AND DRAINER | TRAY, DISH, PLASTIC, WITH COVER AND DRAINER | PC | 0 | 0 | STOCK | Min-Max | CONSUMABLES | C | 0 | PD | 4090 | ERSA | OTHER | N | N/A | N/A | N/A | N | N/A | 30 | EX | N/A | PC | [28 empty] | CLEANSED | TRAY | NO MODIFIER | TYPE | DISH | CAPACITY |  | SIZE |  | MATERIAL | PLASTIC | COLOUR |  | HAZARD CLASS |  | CERTIFICATION/STANDARD |  | ADDITIONAL FEATURES EN | C/W COVER AND DRAINER | ADDITIONAL FEATURES ES |  | ADDITIONAL FEATURES FR | [41 empty] | Production Completed