## Sheet1
Project Code | Activities | Production User | CA Code | Production Comments | Start Date | End Date | Remarks | Griha ID | STOCKNO | SN | SN DESC | DESCRIPTION | LONG DESCRIPTION | UM | MINQTY | MAXQTY | ITEM TYPE | PLANNING METHOD | INVENTORY TYPE | BI CODE | AVG COST | SAP MRP TYPE | SAP MATERIAL GROUP | SAP MATERIAL TYPE | SAP INVENTORY TYPE | SAP OEM | SAP PN | SAP MFG NUMBER | SAP MFG NAME | PASAR OEM | PASAR PN | SAP PDT | LOT SIZE | PASAR MFG NAME | SAP UOM | SAP BI CODE | SUPPLIER (source list) | Reference URL | Reference URL 1 | Manufacturer Name | Manufacturer Part Number | Alternate Manufacturer | Alternate Manufacturer Part Number | Alternate Manufacturer 1 | Alternate Manufacturer Part Number 1 | Alternate Manufacturer 2 | Alternate Manufacturer Part Number 2 | Supplier Name | Supplier Part Number | Supplier Name 1 | Supplier Part Number 1 | Supplier Name 2 | Supplier Part Number 2 | Equipment Name | Equipment Model | Equipment Manufacturer | Drawing Number | Drawing Version | Serial Number | Item Number | Machine Number | ART / Article Number | MFG Number | Enriched/Cleansed | Noun | Modifier | Attribute Name 1 | Attribute Value 1 | Attribute Name 2 | Attribute Value 2 | Attribute Name 3 | Attribute Value 3 | Attribute Name 4 | Attribute Value 4 | Attribute Name 5 | Attribute Value 5 | Attribute Name 6 | Attribute Value 6 | Attribute Name 7 | Attribute Value 7 | Attribute Name 8 | Attribute Value 8 | Attribute Name 9 | Attribute Value 9 | Attribute Name 10 | Attribute Value 10 | Attribute Name 11 | Attribute Value 11 | Attribute Name 12 | Attribute Value 12 | Attribute Name 13 | Attribute Value 13 | Attribute Name 14 | Attribute Value 14 | Attribute Name 15 | Attribute Value 15 | Attribute Name 16 | Attribute Value 16 | Attribute Name 17 | Attribute Value 17 | Attribute Name 18 | Attribute Value 18 | Attribute Name 19 | Attribute Value 19 | Attribute Name 20 | Attribute Value 20 | Attribute Name 21 | Attribute Value 21 | Attribute Name 22 | Attribute Value 22 | Attribute Name 23 | Attribute Value 23 | Attribute Name 24 | Attribute Value 24 | Attribute Name 25 | Attribute Value 25 | Attribute Name 26 | Attribute Value 26 | Attribute Name 27 | Attribute Value 27 | Attribute Name 28 | Attribute Value 28 | Attribute Name 29 | Attribute Value 29 | Attribute Name 30 | Attribute Value 30 | Status
STP_005-003 | Data Enrichment | MKV | MKV | OK | 17-03-2023 | 20-03-2023 |  | PSR954703 | 954703 | PSR954703 | FILTER, OIL, HYDRAULIC, P/N: 4120004899, | FILTER, OIL, HYDRAULIC, P/N: 4120004899, HYDRAULIC SYSTEM, FOR ROAD ROLLER SDLG MODEL: RS7120H, ENGINE MODEL: WP6G125E202, ENGINE NUMBER: 6P22B011931, MFR: SDLG | FILTER, OIL, HYDRAULIC, P/N: 4120004899, HYDRAULIC SYSTEM, FOR ROAD ROLLER SDLG MODEL: RS7120H, ENGINE MODEL: WP6G125E202, ENGINE NUMBER: 6P22B011931, MFR: SDLG | PC | 0 | 0 | STOCK | Min-Max | CRITICAL | B | 0 | PD | 5620 | ERSA | OTHER | N | N/A | N/A | N/A | Y | 4120004899 | 90 | EX | SDLG | PC | B |  | https://shandongweiyang.en.made-in-china.com/product/dZOGsrKTntUf/China-Genuine-Sdlg-4120004899-Hydraulic-Oil-Filter-for-RS8140-RS8180-RS8200.html |  | SHANDONG LINGONG CONSTRUCTION MACHINERY (SDLG) | 4120004899 | [12 empty] | ROAD ROLLER C/W ENGINE | RS7120H,6P22B011931,WP6G125E202 | [8 empty] | ENRICHED | FILTER | FLUID | TYPE |  | MEDIUM | OIL | CONNECTION METHOD |  | MICRON |  | DIMENSIONS |  | MATERIAL |  | FLOW RATE |  | FILTERING ELEMENT QUANTITY |  | PRESSURE RATING |  | HAZARD CLASS |  | CERTIFICATION/STANDARD | ISO9001:2000 | ADDITIONAL FEATURES EN | FOR HYDRAULIC SYSTEM | ADDITIONAL FEATURES ES |  | ADDITIONAL FEATURES FR | [33 empty] | Production Completed
STP_005-003 | Data Enrichment | MKV | MKV | OK | 17-03-2023 | 20-03-2023 |  | PSR954704 | 954704 | PSR954704 | FILTER, OIL, INSERT, P/N: 4120005303003, | FILTER, OIL, INSERT, P/N: 4120005303003, HYDRAULIC SYSTEM, FOR ROAD ROLLER SDLG MODEL: RS7120H, ENGINE MODEL: WP6G125E202, ENGINE NUMBER: 6P22B011931, MFR: SDLG | FILTER, OIL, INSERT, P/N: 4120005303003, HYDRAULIC SYSTEM, FOR ROAD ROLLER SDLG MODEL: RS7120H, ENGINE MODEL: WP6G125E202, ENGINE NUMBER: 6P22B011931, MFR: SDLG | PC | 0 | 0 | STOCK | Min-Max | CRITICAL | B | 0 | PD | 5620 | ERSA | OTHER | N | N/A | N/A | N/A | Y | 4120005303003 | 90 | EX | SDLG | PC | B |  | https://shandongweiyang.en.made-in-china.com/product/mwQTMShbbYUN/China-Genuine-Sdlg-Filter-4120005303003-4120004037001-4120001954001.html |  | SHANDONG LINGONG CONSTRUCTION MACHINERY (SDLG) | 4120005303003 | [12 empty] | ROAD ROLLER C/W ENGINE | RS7120H,6P22B011931,WP6G125E202 | [8 empty] | ENRICHED | FILTER | FLUID | TYPE | INSERT | MEDIUM | OIL | CONNECTION METHOD |  | MICRON |  | DIMENSIONS |  | MATERIAL |  | FLOW RATE |  | FILTERING ELEMENT QUANTITY |  | PRESSURE RATING |  | HAZARD CLASS |  | CERTIFICATION/STANDARD | ISO9001:2000 | ADDITIONAL FEATURES EN | FOR HYDRAULIC SYSTEM | ADDITIONAL FEATURES ES |  | ADDITIONAL FEATURES FR | [33 empty] | Production Completed
STP_005-003 | Data Enrichment | MKV | MKV | OK | 17-03-2023 | 20-03-2023 |  | PSR039276 | 039276 | PSR039276 | FILTER, PARTICLE, P/N 837010, FOR ADFLO | FILTER, PARTICLE, P/N 837010, FOR ADFLO POWERED AIR RESPIRATOR; BRAND: 3M | FILTER, PARTICLE, P/N 837010, FOR ADFLO POWERED AIR RESPIRATOR; BRAND: 3M | PC | 0 | 0 | STOCK | Min-Max | CONSUMABLES | C | 2200.8371 | PD | 5905 | ERSA | OTHER | Y | 837010 | 3000220 | 3M | N | N/A | 30 | EX | N/A | PC |  |  | https://www.apexweldingsafety.com.au/particle-filter-replacement-adflo-papr-837010 |  | 3M | 837010 | [12 empty] | POWERED AIR RESPIRATOR |  | ADFLO | [7 empty] | CLEANSED | FILTER | NO MODIFIER | TYPE | PARTICLE | FILTER RATING |  | PORT SIZE |  | SIZE |  | MATERIAL |  | PRESSURE RATING |  | FLOW RATING |  | TEMPERATURE RATING |  | HAZARD CLASS |  | CERTIFICATION/STANDARD |  | ADDITIONAL FEATURES EN |  | ADDITIONAL FEATURES ES |  | ADDITIONAL FEATURES FR | [35 empty] | Production Completed
STP_005-003 | Data Enrichment | MKV | MKV | OK | 17-03-2023 | 20-03-2023 |  | PSR944890 | 944890 | PSR944890 | FILTER, PATROON, 440 X 260 X 990, P/N KO | FILTER, PATROON, 440 X 260 X 990, P/N KO120389; FOR KOKS VACUUM MODEL MEGAVAC LOADER PED8000/316 SERIAL NO. 218.285 WITH ENGINE MODEL C9 ACERT 3 (328bhp) | FILTER, PATROON, 440 X 260 X 990, P/N KO120389; FOR KOKS VACUUM MODEL MEGAVAC LOADER PED8000/316 SERIAL NO. 218.285 WITH ENGINE MODEL C9 ACERT 3 (328bhp) | PC | 2 | 3 | STOCK | Min-Max | CONSUMABLES | B | 0 | V1 | 5905 | ERSA | OTHER | N | N/A | N/A | N/A | N | N/A | 30 | HB | N/A | PC |  |  | https://www.koksparts.com/en/ko120389-filterpatroon-440x260x990.html |  | KOKS | KO120389 | [12 empty] | VACUUM MEGAVAC LOADER C/W ENGINE (328bhp) | PED8000/316,C9 ACERT 3 |  |  |  | 218.285 |  |  |  |  | CLEANSED | FILTER | NO MODIFIER | TYPE | PATROON | FILTER RATING |  | PORT SIZE |  | SIZE | ID 260 X OD 440 X LG 990 MM | MATERIAL |  | PRESSURE RATING |  | FLOW RATING |  | TEMPERATURE RATING |  | HAZARD CLASS |  | CERTIFICATION/STANDARD |  | ADDITIONAL FEATURES EN |  | ADDITIONAL FEATURES ES |  | ADDITIONAL FEATURES FR | [35 empty] | Production Completed
STP_005-003 | Data Enrichment | MKV | MKV | OK | 17-03-2023 | 20-03-2023 |  | PSR027996 | 027996 | PSR027996 | FLANGE, BLIND, SUS 304, 12" NOMINAL DIAM | FLANGE, BLIND, SUS 304, 12" NOMINAL DIAMETER X 10K-FF, O.D.: 445 MM, THICKNESS: 24 MM, BH: 16 MM, BHD: 25 MM, CONFORMING TO JIS STANDARD ASME B16.5 OR ASTM A182 GR F304 | FLANGE, BLIND, SUS 304, 12" NOMINAL DIAMETER X 10K-FF, O.D.: 445 MM, THICKNESS: 24 MM, BH: 16 MM, BHD: 25 MM, CONFORMING TO JIS STANDARD ASME B16.5 OR ASTM A182 GR F304 | PC | 0 | 0 | STOCK | Min-Max | CONSUMABLES | C | 0 | PD | 5920 | ERSA | OTHER | N | N/A | N/A | N/A | N | N/A | 30 | EX | N/A | PC |  |  | URL NOT FOUND | [25 empty] | CLEANSED | FLANGE | BLIND | TYPE | FLAT FACE | NOMINAL SIZE | DIA 12 IN | PRESSURE RATING | 10K | OUTSIDE DIAMETER | 445 MM | THICKNESS | 24 MM | CONNECTION TYPE |  | MATERIAL | STAINLESS STEEL 304 | MATERIAL SPECIFICATION | ASTM A182 GR F304 | SCHEDULE/WALL THICKNESS |  | BOLT CIRCLE DIAMETER |  | COATING/FINISH |  | NUMBER OF HOLES |  | MOUNTING HOLE SIZE |  | TEMPERATURE RATING |  | HAZARD CLASS |  | CERTIFICATION/STANDARD | JIS,ASME B16.5 | ADDITIONAL FEATURES EN | BH:16 MM,BHD:25 MM | ADDITIONAL FEATURES ES |  | ADDITIONAL FEATURES FR | [23 empty] | Production Completed
STP_005-003 | Data Enrichment | MKV | MKV | OK | 17-03-2023 | 20-03-2023 |  | PSR049931 | 049931 | PSR049931 | FORCEP, HEMOSTATIC, 8, STRAIGHT | FORCEP, HEMOSTATIC, 8, STRAIGHT | FORCEP, HEMOSTATIC, 8, STRAIGHT | PC | 0 | 0 | STOCK | Min-Max | CONSUMABLES | C | 0 | PD | 4010 | ERSA | OTHER | N | N/A | N/A | N/A | N | N/A | 30 | EX | N/A | PC |  |  | URL NOT FOUND | [25 empty] | CLEANSED | FORCEPS | NO MODIFIER | TYPE | HEMOSTATIC,STRAIGHT | SIZE | 8 IN | POINT TYPE |  | MATERIAL |  | LENGTH |  | HAZARD CLASS |  | CERTIFICATION/STANDARD |  | ADDITIONAL FEATURES EN |  | ADDITIONAL FEATURES ES |  | ADDITIONAL FEATURES FR | [41 empty] | Production Completed
STP_005-003 | Data Enrichment | MKV | MKV | OK | 17-03-2023 | 20-03-2023 |  | PSR941889 | 941889 | PSR941889 | FUSE, MAIN, (T5A 250 V~, SLOW BLOW, 5 X | FUSE, MAIN, (T5A 250 V~, SLOW BLOW, 5 X 20 MM), P/N: CE40190ZZ; FOR CLAISSE THEOX FLUXXER | FUSE, MAIN, (T5A 250 V~, SLOW BLOW, 5 X 20 MM), P/N: CE40190ZZ; FOR CLAISSE THEOX FLUXXER | PC | 0 | 0 | STOCK | Min-Max | CRITICAL | B | 0 | PD | 1600 | ERSA | OTHER | N | N/A | N/A | N/A | N | N/A | 30 | EX | N/A | PC |  |  | https://laboratoryanalysers.com.au/wp-content/uploads/2021/07/Ex-Demo-and-spares-clearance-Claisse.pdf |  |  | CE40190ZZ | [6 empty] | THEOX |  | CLAISSE FLUXXER | [13 empty] | CLEANSED | FUSE | NO MODIFIER | TYPE | MAIN | CURRENT RATING | 5 A | VOLTAGE RATING | 250 V | SIZE | 5 X 20 MM | MATERIAL |  | HAZARD CLASS |  | CERTIFICATION/STANDARD |  | ADDITIONAL FEATURES EN | SLOW BLOW | ADDITIONAL FEATURES ES |  | ADDITIONAL FEATURES FR | [41 empty] | Production Completed
STP_005-003 | Data Enrichment | MKV | MKV | OK | 17-03-2023 | 20-03-2023 |  | PSR021887 | 021887 | PSR021887 | GAUZE,MEDICAL;TYPE:STERILE,DIMENSIONS:SQ | GAUZE,MEDICAL;TYPE:STERILE,DIMENSIONS:SQ 4 IN,PACKAGE TYPE:BOX,PACKAGE QUANTITY:100 PC,ADDITIONAL FEATURES EN:SINGLE PACK | GAUZE,MEDICAL;TYPE:STERILE,DIMENSIONS:SQ 4 IN,PACKAGE TYPE:BOX,PACKAGE QUANTITY:100 PC,ADDITIONAL FEATURES EN:SINGLE PACK | BX | 0 | 0 | STOCK | Min-Max | CONSUMABLES | C | 0 | PD | 4040 | ERSA | OTHER | N | N/A | N/A | N/A | N | N/A | 90 | EX | N/A | BOX |  |  | URL NOT FOUND | [25 empty] | CLEANSED | GAUZE | MEDICAL | TYPE | STERILE | DIMENSIONS | 4 IN SQ | MATERIAL |  | COLOUR |  | NUMBER OF PLYS |  | PACKAGE TYPE | BOX | PACKAGE QUANTITY | 100 PCS | HAZARD CLASS |  | CERTIFICATION/STANDARD |  | ADDITIONAL FEATURES EN | SINGLE PACK | ADDITIONAL FEATURES ES |  | ADDITIONAL FEATURES FR | [37 empty] | Production Completed
STP_005-003 | Data Enrichment | MKV | MKV | OK | 17-03-2023 | 20-03-2023 |  | PSR046646 | 046646 | PSR046646 | GOWN, LABORATORY, MEDIUM, 65% POLYESTER, | GOWN, LABORATORY, MEDIUM, 65% POLYESTER, 35% COTTON, PENCIL WITH SIDE POCKETS, COLOR: WHITE | GOWN, LABORATORY, MEDIUM, 65% POLYESTER, 35% COTTON, PENCIL WITH SIDE POCKETS, COLOR: WHITE | PC | 0 | 0 | STOCK | Min-Max | CONSUMABLES | C | 0 | PD | 2920 | ERSA | OTHER | N | N/A | N/A | N/A | N | N/A | 90 | EX | N/A | PC | C |  | URL NOT FOUND | [25 empty] | CLEANSED | COAT | SAFETY | TYPE | GOWN,LABORATORY | SIZE DESIGNATION | MEDIUM | LENGTH |  | MATERIAL | 65 PCT POLYESTER,35 PCT COTTON | COLOUR | WHITE | HAZARD CLASS |  | CERTIFICATION/STANDARD |  | ADDITIONAL FEATURES EN | PENCIL C/W SIDE POCKETS | ADDITIONAL FEATURES ES |  | ADDITIONAL FEATURES FR | [41 empty] | Production Completed
STP_005-003 | Data Enrichment | MKV | MKV | OK | 17-03-2023 | 20-03-2023 | BLADE LENGTH BASED ON WEB SOURCE | PSR056765 | 056765 | PSR056765 | HACKSAW, ADJUSTABLE, SUIT 250 OR 300 MM | HACKSAW, ADJUSTABLE, SUIT 250 OR 300 MM BLADES, ITEM NO: SAAA3013; MFR: TOPTUL | HACKSAW, ADJUSTABLE, SUIT 250 OR 300 MM BLADES, ITEM NO: SAAA3013; MFR: TOPTUL | AY | 0 | 0 | STOCK | Min-Max | CONSUMABLES | C | 0 | PD | 4010 | ERSA | OTHER | N | N/A | N/A | N/A | N | N/A | 30 | EX | N/A | EA |  |  | https://www.toptul.com/en/2-2179-57994/product/Heavy-Duty-Hacksaw-id324945.html |  | TOPTUL | SAAA3013 | [22 empty] | ENRICHED | HACKSAW | NO MODIFIER | TYPE | ADJUSTABLE | THROAT DEPTH |  | BLADE LENGTH | 12 IN | TEETH PER INCH |  | LENGTH |  | BLADE MATERIAL |  | FRAME MATERIAL |  | HANDLE TYPE |  | HAZARD CLASS |  | CERTIFICATION/STANDARD |  | ADDITIONAL FEATURES EN |  | ADDITIONAL FEATURES ES |  | ADDITIONAL FEATURES FR | [35 empty] | Production Completed
STP_005-003 | Data Enrichment | MKV | MKV | OK | 17-03-2023 | 20-03-2023 |  | PSR049390 | 049390 | PSR049390 | HARNESS, SAFETY, FULL BODY, TYPE: PN10, | HARNESS, SAFETY, FULL BODY, TYPE: PN10, MATERIAL: HIGH TENACITY POLYESTER, MFR: KARAM | HARNESS, SAFETY, FULL BODY, TYPE: PN10, MATERIAL: HIGH TENACITY POLYESTER, MFR: KARAM | SE | 0 | 0 | STOCK | Min-Max | CONSUMABLES | C | 0 | PD | 2920 | ERSA | OTHER | N | N/A | N/A | N/A | N | N/A | 30 | EX | N/A | EA |  |  | https://karamafrica.com/fall-arrest/full-body-harnesses/gamma-range/single-lanyard-steel-scaffold-hook-pn-10spn-326/ |  | KARAM | PN10 | [22 empty] | ENRICHED | HARNESS | SAFETY | TYPE | FULL BODY | SIZE |  | MATERIAL | HIGH TENACITY POLYESTER | CAPACITY |  | COLOUR |  | HAZARD CLASS |  | CERTIFICATION/STANDARD | EN 361:2002 | ADDITIONAL FEATURES EN |  | ADDITIONAL FEATURES ES |  | ADDITIONAL FEATURES FR | [41 empty] | Production Completed
STP_005-003 | Data Enrichment | MKV | MKV | OK | 17-03-2023 | 20-03-2023 |  | PSR954778 | 954778 | PSR954778 | HEAT EXCHANGER;MNFR:MESCO,PTNO:KM07103,A | HEAT EXCHANGER;MNFR:MESCO,PTNO:KM07103,ADDITIONAL FEATURES EN:TYPE:INTERCOOLER 3RD STAGE,SHELL AND FIN TUBE TYPE,MATERIAL:SHELL:STAINLESS STEEL 41,SIZE:DIA 1230 X 3700,PRESSURE RATING:SHELL SIDE: 3KGF/CM2G, TUBE SIDE: 5KGF/CM2G, | HEAT EXCHANGER;MNFR:MESCO,PTNO:KM07103,ADDITIONAL FEATURES EN:TYPE:INTERCOOLER 3RD STAGE,SHELL AND FIN TUBE TYPE,MATERIAL:SHELL:STAINLESS STEEL 41,SIZE:DIA 1230 X 3700,PRESSURE RATING:SHELL SIDE: 3KGF/CM2G, TUBE SIDE: 5KGF/CM2G,\C/W ACCESSORIES,FOR KOBE-ALLIS ISOTHERMAL CENTRIFUGAL AIR COMPRESSOR, MODEL VG 584: 80- 16016-0,DWG. NO: KM07103,T.NO: 1-230889 | EA | 0 | 0 | STOCK | Min-Max | CRITICAL | B | 0 | PD | 3020 | UNBW | OTHER | Y | KM07103 | 3000725 | MESCO Inc. | N | N/A | 360 | EX | N/A | EA | B |  | URL NOT FOUND |  | MESCO Inc. | KM07103 | [12 empty] | ISOTHERMAL CENTRIFUGAL AIR COMPRESSOR | VG 584: 80- 16016-0 | KOBE-ALLIS | KM07103 | [6 empty] | CLEANSED | HEAT EXCHANGER | SHELL AND TUBE | TYPE | INTERCOOLER 3RD STAGE,FIN | BTUH RATING |  | TUBE PRESSURE RATING | 5 KGF/CM2G | SHELL MATERIAL | STAINLESS STEEL 41 | TUBE MATERIAL |  | TEMPERATURE RATING |  | SHELL CONNECTION TYPE |  | TUBE CONNECTION TYPE |  | SIZE | DIA 1.23 X 3.7 M | HAZARD CLASS |  | CERTIFICATION/STANDARD |  | ADDITIONAL FEATURES EN | SHELL SIDE PRESSURE RATING:3 KGF/CM2G,C/W ACCESSORIES,T.NO:1-230889 | ADDITIONAL FEATURES ES |  | ADDITIONAL FEATURES FR | [33 empty] | Production Completed
STP_005-003 | Data Enrichment | MKV | MKV | OK | 17-03-2023 | 20-03-2023 |  | PSR940926 | 940926 | PSR940926 | HOLDER, CERTIFICATE, SIZE; LEGAL, MATERI | HOLDER, CERTIFICATE, SIZE; LEGAL, MATERIAL: PLASTIC | HOLDER, CERTIFICATE, SIZE; LEGAL, MATERIAL: PLASTIC | PC | 0 | 0 | STOCK | Min-Max | CONSUMABLES | C | 0 | PD | 4090 | ERSA | OTHER | N | N/A | N/A | N/A | N | N/A | 90 | EX | N/A | PC |  |  | URL NOT FOUND | [25 empty] | CLEANSED | HOLDER | NO MODIFIER | TYPE | CERTIFICATE,LEGAL SIZE | SIZE |  | MATERIAL | PLASTIC | HAZARD CLASS |  | CERTIFICATION/STANDARD |  | ADDITIONAL FEATURES EN |  | ADDITIONAL FEATURES ES |  | ADDITIONAL FEATURES FR | [45 empty] | Production Completed
STP_005-003 | Data Enrichment | MKV | MKV | OK | 17-03-2023 | 20-03-2023 |  | PSR014707 | 014707 | PSR014707 | HOLDER, SEAL, P/N 31, MATERIAL: FC200, F | HOLDER, SEAL, P/N 31, MATERIAL: FC200, FOR PSA OXYGEN COMPRESSOR, TYPE RF-250NP, MFG. NO. JS-0186, REFERENCE DWG. NO. 1RA-35580, MFR: TAIKO KIKAI INDUSTRIES CO., LTD., JAPAN | HOLDER, SEAL, P/N 31, MATERIAL: FC200, FOR PSA OXYGEN COMPRESSOR, TYPE RF-250NP, MFG. NO. JS-0186, REFERENCE DWG. NO. 1RA-35580, MFR: TAIKO KIKAI INDUSTRIES CO., LTD., JAPAN | PC | 0 | 0 | STOCK | Min-Max | CONSUMABLES | C | 0 | PD | 3020 | ERSA | OTHER | N | N/A | N/A | N/A | Y | 31 | 90 | EX | TAIKO KIKAI INDUSTRIES CO., LTD., JAPAN | PC | C |  | URL NOT FOUND |  | TAIKO KIKAI INDUSTRIES CO., LTD., JAPAN | 31 | [12 empty] | PSA OXYGEN COMPRESSOR | RF-250NP |  | 1RA-35580 | [5 empty] | JS-0186 | CLEANSED | HOLDER | NO MODIFIER | TYPE | SEAL | SIZE |  | MATERIAL | CAST IRON GRADE FC 200 | HAZARD CLASS |  | CERTIFICATION/STANDARD |  | ADDITIONAL FEATURES EN |  | ADDITIONAL FEATURES ES |  | ADDITIONAL FEATURES FR | [45 empty] | Production Completed
STP_005-003 | Data Enrichment | MKV | MKV | OK | 17-03-2023 | 20-03-2023 |  | PSR154607 | 154607 | PSR154607 | HOOK, BLOCK, 80 TONS CAPACITY, H-WT= 7.5 | HOOK, BLOCK, 80 TONS CAPACITY, H-WT= 7.5 TONS, FOR CF LADLE CRANE. | HOOK, BLOCK, 80 TONS CAPACITY, H-WT= 7.5 TONS, FOR CF LADLE CRANE. | PC | 2 | 2 | STOCK | Not Planned | CRITICAL | A | 0 | VB | 5920 | ZCAP | ROTABLE | N | N/A |  |  | N | N/A | 90 | HB |  | PC | A |  | URL NOT FOUND | [15 empty] | CF LADLE CRANE | [9 empty] | CLEANSED | HOOK | NO MODIFIER | TYPE | BLOCK | LOAD RATING | 80 TON | SIZE |  | MATERIAL |  | HAZARD CLASS |  | CERTIFICATION/STANDARD |  | ADDITIONAL FEATURES EN | H-WT:7.5 TON | ADDITIONAL FEATURES ES |  | ADDITIONAL FEATURES FR | [43 empty] | Production Completed
STP_005-003 | Data Enrichment | MKV | MKV | OK | 17-03-2023 | 20-03-2023 | NM BASED ON WEB SOURCE | PSR954644 | 954644 | PSR954644 | HOSE, AIR FILTER, AIR INTAKE, P/N: 60900 | HOSE, AIR FILTER, AIR INTAKE, P/N: 60900005455, AIR CLEANER GROUP, FOR LONKING SKID STEER LOADER MODEL: CDM307, SERIAL NO.: LSL00307CNA882177, MFR: LONKING | HOSE, AIR FILTER, AIR INTAKE, P/N: 60900005455, AIR CLEANER GROUP, FOR LONKING SKID STEER LOADER MODEL: CDM307, SERIAL NO.: LSL00307CNA882177, MFR: LONKING | PC | 0 | 0 | STOCK | Min-Max | CRITICAL | B | 0 | PD | 5620 | ERSA | OTHER | N | N/A | N/A | N/A | Y | 60900005455 | 90 | EX | LONKING | PC |  |  | https://shop-autocar--orel-ru.translate.goog/catalog/zapasnye_chasti_dlya_dorozhno_stroitelnoy_tekhniki/zapasnie-chasty-lonking-dst/zapasnye_chasti_dlya_minipogruzchikov/dvigatel_minipogruzchik_lonking/16972/?_x_tr_sl=ru&_x_tr_tl=en&_x_tr_hl=en&_x_tr_pto=sc |  | LONKING | 60900005455 | [12 empty] | SKID STEER LOADER | CDM307 |  |  |  | LSL00307CNA882177 |  |  |  |  | ENRICHED | PIPE | NO MODIFIER | TYPE | AIR FILTER,INTAKE | NOMINAL SIZE |  | LENGTH |  | END CONNECTION |  | MATERIAL |  | OUTSIDE DIAMETER |  | HAZARD CLASS |  | CERTIFICATION/STANDARD |  | ADDITIONAL FEATURES EN | AIR CLEANER GROUP | ADDITIONAL FEATURES ES |  | ADDITIONAL FEATURES FR | [39 empty] | Production Completed
STP_005-003 | Data Enrichment | MKV | MKV | OK | 17-03-2023 | 20-03-2023 |  | PSR954645 | 954645 | PSR954645 | HOSE, AIR FILTER, AIR OUTLET, P/N: 60100 | HOSE, AIR FILTER, AIR OUTLET, P/N: 60100001520, AIR CLEANER GROUP, FOR LONKING SKID STEER LOADER MODEL: CDM307, SERIAL NO.: LSL00307CNA882177, MFR: LONKING | HOSE, AIR FILTER, AIR OUTLET, P/N: 60100001520, AIR CLEANER GROUP, FOR LONKING SKID STEER LOADER MODEL: CDM307, SERIAL NO.: LSL00307CNA882177, MFR: LONKING | PC | 0 | 0 | STOCK | Min-Max | CRITICAL | B | 0 | PD | 5620 | ERSA | OTHER | N | N/A | N/A | N/A | Y | 60100001520 | 90 | EX | LONKING | PC |  |  | https://shop.autocar-orel.ru/catalog/zapasnye_chasti_dlya_dorozhno_stroitelnoy_tekhniki/zapasnie-chasty-lonking-dst/zapasnye_chasti_dlya_minipogruzchikov/dvigatel_minipogruzchik_lonking/16971/ |  | LONKING | 60100001520 | [12 empty] | SKID STEER LOADER | CDM307 |  |  |  | LSL00307CNA882177 |  |  |  |  | CLEANSED | HOSE | PNEUMATIC | TYPE | AIR FILTER,OUTLET | INSIDE DIAMETER |  | OUTSIDE DIAMETER |  | LENGTH |  | PRESSURE RATING |  | MATERIAL |  | THICKNESS |  | BEND RADIUS |  | COLOUR |  | HAZARD CLASS |  | CERTIFICATION/STANDARD |  | ADDITIONAL FEATURES EN | AIR CLEANER GROUP | ADDITIONAL FEATURES ES |  | ADDITIONAL FEATURES FR | [33 empty] | Production Completed
STP_005-003 | Data Enrichment | MKV | MKV | OK | 17-03-2023 | 20-03-2023 |  | PSR945995 | 945995 | PSR945995 | HOSE, PUMP, FOR INLET FILTER OF MSA MULT | HOSE, PUMP, FOR INLET FILTER OF MSA MULTIGAS DETECTOR | HOSE, PUMP, FOR INLET FILTER OF MSA MULTIGAS DETECTOR | PC | 0 | 0 | STOCK | Min-Max | CONSUMABLES | C | 0 | PD | 5920 | ERSA | OTHER | N | N/A | N/A | N/A | N | N/A | 30 | EX | N/A | PC |  |  | URL NOT FOUND |  | MSA | [13 empty] | INLET FILTER OF MULTIGAS DETECTOR | [9 empty] | CLEANSED | HOSE | NO MODIFIER | TYPE | PUMP | INSIDE DIAMETER |  | OUTSIDE DIAMETER |  | LENGTH |  | MATERIAL |  | MATERIAL SPECIFICATION |  | HAZARD CLASS |  | CERTIFICATION/STANDARD |  | ADDITIONAL FEATURES EN |  | ADDITIONAL FEATURES ES |  | ADDITIONAL FEATURES FR | [39 empty] | Production Completed
STP_005-003 | Data Enrichment | MKV | MKV | OK | 17-03-2023 | 20-03-2023 |  | PSR103931 | 103931 | PSR103931 | HYDROFLUORIC ACID, 48.0~51.0%, BAKER ANA | HYDROFLUORIC ACID, 48.0~51.0%, BAKER ANALYZED ACS REAGENT, 4 LITERS/BOTTLE, COMPLETE WITH MSDS. | HYDROFLUORIC ACID, 48.0~51.0%, BAKER ANALYZED ACS REAGENT, 4 LITERS/BOTTLE, COMPLETE WITH MSDS. | LI | 40 | 60 | STOCK | Min-Max | CONSUMABLES | A | 1614.3 | V1 | 5380 | HIBE | OTHER | N | N/A | N/A | N/A | N | N/A | 30 | HB | N/A | L |  |  | URL NOT FOUND | [25 empty] | CLEANSED | CHEMICAL | NO MODIFIER | TYPE | HYDROFLUORIC ACID,BAKER ANALYZED ACS REAGENT | CONCENTRATION/PURITY | 48-51 PCT | GRADE |  | MSDS/CAS NUMBER |  | COMPOSITION |  | CONTAINER SIZE | 4 L | CONTAINER | BOTTLE | PH VALUE |  | SPECIFIC GRAVITY |  | FORM |  | COLOUR |  | ODOR |  | FLAMMABILITY |  | SHELF LIFE |  | HAZARD CLASS |  | CERTIFICATION/STANDARD |  | ADDITIONAL FEATURES EN | COMPLETE C/W MSDS | ADDITIONAL FEATURES ES |  | ADDITIONAL FEATURES FR | [23 empty] | Production Completed
STP_005-003 | Data Enrichment | MKV | MKV | OK | 17-03-2023 | 20-03-2023 |  | PSR954739 | 954739 | PSR954739 | INLINE SPLICING CONNECTOR WITH LEVER; FO | INLINE SPLICING CONNECTOR WITH LEVER; FOR ALL CONDUCTOR TYPES, 10 AWG (MAX), 2-CONDUCTOR, TRANSPARENT HOUSING; WHITE COVER, TEMPERATURE MAX 85°C (T85), TRANSPARENT | INLINE SPLICING CONNECTOR WITH LEVER; FOR ALL CONDUCTOR TYPES, 10 AWG (MAX), 2-CONDUCTOR, TRANSPARENT HOUSING; WHITE COVER, TEMPERATURE MAX 85°C (T85), TRANSPARENT | PC | 0 | 0 | STOCK | Min-Max | CONSUMABLES | C | 0 | PD | 1600 | ERSA | OTHER | N | N/A | N/A | N/A | N | N/A | 90 | EX | N/A | PC | C |  | URL NOT FOUND | [25 empty] | CLEANSED | CONNECTOR | NO MODIFIER | TYPE | INLINE SPLICING,TRANSPARENT HOUSING | SIZE |  | CONNECTION TYPE |  | MATERIAL |  | HAZARD CLASS |  | CERTIFICATION/STANDARD |  | ADDITIONAL FEATURES EN | C/W LEVER,TEMPERATURE RATING:MAX 85 DEG C (T85),COLOUR:WHITE COVER,FOR ALL CONDUCTOR TYPES,SIZE:10 AWG (MAX),2 CONDUCTOR | ADDITIONAL FEATURES ES |  | ADDITIONAL FEATURES FR | [43 empty] | Production Completed
STP_005-003 | Data Enrichment | MKV | MKV | OK | 17-03-2023 | 20-03-2023 | CONFLICT IN DESC,EXTENDED,RETRACTED HEIGHT BASED ON WEB SOURCE | PSR023372 | 023372 | PSR023372 | JACK, HYDRAULIC, MODEL: BH6107, FLOOR / | JACK, HYDRAULIC, MODEL: BH6107, FLOOR / CROCODILE, 10 TONS CAPACITY, LIFT HEIGHT: MIN 6~27 MAX, SIZE: 55-7/8 X 19-5/8 X 9-5/8, SADDLE DIAMETER: 6.5, MANUALLY OPERATED, WITH COMPLETE SERVICING KIT AND OPERATIONS MANUAL, | JACK, HYDRAULIC, MODEL: BH6107, FLOOR / CROCODILE, 10 TONS CAPACITY, LIFT HEIGHT: MIN 6~27 MAX, SIZE: 55-7/8 X 19-5/8 X 9-5/8, SADDLE DIAMETER: 6.5, MANUALLY OPERATED, WITH COMPLETE SERVICING KIT AND OPERATIONS MANUAL, BRAND: BLACKHAWK AUTOMOTIVE OR EQUIVALENT | SE | 0 | 0 | STOCK | Min-Max | CONSUMABLES | C | 0 | PD | 5955 | ERSA | OTHER | N | N/A | N/A | N/A | N | N/A | 30 | EX | N/A | EA |  |  | https://www.ideaautorepair.com/product/blackhawk-10-ton-fast-lift-long-chassis-service-jack-bh6107/floor-jacks-stands | [9 empty] | BLACKHAWK AUTOMOTIVE | BH6107 | [14 empty] | ENRICHED | JACK | HYDRAULIC | TYPE | FLOOR/CROCODILE,MANUALLY OPERATED | LOAD RATING | 10 TON | STROKE |  | EXTENDED HEIGHT | 29 IN | RETRACTED HEIGHT | 6-7/8 IN | ACTUATION TYPE |  | BASE LENGTH |  | BASE WIDTH |  | HANDLE LENGTH | 45-7/8 IN | INLET SIZE |  | INLET PRESSURE RATING |  | HAZARD CLASS |  | CERTIFICATION/STANDARD |  | ADDITIONAL FEATURES EN | SIZE:55-7/8 X 19-5/8 X 9-5/8 IN,SADDLE DIAMETER:6-1/2 IN,C/W COMPLETE SERVICING KIT AND OPERATIONS MANUAL | ADDITIONAL FEATURES ES |  | ADDITIONAL FEATURES FR | [29 empty] | Production Completed
STP_005-003 | Data Enrichment | MKV | MKV | OK | 17-03-2023 | 20-03-2023 |  | PSR043948 | 043948 | PSR043948 | JOINT, POWER SUPPLY, DIMENSION: 94 MM X1 | JOINT, POWER SUPPLY, DIMENSION: 94 MM X100 MM, BUS BAR ASSEMBLY, FOR CF LADLE CRANE | JOINT, POWER SUPPLY, DIMENSION: 94 MM X100 MM, BUS BAR ASSEMBLY, FOR CF LADLE CRANE | SE | 0 | 0 | STOCK | Min-Max | CONSUMABLES | B | 0 | PD | 5920 | ERSA | OTHER | N | N/A | N/A | N/A | N | N/A | 30 | EX | N/A | EA |  |  | URL NOT FOUND | [15 empty] | CF LADLE CRANE | [9 empty] | CLEANSED | JOINT | NO MODIFIER | TYPE | POWER SUPPLY | SIZE | 94 X100 MM | MATERIAL |  | HAZARD CLASS |  | CERTIFICATION/STANDARD |  | ADDITIONAL FEATURES EN | BUS BAR ASSEMBLY | ADDITIONAL FEATURES ES |  | ADDITIONAL FEATURES FR | [45 empty] | Production Completed
STP_005-003 | Data Enrichment | MKV | MKV | OK | 17-03-2023 | 20-03-2023 |  | PSR954765 | 954765 | PSR954765 | KIT, SEAL, BOOM CYLINDER, P/N: 412000662 | KIT, SEAL, BOOM CYLINDER, P/N: 4120006628004, FOR SDLG WHEEL LOADER, MFR: SHANDONG LINGONG CONSTRUCTION MACHINERY (SDLG) | KIT, SEAL, BOOM CYLINDER, P/N: 4120006628004, FOR SDLG WHEEL LOADER, MFR: SHANDONG LINGONG CONSTRUCTION MACHINERY (SDLG) | EA | 0 | 0 | STOCK | Min-Max | CONSUMABLES | C | 0 | PD | 3730 | ERSA | OTHER | N | N/A |  |  | Y | 4120006628004 | 90 | EX | SHANDONG LINGONG CONSTRUCTION MACHINERY (SDLG) | EA | C |  | https://shandongweiyang.en.made-in-china.com/product/ySfxVvZrLNUM/China-4120006628004-Lifting-Cylinder-Repair-Kit-Spare-Part-for-SD-LG-LG936L-L956f-L955f-Wheel-Loader.html |  | SHANDONG LINGONG CONSTRUCTION MACHINERY (SDLG) | 4120006628004 | [12 empty] | WHEEL LOADER | [9 empty] | ENRICHED | KIT | NO MODIFIER | TYPE | SEAL,BOOM CYLINDER | CONTENTS |  | NUMBER OF ITEMS |  | HAZARD CLASS |  | CERTIFICATION/STANDARD |  | ADDITIONAL FEATURES EN | CE,ISO9001: 2000 | ADDITIONAL FEATURES ES |  | ADDITIONAL FEATURES FR | [45 empty] | Production Completed
STP_005-003 | Data Enrichment | MKV | MKV | OK | 17-03-2023 | 20-03-2023 |  | PSR954769 | 954769 | PSR954769 | KIT, SEAL, STEERING, P/N: 4120006629007, | KIT, SEAL, STEERING, P/N: 4120006629007, FOR SDLG WHEEL LOADER, MFR: SHANDONG LINGONG CONSTRUCTION MACHINERY (SDLG) | KIT, SEAL, STEERING, P/N: 4120006629007, FOR SDLG WHEEL LOADER, MFR: SHANDONG LINGONG CONSTRUCTION MACHINERY (SDLG) | EA | 0 | 0 | STOCK | Min-Max | CONSUMABLES | C | 0 | PD | 3730 | ERSA | OTHER | N | N/A | N/A | N/A | Y | 4120006629007 | 90 | EX | SHANDONG LINGONG CONSTRUCTION MACHINERY (SDLG) | EA | C |  | https://shandongweiyang.en.made-in-china.com/product/yvtEkNwoGjRd/China-4120006629007-Sealing-Kit-Spare-Part-for-SD-LG-LG936L-L956f-L955f-Wheel-Loader.html |  | SHANDONG LINGONG CONSTRUCTION MACHINERY (SDLG) | 4120006629007 | [12 empty] | WHEEL LOADER | [9 empty] | ENRICHED | KIT | NO MODIFIER | TYPE | SEAL,STEERING | CONTENTS |  | NUMBER OF ITEMS |  | HAZARD CLASS |  | CERTIFICATION/STANDARD |  | ADDITIONAL FEATURES EN | CE,ISO9001: 2000 | ADDITIONAL FEATURES ES |  | ADDITIONAL FEATURES FR | [45 empty] | Production Completed
STP_005-003 | Data Enrichment | MKV | MKV | OK | 17-03-2023 | 20-03-2023 |  | PSR954767 | 954767 | PSR954767 | KIT, SEAL, TILT CYLINDER, P/N: 412000786 | KIT, SEAL, TILT CYLINDER, P/N: 4120007867004, FOR SDLG WHEEL LOADER, MFR: SHANDONG LINGONG CONSTRUCTION MACHINERY (SDLG) | KIT, SEAL, TILT CYLINDER, P/N: 4120007867004, FOR SDLG WHEEL LOADER, MFR: SHANDONG LINGONG CONSTRUCTION MACHINERY (SDLG) | EA | 0 | 0 | STOCK | Min-Max | CONSUMABLES | C | 0 | PD | 3730 | ERSA | OTHER | N | N/A | N/A | N/A | Y | 4120007867004 | 90 | EX | SHANDONG LINGONG CONSTRUCTION MACHINERY (SDLG) | EA | C |  | https://shandongweiyang.en.made-in-china.com/product/dBTxcowFkyRG/China-4120007867004-Sealing-Kit-Spare-Part-for-SD-LG-LG936L-L956f-L955f-Wheel-Loader.html |  | SHANDONG LINGONG CONSTRUCTION MACHINERY (SDLG) | 4120007867004 | [12 empty] | WHEEL LOADER | [9 empty] | ENRICHED | KIT | NO MODIFIER | TYPE | SEAL,TILT CYLINDER | CONTENTS |  | NUMBER OF ITEMS |  | HAZARD CLASS |  | CERTIFICATION/STANDARD |  | ADDITIONAL FEATURES EN | CE,ISO9001: 2000 | ADDITIONAL FEATURES ES |  | ADDITIONAL FEATURES FR | [45 empty] | Production Completed
STP_005-003 | Data Enrichment | MKV | MKV | OK | 17-03-2023 | 20-03-2023 |  | PSR202056 | 202056 | PSR202056 | KIT;TYPE:PATIENT ADMISSION,CONTENTS:ALCO | KIT;TYPE:PATIENT ADMISSION,CONTENTS:ALCOHOL 250 ML,BATH SOAP 25 G,DISPOSABLE MEDICINE CUP 30 ML,FACE TOWEL,MEASURING/CALIBRATED CUP 120 ML, | KIT;TYPE:PATIENT ADMISSION,CONTENTS:ALCOHOL 250 ML,BATH SOAP 25 G,DISPOSABLE MEDICINE CUP 30 ML,FACE TOWEL,MEASURING/CALIBRATED CUP 120 ML,PLASTIC SPOON & FORK,TOILET PAPER,TOOTH BRUSH,TOOTH PASTE,NUMBER OF ITEMS:10,ADDITIONAL FEATURES EN:DRAWSTRING CLOSURE,LLDE PASAR HOSPITAL LOGO | KT | 0 | 0 | STOCK | Min-Max | CRITICAL | B | 0 | PD | 4090 | ERSA | OTHER | N | N/A | N/A | N/A | N | N/A | 90 | EX | N/A | EA |  |  | URL NOT FOUND | [25 empty] | CLEANSED | KIT | NO MODIFIER | TYPE | PATIENT ADMISSION | CONTENTS | ALCOHOL 250 ML,BATH SOAP 25 G,DISPOSABLE MEDICINE CUP 30 ML,FACE TOWEL,MEASURING/CALIBRATED CUP 120 ML,PLASTIC SPOON & FORK,TOILET PAPER,TOOTH BRUSH,TOOTH PASTE | NUMBER OF ITEMS | 10 | HAZARD CLASS |  | CERTIFICATION/STANDARD |  | ADDITIONAL FEATURES EN | DRAWSTRING CLOSURE,LLDE PASAR HOSPITAL LOGO | ADDITIONAL FEATURES ES |  | ADDITIONAL FEATURES FR | [45 empty] | Production Completed
STP_005-003 | Data Enrichment | MKV | MKV | OK | 17-03-2023 | 20-03-2023 |  | PSR103876 | 103876 | PSR103876 | LAMP, HALOGEN, 12V/20 W ASSY, ABS. PHOTO | LAMP, HALOGEN, 12V/20 W ASSY, ABS. PHOTOMETER UNIT LAMP FOR C111 ANALYZER, MAN. ID: 28191239001, MANUFACTURER: ROCHE | LAMP, HALOGEN, 12V/20 W ASSY, ABS. PHOTOMETER UNIT LAMP FOR C111 ANALYZER, MAN. ID: 28191239001, MANUFACTURER: ROCHE | SE | 0 | 0 | STOCK | Min-Max | CONSUMABLES | C | 0 | PD | 4040 | ERSA | OTHER | N | N/A | N/A | N/A | N | N/A | 30 | EX | N/A | EA |  |  | URL NOT FOUND |  | ROCHE | [13 empty] | ANALYZER,ABS PHOTOMETER UNIT | C111 | [8 empty] | CLEANSED | LAMP | INCANDESCENT | TYPE | HALOGEN | WATTAGE | 20 W | VOLTAGE RATING | 12 V | SHAPE DESIGNATION |  | BASE TYPE |  | COLOUR |  | LAMP LIFE |  | SIZE |  | INTENSITY |  | FINISH |  | HAZARD CLASS |  | CERTIFICATION/STANDARD |  | ADDITIONAL FEATURES EN | ASSEMBLY,MAN ID:28191239001 | ADDITIONAL FEATURES ES |  | ADDITIONAL FEATURES FR | [31 empty] | Production Completed
STP_005-003 | Data Enrichment | MKV | MKV | OK | 17-03-2023 | 20-03-2023 |  | PSR052206 | 052206 | PSR052206 | LIFELINE, HORIZONTAL, TEMPORARY, 100' CA | LIFELINE, HORIZONTAL, TEMPORARY, 100' CABLE; MFR: SIMPLIFIED SAFETY | LIFELINE, HORIZONTAL, TEMPORARY, 100' CABLE; MFR: SIMPLIFIED SAFETY | SE | 0 | 0 | STOCK | Min-Max | CONSUMABLES | C | 0 | PD | 4090 | ERSA | OTHER | N | N/A | N/A | N/A | N | N/A | 30 | EX | N/A | EA |  |  | URL NOT FOUND |  | SIMPLIFIED SAFETY | [23 empty] | CLEANSED | LIFELINE | SAFETY | TYPE | HORIZONTAL,TEMPORARY,CABLE | LENGTH | 100 FT | LOAD CAPACITY |  | LINE MATERIAL |  | HARDWARE MATERIAL |  | TENSILE STRENGTH |  | HAZARD CLASS |  | CERTIFICATION/STANDARD |  | ADDITIONAL FEATURES EN |  | ADDITIONAL FEATURES ES |  | ADDITIONAL FEATURES FR | [39 empty] | Production Completed
STP_005-003 | Data Enrichment | MKV | MKV | OK | 17-03-2023 | 20-03-2023 |  | PSR052454 | 052454 | PSR052454 | LIGHT, STROBE, LED, ROTATING BEACON, BAT | LIGHT, STROBE, LED, ROTATING BEACON, BATTERY OPERATED (4 AA BATTERIES), 5″ DIA. 4-1/4″ HIGH, MAGNETIC BASE | LIGHT, STROBE, LED, ROTATING BEACON, BATTERY OPERATED (4 AA BATTERIES), 5″ DIA. 4-1/4″ HIGH, MAGNETIC BASE | PC | 0 | 0 | STOCK | Min-Max | CONSUMABLES | C | 0 | PD | 4100 | ERSA | OTHER | N | N/A | N/A | N/A | N | N/A | 30 | EX | N/A | PC |  |  | URL NOT FOUND | [25 empty] | CLEANSED | LIGHT | NO MODIFIER | TYPE | STROBE, LED,ROTATING BEACON,BATTERY OPERATED,MAGNETIC BASE | LAMP WATTAGE |  | POWER SUPPLY |  | COLOUR |  | BALLAST TYPE |  | SOCKET TYPE |  | NUMBER OF LAMPS |  | MOUNTING TYPE |  | MATERIAL |  | HAZARD CLASS |  | CERTIFICATION/STANDARD |  | ADDITIONAL FEATURES EN | SIZE:DIA 5 X HT 4-1/4 IN,BATTERY TYPE:4 AA | ADDITIONAL FEATURES ES |  | ADDITIONAL FEATURES FR | [33 empty] | Production Completed
STP_005-003 | Data Enrichment | MKV | MKV | OK | 17-03-2023 | 20-03-2023 |  | PSR051336 | 051336 | PSR051336 | LUBRICATOR COMBO UNIT, WITH FILTER AND R | LUBRICATOR COMBO UNIT, WITH FILTER AND REGULATOR, CAVA HYDRAULICS P/N AC40-04DG-B FRL | LUBRICATOR COMBO UNIT, WITH FILTER AND REGULATOR, CAVA HYDRAULICS P/N AC40-04DG-B FRL | SE | 1 | 2 | STOCK | Min-Max | CONSUMABLES | C | 0 | V1 | 5905 | ERSA | OTHER | N | N/A | N/A | N/A | N | N/A | 90 | HB | N/A | EA | B |  | https://us.misumi-ec.com/vona2/detail/221300280479/?HissuCode=AC40-04DG-B |  | CAVA HYDRAULICS | AC40-04DG-B | [22 empty] | ENRICHED | UNIT | FRL | TYPE |  | FILTER RATING | 5 UM | FLOW RATING |  | SIZE |  | PORT SIZE | RC 1/2 | PRESSURE ADJUSTMENT RANGE | 0.05-0.85 MPA | TEMPERATURE RATING |  | OPERATOR TYPE |  | ELEMENT MATERIAL |  | FILTER BOWL MATERIAL |  | LUBRICATOR BOWL MATERIAL |  | FILTER BOWL CAPACITY |  | LUBRICATOR BOWL CAPACITY |  | HAZARD CLASS |  | CERTIFICATION/STANDARD |  | ADDITIONAL FEATURES EN | COMBO | ADDITIONAL FEATURES ES |  | ADDITIONAL FEATURES FR | [25 empty] | Production Completed
STP_005-003 | Data Enrichment | MKV | MKV | OK | 17-03-2023 | 20-03-2023 |  | PSR398045 | 398045 | PSR398045 | MACHINE, WELDING, PLASTIC, VOLTAGE: 230V | MACHINE, WELDING, PLASTIC, VOLTAGE: 230V; POWER CONSUMPTION: 2000 WATTS; FREQUENCY: 50/60 Hz; AIR TEMPERATURE: 350 DEG C; PLASTICIZER TEMPERATURE: 350 DEG C; ROD SIZE: 4 MM; FOR PE-HD, PE-LD, PP, PPS, PVC AND PVDF PLASTICS; WITH INTEGRA | MACHINE, WELDING, PLASTIC, VOLTAGE: 230V; POWER CONSUMPTION: 2000 WATTS; FREQUENCY: 50/60 Hz; AIR TEMPERATURE: 350 DEG C; PLASTICIZER TEMPERATURE: 350 DEG C; ROD SIZE: 4 MM; FOR PE-HD, PE-LD, PP, PPS, PVC AND PVDF PLASTICS; WITH INTEGRA HOT AIR BLOWER, PLASTICIZER UNIT, ELECTRONIC CONTROL AND WELDING ROD FEEDER, BRAND/MODEL: WELDMAX MINI-HANDEXTRUDER; MAKER: LEISTER | UT | 0 | 0 | STOCK | Min-Max | CONSUMABLES | C | 0 | PD | 2620 | ERSA | OTHER | N | N/A | N/A | N/A | N | N/A | 30 | EX | N/A | EA |  |  | https://docplayer.net/61286346-Leister-weldmax-mini-hand-extruder.html |  | LEISTER | [7 empty] | WELDMAX | MINI-HANDEXTRUDER | [14 empty] | ENRICHED | MACHINE | WELDING | TYPE | PLASTIC | POWER RATING | 230 V,2 KW,50/60 HZ | CURRENT RATING |  | NUMBER OF PHASE |  | ELECTRODE TYPE |  | COOLING METHOD |  | DEGREE OF PROTECTION |  | SIZE | WD 94 X LG 443 X HT 255 MM | INSULATION |  | HAZARD CLASS |  | CERTIFICATION/STANDARD |  | ADDITIONAL FEATURES EN | AIR TEMPERATURE:350 DEG C,PLASTICIZER TEMPERATURE:350 DEG C,ROD SIZE:4 MM,FOR PE-HD,PE-LD,PP,PPS,PVC AND PVDF PLASTICS,C/W INTEGRA HOT AIR BLOWER,PLASTICIZER UNIT,ELECTRONIC CONTROL AND WELDING ROD FEEDER | ADDITIONAL FEATURES ES |  | ADDITIONAL FEATURES FR | [33 empty] | Production Completed
STP_005-003 | Data Enrichment | MKV | MKV | OK | 17-03-2023 | 20-03-2023 |  | PSR635245 | 635245 | PSR635245 | MASK, SURGICAL AND RESPIRATOR, PARTICULA | MASK, SURGICAL AND RESPIRATOR, PARTICULATE, MEETS NIOSH STANDARD 42 CFR 84, FILTER CLASS N95, WITH ADJUSTABLE ALUMINUM NOSEPIECE WITH INNER FOAM SEAL | MASK, SURGICAL AND RESPIRATOR, PARTICULATE, MEETS NIOSH STANDARD 42 CFR 84, FILTER CLASS N95, WITH ADJUSTABLE ALUMINUM NOSEPIECE WITH INNER FOAM SEAL | PC | 0 | 0 | STOCK | Min-Max | CONSUMABLES | C | 0 | PD | 4040 | ERSA | OTHER | N | N/A | N/A | N/A | N | N/A | 60 | EX | N/A | PC |  |  | URL NOT FOUND | [25 empty] | CLEANSED | MASK | FACE | TYPE | SURGICAL AND RESPIRATOR,PARTICULATE | SIZE |  | TRADE SIZE |  | MATERIAL |  | COLOUR |  | FILTER CLASS |  | HAZARD CLASS |  | CERTIFICATION/STANDARD | NIOSH 42 CFR 84 | ADDITIONAL FEATURES EN | FILTER CLASS:N95,C/W ADJUSTABLE ALUMINUM NOSEPIECE C/W INNER FOAM SEAL | ADDITIONAL FEATURES ES |  | ADDITIONAL FEATURES FR | [39 empty] | Production Completed
STP_005-003 | Data Enrichment | MKV | MKV | OK | 17-03-2023 | 20-03-2023 |  | PSR051154 | 051154 | PSR051154 | MODULE, WIRELESS, 17.5 MM W x 99 MM H x | MODULE, WIRELESS, 17.5 MM W x 99 MM H x 114.5 MMD, HOUSING MATERIAL: PA 6.6-FR, MOUNTING TYPE: DIN RAIL, IP20, SUPPLY VOLTAGE: 19.2 VDC ~ 30.5 VDC, MODEL: RAD-2400-IFS, PART NO.: 2901541, MFR: PHOENIX CONTACT | MODULE, WIRELESS, 17.5 MM W x 99 MM H x 114.5 MMD, HOUSING MATERIAL: PA 6.6-FR, MOUNTING TYPE: DIN RAIL, IP20, SUPPLY VOLTAGE: 19.2 VDC ~ 30.5 VDC, MODEL: RAD-2400-IFS, PART NO.: 2901541, MFR: PHOENIX CONTACT | PC | 0 | 0 | STOCK | Min-Max | CRITICAL | A | 0 | PD | 5100 | ERSA | OTHER | N | N/A | N/A | N/A | N | N/A | 30 | EX | N/A | PC |  |  | https://www.phoenixcontact.com/en-in/products/wireless-module-rad-2400-ifs-2901541 |  | PHOENIX CONTACT | 2901541 |  | RAD-2400-IFS | [20 empty] | ENRICHED | MODULE | COMMUNICATION | TYPE | WIRELESS | INPUT RATING | 19.2-30.5 VDC | NUMBER OF PORTS |  | INTERFACE TYPE |  | DATA TRANSFER RATE |  | TRANSMISSION PROTOCOL |  | MOUNTING TYPE | DIN RAIL | TEMPERATURE RATING | -40 TO 85 DEG C | CONNECTION TYPE | SCREW | SIZE | WD 17.5 X HT 99 X DP 114.5 MM | HAZARD CLASS |  | CERTIFICATION/STANDARD | CE,UKCA,ATEX,IECEX,UL | ADDITIONAL FEATURES EN | HOUSING MATERIAL:POLYAMIDE 6.6-FR,DEGREE OF PROTECTION:IP20 | ADDITIONAL FEATURES ES |  | ADDITIONAL FEATURES FR | [31 empty] | Production Completed
STP_005-003 | Data Enrichment | MKV | MKV | OK | 17-03-2023 | 20-03-2023 |  | PSR935705 | 935705 | PSR935705 | STERILIZER, STEAM, AUTOCLAVE, 50L CAPACI | STERILIZER, STEAM, AUTOCLAVE, 50L CAPACITY, FULL STAINLESS STEEL STRUCTURE, AUTOMATIC SHUT OFF | STERILIZER, STEAM, AUTOCLAVE, 50L CAPACITY, FULL STAINLESS STEEL STRUCTURE, AUTOMATIC SHUT OFF | UT | 0 | 0 | STOCK | Min-Max | CONSUMABLES | C | 0 | PD | 4040 | ERSA | OTHER | N | N/A | N/A | N/A | N | N/A | 30 | EX | N/A | EA |  |  | URL NOT FOUND | [25 empty] | CLEANSED | MACHINE | NO MODIFIER | TYPE | AUTOCLAVE STERILIZER,STEAM,AUTOMATIC SHUT OFF | ELECTRICAL RATING |  | SIZE |  | MATERIAL | STAINLESS STEEL STRUCTURE | PRESSURE CLASS/RATING |  | TEMPERATURE RATING |  | HAZARD CLASS |  | CERTIFICATION/STANDARD |  | ADDITIONAL FEATURES EN | CAPACITY:50 L | ADDITIONAL FEATURES ES |  | ADDITIONAL FEATURES FR | [39 empty] | Production Completed
STP_005-003 | Data Enrichment | MKV | MKV | OK | 17-03-2023 | 20-03-2023 |  | PSR954637 | 954637 | PSR954637 | NUT, BUCKET TOOTH, M16, P/N: 51341000919 | NUT, BUCKET TOOTH, M16, P/N: 51341000919, IMPLEMENT GROUP, FOR LONKING SKID STEER LOADER MODEL: CDM307, SERIAL NO.: LSL00307CNA882175 | NUT, BUCKET TOOTH, M16, P/N: 51341000919, IMPLEMENT GROUP, FOR LONKING SKID STEER LOADER MODEL: CDM307, SERIAL NO.: LSL00307CNA882175 | EA | 0 | 0 | STOCK | Min-Max | CRITICAL | B | 0 | PD | 5620 | ERSA | OTHER | N | N/A | N/A | N/A | Y | 51341000919 | 90 | EX | LONKING | EA |  |  | https://mmaks.ru/part/transmissionsystem |  | LONKING | 51341000919 | [12 empty] | SKID STEER LOADER | CDM307 |  |  |  | LSL00307CNA882175 |  |  |  |  | CLEANSED | NUT | NO MODIFIER | TYPE | BUCKET TOOTH | THREAD SIZE | M16 | THREAD TYPE |  | MATERIAL |  | MATERIAL SPECIFICATION |  | HEIGHT |  | COATING/FINISH |  | HAZARD CLASS |  | CERTIFICATION/STANDARD |  | ADDITIONAL FEATURES EN | IMPLEMENT GROUP | ADDITIONAL FEATURES ES |  | ADDITIONAL FEATURES FR | [37 empty] | Production Completed
STP_005-003 | Data Enrichment | MKV | MKV | OK | 17-03-2023 | 20-03-2023 |  | PSR012401 | 012401 | PSR012401 | OIL, ENGINE, FOR STIHL CHAIN SAW 50:1 TW | OIL, ENGINE, FOR STIHL CHAIN SAW 50:1 TWO STROKE | OIL, ENGINE, FOR STIHL CHAIN SAW 50:1 TWO STROKE | LI | 0 | 0 | STOCK | Min-Max | CONSUMABLES | C | 0 | PD | 2800 | ERSA | OTHER | N | N/A | N/A | N/A | N | N/A | 30 | EX | N/A | L |  |  | URL NOT FOUND |  | STIHL | [13 empty] | CHAIN SAW 50:1 TWO STROKE | [9 empty] | CLEANSED | LUBRICANT | NO MODIFIER | TYPE | OIL,ENGINE | GRADE |  | CONTAINER |  | COMPOSITION |  | POUR POINT |  | FLASH POINT |  | VISCOSITY INDEX |  | OPERATING TEMPERATURE |  | HAZARD CLASS |  | CERTIFICATION/STANDARD |  | ADDITIONAL FEATURES EN |  | ADDITIONAL FEATURES ES |  | ADDITIONAL FEATURES FR | [35 empty] | Production Completed
STP_005-003 | Data Enrichment | MKV | MKV | OK | 17-03-2023 | 20-03-2023 |  | PSR936295 | 936295 | PSR936295 | PADS, KEE AND ELBOW, WITH HARD PLASTIC S | PADS, KEE AND ELBOW, WITH HARD PLASTIC SUPPORT | PADS, KEE AND ELBOW, WITH HARD PLASTIC SUPPORT | SE | 0 | 0 | STOCK | Min-Max | CONSUMABLES | C | 0 | PD | 4090 | ERSA | OTHER | N | N/A | N/A | N/A | N | N/A | 30 | EX | N/A | EA |  |  | URL NOT FOUND | [25 empty] | CLEANSED | PAD | KNEE | TYPE | ELBOW | SIZE |  | MATERIAL |  | LINER MATERIAL |  | CLOSURE TYPE |  | COLOUR |  | HAZARD CLASS |  | CERTIFICATION/STANDARD |  | ADDITIONAL FEATURES EN | C/W HARD PLASTIC SUPPORT | ADDITIONAL FEATURES ES |  | ADDITIONAL FEATURES FR | [39 empty] | Production Completed
STP_005-003 | Data Enrichment | MKV | MKV | OK | 17-03-2023 | 20-03-2023 |  | PSR055680 | 055680 | PSR055680 | PANEL, TOP RIGHT FRONT, P/N PAK-FE206, F | PANEL, TOP RIGHT FRONT, P/N PAK-FE206, FOR CLAISSE THEOX | PANEL, TOP RIGHT FRONT, P/N PAK-FE206, FOR CLAISSE THEOX | AY | 0 | 0 | STOCK | Min-Max | CONSUMABLES | C | 0 | PD | 1600 | ERSA | OTHER | N | N/A | N/A | N/A | N | N/A | 90 | EX |  | EA |  |  | URL NOT FOUND |  |  | PAK-FE206 | [12 empty] | CLAISSE THEOX | [9 empty] | CLEANSED | PANEL | NO MODIFIER | TYPE | TOP RIGHT FRONT | VOLTAGE RATING |  | CURRENT RATING |  | NUMBER OF PHASE |  | SIZE |  | MATERIAL |  | MOUNTING TYPE |  | CONNECTION TYPE |  | DEGREE OF PROTECTION |  | HAZARD CLASS |  | CERTIFICATION/STANDARD |  | ADDITIONAL FEATURES EN |  | ADDITIONAL FEATURES ES |  | ADDITIONAL FEATURES FR | [33 empty] | Production Completed
STP_005-003 | Data Enrichment | MKV | MKV | OK | 17-03-2023 | 20-03-2023 |  | PSR352876 | 352876 | PSR352876 | PILLOW, FOAM, STANDARD SIZE, GOOD QUALIT | PILLOW, FOAM, STANDARD SIZE, GOOD QUALITY, BRAND: DEWFOAM OR EQUIVALENT | PILLOW, FOAM, STANDARD SIZE, GOOD QUALITY, BRAND: DEWFOAM OR EQUIVALENT | PC | 0 | 0 | STOCK | Min-Max | CONSUMABLES | C | 0 | PD | 4090 | ERSA | OTHER | N | N/A | N/A | N/A | N | N/A | 30 | EX | N/A | PC |  |  | URL NOT FOUND | [9 empty] | DEWFOAM | [15 empty] | CLEANSED | PILLOW | NO MODIFIER | TYPE | FOAM,STANDARD SIZE,GOOD QUALITY | SIZE |  | MATERIAL |  | MOUNTING TYPE |  | LOAD RATING |  | HAZARD CLASS |  | CERTIFICATION/STANDARD |  | ADDITIONAL FEATURES EN |  | ADDITIONAL FEATURES ES |  | ADDITIONAL FEATURES FR | [41 empty] | Production Completed
STP_005-003 | Data Enrichment | MKV | MKV | OK | 17-03-2023 | 20-03-2023 |  | PSR044874 | 044874 | PSR044874 | PIPE, SCH 60, C.S., 400 MM ND X 6 METERS | PIPE, SCH 60, C.S., 400 MM ND X 6 METERS LONG, O.D.: 406.4 MM, CARBON STEEL, SEAMLESS, BEVELED ENDS | PIPE, SCH 60, C.S., 400 MM ND X 6 METERS LONG, O.D.: 406.4 MM, CARBON STEEL, SEAMLESS, BEVELED ENDS | LG | 0 | 0 | STOCK | Min-Max | CONSUMABLES | B | 0 | PD | 2200 | ERSA | OTHER | N | N/A | N/A | N/A | N | N/A | 30 | EX | N/A | EA |  |  | URL NOT FOUND | [25 empty] | CLEANSED | PIPE | METALLIC | TYPE | SEAMLESS,BEVELED ENDS | NOMINAL SIZE | ND 400 MM | LENGTH | 6 M | SCHEDULE/WALL THICKNESS | SCH 60 | PRESSURE CLASS/RATING |  | MATERIAL | CARBON STEEL | MATERIAL SPECIFICATION |  | COATING/FINISH |  | MANUFACTURING PROCESS |  | TEMPERATURE RATING |  | HAZARD CLASS |  | CERTIFICATION/STANDARD |  | ADDITIONAL FEATURES EN | OUTER DIAMETER:406.4 MM | ADDITIONAL FEATURES ES |  | ADDITIONAL FEATURES FR | [31 empty] | Production Completed
STP_005-003 | Data Enrichment | MKV | MKV | OK | 17-03-2023 | 20-03-2023 |  | PSR126672 | 126672 | PSR126672 | PLATE, POSITIONING (B), P/N 17, THICKNES | PLATE, POSITIONING (B), P/N 17, THICKNESS: 35MM ; MATERIAL: SUS304, FOR CHISELING DEVICE OF MESCO CATHODE STRIPPING MACHINE, MFR: MESCO | PLATE, POSITIONING (B), P/N 17, THICKNESS: 35MM ; MATERIAL: SUS304, FOR CHISELING DEVICE OF MESCO CATHODE STRIPPING MACHINE, MFR: MESCO | PC | 0 | 0 | STOCK | Min-Max | CONSUMABLES | B | 0 | PD | 5920 | ERSA | OTHER | N | N/A | N/A | N/A | N | N/A | 30 | EX | N/A | PC |  |  | URL NOT FOUND |  | MESCO | 17 | [12 empty] | CHISELING DEVICE OF CATHODE STRIPPING MACHINE | [9 empty] | CLEANSED | PLATE | METAL | WIDTH |  | LENGTH |  | THICKNESS | 35 MM | MATERIAL | STAINLESS STEEL 304 | MATERIAL SPECIFICATION |  | PROCESS |  | WEIGHT |  | HAZARD CLASS |  | CERTIFICATION/STANDARD |  | ADDITIONAL FEATURES EN | TYPE:POSITIONING (B) | ADDITIONAL FEATURES ES |  | ADDITIONAL FEATURES FR | [37 empty] | Production Completed
STP_005-003 | Data Enrichment | MKV | MKV | OK | 17-03-2023 | 20-03-2023 |  | PSR954792 | 954792 | PSR954792 | PLATE,METAL;WIDTH:2.4 M,LENGTH:6 M,THICK | PLATE,METAL;WIDTH:2.4 M,LENGTH:6 M,THICKNESS:6 MM,MATERIAL:CARBON STEEL,MATERIAL SPECIFICATION:ASTM A36M | PLATE,METAL;WIDTH:2.4 M,LENGTH:6 M,THICKNESS:6 MM,MATERIAL:CARBON STEEL,MATERIAL SPECIFICATION:ASTM A36M | EA | 0 | 0 | STOCK | Min-Max | CONSUMABLES | B | 0 | PD | 1500 | ERSA | OTHER | N | N/A | N/A | N/A | N | N/A | 120 | EX | N/A | EA | C |  | URL NOT FOUND | [25 empty] | CLEANSED | PLATE | METAL | WIDTH | 2.4 M | LENGTH | 6 M | THICKNESS | 6 MM | MATERIAL | CARBON STEEL | MATERIAL SPECIFICATION | ASTM A36M | PROCESS |  | WEIGHT |  | HAZARD CLASS |  | CERTIFICATION/STANDARD |  | ADDITIONAL FEATURES EN |  | ADDITIONAL FEATURES ES |  | ADDITIONAL FEATURES FR | [37 empty] | Production Completed
STP_005-003 | Data Enrichment | MKV | MKV | OK | 17-03-2023 | 20-03-2023 |  | PSR053095 | 053095 | PSR053095 | POLISHER, RIGHT ANGLE, CORDLESS, VARIABL | POLISHER, RIGHT ANGLE, CORDLESS, VARIABLE SPEED, RECHARGEABLE, 24V, 0~600/3000 RPM, 180 MM PAD DIAMETER, 16 MM SPINDLE DIAMETER, WITH COMPLETE ACCESSORIES: CHARGER, TWO BATTERIES AND BAG, WITH TWO-POSITION SIDE HANDLE | POLISHER, RIGHT ANGLE, CORDLESS, VARIABLE SPEED, RECHARGEABLE, 24V, 0~600/3000 RPM, 180 MM PAD DIAMETER, 16 MM SPINDLE DIAMETER, WITH COMPLETE ACCESSORIES: CHARGER, TWO BATTERIES AND BAG, WITH TWO-POSITION SIDE HANDLE , BRAND/MODEL: MAKITA OR EQUIVALENT | UT | 0 | 0 | STOCK | Min-Max | CONSUMABLES | C | 0 | PD | 4090 | ERSA | OTHER | N | N/A | N/A | N/A | N | N/A | 30 | EX | N/A | EA |  |  | URL NOT FOUND | [9 empty] | MAKITA | [15 empty] | CLEANSED | POLISHER | POWER | TYPE | RIGHT ANGLE,CORDLESS,VARIABLE SPEED,RECHARGEABLE | PAD SIZE | DIA 180 MM | SPINDLE SIZE | DIA 16 MM | VOLTAGE RATING | 24 V | CURRENT RATING |  | SPEED RATING | 0-600/3000 RPM | HAZARD CLASS |  | CERTIFICATION/STANDARD |  | ADDITIONAL FEATURES EN | C/W COMPLETE ACCESSORIES:CHARGER,TWO BATTERIES AND BAG,C/W TWO-POSITION SIDE HANDLE | ADDITIONAL FEATURES ES |  | ADDITIONAL FEATURES FR | [39 empty] | Production Completed
STP_005-003 | Data Enrichment | MKV | MKV | OK | 17-03-2023 | 20-03-2023 |  | PSR025958 | 025958 | PSR025958 | POWER SUPPLY, UNINTERRUPTIBLE (UPS), BAC | POWER SUPPLY, UNINTERRUPTIBLE (UPS), BACK BX650LI/MS, 650 VA; MFR: APC | POWER SUPPLY, UNINTERRUPTIBLE (UPS), BACK BX650LI/MS, 650 VA; MFR: APC | UT | 0 | 0 | STOCK | Min-Max | CONSUMABLES | C | 0 | PD | 1600 | ERSA | OTHER | N | N/A | N/A | N/A | N | N/A | 30 | EX | N/A | EA |  |  | https://www.safetrolley.com/apc-back-ups-650va-230v-bx650li-ms/ |  | APC | BX650LI-MS | [22 empty] | ENRICHED | POWER SUPPLY | UNINTERRUPTIBLE | TYPE |  | POWER RATING | 650 VA | INPUT RATING | 170-280 V,50/60 HZ | OUTPUT RATING | 230 V,45-65 HZ | BATTERY DETAILS | MAINTENANCE FREE,LEAK PROOF,SEALED LEAD ACID BATTERY,12 V,7 AH | CONNECTION TYPE |  | BACKUP TIME |  | OVERALL SIZE | WD 101 X HT 142 X DP 300 MM | MOUNTING TYPE |  | TEMPERATURE RATING |  | HAZARD CLASS |  | CERTIFICATION/STANDARD |  | ADDITIONAL FEATURES EN | BACK | ADDITIONAL FEATURES ES |  | ADDITIONAL FEATURES FR | [31 empty] | Production Completed
STP_005-003 | Data Enrichment | MKV | MKV | OK | 17-03-2023 | 20-03-2023 |  | PSR039275 | 039275 | PSR039275 | PRE-FILTER, P/N 836010, FOR ADFLO POWERE | PRE-FILTER, P/N 836010, FOR ADFLO POWERED AIR RESPIRATOR; BRAND: 3M | PRE-FILTER, P/N 836010, FOR ADFLO POWERED AIR RESPIRATOR; BRAND: 3M | PK | 0 | 0 | STOCK | Min-Max | CONSUMABLES | C | 937.0988 | PD | 5905 | ERSA | OTHER | Y | 836010 | 3000220 | 3M | N | N/A | 30 | EX | N/A | PAC |  |  | https://www.unitedwelding.co.uk/3m-speedglas-adflo-pre-filter-836010-5659-p.asp |  | 3M | 836010 | [12 empty] | POWERED AIR RESPIRATOR |  | ADFLO | [7 empty] | CLEANSED | FILTER | NO MODIFIER | TYPE | PRE | FILTER RATING |  | PORT SIZE |  | SIZE |  | MATERIAL |  | PRESSURE RATING |  | FLOW RATING |  | TEMPERATURE RATING |  | HAZARD CLASS |  | CERTIFICATION/STANDARD |  | ADDITIONAL FEATURES EN |  | ADDITIONAL FEATURES ES |  | ADDITIONAL FEATURES FR | [35 empty] | Production Completed
STP_005-003 | Data Enrichment | MKV | MKV | OK | 17-03-2023 | 20-03-2023 |  | PSR020087 | 020087 | PSR020087 | PUMP ASSEMBLY, WATER, COOLING SYSTEM FOR | PUMP ASSEMBLY, WATER, COOLING SYSTEM FOR CUMMINS DIESEL ENGINE MODEL NTA-855-G4 & NO. 25400450 | PUMP ASSEMBLY, WATER, COOLING SYSTEM FOR CUMMINS DIESEL ENGINE MODEL NTA-855-G4 & NO. 25400450 | AY | 0 | 0 | STOCK | Min-Max | CRITICAL | A | 0 | PD | 3730 | ERSA | OTHER | Y | ME994441 | 3000003 | CATERPILLAR | N | N/A | 30 | EX | N/A | EA |  |  | https://store.intellaliftparts.com/p/CAT-ME994441/pump-water.html |  | CATERPILLAR | ME994441 | [12 empty] | DIESEL ENGINE | NTA-855-G4 NO 25400450 | CUMMINS | [7 empty] | CLEANSED | PUMP | ASSEMBLY | TYPE | WATER | HEAD RANGE |  | FLOW RATING |  | POWER RATING |  | INLET SIZE |  | OUTLET SIZE |  | DRIVE DETAILS |  | PRESSURE RATING |  | SPEED RATING |  | ELECTRICAL RATING |  | HOUSING MATERIAL |  | DIAPHRAGM MATERIAL |  | TEMPERATURE RATING |  | HAZARD CLASS |  | CERTIFICATION/STANDARD |  | ADDITIONAL FEATURES EN | FOR COOLING SYSTEM | ADDITIONAL FEATURES ES |  | ADDITIONAL FEATURES FR | [25 empty] | Production Completed
STP_005-003 | Data Enrichment | MKV | MKV | OK | 17-03-2023 | 20-03-2023 | NM BASED ON WEB SOURCE | PSR046960 | 046960 | PSR046960 | PUMP UNIT, FILTER, PORTABLE, HAND CARRY, | PUMP UNIT, FILTER, PORTABLE, HAND CARRY, P/N P506081, PUMP: GEAR PUMP 6 LPM @ 1750 RPM, POWER SOURCE: 220 VOLT 60 HZ VERSION, WITH 2M CABLE, HOSE: 1 I.D. X 1.5M (DELIVERY) 1 I.D. X 1.5M (SUCTION), STARTER: OVERLOAD PROTECTION ON | PUMP UNIT, FILTER, PORTABLE, HAND CARRY, P/N P506081, PUMP: GEAR PUMP 6 LPM @ 1750 RPM, POWER SOURCE: 220 VOLT 60 HZ VERSION, WITH 2M CABLE, HOSE: 1 I.D. X 1.5M (DELIVERY) 1 I.D. X 1.5M (SUCTION), STARTER: OVERLOAD PROTECTION ON MOTOR, SEALS & O-RINGS: BUNAN (PUMP) VITON (FILTRATION),BULK HP SINGLE HEAD NON-BYPASS, MFR: DONALDSON COMPANY INC | UT | 0 | 0 | STOCK | Min-Max | CONSUMABLES | C | 0 | PD | 3000 | ERSA | OTHER | Y | P506081 | 3000264 | DONALDSON COMPANY INC | N | N/A | 90 | EX |  | EA | C |  | https://shop.donaldson.com/store/en-in/product/P506081/74921?_requestid=328732 | https://www.blackwoods.com.au/automotive/spare-parts-automotive/oil-filters/donaldson-p506081-filter-kit-portable-off-line-bulk-filtration/p/02155196 | DONALDSON COMPANY INC | P506081 | [12 empty] | GEAR PUMP 6 LPM AT 1750 RPM,POWER SOURCE:220 VOLT 60 HZ VERSION | [9 empty] | CLEANSED | KIT | NO MODIFIER | TYPE | UNIT FILTER,PORTABLE,HAND CARRY | CONTENTS | 2 M CABLE,HOSE:ID 1 X 1.5 M (DELIVERY),ID 1 X 1.5 M (SUCTION),STARTER:OVERLOAD PROTECTION ON MOTOR,SEALS,O-RINGS:BUNAN (PUMP) VITON (FILTRATION),BULK HP SINGLE HEAD NON-BYPASS | NUMBER OF ITEMS |  | HAZARD CLASS |  | CERTIFICATION/STANDARD |  | ADDITIONAL FEATURES EN |  | ADDITIONAL FEATURES ES |  | ADDITIONAL FEATURES FR | [45 empty] | Production Completed
STP_005-003 | Data Enrichment | MKV | MKV | OK | 17-03-2023 | 20-03-2023 |  | PSR941434 | 941434 | PSR941434 | PUMP, VACUUM, RV8 (NEW TYPE), P/N 5322 7 | PUMP, VACUUM, RV8 (NEW TYPE), P/N 5322 785 03281, FOR ZETIUM XRF; MFR: DKSH PHILIPPINES INC. | PUMP, VACUUM, RV8 (NEW TYPE), P/N 5322 785 03281, FOR ZETIUM XRF; MFR: DKSH PHILIPPINES INC. | PC | 0 | 0 | STOCK | Min-Max | CONSUMABLES | C | 0 | PD | 3000 | ERSA | OTHER | N | N/A | N/A | N/A | N | N/A | 30 | EX | N/A | PC |  |  | https://famaga-ro.translate.goog/catalog/panalytical/id754864_5322-785-03281?_x_tr_sl=ro&_x_tr_tl=en&_x_tr_hl=en&_x_tr_pto=sc |  | DKSH PHILIPPINES INC | 5322 785 03281 | [12 empty] | ZETIUM XRF | [9 empty] | CLEANSED | PUMP | VACUUM | TYPE |  | INLET SIZE |  | OUTLET SIZE |  | PRESSURE RATING |  | POWER RATING |  | DRIVE DETAILS |  | SPEED RATING |  | FLOW RATING |  | NUMBER OF STAGES |  | IMPELLER SIZE |  | IMPELLER MATERIAL |  | SHAFT MATERIAL |  | HOUSING MATERIAL |  | TEMPERATURE RATING |  | HAZARD CLASS |  | CERTIFICATION/STANDARD |  | ADDITIONAL FEATURES EN | RV8 (NEW TYPE) | ADDITIONAL FEATURES ES |  | ADDITIONAL FEATURES FR | [23 empty] | Production Completed
STP_005-003 | Data Enrichment | MKV | MKV | OK | 17-03-2023 | 20-03-2023 |  | PSR954622 | 954622 | PSR954622 | RACK, ROLLER, POSITION NO: 9, MODEL: M01 | RACK, ROLLER, POSITION NO: 9, MODEL: M016000-13000099, FOR CONCENTRATE FILTER (CC-0607-MP-01), WITH SCREWS AND WASHERS, MFR: SHANDONG MEIJI EQUIPMENT CO. LTD. | RACK, ROLLER, POSITION NO: 9, MODEL: M016000-13000099, FOR CONCENTRATE FILTER (CC-0607-MP-01), WITH SCREWS AND WASHERS, MFR: SHANDONG MEIJI EQUIPMENT CO. LTD. | EA | 2 | 4 | STOCK | Min-Max | CRITICAL | B | 0 | V1 | 5955 | ERSA | OTHER | N | N/A | N/A | N/A | Y | M016000-1300009 | 90 | HB | SHANDONG MEIJI EQUIPMENT CO. LTD. | EA |  |  | URL NOT FOUND |  | SHANDONG MEIJI EQUIPMENT CO. LTD. | M016000-1300009 | [12 empty] | CONCENTRATE FILTER | CC-0607-MP-01 |  | POS 9 | [6 empty] | CLEANSED | RACK | NO MODIFIER | TYPE | ROLLER | SIZE |  | MATERIAL |  | HAZARD CLASS |  | CERTIFICATION/STANDARD |  | ADDITIONAL FEATURES EN | C/W SCREWS AND WASHERS | ADDITIONAL FEATURES ES |  | ADDITIONAL FEATURES FR | [45 empty] | Production Completed
STP_005-003 | Data Enrichment | MKV | MKV | OK | 17-03-2023 | 20-03-2023 |  | PSR954776 | 954776 | PSR954776 | RACK;TYPE:UNICELL,MATERIAL:ASTM A36, ROU | RACK;TYPE:UNICELL,MATERIAL:ASTM A36, ROUND BAR:STAINLESS STEEL 316L,ADDITIONAL FEATURES EN:DRAWING NO:801-S-0019, FOR CATHODE PLATE REPAIR | RACK;TYPE:UNICELL,MATERIAL:ASTM A36, ROUND BAR:STAINLESS STEEL 316L,ADDITIONAL FEATURES EN:DRAWING NO:801-S-0019, FOR CATHODE PLATE REPAIR | PC | 0 | 0 | STOCK | Min-Max | CRITICAL | B | 0 | PD | 4090 | ERSA | OTHER | N | N/A | N/A | N/A | Y | N/A | 60 | EX | N/A | PC | B |  | URL NOT FOUND | [18 empty] | 801-S-0019 | [6 empty] | CLEANSED | RACK | NO MODIFIER | TYPE | UNICELL,ROUND BAR | SIZE |  | MATERIAL | STAINLESS STEEL 316L | HAZARD CLASS |  | CERTIFICATION/STANDARD | ASTM A36 | ADDITIONAL FEATURES EN | FOR CATHODE PLATE REPAIR | ADDITIONAL FEATURES ES |  | ADDITIONAL FEATURES FR | [45 empty] | Production Completed
STP_005-003 | Data Enrichment | MKV | MKV | OK | 17-03-2023 | 20-03-2023 |  | PSR287198 | 287198 | PSR287198 | REAGENT, SGOT (AST), WET METHOD, BRAND: | REAGENT, SGOT (AST), WET METHOD, BRAND: ROCHE; FOR COBAS C111 BLOOD CHEM AUTO ANALYZER | REAGENT, SGOT (AST), WET METHOD, BRAND: ROCHE; FOR COBAS C111 BLOOD CHEM AUTO ANALYZER | TU | 0 | 0 | STOCK | Min-Max | CONSUMABLES | C | 0 | PD | 5380 | ERSA | OTHER | N | N/A | N/A | N/A | N | N/A | 30 | EX | N/A | EA |  |  | URL NOT FOUND | [9 empty] | ROCHE | [5 empty] | BLOOD CHEM AUTO ANALYZER | COBAS C111 | [8 empty] | CLEANSED | REAGENT | NO MODIFIER | TYPE | WET METHOD,SGOT (AST) | FORM |  | CONTAINER |  | CONCENTRATION |  | TEMPERATURE RANGE |  | HAZARD CLASS |  | CERTIFICATION/STANDARD |  | ADDITIONAL FEATURES EN |  | ADDITIONAL FEATURES ES |  | ADDITIONAL FEATURES FR | [41 empty] | Production Completed
STP_005-003 | Data Enrichment | MKV | MKV | OK | 17-03-2023 | 20-03-2023 |  | PSR046478 | 046478 | PSR046478 | REGULATOR, FILTER, MODEL: AW40-04BG-2, 1 | REGULATOR, FILTER, MODEL: AW40-04BG-2, 1.0 MPA MAX. SUPPLY PRESSURE, DEGREE OF FILTRATION: 5UM, 0.05-0.85 MPA SET PRESSURE, 5 UM FILTRATION; MFR: SMC CORPORATION | REGULATOR, FILTER, MODEL: AW40-04BG-2, 1.0 MPA MAX. SUPPLY PRESSURE, DEGREE OF FILTRATION: 5UM, 0.05-0.85 MPA SET PRESSURE, 5 UM FILTRATION; MFR: SMC CORPORATION | PC | 0 | 0 | STOCK | Min-Max | CONSUMABLES | C | 0 | PD | 5110 | ERSA | OTHER | Y | AW40-04BG-2 | 3000750 | SMC | N | N/A | 30 | EX | N/A | PC |  |  | https://www.ipneumatics.com/AW40-04BG-2.html | https://us.misumi-ec.com/vona2/detail/221006485367/?HissuCode=AW40-04BG-2-A | SMC CORPORATION | AW40-04BG-2 | [22 empty] | ENRICHED | REGULATOR | FILTER | TYPE |  | FILTER RATING | 5 UM | CONNECTION TYPE/PORT SIZE | RC 1/2 | FLOW RATING |  | PRESSURE RATING | 1 MPA | OVERALL SIZE |  | TEMPERATURE RATING |  | FILTER BOWL CAPACITY |  | OPERATOR TYPE |  | ELEMENT MATERIAL |  | FILTER BOWL MATERIAL |  | HAZARD CLASS |  | CERTIFICATION/STANDARD |  | ADDITIONAL FEATURES EN | SET PRESSURE:0.05-0.85 MPA | ADDITIONAL FEATURES ES |  | ADDITIONAL FEATURES FR | [29 empty] | Production Completed
STP_005-003 | Data Enrichment | MKV | MKV | OK | 17-03-2023 | 20-03-2023 |  | PSR019760 | 019760 | PSR019760 | REPAIR KIT, P/N 248837, GRACO XTR-7 AIRL | REPAIR KIT, P/N 248837, GRACO XTR-7 AIRLESS SPRAY GUN, BRAND: GRACO | REPAIR KIT, P/N 248837, GRACO XTR-7 AIRLESS SPRAY GUN, BRAND: GRACO | KT | 0 | 0 | STOCK | Min-Max | CONSUMABLES | C | 0 | PD | 5900 | ERSA | OTHER | N | N/A | N/A | NO | Y | 248837 | 90 | EX | GRACO | EA |  |  | https://spraywell.com/graco-248837-xtr-airless-gun-repair-kit-includes-gasket-needle-and-seat/ | https://www.spi-co.com/1000509/product/n/graco-3bfpgra248837 | [8 empty] | GRACO | 248837 |  |  |  |  | AIRLESS SPRAY GUN | XTR-7 | [8 empty] | CLEANSED | KIT | NO MODIFIER | TYPE | REPAIR | CONTENTS |  | NUMBER OF ITEMS |  | HAZARD CLASS |  | CERTIFICATION/STANDARD |  | ADDITIONAL FEATURES EN |  | ADDITIONAL FEATURES ES |  | ADDITIONAL FEATURES FR | [45 empty] | Production Completed
STP_005-003 | Data Enrichment | MKV | MKV | OK | 17-03-2023 | 20-03-2023 |  | PSR057347 | 057347 | PSR057347 | RING, COMPRESSION, ITEM 4, PART NUMBER: | RING, COMPRESSION, ITEM 4, PART NUMBER: 87 X 20, FOR AIR SUPPLY FITTINGS. FOR SAG MILL EATON AIRFLEX CLUTCH. BM-0604-MP-01, MNFR: EATON | RING, COMPRESSION, ITEM 4, PART NUMBER: 87 X 20, FOR AIR SUPPLY FITTINGS. FOR SAG MILL EATON AIRFLEX CLUTCH. BM-0604-MP-01, MNFR: EATON | PC | 0 | 0 | STOCK | Min-Max | CONSUMABLES | C | 0 | PD | 5920 | ERSA | OTHER | Y | 87 X 20 | 3000267 | EATON | N | N/A | 90 | EX | N/A | PC |  |  | URL NOT FOUND |  | EATON | [13 empty] | SAG MILL AIRFLEX CLUTCH,AIR SUPPLY FITTINGS | BM-0604-MP-01 |  |  |  |  | 4 |  |  |  | CLEANSED | RING | NO MODIFIER | TYPE | COMPRESSION | DIMENSIONS | 87 X 20 MM | MATERIAL |  | MATERIAL SPECIFICATION |  | HAZARD CLASS |  | CERTIFICATION/STANDARD |  | ADDITIONAL FEATURES EN |  | ADDITIONAL FEATURES ES |  | ADDITIONAL FEATURES FR | [43 empty] | Production Completed
STP_005-003 | Data Enrichment | MKV | MKV | OK | 17-03-2023 | 20-03-2023 |  | PSR010724 | 010724 | PSR010724 | RIVET, BLIND, 1/8 DIAMETER X 0.50 LONG, | RIVET, BLIND, 1/8 DIAMETER X 0.50 LONG, ALUMINUM | RIVET, BLIND, 1/8 DIAMETER X 0.50 LONG, ALUMINUM | BX | 5 | 7 | STOCK | Min-Max | CONSUMABLES | C | 0 | V1 | 1540 | ERSA | OTHER | N | N/A | N/A | N/A | N | N/A | 30 | HB | N/A | BOX |  |  | URL NOT FOUND | [25 empty] | CLEANSED | RIVET | NO MODIFIER | TYPE | BLIND | RIVET DIAMETER | 1/8 IN | RIVET LENGTH | 1/2 IN | GRIP RANGE |  | MATERIAL | ALUMINUM | MATERIAL SPECIFICATION |  | COATING/FINISH |  | HEAD TYPE |  | HEAD DIAMETER |  | HEAD THICKNESS |  | RECOMMENDED HOLE DIAMETER |  | HAZARD CLASS |  | CERTIFICATION/STANDARD |  | ADDITIONAL FEATURES EN |  | ADDITIONAL FEATURES ES |  | ADDITIONAL FEATURES FR | [29 empty] | Production Completed
STP_005-003 | Data Enrichment | MKV | MKV | OK | 17-03-2023 | 20-03-2023 |  | PSR010961 | 010961 | PSR010961 | ROUTER, AP, C9115AXI-A, 9115AX SERIES, M | ROUTER, AP, C9115AXI-A, 9115AX SERIES, MFR: CISCO | ROUTER, AP, C9115AXI-A, 9115AX SERIES, MFR: CISCO | UT | 0 | 0 | STOCK | Min-Max | CONSUMABLES | C | 0 | PD | 4500 | ERSA | OTHER | Y | C9115AXI-A | 3000680 | CISCO | N | N/A | 30 | EX | N/A | EA |  |  | https://www.router-switch.com/c9115axi-a.html |  | CISCO | C9115AXI-A | [22 empty] | ENRICHED | ROUTER | NETWORK | TYPE |  | DATA TRANSFER RATE |  | NUMBER OF PORTS |  | MEMORY | 2048 MB DRAM,1024 MB FLASH | PROTOCOL |  | POWER SUPPLY |  | CONNECTION TYPE |  | ROHS COMPLIANCE |  | HAZARD CLASS |  | CERTIFICATION/STANDARD |  | ADDITIONAL FEATURES EN | AP,SERIES:9115AX | ADDITIONAL FEATURES ES |  | ADDITIONAL FEATURES FR | [35 empty] | Production Completed
STP_005-003 | Data Enrichment | MKV | MKV | OK | 17-03-2023 | 20-03-2023 |  | PSR079754 | 079754 | PSR079754 | SANDPAPER, SHEET, SILICON CARBIDE, GRIT | SANDPAPER, SHEET, SILICON CARBIDE, GRIT NO. 400 - EXTRA FINE, WATERPROOF | SANDPAPER, SHEET, SILICON CARBIDE, GRIT NO. 400 - EXTRA FINE, WATERPROOF | PC | 0 | 0 | STOCK | Min-Max | CONSUMABLES | B | 0 | PD | 4090 | ERSA | OTHER | N | N/A | N/A | N/A | N | N/A | 30 | EX | N/A | PC |  |  | URL NOT FOUND | [25 empty] | CLEANSED | SHEET | ABRASIVE | TYPE | SANDPAPER,WATERPROOF | GRIT | 400-EXTRA FINE | WIDTH |  | LENGTH |  | THICKNESS |  | ABRASIVE MATERIAL | SILICON CARBIDE | SHAPE |  | BACKING MATERIAL |  | HAZARD CLASS |  | CERTIFICATION/STANDARD |  | ADDITIONAL FEATURES EN |  | ADDITIONAL FEATURES ES |  | ADDITIONAL FEATURES FR | [35 empty] | Production Completed
STP_005-003 | Data Enrichment | MKV | MKV | OK | 17-03-2023 | 20-03-2023 |  | PSR015433 | 015433 | PSR015433 | SCISSOR, HAND | SCISSOR, HAND | SCISSOR, HAND | PC | 0 | 0 | STOCK | Min-Max | CONSUMABLES | C | 52 | PD | 4010 | ERSA | OTHER | N | N/A | N/A | N/A | N | N/A | 30 | EX | N/A | PC |  |  | URL NOT FOUND | [25 empty] | CLEANSED | SCISSOR | NO MODIFIER | TYPE | HAND | POINT TYPE |  | HANDLE TYPE |  | BLADE/CUTTING LENGTH |  | MATERIAL |  | COATING/FINISH |  | BLADE WIDTH |  | LENGTH |  | HANDLE MATERIAL |  | HANDLE COLOUR |  | HAZARD CLASS |  | CERTIFICATION/STANDARD |  | ADDITIONAL FEATURES EN |  | ADDITIONAL FEATURES ES |  | ADDITIONAL FEATURES FR | [31 empty] | Production Completed
STP_005-003 | Data Enrichment | MKV | MKV | OK | 17-03-2023 | 20-03-2023 |  | PSR937488 | 937488 | PSR937488 | SCRAPER, P/N 39, FOR CENTRIFUGE TYPE: T- | SCRAPER, P/N 39, FOR CENTRIFUGE TYPE: T-48; OEM: MESCO | SCRAPER, P/N 39, FOR CENTRIFUGE TYPE: T-48; OEM: MESCO | PC | 0 | 0 | STOCK | Min-Max | CONSUMABLES | C | 0 | PD | 5920 | ERSA | OTHER | N | N/A | N/A | N/A | N | N/A | 30 | EX | N/A | PC |  |  | URL NOT FOUND |  | MESCO | 39 | [12 empty] | CENTRIFUGE | T-48 | [8 empty] | CLEANSED | SCRAPER | NO MODIFIER | TYPE |  | BLADE WIDTH |  | MATERIAL |  | BLADE LENGTH |  | BLADE THICKNESS |  | OVERALL LENGTH |  | HANDLE LENGTH |  | HAZARD CLASS |  | CERTIFICATION/STANDARD |  | ADDITIONAL FEATURES EN |  | ADDITIONAL FEATURES ES |  | ADDITIONAL FEATURES FR | [37 empty] | Production Completed
STP_005-003 | Data Enrichment | MKV | MKV | OK | 17-03-2023 | 20-03-2023 |  | PSR936207 | 936207 | PSR936207 | SEAL CARTRIDGE, P/N 26, FOR "WILFLEY" PU | SEAL CARTRIDGE, P/N 26, FOR "WILFLEY" PUMP MODEL A7, SIZE 1.5 X 1-6, SERIAL A703434, MAKER: A. R. WILFLEY AND SONS, INC. | SEAL CARTRIDGE, P/N 26, FOR "WILFLEY" PUMP MODEL A7, SIZE 1.5 X 1-6, SERIAL A703434, MAKER: A. R. WILFLEY AND SONS, INC. | PC | 1 | 2 | STOCK | Min-Max | CONSUMABLES | B | 36676.7184 | V1 | 3000 | ERSA | OTHER | Y | 26 | 3000371 | WILFLEY A R AND SONS | N | N/A | 120 | HB | N/A | PC |  |  | https://www.wilfley.com/lit/drylock/drylock-2-supplementary-assembly-guide.pdf |  | WILFLEY A R AND SONS | 26 | [12 empty] | PUMP,SIZE:1.5 X 1-6 | A7 |  |  |  | A703434 |  |  |  |  | CLEANSED | SEAL | NO MODIFIER | TYPE | CARTRIDGE | DIMENSIONS |  | MATERIAL |  | HAZARD CLASS |  | CERTIFICATION/STANDARD |  | ADDITIONAL FEATURES EN |  | ADDITIONAL FEATURES ES |  | ADDITIONAL FEATURES FR | [45 empty] | Production Completed
STP_005-003 | Data Enrichment | MKV | MKV | OK | 17-03-2023 | 20-03-2023 |  | PSR038331 | 038331 | PSR038331 | SEAL KIT, STEERING CYLINDER, REAR P/N DX | SEAL KIT, STEERING CYLINDER, REAR P/N DX10521228, FOR STREET SWEEPER, MODEL DULEVO 6000 WITH ENGINE MODEL FPT (IVECO) F4HE9484A | SEAL KIT, STEERING CYLINDER, REAR P/N DX10521228, FOR STREET SWEEPER, MODEL DULEVO 6000 WITH ENGINE MODEL FPT (IVECO) F4HE9484A | KT | 0 | 0 | STOCK | Min-Max | CRITICAL | A | 18482.8 | PD | 2230 | ERSA | OTHER | N | N/A | N/A | N/A | N | N/A | 30 | EX | N/A | EA |  |  | https://sweeperland.com/wp-content/uploads/2016/10/Dulevo-5000-Evolution-Parts-Manual.pdf |  | DULEVO | DX10521228 | [12 empty] | STREET SWEEPER C/W ENGINE | 6000,FPT F4HE9484A | IVECO | [7 empty] | CLEANSED | KIT | NO MODIFIER | TYPE | SEAL,STEERING CYLINDER,REAR | CONTENTS |  | NUMBER OF ITEMS |  | HAZARD CLASS |  | CERTIFICATION/STANDARD |  | ADDITIONAL FEATURES EN |  | ADDITIONAL FEATURES ES |  | ADDITIONAL FEATURES FR | [45 empty] | Production Completed
STP_005-003 | Data Enrichment | MKV | MKV | OK | 17-03-2023 | 20-03-2023 |  | PSR954655 | 954655 | PSR954655 | SEAL, COVER, P/N: 60919010152, TRAVEL SY | SEAL, COVER, P/N: 60919010152, TRAVEL SYSTEM, FOR LONKING SKID STEER LOADER MODEL: CDM307, SERIAL NO.: LSL00307CNA882177, MFR: LONKING | SEAL, COVER, P/N: 60919010152, TRAVEL SYSTEM, FOR LONKING SKID STEER LOADER MODEL: CDM307, SERIAL NO.: LSL00307CNA882177, MFR: LONKING | PC | 0 | 0 | STOCK | Min-Max | CRITICAL | B | 0 | PD | 5620 | ERSA | OTHER | N | N/A | N/A | N/A | Y | 60919010152 | 90 | EX | LONKING | PC | B |  | https://gazimport.ru/spareparts/item/kryishka-uplotnitelnaya-lg838004-00360919010152/ |  | LONKING | 60919010152 | [12 empty] | SKID STEER LOADER | CDM307 |  |  |  | LSL00307CNA882177 |  |  |  |  | CLEANSED | SEAL | NO MODIFIER | TYPE | COVER | DIMENSIONS |  | MATERIAL |  | HAZARD CLASS |  | CERTIFICATION/STANDARD |  | ADDITIONAL FEATURES EN | FOR TRAVEL SYSTEM | ADDITIONAL FEATURES ES |  | ADDITIONAL FEATURES FR | [45 empty] | Production Completed
STP_005-003 | Data Enrichment | MKV | MKV | OK | 17-03-2023 | 20-03-2023 |  | PSR941007 | 941007 | PSR941007 | SEAL, OIL, CONT, SHAFT, OD=30, QUAD BOX, | SEAL, OIL, CONT, SHAFT, OD=30, QUAD BOX, P/N 1-09625-386-0, TRANSMISSION SYSTEM; FOR ISUZU DUMPTRUCK MODEL CYZ51 (VIN: JALCYZ51ME7000160) WITH ENGINE MODEL 6WF1 NO. 6WF1-TCC | SEAL, OIL, CONT, SHAFT, OD=30, QUAD BOX, P/N 1-09625-386-0, TRANSMISSION SYSTEM; FOR ISUZU DUMPTRUCK MODEL CYZ51 (VIN: JALCYZ51ME7000160) WITH ENGINE MODEL 6WF1 NO. 6WF1-TCC | PC | 0 | 0 | STOCK | Min-Max | CRITICAL | A | 0 | PD | 5955 | ERSA | OTHER | Y | 1-09625-386-0 | 3000024 | ISUZU | N | N/A | 30 | EX | N/A | PC |  |  | https://www.yoyopart.com/oem/10109093/isuzu-1096253860.html |  | ISUZU | 1-09625-386-0 | [12 empty] | DUMPTRUCK C/W ENGINE | CYZ51 VIN JALCYZ51ME7000160,6WF1 NO 6WF1-TCC | [8 empty] | CLEANSED | SEAL | OIL | TYPE | SHAFT,QUAD BOX | INSIDE DIAMETER |  | OUTSIDE DIAMETER | 30 MM | WIDTH |  | NUMBER OF LIP |  | SEAL DESIGN |  | MATERIAL |  | SPEED RATING |  | PRESSURE RATING |  | TEMPERATURE RATING |  | HAZARD CLASS |  | CERTIFICATION/STANDARD |  | ADDITIONAL FEATURES EN | CONT,FOR TRANSMISSION SYSTEM | ADDITIONAL FEATURES ES |  | ADDITIONAL FEATURES FR | [31 empty] | Production Completed
STP_005-003 | Data Enrichment | MKV | MKV | OK | 17-03-2023 | 20-03-2023 |  | PSR028332 | 028332 | PSR028332 | SEAL, OIL, DOUBLE LIP, INSIDE DIAMETER: | SEAL, OIL, DOUBLE LIP, INSIDE DIAMETER: 118 MM, OUTSIDE DIAMETER: 140MM, THICKNESS: 12MM, LIP MATERIAL: RUBBER, NBR, SEAL RIM MATERIAL: RUBBER COATED OUTER SHELL | SEAL, OIL, DOUBLE LIP, INSIDE DIAMETER: 118 MM, OUTSIDE DIAMETER: 140MM, THICKNESS: 12MM, LIP MATERIAL: RUBBER, NBR, SEAL RIM MATERIAL: RUBBER COATED OUTER SHELL | PC | 2 | 4 | STOCK | Min-Max | CONSUMABLES | C | 0 | V1 | 2230 | ERSA | OTHER | N | N/A | N/A | N/A | N | N/A | 30 | HB | N/A | PC |  |  | URL NOT FOUND | [25 empty] | CLEANSED | SEAL | OIL | TYPE | DOUBLE LIP | INSIDE DIAMETER | 118 MM | OUTSIDE DIAMETER | 140 MM | WIDTH | 12 MM | NUMBER OF LIP |  | SEAL DESIGN |  | MATERIAL | NBR RUBBER LIP,RUBBER COATED OUTER SHELL RIM | SPEED RATING |  | PRESSURE RATING |  | TEMPERATURE RATING |  | HAZARD CLASS |  | CERTIFICATION/STANDARD |  | ADDITIONAL FEATURES EN |  | ADDITIONAL FEATURES ES |  | ADDITIONAL FEATURES FR | [31 empty] | Production Completed
STP_005-003 | Data Enrichment | MKV | MKV | OK | 17-03-2023 | 20-03-2023 |  | PSR954670 | 954670 | PSR954670 | SEAL, OIL, HUB, P/N: 56161006401, TRAVEL | SEAL, OIL, HUB, P/N: 56161006401, TRAVEL SYSTEM, FOR LONKING SKID STEER LOADER MODEL: CDM307, SERIAL NO.: LSL00307CNA882177, MFR: LONKING | SEAL, OIL, HUB, P/N: 56161006401, TRAVEL SYSTEM, FOR LONKING SKID STEER LOADER MODEL: CDM307, SERIAL NO.: LSL00307CNA882177, MFR: LONKING | PC | 0 | 0 | STOCK | Min-Max | CRITICAL | B | 0 | PD | 5620 | ERSA | OTHER | N | N/A | N/A | N/A | Y | 56161006401 | 90 | EX | LONKING | PC | B |  | URL NOT FOUND |  | LONKING | 56161006401 | [12 empty] | SKID STEER LOADER | CDM307 |  |  |  | LSL00307CNA882177 |  |  |  |  | CLEANSED | SEAL | OIL | TYPE | HUB | INSIDE DIAMETER |  | OUTSIDE DIAMETER |  | WIDTH |  | NUMBER OF LIP |  | SEAL DESIGN |  | MATERIAL |  | SPEED RATING |  | PRESSURE RATING |  | TEMPERATURE RATING |  | HAZARD CLASS |  | CERTIFICATION/STANDARD |  | ADDITIONAL FEATURES EN | FOR TRAVEL SYSTEM | ADDITIONAL FEATURES ES |  | ADDITIONAL FEATURES FR | [31 empty] | Production Completed
STP_005-003 | Data Enrichment | MKV | MKV | OK | 17-03-2023 | 20-03-2023 |  | PSR034412 | 034412 | PSR034412 | SEAL, O-RING, P/N HB260A0480, BREAKER BO | SEAL, O-RING, P/N HB260A0480, BREAKER BODY PARTS; FOR OKADA 2600 HYDRAULIC BREAKER WITH SERIAL NO. 686T | SEAL, O-RING, P/N HB260A0480, BREAKER BODY PARTS; FOR OKADA 2600 HYDRAULIC BREAKER WITH SERIAL NO. 686T | PC | 0 | 0 | STOCK | Min-Max | CRITICAL | A | 0 | PD | 2230 | ERSA | OTHER | N | N/A | N/A | N/A | N | N/A | 30 | EX | N/A | PC |  |  | URL NOT FOUND |  | OKADA | HB260A0480 | [12 empty] | HYDRAULIC BREAKER | 2600 |  |  |  | 686T |  |  |  |  | CLEANSED | O-RING | NO MODIFIER | INSIDE DIAMETER |  | OUTSIDE DIAMETER |  | WIDTH |  | MATERIAL |  | DASH NUMBER |  | HARDNESS |  | PRESSURE RATING |  | TEMPERATURE RATING |  | HAZARD CLASS |  | CERTIFICATION/STANDARD |  | ADDITIONAL FEATURES EN | TYPE:SEAL,BREAKER BODY PARTS | ADDITIONAL FEATURES ES |  | ADDITIONAL FEATURES FR | [35 empty] | Production Completed
STP_005-003 | Data Enrichment | MKV | MKV | OK | 17-03-2023 | 20-03-2023 |  | PSR034436 | 034436 | PSR034436 | SEAL, O-RING, P/N HB260A070, BREAKER BOD | SEAL, O-RING, P/N HB260A070, BREAKER BODY PARTS; FOR OKADA 2600 HYDRAULIC BREAKER WITH SERIAL NO. 686T | SEAL, O-RING, P/N HB260A070, BREAKER BODY PARTS; FOR OKADA 2600 HYDRAULIC BREAKER WITH SERIAL NO. 686T | PC | 0 | 0 | STOCK | Min-Max | CRITICAL | A | 0 | PD | 2230 | ERSA | OTHER | N | N/A | N/A | N/A | N | N/A | 30 | EX | N/A | PC |  |  | URL NOT FOUND |  | OKADA | HB260A070 | [12 empty] | HYDRAULIC BREAKER | 2600 |  |  |  | 686T |  |  |  |  | CLEANSED | O-RING | NO MODIFIER | INSIDE DIAMETER |  | OUTSIDE DIAMETER |  | WIDTH |  | MATERIAL |  | DASH NUMBER |  | HARDNESS |  | PRESSURE RATING |  | TEMPERATURE RATING |  | HAZARD CLASS |  | CERTIFICATION/STANDARD |  | ADDITIONAL FEATURES EN | TYPE:SEAL,BREAKER BODY PARTS | ADDITIONAL FEATURES ES |  | ADDITIONAL FEATURES FR | [35 empty] | Production Completed
STP_005-003 | Data Enrichment | MKV | MKV | OK | 17-03-2023 | 20-03-2023 |  | PSR049344 | 049344 | PSR049344 | SEAL, RUBBER, 40 X 10 MM, ORDER CODE: 18 | SEAL, RUBBER, 40 X 10 MM, ORDER CODE: 181026, SPARE AND WEAR PARTS FOR TWO YEARS OPERATION 3700 D WIELAND VACUUM TRUCK | SEAL, RUBBER, 40 X 10 MM, ORDER CODE: 181026, SPARE AND WEAR PARTS FOR TWO YEARS OPERATION 3700 D WIELAND VACUUM TRUCK | PC | 0 | 0 | STOCK | Min-Max | CONSUMABLES | C | 0 | PD | 2230 | ERSA | OTHER | N | N/A | N/A | N/A | N | N/A | 30 | EX | N/A | PC |  |  | URL NOT FOUND |  | WIELAND | [13 empty] | TWO YEARS OPERATION VACUUM TRUCK | 3700 D | [8 empty] | CLEANSED | SEAL | NO MODIFIER | TYPE |  | DIMENSIONS | 40 X 10 MM | MATERIAL | RUBBER | HAZARD CLASS |  | CERTIFICATION/STANDARD |  | ADDITIONAL FEATURES EN | ORDER CODE:181026,SPARE AND WEAR PARTS | ADDITIONAL FEATURES ES |  | ADDITIONAL FEATURES FR | [45 empty] | Production Completed
STP_005-003 | Data Enrichment | MKV | MKV | OK | 17-03-2023 | 20-03-2023 |  | PSR049345 | 049345 | PSR049345 | SEAL, RUBBER, FOR DISCHARGE DOOR, ORDER | SEAL, RUBBER, FOR DISCHARGE DOOR, ORDER CODE: 183012, SPARE AND WEAR PARTS FOR TWO YEARS OPERATION 3700 D WIELAND VACUUM TRUCK | SEAL, RUBBER, FOR DISCHARGE DOOR, ORDER CODE: 183012, SPARE AND WEAR PARTS FOR TWO YEARS OPERATION 3700 D WIELAND VACUUM TRUCK | PC | 0 | 0 | STOCK | Min-Max | CONSUMABLES | C | 0 | PD | 2230 | ERSA | OTHER | N | N/A | N/A | N/A | N | N/A | 30 | EX | N/A | PC |  |  | URL NOT FOUND |  | WIELAND | [13 empty] | TWO YEARS OPERATION VACUUM TRUCK | 3700 D | [8 empty] | CLEANSED | SEAL | NO MODIFIER | TYPE |  | DIMENSIONS |  | MATERIAL | RUBBER | HAZARD CLASS |  | CERTIFICATION/STANDARD |  | ADDITIONAL FEATURES EN | FOR DISCHARGE DOOR,ORDER CODE:183012,SPARE AND WEAR PARTS | ADDITIONAL FEATURES ES |  | ADDITIONAL FEATURES FR | [45 empty] | Production Completed
STP_005-003 | Data Enrichment | MKV | MKV | OK | 17-03-2023 | 20-03-2023 |  | PSR560463 | 560463 | PSR560463 | SEAL,OIL,HUB,FRONT | SEAL,OIL,HUB,FRONT | SEAL,OIL,HUB,FRONT | PC | 0 | 0 | STOCK | Min-Max | CONSUMABLES | C | 0 | PD | 2230 | ERSA | OTHER | N | N/A | N/A | N/A | N | N/A | 30 | EX | N/A | PC |  |  | URL NOT FOUND | [25 empty] | CLEANSED | SEAL | OIL | TYPE | HUB,FRONT | INSIDE DIAMETER |  | OUTSIDE DIAMETER |  | WIDTH |  | NUMBER OF LIP |  | SEAL DESIGN |  | MATERIAL |  | SPEED RATING |  | PRESSURE RATING |  | TEMPERATURE RATING |  | HAZARD CLASS |  | CERTIFICATION/STANDARD |  | ADDITIONAL FEATURES EN |  | ADDITIONAL FEATURES ES |  | ADDITIONAL FEATURES FR | [31 empty] | Production Completed
STP_005-003 | Data Enrichment | MKV | MKV | OK | 17-03-2023 | 20-03-2023 |  | PSR029756 | 029756 | PSR029756 | SEALANT, POLYURETHANE FOAM, GUN-TYPE, DE | SEALANT, POLYURETHANE FOAM, GUN-TYPE, DENSITY: 17 ~ 25 KG/CU.M, 40 ~ 60 MINS CURING TIME; BRAND: ECOFOAM | SEALANT, POLYURETHANE FOAM, GUN-TYPE, DENSITY: 17 ~ 25 KG/CU.M, 40 ~ 60 MINS CURING TIME; BRAND: ECOFOAM | CN | 0 | 0 | STOCK | Min-Max | CONSUMABLES | C | 517.5 | PD | 2230 | ERSA | OTHER | N | N/A | N/A | N/A | N | N/A | 30 | EX | N/A | CAN |  |  | URL NOT FOUND | [9 empty] | ECOFOAM | [15 empty] | CLEANSED | SEALANT | NO MODIFIER | TYPE | POLYURETHANE FOAM,GUN TYPE | CONTAINER |  | COLOUR |  | SETTING TIME | 40-60 MIN | FLASH POINT |  | SIZE |  | HAZARD CLASS |  | CERTIFICATION/STANDARD |  | ADDITIONAL FEATURES EN | DENSITY:17-25 KG/CU-M | ADDITIONAL FEATURES ES |  | ADDITIONAL FEATURES FR | [39 empty] | Production Completed
STP_005-003 | Data Enrichment | MKV | MKV | OK | 17-03-2023 | 20-03-2023 |  | PSR940295 | 940295 | PSR940295 | SHAFT, HEAVY DUTY, P/N 62, WITH SHAFT CO | SHAFT, HEAVY DUTY, P/N 62, WITH SHAFT CORROSION PROTECTION; FOR "WILFLEY" PUMP MODEL A7, SIZE: 4 X 3-13, MEDIUM: SELENIUM, MAKER: A. R. WILFLEY AND SONS, INC. | SHAFT, HEAVY DUTY, P/N 62, WITH SHAFT CORROSION PROTECTION; FOR "WILFLEY" PUMP MODEL A7, SIZE: 4 X 3-13, MEDIUM: SELENIUM, MAKER: A. R. WILFLEY AND SONS, INC. | PC | 0 | 0 | STOCK | Min-Max | CRITICAL | B | 0 | PD | 3000 | ERSA | OTHER | Y | 62 | 3000371 | WILFLEY A R AND SONS | N | N/A | 30 | EX | N/A | PC |  |  | https://www.wilfley.com/lit/a7/a7-iom-drylock-1.pdf |  | WILFLEY A R AND SONS | 62 | [12 empty] | PUMP,SIZE:4 X 3-13,MEDIUM:SELENIUM | A7 | [8 empty] | CLEANSED | SHAFT | PUMP | TYPE | HEAVY DUTY | DIAMETER |  | LENGTH |  | END SIZE |  | END CONNECTION |  | MATERIAL |  | MATERIAL SPECIFICATION |  | TORQUE RATING |  | SPEED RATING |  | KEYWAY SIZE |  | HAZARD CLASS |  | CERTIFICATION/STANDARD |  | ADDITIONAL FEATURES EN | C/W SHAFT CORROSION PROTECTION | ADDITIONAL FEATURES ES |  | ADDITIONAL FEATURES FR | [31 empty] | Production Completed
STP_005-003 | Data Enrichment | MKV | MKV | OK | 17-03-2023 | 20-03-2023 |  | PSR200029 | 200029 | PSR200029 | SHIM, SPACER, REAR, P/N 01319-01104, LEA | SHIM, SPACER, REAR, P/N 01319-01104, LEAF SPRING GROUP; FOR NISSAN BUS MODEL PKB212N | SHIM, SPACER, REAR, P/N 01319-01104, LEAF SPRING GROUP; FOR NISSAN BUS MODEL PKB212N | PC | 0 | 0 | STOCK | Min-Max | CRITICAL | A | 165 | PD | 5955 | ERSA | OTHER | N | N/A | N/A | N/A | N | N/A | 30 | EX | N/A | PC |  |  | https://www.parts-sale.jp/truck-parts/ud-truck-parts/UD%20Trucks%2001319-01104?sort=pd.name&order=ASC&limit=36 |  | NISSAN | 01319-01104 | [6 empty] | BUS | PKB212N | [14 empty] | CLEANSED | SHIM | NO MODIFIER | TYPE | SPACER,REAR | SIZE |  | MATERIAL |  | HAZARD CLASS |  | CERTIFICATION/STANDARD |  | ADDITIONAL FEATURES EN | LEAF SPRING GROUP | ADDITIONAL FEATURES ES |  | ADDITIONAL FEATURES FR | [45 empty] | Production Completed
STP_005-003 | Data Enrichment | MKV | MKV | OK | 17-03-2023 | 20-03-2023 |  | PSR050750 | 050750 | PSR050750 | SHOES, SAFETY, HIGH CUT, SIZE 9.0, MODEL | SHOES, SAFETY, HIGH CUT, SIZE 9.0, MODEL: KWS803X, POLYURETHANE OUTSOLE, WITH MID-SOLE PLATE, OIL AND CHEMICAL RESISTANT, SLIP AND HEAT RESISTANT, WITH REFLECTIVE MATERIAL, FLEXIBLE AND LIGHTWEIGHT, OSCH CERTIFIED, BRAND: KING'S | SHOES, SAFETY, HIGH CUT, SIZE 9.0, MODEL: KWS803X, POLYURETHANE OUTSOLE, WITH MID-SOLE PLATE, OIL AND CHEMICAL RESISTANT, SLIP AND HEAT RESISTANT, WITH REFLECTIVE MATERIAL, FLEXIBLE AND LIGHTWEIGHT, OSCH CERTIFIED, BRAND: KING'S | PR | 0 | 0 | STOCK | Min-Max | CONSUMABLES | C | 0 | PD | 2920 | ERSA | OTHER | N | N/A | N/A | N/A | N | N/A | 30 | EX | N/A | PAA |  |  | http://safetykingshoes.com/ | [9 empty] | KING'S | KWS - 803X | [14 empty] | ENRICHED | SHOE | SAFETY | TYPE | HIGH CUT,OIL,CHEMICAL,SLIP,HEAT RESISTANT,FLEXIBLE,LIGHTWEIGHT | GENDER |  | SIZE DESIGNATION |  | MATERIAL |  | INSOLE MATERIAL | POLYURETHANE | TOE CONSTRUCTION TYPE |  | COLOUR | BLACK | HAZARD CLASS |  | CERTIFICATION/STANDARD | OSCH | ADDITIONAL FEATURES EN | SIZE:9,C/W MID-SOLE PLATE,C/W REFLECTIVE MATERIAL | ADDITIONAL FEATURES ES |  | ADDITIONAL FEATURES FR | [37 empty] | Production Completed
STP_005-003 | Data Enrichment | MKV | MKV | OK | 17-03-2023 | 20-03-2023 |  | PSR048071 | 048071 | PSR048071 | SLING, ROPE, WIRE, AU, DIAM.: 16MM, 6 x | SLING, ROPE, WIRE, AU, DIAM.: 16MM, 6 x 36 CONSTRUCTION, 1.5M, 250E, AUSTRALOC EYES, WRC G1770, MFR: BULLIVANTS | SLING, ROPE, WIRE, AU, DIAM.: 16MM, 6 x 36 CONSTRUCTION, 1.5M, 250E, AUSTRALOC EYES, WRC G1770, MFR: BULLIVANTS | PC | 0 | 0 | STOCK | Min-Max | CONSUMABLES | C | 0 | PD | 4090 | ERSA | OTHER | N | N/A | N/A | N/A | N | N/A | 90 | EX | N/A | PC |  |  | URL NOT FOUND |  | BULLIVANTS | [23 empty] | CLEANSED | SLING | WIRE ROPE | TYPE |  | ROPE DIAMETER | 16 MM | LENGTH | 1.5 M | NUMBER OF LEGS |  | LOAD RATING |  | MATERIAL | STEEL GRADE 1770 | END TYPE |  | HAZARD CLASS |  | CERTIFICATION/STANDARD |  | ADDITIONAL FEATURES EN | CONSTRUCTION:6 X 36,SOFT EYE SIZE:250 MM,AUSTRALOC EYES | ADDITIONAL FEATURES ES |  | ADDITIONAL FEATURES FR | [37 empty] | Production Completed
STP_005-003 | Data Enrichment | MKV | MKV | OK | 17-03-2023 | 20-03-2023 |  | PSR044084 | 044084 | PSR044084 | SLING, WEB, POLYESTER, 2-PLY, 3 WIDE X 3 | SLING, WEB, POLYESTER, 2-PLY, 3 WIDE X 3M LONG, CAPACITY: 3 TONS, FLAT EYE-AND-EYE | SLING, WEB, POLYESTER, 2-PLY, 3 WIDE X 3M LONG, CAPACITY: 3 TONS, FLAT EYE-AND-EYE | PC | 0 | 0 | STOCK | Min-Max | CONSUMABLES | C | 0 | PD | 4090 | ERSA | OTHER | N | N/A | N/A | N/A | N | N/A | 30 | EX | N/A | PC |  |  | URL NOT FOUND | [25 empty] | CLEANSED | SLING | WEB | TYPE | FLAT EYE AND EYE | LENGTH | 3 M | WIDTH | 3 IN | MATERIAL | POLYESTER | NUMBER OF PLYS | 2 | LOAD RATING | 3 TON | END TYPE |  | COLOUR |  | HAZARD CLASS |  | CERTIFICATION/STANDARD |  | ADDITIONAL FEATURES EN |  | ADDITIONAL FEATURES ES |  | ADDITIONAL FEATURES FR | [35 empty] | Production Completed
STP_005-003 | Data Enrichment | MKV | MKV | OK | 17-03-2023 | 20-03-2023 |  | PSR023853 | 023853 | PSR023853 | SOLUTION, TITANIUM (III) CHLORIDE, No. 7 | SOLUTION, TITANIUM (III) CHLORIDE, No. 7705-07-9, PURITY: 30% MINIMUM, MOLECULAR FORMULA: Cl3Ti, LIQUID FORM, 100 ML PER BOTTLE | SOLUTION, TITANIUM (III) CHLORIDE, No. 7705-07-9, PURITY: 30% MINIMUM, MOLECULAR FORMULA: Cl3Ti, LIQUID FORM, 100 ML PER BOTTLE | ML | 0 | 0 | STOCK | Min-Max | CONSUMABLES | C | 0 | PD | 5380 | ERSA | OTHER | N | N/A | N/A | N/A | N | N/A | 30 | EX | N/A | ML |  |  | https://www.lobachemie.com/LaboratoryChemicals-06328/TITANIUM-TRICHLORIDE-SOLUTION-CASNO-7705-07-9.aspx?search=7705-07-9#:~:text=Titanium(III)%20chloride%20solution |  |  | 7705-07-9 | [22 empty] | CLEANSED | SOLUTION | NO MODIFIER | TYPE | LIQUID FORM | CHEMICAL/TRADE NAME | TITANIUM (III) CHLORIDE | CONTAINER | 100 ML/BOTTLE | CONCENTRATION |  | HAZARD CLASS |  | CERTIFICATION/STANDARD |  | ADDITIONAL FEATURES EN | PURITY:30 PCT MIN,MOLECULAR FORMULA:CL3TI | ADDITIONAL FEATURES ES |  | ADDITIONAL FEATURES FR | [43 empty] | Production Completed
STP_005-003 | Data Enrichment | MKV | MKV | OK | 17-03-2023 | 20-03-2023 |  | PSR944909 | 944909 | PSR944909 | SPIDER, DIFFERENTIAL, PINION, B, P/N 1-4 | SPIDER, DIFFERENTIAL, PINION, B, P/N 1-41521-049-2, REAR FINAL DRIVE GROUP; FOR ISUZU DUMPTRUCK MODEL CYZ51 (VIN:JALCYZ51ME7000160) WITH ENGINE MODEL 6WF1 NO. 6WF1-TCC | SPIDER, DIFFERENTIAL, PINION, B, P/N 1-41521-049-2, REAR FINAL DRIVE GROUP; FOR ISUZU DUMPTRUCK MODEL CYZ51 (VIN:JALCYZ51ME7000160) WITH ENGINE MODEL 6WF1 NO. 6WF1-TCC | PC | 0 | 0 | STOCK | Min-Max | CONSUMABLES | B | 0 | PD | 5955 | ERSA | OTHER | Y | 1-41521-049-2 | 3000024 | ISUZU | N | N/A | 30 | EX | N/A | PC |  |  | https://catcar.info/isuzu/?lang=en&l=c3Q9PTYwfHxzdHM9PXsiMjAiOiJNb2RlbCIsIjMwIjoiQyZFIiwiNDAiOiIxMTI3MiAtIENZWiBMSEQgRVVSTzJcLzNcLzQgV0lUSCAzU1RFUFMgICAgIDEwIC0gICIsIjUwIjoiNCAtIFByb3BlbGxlciBTaGFmdCwgQXhsZXMsIFN0ZWVyaW5nLCBTdXNwZW5zaW9uIiwiNjAiOiI0LTI1IC0gUkVBUiBGSU5BTCBEUklWRSJ9fHxtb2RlbElkPT0yMDAwNnx8bW9kZWxDb2RlSWQ9PTEwMDAxfHxlcXVpcG1lbnRJZD09MjQ4fHxwb3NGaWx0ZXI9PXx8Z3JvdXBJZD09MzM4MHx8c3RzNTA9PXsiMjAiOiJNb2RlbCIsIjMwIjoiQyZFIiwiNDAiOiIxMTI3MiAtIENZWiBMSEQgRVVSTzJcLzNcLzQgV0lUSCAzU1RFUFMgICAgIDEwIC0gICIsIjUwIjoiNCAtIFByb3BlbGxlciBTaGFmdCwgQXhsZXMsIFN0ZWVyaW5nLCBTdXNwZW5zaW9uIn18fHN1Ymdyb3VwSWQ9PTU1NjU2fHxpbWc9PTE2NzIyOXx8ZnRyPT1D | http://prokcssmedia.blob.core.windows.net/sys-master-images/h16/hc5/9209644285982/WATO%20GEAR%20PARTS%20CATALOGUE%20-%20(2016-05).pdf | ISUZU | 1-41521-049-2 | [12 empty] | DUMPTRUCK C/W ENGINE | CYZ51 VIN JALCYZ51ME7000160,6WF1 NO 6WF1-TCC | [8 empty] | CLEANSED | SPIDER | NO MODIFIER | TYPE | DIFFERENTIAL,PINION | SIZE |  | MATERIAL |  | HARDNESS |  | HAZARD CLASS |  | CERTIFICATION/STANDARD |  | ADDITIONAL FEATURES EN | B,REAR FINAL DRIVE GROUP | ADDITIONAL FEATURES ES |  | ADDITIONAL FEATURES FR | [43 empty] | Production Completed
STP_005-003 | Data Enrichment | MKV | MKV | OK | 17-03-2023 | 20-03-2023 |  | PSR106667 | 106667 | PSR106667 | SPRING, LEAF, NO. 3, P/N 55213-Z9100, 14 | SPRING, LEAF, NO. 3, P/N 55213-Z9100, 1410MM X 80MM X 15MM, REAR SUSPENSION GROUP; FOR NISSAN PASSENGER BUS MODE PKB212N | SPRING, LEAF, NO. 3, P/N 55213-Z9100, 1410MM X 80MM X 15MM, REAR SUSPENSION GROUP; FOR NISSAN PASSENGER BUS MODE PKB212N | PC | 0 | 0 | STOCK | Min-Max | CRITICAL | A | 1741.0714 | PD | 5955 | ERSA | OTHER | N | N/A | N/A | N/A | N | N/A | 30 | EX | N/A | PC |  |  | URL NOT FOUND |  | NISSAN | 55213-Z9100 | [12 empty] | PASSENGER BUS | PKB212N | [8 empty] | CLEANSED | SPRING | LEAF | TYPE |  | LEAF WIDTH | 80 MM | LEAF THICKNESS | 15 MM | EFFECTIVE LENGTH | 1.41 M | LOAD CAPACITY |  | MATERIAL |  | MATERIAL SPECIFICATION |  | END TYPE |  | HAZARD CLASS |  | CERTIFICATION/STANDARD |  | ADDITIONAL FEATURES EN | NO:3,REAR SUSPENSION GROUP | ADDITIONAL FEATURES ES |  | ADDITIONAL FEATURES FR | [35 empty] | Production Completed
STP_005-003 | Data Enrichment | MKV | MKV | OK | 17-03-2023 | 20-03-2023 |  | PSR939829 | 939829 | PSR939829 | STAND, TV, MOBILE, FIT FOR 26 - 55 FLAT | STAND, TV, MOBILE, FIT FOR 26 - 55 FLAT PANEL LED OR LCD TV, FUNCTION WALL MOUNT FOR TV UP TO 35KG | STAND, TV, MOBILE, FIT FOR 26 - 55 FLAT PANEL LED OR LCD TV, FUNCTION WALL MOUNT FOR TV UP TO 35KG | UT | 0 | 0 | STOCK | Min-Max | CONSUMABLES | C | 0 | PD | 4090 | ERSA | OTHER | N | N/A | N/A | N/A | N | N/A | 30 | EX | N/A | EA |  |  | URL NOT FOUND | [25 empty] | CLEANSED | STAND | NO MODIFIER | TYPE | TV,MOBILE | SIZE |  | MATERIAL |  | NUMBER OF LEGS |  | MOUNTING TYPE | WALL | HAZARD CLASS |  | CERTIFICATION/STANDARD |  | ADDITIONAL FEATURES EN | FIT FOR 26-55 FLAT PANEL LED OR LCD TV,FOR TV UP TO 35 KG | ADDITIONAL FEATURES ES |  | ADDITIONAL FEATURES FR | [41 empty] | Production Completed