## Sheet1
Project Code | Activities | Production User | CA Code | Production Comments | Start Date | End Date | Remarks | Griha ID | STOCKNO | SN | SN DESC | DESCRIPTION | LONG DESCRIPTION | UM | MINQTY | MAXQTY | ITEM TYPE | PLANNING METHOD | INVENTORY TYPE | BI CODE | AVG COST | SAP MRP TYPE | SAP MATERIAL GROUP | SAP MATERIAL TYPE | SAP INVENTORY TYPE | SAP OEM | SAP PN | SAP MFG NUMBER | SAP MFG NAME | PASAR OEM | PASAR PN | SAP PDT | LOT SIZE | PASAR MFG NAME | SAP UOM | SAP BI CODE | SUPPLIER (source list) | Reference URL | Reference URL 1 | Manufacturer Name | Manufacturer Part Number | Alternate Manufacturer | Alternate Manufacturer Part Number | Alternate Manufacturer 1 | Alternate Manufacturer Part Number 1 | Alternate Manufacturer 2 | Alternate Manufacturer Part Number 2 | Supplier Name | Supplier Part Number | Supplier Name 1 | Supplier Part Number 1 | Supplier Name 2 | Supplier Part Number 2 | Equipment Name | Equipment Model | Equipment Manufacturer | Drawing Number | Drawing Version | Serial Number | Item Number | Machine Number | ART / Article Number | MFG Number | Enriched/Cleansed | Noun | Modifier | Attribute Name 1 | Attribute Value 1 | Attribute Name 2 | Attribute Value 2 | Attribute Name 3 | Attribute Value 3 | Attribute Name 4 | Attribute Value 4 | Attribute Name 5 | Attribute Value 5 | Attribute Name 6 | Attribute Value 6 | Attribute Name 7 | Attribute Value 7 | Attribute Name 8 | Attribute Value 8 | Attribute Name 9 | Attribute Value 9 | Attribute Name 10 | Attribute Value 10 | Attribute Name 11 | Attribute Value 11 | Attribute Name 12 | Attribute Value 12 | Attribute Name 13 | Attribute Value 13 | Attribute Name 14 | Attribute Value 14 | Attribute Name 15 | Attribute Value 15 | Attribute Name 16 | Attribute Value 16 | Attribute Name 17 | Attribute Value 17 | Attribute Name 18 | Attribute Value 18 | Attribute Name 19 | Attribute Value 19 | Attribute Name 20 | Attribute Value 20 | Attribute Name 21 | Attribute Value 21 | Attribute Name 22 | Attribute Value 22 | Attribute Name 23 | Attribute Value 23 | Attribute Name 24 | Attribute Value 24 | Attribute Name 25 | Attribute Value 25 | Attribute Name 26 | Attribute Value 26 | Attribute Name 27 | Attribute Value 27 | Attribute Name 28 | Attribute Value 28 | Attribute Name 29 | Attribute Value 29 | Attribute Name 30 | Attribute Value 30 | Status
STP_005-003 | Data Enrichment | NEN | NEN | OK | 17-03-2023 | 20-03-2023 |  | PSR954711 | 954711 | PSR954711 | ABSORBER ASSEMBLY, SHOCK, FRONT LH, P/N: | ABSORBER ASSEMBLY, SHOCK, FRONT LH, P/N: 48520-8Z125, SUSPENSION GROUP, FOR TOYOTA VAN MODEL: INNOVA 2.5J DSL, WITH CHASSIS NO. KUN405107673, ENGINE MODEL: 2KDU519945, MNFR: TOYOTA | ABSORBER ASSEMBLY, SHOCK, FRONT LH, P/N: 48520-8Z125, SUSPENSION GROUP, FOR TOYOTA VAN MODEL: INNOVA 2.5J DSL, WITH CHASSIS NO. KUN405107673, ENGINE MODEL: 2KDU519945, MNFR: TOYOTA | EA | 0 | 0 | STOCK | Min-Max | CRITICAL | B | 0 | PD | 5620 | ERSA | OTHER | Y | 48520-8Z125 | 3000012 | TOYOTA | N | N/A | 90 | EX | N/A | EA | B |  | https://www.lazada.com.ph/products/shock-absorber-toyota-innova-front-left-48520-8z125-and-right-48510-8z265-genuine-ph-auto-parts-i1728430405.html | https://www.fitinpart.sg/index.php?route=product/product&product_id=1319217 | TOYOTA | 48520-8Z125 | [12 empty] | VAN C/W CHASSIS NO KUN405107673,ENGINE | INNOVA 2.5J DSL,2KDU519945 | [8 empty] | CLEANSED | ABSORBER | SHOCK | TYPE | FRONT LEFT HAND | STROKE |  | LOAD CAPACITY |  | DIAMETER |  | LENGTH |  | MOUNTING TYPE |  | MATERIAL |  | HAZARD CLASS |  | CERTIFICATION/STANDARD |  | ADDITIONAL FEATURES EN | ASSEMBLY,SUSPENSION GROUP | ADDITIONAL FEATURES ES |  | ADDITIONAL FEATURES FR | [37 empty] | PRODUCTION COMPLETED
STP_005-003 | Data Enrichment | NEN | NEN | OK | 17-03-2023 | 20-03-2023 |  | PSR954710 | 954710 | PSR954710 | ABSORBER ASSEMBLY, SHOCK, FRONT RH, P/N: | ABSORBER ASSEMBLY, SHOCK, FRONT RH, P/N: 48520-8Z265, SUSPENSION GROUP, FOR TOYOTA VAN MODEL: INNOVA 2.5J DSL, WITH CHASSIS NO. KUN405107673, ENGINE MODEL: 2KDU519945, MNFR: TOYOTA | ABSORBER ASSEMBLY, SHOCK, FRONT RH, P/N: 48520-8Z265, SUSPENSION GROUP, FOR TOYOTA VAN MODEL: INNOVA 2.5J DSL, WITH CHASSIS NO. KUN405107673, ENGINE MODEL: 2KDU519945, MNFR: TOYOTA | EA | 0 | 0 | STOCK | Min-Max | CRITICAL | B | 0 | PD | 5620 | ERSA | OTHER | Y | 48520-8Z265 | 3000012 | TOYOTA | N | N/A | 90 | EX | N/A | EA | B |  | URL NOT FOUND |  | TOYOTA | 48520-8Z265 | [12 empty] | VAN C/W CHASSIS NO KUN405107673,ENGINE | INNOVA 2.5J DSL,2KDU519945 | [8 empty] | CLEANSED | ABSORBER | SHOCK | TYPE | FRONT RIGHT HAND | STROKE |  | LOAD CAPACITY |  | DIAMETER |  | LENGTH |  | MOUNTING TYPE |  | MATERIAL |  | HAZARD CLASS |  | CERTIFICATION/STANDARD |  | ADDITIONAL FEATURES EN | ASSEMBLY,SUSPENSION GROUP | ADDITIONAL FEATURES ES |  | ADDITIONAL FEATURES FR | [37 empty] | PRODUCTION COMPLETED
STP_005-003 | Data Enrichment | NEN | NEN | OK | 17-03-2023 | 20-03-2023 |  | PSR453687 | 453687 | PSR453687 | ADAPTOR, INJECTION SITE, BRAND: HEPLOCK | ADAPTOR, INJECTION SITE, BRAND: HEPLOCK / B BRAUN, EXPIRATION DATE: 2012 | ADAPTOR, INJECTION SITE, BRAND: HEPLOCK / B BRAUN, EXPIRATION DATE: 2012 | PC | 0 | 0 | STOCK | Min-Max | CONSUMABLES | C | 0 | PD | 4090 | ERSA | OTHER | N | N/A | N/A | N/A | N | N/A | 180 | EX | N/A | PC | C |  | URL NOT FOUND | [9 empty] | HEPLOCK |  | B BRAUN | [13 empty] | CLEANSED | ADAPTER | NO MODIFIER | TYPE | INJECTION SITE | SIZE |  | MATERIAL |  | HAZARD CLASS |  | CERTIFICATION/STANDARD |  | ADDITIONAL FEATURES EN | EXPIRATION DATE: 2012 | ADDITIONAL FEATURES ES |  | ADDITIONAL FEATURES FR | [45 empty] | PRODUCTION COMPLETED
STP_005-003 | Data Enrichment | NEN | NEN | OK | 17-03-2023 | 20-03-2023 |  | PSR954709 | 954709 | PSR954709 | ALTERNATOR ASSEMBLY, MOTOR, P/N: 4130001 | ALTERNATOR ASSEMBLY, MOTOR, P/N: 4130001973, ELECTRICAL SYSTEM, FOR ROAD ROLLER SDLG MODEL: RS7120H, ENGINE MODEL: WP6G125E202, ENGINE NUMBER: 6P22B011931, MFR: SDLG | ALTERNATOR ASSEMBLY, MOTOR, P/N: 4130001973, ELECTRICAL SYSTEM, FOR ROAD ROLLER SDLG MODEL: RS7120H, ENGINE MODEL: WP6G125E202, ENGINE NUMBER: 6P22B011931, MFR: SDLG | EA | 0 | 0 | STOCK | Min-Max | CRITICAL | B | 0 | PD | 5620 | ERSA | OTHER | N | N/A |  |  | Y | 4130001973 | 90 | EX | SDLG | AY |  |  | http://www.lipponjx.com/product/?9_219.html |  | SDLG | 4130001973 | [12 empty] | ROAD ROLLER SDLG C/W ENGINE NUMBER: 6P22B011931 | RS7120H,WP6G125E202 | [8 empty] | CLEANSED | ALTERNATOR | NO MODIFIER | TYPE | MOTOR | VOLTAGE RATING |  | CURRENT RATING |  | POWER RATING |  | FREQUENCY RATING |  | NUMBER OF PHASE |  | SPEED RATING |  | POWER FACTOR |  | INSULATION CLASS |  | LENGTH |  | STATOR OUTSIDE DIAMETER |  | HAZARD CLASS |  | CERTIFICATION/STANDARD |  | ADDITIONAL FEATURES EN | FOR ELECTRICAL SYSTEM,ASSEMBLY | ADDITIONAL FEATURES ES |  | ADDITIONAL FEATURES FR | [29 empty] | PRODUCTION COMPLETED
STP_005-003 | Data Enrichment | NEN | NEN | OK | 17-03-2023 | 20-03-2023 | SUITBALE NM NOT AVAILABLE | PSR016710 | 016710 | PSR016710 | AMALGAMATOR, CONNECTOR, P/N DMA8134, COM | AMALGAMATOR, CONNECTOR, P/N DMA8134, COMPLETE WITH 2 CONNECTIONS, FOR MILESTONE DIRECT MERCURY ANALYZER DMA80 EVO | AMALGAMATOR, CONNECTOR, P/N DMA8134, COMPLETE WITH 2 CONNECTIONS, FOR MILESTONE DIRECT MERCURY ANALYZER DMA80 EVO | SE | 0 | 0 | STOCK | Min-Max | CRITICAL | B | 0 | PD | 4090 | ERSA | OTHER | N | N/A | N/A | N/A | N | N/A | 30 | EX | N/A | EA |  |  | https://www.milestonesrl.com/store/dma-80-consumables/dma8134 |  |  | DMA8134 | [12 empty] | MILESTONE DIRECT MERCURY ANALYZER | DMA80 EVO | [71 empty] | PRODUCTION COMPLETED
STP_005-003 | Data Enrichment | NEN | NEN | OK | 17-03-2023 | 20-03-2023 | SUITBALE NM NOT AVAILABLE | PSR010371 | 010371 | PSR010371 | AMALGAMATOR, HEATING COIL, P/N SO0376B, | AMALGAMATOR, HEATING COIL, P/N SO0376B, WI 13, FOR MILESTONE DIRECT MERCURY ANALYZER DMA80 EVO | AMALGAMATOR, HEATING COIL, P/N SO0376B, WI 13, FOR MILESTONE DIRECT MERCURY ANALYZER DMA80 EVO | PC | 0 | 0 | STOCK | Min-Max | CRITICAL | B | 0 | PD | 4090 | ERSA | OTHER | N | N/A | N/A | N/A | N | N/A | 30 | EX | N/A | PC |  |  | https://www.milestonesci.com/wp-content/uploads/2019/11/Consumables-Accessories-DMA-80.pdf |  |  | SO0376B | [12 empty] | MILESTONE DIRECT MERCURY ANALYZER | DMA80 EVO | [71 empty] | PRODUCTION COMPLETED
STP_005-003 | Data Enrichment | NEN | NEN | OK | 17-03-2023 | 20-03-2023 |  | PSR014923 | 014923 | PSR014923 | AMMETER, AC, TYPE LR-80 NAA, CT: 10/1, R | AMMETER, AC, TYPE LR-80 NAA, CT: 10/1, RANGE: 0-10A, 1A, CLASS 2.5, SIZE: 80 MM X 80 MM, MAKER: MITSUBISHI ELECTRIC CORP. | AMMETER, AC, TYPE LR-80 NAA, CT: 10/1, RANGE: 0-10A, 1A, CLASS 2.5, SIZE: 80 MM X 80 MM, MAKER: MITSUBISHI ELECTRIC CORP. | PC | 0 | 0 | STOCK | Min-Max | CONSUMABLES | C | 0 | PD | 5100 | ERSA | OTHER | Y | TYPE LR-80 NAA | 3000028 | MITSUBISHI | N | N/A | 30 | EX | N/A | PC |  |  | https://www.mitsubishielectric.co.jp/fa/products/faspec/detail.do?kisyu=/pmd&formNm=R-NAA_LR-80NAA_7 |  | MITSUBISHI | LR-80 NAA | [22 empty] | CLEANSED | AMMETER | NO MODIFIER | TYPE | AC | MEASURING RANGE | 0-10 A, 1 A | ACCURACY | CLASS 2.5 | DISPLAY TYPE |  | DIAL SIZE |  | RESOLUTION |  | MATERIAL |  | MOUNTING TYPE |  | HAZARD CLASS |  | CERTIFICATION/STANDARD |  | ADDITIONAL FEATURES EN | CT: 10/1,SIZE: 80 X 80 MM | ADDITIONAL FEATURES ES |  | ADDITIONAL FEATURES FR | [35 empty] | PRODUCTION COMPLETED
STP_005-003 | Data Enrichment | NEN | NEN | OK | 17-03-2023 | 20-03-2023 |  | PSR017406 | 017406 | PSR017406 | AMMETER, AC, TYPE LR-80 NAA, CT: 30/1, R | AMMETER, AC, TYPE LR-80 NAA, CT: 30/1, RANGE: 0-15A, 1A, CLASS 2.5, SIZE: 80 MM X 80 MM, MAKER: MITSUBISHI ELECTRIC CORP. | AMMETER, AC, TYPE LR-80 NAA, CT: 30/1, RANGE: 0-15A, 1A, CLASS 2.5, SIZE: 80 MM X 80 MM, MAKER: MITSUBISHI ELECTRIC CORP. | PC | 0 | 0 | STOCK | Min-Max | CONSUMABLES | C | 0 | PD | 5100 | ERSA | OTHER | Y | TYPE LR-80 NAA | 3000028 | MITSUBISHI | N | N/A | 30 | EX | N/A | PC |  |  | https://www.mitsubishielectric.co.jp/fa/products/faspec/detail.do?kisyu=/pmd&formNm=R-NAA_LR-80NAA_7 |  | MITSUBISHI | LR-80 NAA | [22 empty] | CLEANSED | AMMETER | NO MODIFIER | TYPE | AC | MEASURING RANGE | 0-15 A, 1 A | ACCURACY | CLASS 2.5 | DISPLAY TYPE |  | DIAL SIZE |  | RESOLUTION |  | MATERIAL |  | MOUNTING TYPE |  | HAZARD CLASS |  | CERTIFICATION/STANDARD |  | ADDITIONAL FEATURES EN | CT: 30/1,SIZE: 80 X 80 MM | ADDITIONAL FEATURES ES |  | ADDITIONAL FEATURES FR | [35 empty] | PRODUCTION COMPLETED
STP_005-003 | Data Enrichment | NEN | NEN | OK | 17-03-2023 | 20-03-2023 |  | PSR940316 | 940316 | PSR940316 | ANCHOR, CLAMP, 0812, FOR REFINERY NEW TR | ANCHOR, CLAMP, 0812, FOR REFINERY NEW TROLLEY BUSBAR, MFR: MHE-DEMAG | ANCHOR, CLAMP, 0812, FOR REFINERY NEW TROLLEY BUSBAR, MFR: MHE-DEMAG | PC | 0 | 0 | STOCK | Min-Max | CONSUMABLES | C | 0 | PD | 4090 | ERSA | OTHER | N | N/A | N/A | N/A | N | N/A | 30 | EX | N/A | PC |  |  | https://partners.conductix.us/shop/800-Series-Conductor-Rails/812-Series/Hangers-and-Anchors/~081231-2 | https://www.tesshop.sk/img.asp?attid=526820 | MHE-DEMAG | 0812 | [12 empty] | REFINERY NEW TROLLEY BUSBAR | [9 empty] | ENRICHED | CLAMP | NO MODIFIER | TYPE | ANCHOR | CAPACITY |  | SIZE |  | MATERIAL | STAINLESS STEEL | CLAMPING PRESSURE |  | HAZARD CLASS |  | CERTIFICATION/STANDARD |  | ADDITIONAL FEATURES EN |  | ADDITIONAL FEATURES ES |  | ADDITIONAL FEATURES FR | [41 empty] | PRODUCTION COMPLETED
STP_005-003 | Data Enrichment | NEN | NEN | OK | 17-03-2023 | 20-03-2023 | SUITBALE NM NOT AVAILABLE | PSR106873 | 106873 | PSR106873 | ANTI-VENOM, AMPULE, 800 M.U., PHILIPPINE | ANTI-VENOM, AMPULE, 800 M.U., PHILIPPINE COBRA (NAJA NAJA PHILIPPINENSIS) ANTIVENIM (EQUINE ORIGIN) | ANTI-VENOM, AMPULE, 800 M.U., PHILIPPINE COBRA (NAJA NAJA PHILIPPINENSIS) ANTIVENIM (EQUINE ORIGIN) | AM | 0 | 0 | STOCK | Min-Max | CONSUMABLES | C | 0 | PD | 4040 | ERSA | OTHER | N | N/A | N/A | N/A | N | N/A | 60 | EX | N/A | BT |  |  | URL NOT FOUND | [88 empty] | PRODUCTION COMPLETED
STP_005-003 | Data Enrichment | NEN | NEN | OK | 17-03-2023 | 20-03-2023 |  | PSR052667 | 052667 | PSR052667 | BAG, GARBAGE/TRASH, PLASTIC, SIZE: SMALL | BAG, GARBAGE/TRASH, PLASTIC, SIZE: SMALL; 1000 PCS/PACK | BAG, GARBAGE/TRASH, PLASTIC, SIZE: SMALL; 1000 PCS/PACK | PK | 0 | 0 | STOCK | Min-Max | CONSUMABLES | C | 20 | PD | 4055 | ERSA | OTHER | N | N/A | N/A | N/A | N | N/A | 30 | EX | N/A | PAC |  |  | URL NOT FOUND | [25 empty] | CLEANSED | BAG | WASTE | TYPE | GARBAGE/TRASH | CAPACITY |  | SIZE | SMALL | THICKNESS |  | MATERIAL | PLASTIC | COLOUR |  | HAZARD CLASS |  | CERTIFICATION/STANDARD |  | ADDITIONAL FEATURES EN | PACKAGING QUANTITY:(1000) PCS PER PACK | ADDITIONAL FEATURES ES |  | ADDITIONAL FEATURES FR | [39 empty] | PRODUCTION COMPLETED
STP_005-003 | Data Enrichment | NEN | NEN | OK | 17-03-2023 | 20-03-2023 |  | PSR043216 | 043216 | PSR043216 | BAR, LEVEL, MINI, LV21, BLUE, SIZE: 14 X | BAR, LEVEL, MINI, LV21, BLUE, SIZE: 14 X 6 X 3 CM, WEIGHT: 0.23 KG. | BAR, LEVEL, MINI, LV21, BLUE, SIZE: 14 X 6 X 3 CM, WEIGHT: 0.23 KG. | PC | 0 | 0 | STOCK | Min-Max | CONSUMABLES | C | 0 | PD | 4010 | ERSA | OTHER | N | N/A | N/A | N/A | N | N/A | 30 | EX | N/A | PC |  |  | URL NOT FOUND |  |  | LV21 | [22 empty] | CLEANSED | BAR | NO MODIFIER | TYPE | LEVEL, MINI | DIMENSIONS | 140 X 60 X 30 MM | MATERIAL |  | MATERIAL SPECIFICATION |  | HAZARD CLASS |  | CERTIFICATION/STANDARD |  | ADDITIONAL FEATURES EN | COLOR:BLUE,WEIGHT: 0.23 KG | ADDITIONAL FEATURES ES |  | ADDITIONAL FEATURES FR | [43 empty] | PRODUCTION COMPLETED
STP_005-003 | Data Enrichment | NEN | NEN | OK | 17-03-2023 | 20-03-2023 |  | PSR016289 | 016289 | PSR016289 | BATTERY PACK, NICKEL METAL HYDRIDE (NiMH | BATTERY PACK, NICKEL METAL HYDRIDE (NiMH), KNB-29N, P/N W09-1000-XX, DC7.2V, 1500 mAh, RECHARGEABLE, FOR RADIO TRANSCEIVER MODEL TK-2212/3212, BRAND: KENWOOD. | BATTERY PACK, NICKEL METAL HYDRIDE (NiMH), KNB-29N, P/N W09-1000-XX, DC7.2V, 1500 mAh, RECHARGEABLE, FOR RADIO TRANSCEIVER MODEL TK-2212/3212, BRAND: KENWOOD. | PC | 0 | 0 | STOCK | Min-Max | CONSUMABLES | C | 0 | PD | 1600 | ERSA | OTHER | Y | W09-1000-XX | 3000297 | KENWOOD | N | N/A | 90 | EX | N/A | PC |  |  | https://kenwoodcommunications.co.uk/acc/batteries/battery/KNB-29N/ |  | KENWOOD | W09-1000-XX | [6 empty] | KENWOOD | KNB-29N |  |  |  |  | RADIO TRANSCEIVER | TK-2212/3212 | [8 empty] | ENRICHED | BATTERY PACK | NO MODIFIER | TYPE | RECHARGEABLE | VOLTAGE RATING | 7.2 VDC | CAPACITY | 1500 mAh | ELECTROCHEMICAL SYSTEM | NICKEL METAL HYDRIDE (NiMH) | NUMBER OF CELLS |  | DISCHARGE RATING |  | TERMINAL TYPE |  | SIZE | 54 X 114.7 X 17.7 MM | HAZARD CLASS |  | CERTIFICATION/STANDARD |  | ADDITIONAL FEATURES EN |  | ADDITIONAL FEATURES ES |  | ADDITIONAL FEATURES FR | [35 empty] | PRODUCTION COMPLETED
STP_005-003 | Data Enrichment | NEN | NEN | OK | 17-03-2023 | 20-03-2023 |  | PSR039278 | 039278 | PSR039278 | BATTERY, LITHIUM-ION, HEAVY DUTY, P/N 83 | BATTERY, LITHIUM-ION, HEAVY DUTY, P/N 837631, FOR ADFLO POWERED AIR RESPIRATOR; BRAND: 3M | BATTERY, LITHIUM-ION, HEAVY DUTY, P/N 837631, FOR ADFLO POWERED AIR RESPIRATOR; BRAND: 3M | PC | 0 | 0 | STOCK | Min-Max | CONSUMABLES | C | 16142.7415 | PD | 1600 | ERSA | OTHER | Y | 837631 | 3000220 | 3M | N | N/A | 30 | EX | N/A | PC |  |  | https://www.3mindia.in/3M/en_IN/p/d/v000168980/ |  | 3M | 837631 | [6 empty] | 3M | [5 empty] | ADFLO POWERED AIR RESPIRATOR | [9 empty] | CLEANSED | BATTERY | NO MODIFIER | TYPE | LITHIUM-ION, HEAVY DUTY | VOLTAGE RATING |  | CAPACITY |  | SIZE DESIGNATION |  | SIZE |  | CONNECTION TYPE |  | BATTERY LIFE |  | TEMPERATURE RATING |  | HAZARD CLASS |  | CERTIFICATION/STANDARD |  | ADDITIONAL FEATURES EN |  | ADDITIONAL FEATURES ES |  | ADDITIONAL FEATURES FR | [35 empty] | PRODUCTION COMPLETED
STP_005-003 | Data Enrichment | NEN | NEN | OK | 17-03-2023 | 20-03-2023 |  | PSR361677 | 361677 | PSR361677 | BED SHEET SET, KING SIZE BED, WITH 2-PIL | BED SHEET SET, KING SIZE BED, WITH 2-PILLOW CASES, CANADIAN OR EQUIVALENT | BED SHEET SET, KING SIZE BED, WITH 2-PILLOW CASES, CANADIAN OR EQUIVALENT | SE | 0 | 0 | STOCK | Min-Max | CONSUMABLES | C | 0 | PD | 4090 | ERSA | OTHER | N | N/A | N/A | N/A | N | N/A | 120 | EX | N/A | EA |  |  | URL NOT FOUND |  | CANADIAN | [23 empty] | CLEANSED | SET | NO MODIFIER | TYPE | BED SHEET | CONTENTS | KING SIZE BED,2-PILLOW CASES | NUMBER OF ITEMS |  | MATERIAL |  | SIZE RANGE |  | ADDITIONAL FEATURES EN |  | ADDITIONAL FEATURES ES |  | ADDITIONAL FEATURES FR | [45 empty] | PRODUCTION COMPLETED
STP_005-003 | Data Enrichment | NEN | NEN | OK | 17-03-2023 | 20-03-2023 |  | PSR011262 | 011262 | PSR011262 | BLOCK, TERMINAL, TYPE TU-60, 60A, 12P, 1 | BLOCK, TERMINAL, TYPE TU-60, 60A, 12P, 14mm SQ. MAX. WIRE, ORDER NO.: TU-60X12UD, MFR: FUJI ELECTRIC OR EQUIVALENT | BLOCK, TERMINAL, TYPE TU-60, 60A, 12P, 14mm SQ. MAX. WIRE, ORDER NO.: TU-60X12UD, MFR: FUJI ELECTRIC OR EQUIVALENT | PC | 0 | 0 | STOCK | Min-Max | CONSUMABLES | C | 0 | PD | 1600 | ERSA | OTHER | N | N/A | N/A | N/A | N | N/A | 180 | EX | N/A | PC |  |  | https://www.fujidk.co.jp/english/products/01/tu.html | https://www.fujidk.co.jp/english/docs/catalog_tu.pdf | FUJI ELECTRIC | TU-60 | [22 empty] | ENRICHED | BLOCK | TERMINAL | TYPE |  | CURRENT RATING | 60 A | VOLTAGE RATING | 600 V | WIRE SIZE | 14 MM2 | NUMBER OF CIRCUITS |  | TERMINAL TYPE | SCREW | MATERIAL | PPE | MOUNTING TYPE |  | SIZE |  | HAZARD CLASS |  | CERTIFICATION/STANDARD |  | ADDITIONAL FEATURES EN | NO OF POLES:12,ORDER NO.: TU-60X12UD | ADDITIONAL FEATURES ES |  | ADDITIONAL FEATURES FR | [33 empty] | PRODUCTION COMPLETED
STP_005-003 | Data Enrichment | NEN | NEN | OK | 17-03-2023 | 20-03-2023 |  | PSR023501 | 023501 | PSR023501 | BOARD, BULLETIN, COMBINATION, CORK / DRY | BOARD, BULLETIN, COMBINATION, CORK / DRY ERASE (WHITEBOARD), OVERALL SIZE: 93 WIDE X 45 HIGH, MAGNETIC WHITEBOARD, WITH METAL FRAME AND HOLDER. | BOARD, BULLETIN, COMBINATION, CORK / DRY ERASE (WHITEBOARD), OVERALL SIZE: 93 WIDE X 45 HIGH, MAGNETIC WHITEBOARD, WITH METAL FRAME AND HOLDER. | PC | 0 | 0 | STOCK | Min-Max | CONSUMABLES | C | 0 | PD | 2700 | ERSA | OTHER | N | N/A | N/A | N/A | N | N/A | 30 | EX | N/A | PC |  |  | URL NOT FOUND | [25 empty] | CLEANSED | BOARD | WRITING | TYPE | BULLETIN,COMBINATION,CORK/DRY ERASE,MAGNETIC | LENGTH | 45 IN | WIDTH | 93 IN | THICKNESS |  | MOUNTING TYPE |  | MATERIAL |  | COLOUR | WHITE | PACKAGE TYPE |  | HAZARD CLASS |  | CERTIFICATION/STANDARD |  | ADDITIONAL FEATURES EN | C/W METAL FRAME AND HOLDER. | ADDITIONAL FEATURES ES |  | ADDITIONAL FEATURES FR | [35 empty] | PRODUCTION COMPLETED
STP_005-003 | Data Enrichment | NEN | NEN | OK | 17-03-2023 | 20-03-2023 |  | PSR044139 | 044139 | PSR044139 | BOX, UTILITY, METAL, 2 X 4, WITH 1/2 DIA | BOX, UTILITY, METAL, 2 X 4, WITH 1/2 DIAMETER KNOCK-OUT HOLES AND COVER, SURFACE MOUNTING. | BOX, UTILITY, METAL, 2 X 4, WITH 1/2 DIAMETER KNOCK-OUT HOLES AND COVER, SURFACE MOUNTING. | PC | 0 | 0 | STOCK | Min-Max | CONSUMABLES | C | 0 | PD | 1600 | ERSA | OTHER | N | N/A | N/A | N/A | N | N/A | 30 | EX | N/A | PC |  |  | URL NOT FOUND | [25 empty] | CLEANSED | BOX | NO MODIFIER | TYPE | UTILITY | SIZE | 2 X 4 IN | CAPACITY |  | MATERIAL | METAL | COLOUR |  | HAZARD CLASS |  | CERTIFICATION/STANDARD |  | ADDITIONAL FEATURES EN | C/W DIA 1/2 IN KNOCK-OUT HOLES AND COVER,MOUNTING:SURFACE | ADDITIONAL FEATURES ES |  | ADDITIONAL FEATURES FR | [41 empty] | PRODUCTION COMPLETED
STP_005-003 | Data Enrichment | NEN | NEN | OK | 17-03-2023 | 20-03-2023 |  | PSR010294 | 010294 | PSR010294 | CABLE, ACTIVE DISPLAY PORT, 10M, MFR: ST | CABLE, ACTIVE DISPLAY PORT, 10M, MFR: STARTECH | CABLE, ACTIVE DISPLAY PORT, 10M, MFR: STARTECH | PC | 0 | 0 | STOCK | Min-Max | CONSUMABLES | C | 0 | PD | 1640 | ERSA | OTHER | N | N/A | N/A | N/A | N | N/A | 30 | EX | N/A | PC |  |  | URL NOT FOUND |  | STARTECH | [23 empty] | CLEANSED | CABLE | COMMUNICATION | TYPE | ACTIVE DISPLAY PORT | IMPEDANCE |  | DIAMETER |  | CONDUCTOR SIZE |  | CORE STRANDS |  | NUMBER OF CONDUCTORS |  | CONDUCTOR MATERIAL |  | JACKET MATERIAL |  | INSULATION MATERIAL |  | LENGTH | 10 M | VOLTAGE RATING |  | TEMPERATURE RATING |  | HAZARD CLASS |  | CERTIFICATION/STANDARD |  | ADDITIONAL FEATURES EN |  | ADDITIONAL FEATURES ES |  | ADDITIONAL FEATURES FR | [27 empty] | PRODUCTION COMPLETED
STP_005-003 | Data Enrichment | NEN | NEN | OK | 17-03-2023 | 20-03-2023 |  | PSR940997 | 940997 | PSR940997 | CABLE, AUDIO/VIDEO, 3.5MM JACK TO 3 RCA | CABLE, AUDIO/VIDEO, 3.5MM JACK TO 3 RCA ADAPTER, AUDIO VIDEO AV CONVERTER MALE TO MALE | CABLE, AUDIO/VIDEO, 3.5MM JACK TO 3 RCA ADAPTER, AUDIO VIDEO AV CONVERTER MALE TO MALE | PC | 0 | 0 | STOCK | Min-Max | CONSUMABLES | C | 0 | PD | 1640 | ERSA | OTHER | N | N/A | N/A | N/A | N | N/A | 90 | EX | N/A | PC |  |  | URL NOT FOUND | [25 empty] | CLEANSED | CABLE | COMMUNICATION | TYPE | AUDIO/VIDEO | IMPEDANCE |  | DIAMETER |  | CONDUCTOR SIZE |  | CORE STRANDS |  | NUMBER OF CONDUCTORS |  | CONDUCTOR MATERIAL |  | JACKET MATERIAL |  | INSULATION MATERIAL |  | LENGTH |  | VOLTAGE RATING |  | TEMPERATURE RATING |  | HAZARD CLASS |  | CERTIFICATION/STANDARD |  | ADDITIONAL FEATURES EN | 3.5 MM JACK TO 3 RCA ADAPTER,AUDIO VIDEO AV CONVERTER MALE TO MALE | ADDITIONAL FEATURES ES |  | ADDITIONAL FEATURES FR | [27 empty] | PRODUCTION COMPLETED
STP_005-003 | Data Enrichment | NEN | NEN | OK | 17-03-2023 | 20-03-2023 |  | PSR057616 | 057616 | PSR057616 | CABLE, FIBER, OPTIC, MULTIMODE, OM1, SIL | CABLE, FIBER, OPTIC, MULTIMODE, OM1, SILICA GLASS, 62.5/125µm, PREFERRED BRAND: BELDEN | CABLE, FIBER, OPTIC, MULTIMODE, OM1, SILICA GLASS, 62.5/125µm, PREFERRED BRAND: BELDEN | M | 0 | 0 | STOCK | Min-Max | CONSUMABLES | C | 0 | PD | 1640 | ERSA | OTHER | N | N/A | N/A | N/A | N | N/A | 90 | EX | N/A | M |  |  | https://www.stl.tech/optical-interconnect-products/optical-fibre/pdf/Differences_between_OM1__OM2__OM3__OM4_.pdf | [9 empty] | BELDEN | OM1 | [14 empty] | CLEANSED | CABLE | FIBER OPTIC | TYPE | MULTIMODE | PROPAGATION MODE |  | NUMBER OF CORES |  | CORE DIAMETER | 62.5/125 UM | CABLE CONSTRUCTION |  | SHEATH MATERIAL | SILICA GLASS | SHEATH COLOUR |  | END CONNECTION |  | LENGTH |  | TEMPERATURE RATING |  | HAZARD CLASS |  | CERTIFICATION/STANDARD |  | ADDITIONAL FEATURES EN |  | ADDITIONAL FEATURES ES |  | ADDITIONAL FEATURES FR | [31 empty] | PRODUCTION COMPLETED
STP_005-003 | Data Enrichment | NEN | NEN | OK | 17-03-2023 | 20-03-2023 |  | PSR940908 | 940908 | PSR940908 | CABLE, MULTI-CORE, LENGTH: 5M; WITH 64-P | CABLE, MULTI-CORE, LENGTH: 5M; WITH 64-PIN MULTIPIN INSERT MALE & FEMALE | CABLE, MULTI-CORE, LENGTH: 5M; WITH 64-PIN MULTIPIN INSERT MALE & FEMALE | PC | 0 | 0 | STOCK | Min-Max | CONSUMABLES | C | 0 | PD | 1640 | ERSA | OTHER | N | N/A | N/A | N/A | N | N/A | 30 | EX | N/A | PC |  |  | URL NOT FOUND | [25 empty] | CLEANSED | CABLE | ELECTRICAL | TYPE | MULTI-CORE | VOLTAGE RATING |  | CURRENT RATING |  | CONDUCTOR SIZE |  | NUMBER OF CONDUCTORS |  | CORE STRANDS |  | CONDUCTOR MATERIAL |  | JACKET MATERIAL |  | INSULATION MATERIAL |  | FILLER MATERIAL |  | ARMOR TYPE |  | TEMPERATURE RATING |  | LENGTH | 5 M | JACKET COLOUR |  | HAZARD CLASS |  | CERTIFICATION/STANDARD |  | ADDITIONAL FEATURES EN | C/W 64-PIN MULTIPIN INSERT MALE & FEMALE | ADDITIONAL FEATURES ES |  | ADDITIONAL FEATURES FR | [23 empty] | PRODUCTION COMPLETED
STP_005-003 | Data Enrichment | NEN | NEN | OK | 17-03-2023 | 20-03-2023 |  | PSR954623 | 954623 | PSR954623 | CARD, PROFIBUS PLC OPTION, P/N: 72235362 | CARD, PROFIBUS PLC OPTION, P/N: 72235362, FOR IND331 INDICATOR, MNFR: METTLER TOLEDO | CARD, PROFIBUS PLC OPTION, P/N: 72235362, FOR IND331 INDICATOR, MNFR: METTLER TOLEDO | EA | 0 | 0 | STOCK | Min-Max | CRITICAL | B | 0 | PD | 5100 | ERSA | OTHER | Y | 72235362 | 3000553 | METTLER TOLEDO INC | N | N/A | 90 | EX | N/A | EA |  |  | URL NOT FOUND |  | METTLER TOLEDO INC | 72235362 | [12 empty] | INDICATOR | IND331 | [8 empty] | CLEANSED | CARD | COMMUNICATION | TYPE | PROFIBUS PLC OPTION | INPUT RATING |  | NUMBER OF PORTS |  | INTERFACE TYPE |  | DATA TRANSFER RATE |  | SIZE |  | CONNECTION TYPE |  | PROTECTION TYPE/RATING |  | HAZARD CLASS |  | CERTIFICATION/STANDARD |  | ADDITIONAL FEATURES EN |  | ADDITIONAL FEATURES ES |  | ADDITIONAL FEATURES FR | [35 empty] | PRODUCTION COMPLETED
STP_005-003 | Data Enrichment | NEN | NEN | OK | 17-03-2023 | 20-03-2023 |  | PSR010920 | 010920 | PSR010920 | CATALYST;TYPE:VK48,CONTAINER:FIBER DRUM, | CATALYST;TYPE:VK48,CONTAINER:FIBER DRUM,BASE MATERIAL:VANADIUM,FORM:12 MM DAISY,TEMPERATURE RATING:IGNITION:360 DEG C,OPERATING:400-550 DEG C,ADDITIONAL FEATURES EN:CESIUM-PROMOTED, MSDS MUST ACCOMPANY EACH DELIVERY, MFR: HALDOR TOPSOE | CATALYST;TYPE:VK48,CONTAINER:FIBER DRUM,BASE MATERIAL:VANADIUM,FORM:12 MM DAISY,TEMPERATURE RATING:IGNITION:360 DEG C,OPERATING:400-550 DEG C,ADDITIONAL FEATURES EN:CESIUM-PROMOTED, MSDS MUST ACCOMPANY EACH DELIVERY, MFR: HALDOR TOPSOE | LI | 0 | 0 | STOCK | Min-Max | CONSUMABLES | C | 0 | PD | 5380 | ERSA | OTHER | N | N/A | N/A | N/A | N | N/A | 90 | EX | N/A | L |  |  | https://www.topsoe.com/our-resources/knowledge/our-products/catalysts/vk48 |  | HALDOR TOPSOE | [23 empty] | CLEANSED | CATALYST | NO MODIFIER | TYPE |  | CONTAINER | FIBER DRUM | BASE MATERIAL | VANADIUM | FORM | 12 MM DAISY | TEMPERATURE RATING | 360 DEG C IGNITION,400-550 DEG C OPERATING | HAZARD CLASS |  | CERTIFICATION/STANDARD |  | ADDITIONAL FEATURES EN | ADDITIONAL FEATURES EN:CESIUM-PROMOTED, MSDS MUST ACCOMPANY EACH DELIVERY | ADDITIONAL FEATURES ES |  | ADDITIONAL FEATURES FR | [41 empty] | PRODUCTION COMPLETED
STP_005-003 | Data Enrichment | NEN | NEN | OK | 17-03-2023 | 20-03-2023 | SUITBALE NM NOT AVAILABLE | PSR944929 | 944929 | PSR944929 | CATCHER, OIL, P/N 1-41129-007-0, REAR FI | CATCHER, OIL, P/N 1-41129-007-0, REAR FINAL DRIVE GROUP; FOR ISUZU DUMPTRUCK MODEL CYZ51 (VIN:JALCYZ51ME7000160) WITH ENGINE MODEL 6WF1 NO. 6WF1-TCC | CATCHER, OIL, P/N 1-41129-007-0, REAR FINAL DRIVE GROUP; FOR ISUZU DUMPTRUCK MODEL CYZ51 (VIN:JALCYZ51ME7000160) WITH ENGINE MODEL 6WF1 NO. 6WF1-TCC | PC | 0 | 0 | STOCK | Min-Max | CONSUMABLES | B | 0 | PD | 5955 | ERSA | OTHER | Y | 1-41129-007-0 | 3000024 | ISUZU | N | N/A | 30 | EX | N/A | PC |  |  | https://parts.isuzu.astra.co.id/marketing/catalog/search.php?search=1-41129-007-0 |  | ISUZU | 1-41129-007-0 | [12 empty] | DUMP TRUCK C/W ENGINE | CYZ51,VIN:JALCYZ51ME7000160,6WF1 NO 6WF1-TCC | ISUZU | [70 empty] | PRODUCTION COMPLETED
STP_005-003 | Data Enrichment | NEN | NEN | OK | 17-03-2023 | 20-03-2023 |  | PSR016431 | 016431 | PSR016431 | CETIRIZINE DIHCL + PHENYLEPHRINE HCL, SY | CETIRIZINE DIHCL + PHENYLEPHRINE HCL, SYRUP, 5 MG/5 MG, 60 ML / BT, ANTIHISTAMINE | CETIRIZINE DIHCL + PHENYLEPHRINE HCL, SYRUP, 5 MG/5 MG, 60 ML / BT, ANTIHISTAMINE | BT | 0 | 0 | STOCK | Min-Max | CONSUMABLES | C | 0 | PD | 4040 | ERSA | OTHER | N | N/A | N/A | N/A | N | N/A | 30 | EX | N/A | BT |  |  | URL NOT FOUND | [25 empty] | CLEANSED | SYRUP | NO MODIFIER | TYPE | CETIRIZINE DIHCL + PHENYLEPHRINE HCL, ANTIHISTAMINE | PACKAGE TYPE | BOTTLE | PACKAGE WEIGHT | 60 ML,5 MG | HAZARD CLASS |  | CERTIFICATION/STANDARD |  | ADDITIONAL FEATURES EN |  | ADDITIONAL FEATURES ES |  | ADDITIONAL FEATURES FR | [45 empty] | PRODUCTION COMPLETED
STP_005-003 | Data Enrichment | NEN | NEN | OK | 17-03-2023 | 20-03-2023 |  | PSR954653 | 954653 | PSR954653 | CHAIN ASSEMBLY, LONG, P/N: 60701010137, | CHAIN ASSEMBLY, LONG, P/N: 60701010137, TRAVEL SYSTEM, FOR LONKING SKID STEER LOADER MODEL: CDM307, SERIAL NO.: LSL00307CNA882177, MFR: LONKING | CHAIN ASSEMBLY, LONG, P/N: 60701010137, TRAVEL SYSTEM, FOR LONKING SKID STEER LOADER MODEL: CDM307, SERIAL NO.: LSL00307CNA882177, MFR: LONKING | EA | 0 | 0 | STOCK | Min-Max | CRITICAL | B | 0 | PD | 5620 | ERSA | OTHER | N | N/A | N/A | N/A | Y | 60701010137 | 90 | EX | LONKING | EA | B |  | URL NOT FOUND |  | LONKING | 60701010137 | [12 empty] | SKID STEER LOADER | CDM307 |  |  |  | LSL00307CNA882177 |  |  |  |  | CLEANSED | CHAIN | NO MODIFIER | TYPE | LONG | LOAD RATING |  | SIZE |  | LENGTH |  | MATERIAL |  | MATERIAL SPECIFICATION |  | HAZARD CLASS |  | CERTIFICATION/STANDARD |  | ADDITIONAL FEATURES EN | FOR TRAVEL SYSTEM,ASSEMBLY | ADDITIONAL FEATURES ES |  | ADDITIONAL FEATURES FR | [39 empty] | PRODUCTION COMPLETED
STP_005-003 | Data Enrichment | NEN | NEN | OK | 17-03-2023 | 20-03-2023 |  | PSR202542 | 202542 | PSR202542 | CHAMBER ASSY, BRAKE, FORWARD RH, REARWAR | CHAMBER ASSY, BRAKE, FORWARD RH, REARWARD LH, P/N 1-87412-101-0, BRAKE SYSTEM, FOR ISUZU DUMPTRUCK MODEL: CYZ51 (VIN: JALCYZ51ME7000160) WITH ENGINE MODEL: 6WF1 NO. 6WF1-TCC | CHAMBER ASSY, BRAKE, FORWARD RH, REARWARD LH, P/N 1-87412-101-0, BRAKE SYSTEM, FOR ISUZU DUMPTRUCK MODEL: CYZ51 (VIN: JALCYZ51ME7000160) WITH ENGINE MODEL: 6WF1 NO. 6WF1-TCC | AY | 0 | 0 | STOCK | Min-Max | CRITICAL | A | 0 | PD | 5955 | ERSA | OTHER | Y | 1-87412-101-0 | 3000024 | ISUZU | N | N/A | 30 | EX | N/A | EA |  |  | https://www.isuzuautopartsstore.com/part-number/1874121010/ |  | ISUZU | 1-87412-101-0 | [12 empty] | DUMP TRUCK C/W ENGINE | CYZ51,VIN: JALCYZ51ME7000160,6WF1 NO 6WF1-TCC | [8 empty] | CLEANSED | CHAMBER | NO MODIFIER | TYPE | BRAKE, FORWARD RIGHT HAND, REARWARD LEFT HAND | CAPACITY |  | SIZE |  | NUMBER OF INLET |  | NUMBER OF OUTLETS |  | END CONNECTION |  | MOUNTING TYPE |  | MATERIAL |  | HAZARD CLASS |  | CERTIFICATION/STANDARD |  | ADDITIONAL FEATURES EN | FOR BRAKE SYSTEM,ASSEMBLY | ADDITIONAL FEATURES ES |  | ADDITIONAL FEATURES FR | [35 empty] | PRODUCTION COMPLETED
STP_005-003 | Data Enrichment | NEN | NEN | OK | 17-03-2023 | 20-03-2023 |  | PSR134732 | 134732 | PSR134732 | CHANNEL, M. S.,100 MM X 50 MM X 6 METERS | CHANNEL, M. S.,100 MM X 50 MM X 6 METERS LONG, WEB THICKNESS: 5.0 MM, FLANGE THICKNESS: 7.5 MM, MATERIAL: CARBON STEEL CONFORMING TO JIS G3192-2008 OR GB/T 11263-2010 Standard - STEELS FOR GENERAL STRUCTURE | CHANNEL, M. S.,100 MM X 50 MM X 6 METERS LONG, WEB THICKNESS: 5.0 MM, FLANGE THICKNESS: 7.5 MM, MATERIAL: CARBON STEEL CONFORMING TO JIS G3192-2008 OR GB/T 11263-2010 Standard - STEELS FOR GENERAL STRUCTURE | LG | 0 | 0 | STOCK | Min-Max | CONSUMABLES | B | 0 | PD | 1500 | ERSA | OTHER | N | N/A | N/A | N/A | N | N/A | 30 | EX | N/A | EA |  |  | URL NOT FOUND | [25 empty] | CLEANSED | CHANNEL | STRUCTURAL | TYPE |  | WIDTH | 100 MM | LENGTH | 6 M | HEIGHT | 50 MM | MATERIAL | MILD STEEL,CARBON STEEL GRADE JIS G3192-2008 OR GB/T 11263-2010 | FLANGE THICKNESS | 7.5 MM | WEB THICKNESS | 5 MM | HAZARD CLASS |  | CERTIFICATION/STANDARD |  | ADDITIONAL FEATURES EN | FOR GENERAL STRUCTURE | ADDITIONAL FEATURES ES |  | ADDITIONAL FEATURES FR | [37 empty] | PRODUCTION COMPLETED
STP_005-003 | Data Enrichment | NEN | NEN | OK | 17-03-2023 | 20-03-2023 | SUITBALE NM NOT AVAILABLE | PSR236140 | 236140 | PSR236140 | CHLORPHENIRAMINE MALEATE, AMPULE, 10 MG, | CHLORPHENIRAMINE MALEATE, AMPULE, 10 MG, BRAND: ANTAMIN | CHLORPHENIRAMINE MALEATE, AMPULE, 10 MG, BRAND: ANTAMIN | AM | 0 | 0 | STOCK | Min-Max | CONSUMABLES | C | 0 | PD | 4040 | ERSA | OTHER | N | N/A | N/A | N/A | N | N/A | 30 | EX | N/A | BT |  |  | URL NOT FOUND | [9 empty] | ANTAMIN | [78 empty] | PRODUCTION COMPLETED
STP_005-003 | Data Enrichment | NEN | NEN | OK | 17-03-2023 | 20-03-2023 |  | PSR954734 | 954734 | PSR954734 | CIRCUIT BREAKER, MOLDED CASE, 225AT/225A | CIRCUIT BREAKER, MOLDED CASE, 225AT/225AF, 3 POLE, 440VAC, 65KA, | CIRCUIT BREAKER, MOLDED CASE, 225AT/225AF, 3 POLE, 440VAC, 65KA | PC | 0 | 0 | STOCK | Min-Max | CONSUMABLES | C | 0 | PD | 1640 | ERSA | OTHER | N | N/A |  |  | N | N/A | 90 | EX | N/A | PC | C |  | URL NOT FOUND | [25 empty] | CLEANSED | BREAKER | CIRCUIT | TYPE | MOLDED CASE | CURRENT RATING | 225 A TRIP,225 A FRAME | VOLTAGE RATING | 440 VAC | FRAME RATING |  | INTERRUPT RATING | 65 KA | NUMBER OF POLES | 3 | OVERALL SIZE |  | TRIP SETTING |  | TERMINAL TYPE |  | MOUNTING TYPE |  | HAZARD CLASS |  | CERTIFICATION/STANDARD |  | ADDITIONAL FEATURES EN |  | ADDITIONAL FEATURES ES |  | ADDITIONAL FEATURES FR | [31 empty] | PRODUCTION COMPLETED
STP_005-003 | Data Enrichment | NEN | NEN | OK | 17-03-2023 | 20-03-2023 |  | PSR043949 | 043949 | PSR043949 | CLAMP, RAIL, FEED IN POINT, FOR RIGID R | CLAMP, RAIL, FEED IN POINT, FOR RIGID RAIL BUS BAR CLAMP, FOR CF LADLE CRANE, HEIGHT: 39 MM, CLAMP WIDTH: 22 MM , CLAMP WIDE: 51 MM ; with M 12 x 40 BOLT AND NUT | CLAMP, RAIL, FEED IN POINT, FOR RIGID RAIL BUS BAR CLAMP, FOR CF LADLE CRANE, HEIGHT: 39 MM, CLAMP WIDTH: 22 MM , CLAMP WIDE: 51 MM ; with M 12 x 40 BOLT AND NUT | SE | 0 | 0 | STOCK | Min-Max | CONSUMABLES | B | 0 | PD | 2220 | ERSA | OTHER | N | N/A | N/A | N/A | N | N/A | 30 | EX | N/A | EA |  |  | URL NOT FOUND | [15 empty] | RIGID RAIL BUS BAR CLAMP,CF LADLE CRANE | [9 empty] | CLEANSED | CLAMP | NO MODIFIER | TYPE | RAIL, FEED IN POINT | CAPACITY |  | SIZE | WD 22 X LG 51 X HT 39 MM | MATERIAL |  | CLAMPING PRESSURE |  | HAZARD CLASS |  | CERTIFICATION/STANDARD |  | ADDITIONAL FEATURES EN | C/W M 12 x 40 BOLT AND NUT | ADDITIONAL FEATURES ES |  | ADDITIONAL FEATURES FR | [41 empty] | PRODUCTION COMPLETED
STP_005-003 | Data Enrichment | NEN | NEN | OK | 17-03-2023 | 20-03-2023 |  | PSR106100 | 106100 | PSR106100 | COATING, ALIPHATIC POLYURETHANE, 50%~73% | COATING, ALIPHATIC POLYURETHANE, 50%~73% VOLUME SOLIDS, COLOR: WHITE GRAY, MUNSELL NO. 5B8/2, SELF-PRIMING, 5 LITER / CAN, ACCEPTABLE BRANDS: AMERON/CARBOLINE/DEVOE/INTERNATIONAL PAINT/JOTUN/SIGMA. | COATING, ALIPHATIC POLYURETHANE, 50%~73% VOLUME SOLIDS, COLOR: WHITE GRAY, MUNSELL NO. 5B8/2, SELF-PRIMING, 5 LITER / CAN, ACCEPTABLE BRANDS: AMERON/CARBOLINE/DEVOE/INTERNATIONAL PAINT/JOTUN/SIGMA. | CN | 0 | 0 | STOCK | Min-Max | CONSUMABLES | C | 0 | PD | 4065 | ERSA | OTHER | N | N/A | N/A | N/A | N | N/A | 30 | EX | N/A | CAN |  |  | https://hextoral.com/hex-color/b1cace/munsell/ |  | MUNSELL | 5B8/2 | [6 empty] | AMERON |  | CARBOLINE |  | DEVOE¦INTERNATIONAL PAINT¦JOTUN¦SIGMA | [11 empty] | CLEANSED | COMPOUND | NO MODIFIER | TYPE | COATING,ALIPHATIC POLYURETHANE,SELF-PRIMING | GRADE |  | CONTAINER TYPE | CAN | CONTAINER SIZE | 5 L | FORM | 50-73 PCT SOLIDS | COLOUR | WHITE GRAY | HAZARD CLASS |  | CERTIFICATION/STANDARD |  | ADDITIONAL FEATURES EN |  | ADDITIONAL FEATURES ES |  | ADDITIONAL FEATURES FR | [39 empty] | PRODUCTION COMPLETED
STP_005-003 | Data Enrichment | NEN | NEN | OK | 17-03-2023 | 20-03-2023 |  | PSR043219 | 043219 | PSR043219 | CORD, NECK, FOR SAFETY GLASS, LANYARD, W | CORD, NECK, FOR SAFETY GLASS, LANYARD, WITH SAFETY BREAK, 3M, PART NO. 272S | CORD, NECK, FOR SAFETY GLASS, LANYARD, WITH SAFETY BREAK, 3M, PART NO. 272S | PC | 0 | 0 | STOCK | Min-Max | CONSUMABLES | C | 0 | PD | 5920 | ERSA | OTHER | N | N/A | N/A | N/A | N | N/A | 60 | EX | N/A | PC |  |  | https://in.rsdelivers.com/product/3m/272s/3m-spectacle-cord/1849477 | https://export.rsdelivers.com/product/3m/272s/3m-spectacle-cord/1849477 | 3M | 272S | [22 empty] | CLEANSED | CORD | NO MODIFIER | TYPE | NECK,LANYARD | CONSTRUCTION |  | DIAMETER |  | LENGTH |  | MATERIAL |  | COLOUR |  | TENSILE STRENGTH |  | LOAD LIMIT |  | HAZARD CLASS |  | CERTIFICATION/STANDARD |  | ADDITIONAL FEATURES EN | FOR SAFETY GLASS,C/W SAFETY BREAK | ADDITIONAL FEATURES ES |  | ADDITIONAL FEATURES FR | [35 empty] | PRODUCTION COMPLETED
STP_005-003 | Data Enrichment | NEN | NEN | OK | 17-03-2023 | 20-03-2023 |  | PSR202011 | 202011 | PSR202011 | COUPLING, SHAFT, FLEXIBLE, TYPE SCL-280, | COUPLING, SHAFT, FLEXIBLE, TYPE SCL-280, C.S. S35C, FLANGE O.D.: 280 MM; PILOT BORE: 34 MM, FLANGED TYPE; CONSISTING OF 1-PAIR CARBON STEEL (S35C) FORGED COUPLING BODY, POWER TRANSMISSION, | COUPLING, SHAFT, FLEXIBLE, TYPE SCL-280, C.S. S35C, FLANGE O.D.: 280 MM; PILOT BORE: 34 MM, FLANGED TYPE; CONSISTING OF 1-PAIR CARBON STEEL (S35C) FORGED COUPLING BODY, POWER TRANSMISSION, 8-MILD STEEL BOLTS; 8-MILD STEEL NUTS; 8-SPRING STEEL SPRING WASHERS; 8-OIL-PROOF | SE | 0 | 0 | STOCK | Min-Max | CRITICAL | B | 0 | PD | 5920 | ERSA | OTHER | N | N/A | N/A | N/A | N | N/A | 30 | EX | N/A | EA |  |  | https://sg.misumi-ec.com/vona2/detail/221004957482/?HissuCode=SCL280 |  |  | SCL-280 | [22 empty] | CLEANSED | COUPLING | SHAFT FLEXIBLE | TYPE |  | BORE SIZE | 34 MM PILOT | LENGTH |  | TORQUE RATING |  | SPEED RATING |  | HUB MATERIAL | CARBON STEEL GRADE S35C | KEYWAY SIZE |  | HAZARD CLASS |  | CERTIFICATION/STANDARD |  | ADDITIONAL FEATURES EN | FLANGE OD: 280 MM,FLANGED TYPE; CONSISTING OF 1-PAIR CARBON STEEL GRADE S35C FORGED COUPLING BODY, POWER TRANSMISSION, 8-MILD STEEL BOLTS,8-MILD STEEL NUTS,8-SPRING STEEL SPRING WASHERS,8-OIL-PROOF | ADDITIONAL FEATURES ES |  | ADDITIONAL FEATURES FR | [37 empty] | PRODUCTION COMPLETED
STP_005-003 | Data Enrichment | NEN | NEN | OK | 17-03-2023 | 20-03-2023 | SUITBALE NM NOT AVAILABLE | PSR026494 | 026494 | PSR026494 | CUBICLE, PARTITION COMPONENTS, HEAVY DUT | CUBICLE, PARTITION COMPONENTS, HEAVY DUTY, 45 mm THICK x 1200 mm HEIGHT, TWO TONE FULL FABRIC; FOR STAFF. | CUBICLE, PARTITION COMPONENTS, HEAVY DUTY, 45 mm THICK x 1200 mm HEIGHT, TWO TONE FULL FABRIC; FOR STAFF. | SE | 0 | 0 | STOCK | Min-Max | CONSUMABLES | C | 0 | PD | 4090 | ERSA | OTHER | N | N/A | N/A | N/A | N | N/A | 90 | EX | N/A | EA | C |  | URL NOT FOUND | [88 empty] | PRODUCTION COMPLETED
STP_005-003 | Data Enrichment | NEN | NEN | OK | 17-03-2023 | 20-03-2023 |  | PSR049279 | 049279 | PSR049279 | CUTTER, TUBE, INTERNAL, PR-68 SERIES, CO | CUTTER, TUBE, INTERNAL, PR-68 SERIES, CODE: PM-683801, FOR 40-50 MM TUBE INSIDE DIAMETER, DRIVEN VIA THE SQUARE IN A CLOCKWISE DIRECTION USING EITHER AN ELECTRIC, PNEUMATIC OR HYDRAULIC DRIVEN MACHINE. | CUTTER, TUBE, INTERNAL, PR-68 SERIES, CODE: PM-683801, FOR 40-50 MM TUBE INSIDE DIAMETER, DRIVEN VIA THE SQUARE IN A CLOCKWISE DIRECTION USING EITHER AN ELECTRIC, PNEUMATIC OR HYDRAULIC DRIVEN MACHINE. | UT | 0 | 0 | STOCK | Min-Max | CONSUMABLES | C | 0 | PD | 4005 | ERSA | OTHER | N | N/A | N/A | N/A | N | N/A | 30 | EX | N/A | EA |  |  | https://5.imimg.com/data5/CY/RZ/YY/SELLER-36129243/internal-tube-cutter-pr-68-series.pdf |  |  | PM-683801 |  | PR-68 SERIES | [20 empty] | CLEANSED | CUTTER | TUBE | TYPE | INTERNAL | TUBE SIZE | ID 40-50 MM | BLADE MATERIAL |  | CUT MATERIAL |  | HANDLE MATERIAL |  | BODY MATERIAL |  | HANDLE SIZE |  | HAZARD CLASS |  | CERTIFICATION/STANDARD |  | ADDITIONAL FEATURES EN | DRIVEN VIA THE SQUARE IN A CLOCKWISE DIRECTION USING EITHER AN ELECTRIC, PNEUMATIC OR HYDRAULIC DRIVEN MACHINE | ADDITIONAL FEATURES ES |  | ADDITIONAL FEATURES FR | [37 empty] | PRODUCTION COMPLETED
STP_005-003 | Data Enrichment | NEN | NEN | OK | 17-03-2023 | 20-03-2023 |  | PSR055412 | 055412 | PSR055412 | CYLINDER, PNEUMATIC, PTO LINES, PTO GROU | CYLINDER, PNEUMATIC, PTO LINES, PTO GROUP; FOR MITSUBISHI FUSO FIRETRUCK WITH CHASIS NO. PAEF65MH9AC000005 AND ENGINE NO. 6D16 | CYLINDER, PNEUMATIC, PTO LINES, PTO GROUP; FOR MITSUBISHI FUSO FIRETRUCK WITH CHASIS NO. PAEF65MH9AC000005 AND ENGINE NO. 6D16 | PC | 0 | 0 | STOCK | Min-Max | CONSUMABLES | C | 10400 | PD | 5955 | ERSA | OTHER | N | N/A | N/A | N/A | N | N/A | 30 | EX | N/A | PC |  |  | URL NOT FOUND | [15 empty] | FIRE TRUCK C/W CHASIS NO. PAEF65MH9AC000005 AND ENGINE | 6D16 | MITSUBISHI FUSO | [7 empty] | CLEANSED | CYLINDER | NO MODIFIER | TYPE | PNEUMATIC | CAPACITY |  | MATERIAL |  | SIZE |  | HAZARD CLASS |  | CERTIFICATION/STANDARD |  | ADDITIONAL FEATURES EN | PTO LINES, PTO GROUP | ADDITIONAL FEATURES ES |  | ADDITIONAL FEATURES FR | [43 empty] | PRODUCTION COMPLETED
STP_005-003 | Data Enrichment | NEN | NEN | OK | 17-03-2023 | 20-03-2023 |  | PSR042551 | 042551 | PSR042551 | DETECTOR, METAL, FOR BC18, MODEL: METASE | DETECTOR, METAL, FOR BC18, MODEL: METASEARCH IV C/W M20-2 UNDERSEARCH BOTOM COIL, WITH ALARM AND BACON LIGHT, BELT SLICE DETECTOR, 220V/110 VAC, 60 HZ. | DETECTOR, METAL, FOR BC18, MODEL: METASEARCH IV C/W M20-2 UNDERSEARCH BOTOM COIL, WITH ALARM AND BACON LIGHT, BELT SLICE DETECTOR, 220V/110 VAC, 60 HZ. | AY | 1 | 1 | STOCK | Min-Max | CONSUMABLES | C | 0 | V1 | 1600 | ERSA | OTHER | N | N/A | N/A | N/A | N | N/A | 30 | HB | N/A | EA |  |  | https://www.saflec.com/wp-content/uploads/2020/07/Metasearch-4-Brochure.pdf |  |  | METASEARCH IV | [13 empty] | BC18 | [8 empty] | ENRICHED | DETECTOR | METAL | TYPE |  | DETECTING RANGE |  | INDICATION TYPE |  | ELECTRICAL RATING | 220/110 VAC, 60 HZ | MOUNTING TYPE |  | MATERIAL |  | TEMPERATURE RATING |  | SIZE | WD 400 X LG 905 X HT 175 MM COIL | HAZARD CLASS |  | CERTIFICATION/STANDARD |  | ADDITIONAL FEATURES EN | C/W M20-2 UNDERSEARCH BOTOM COIL, WITH ALARM AND BACON LIGHT, BELT SLICE DETECTOR | ADDITIONAL FEATURES ES |  | ADDITIONAL FEATURES FR | [35 empty] | PRODUCTION COMPLETED
STP_005-003 | Data Enrichment | NEN | NEN | OK | 17-03-2023 | 20-03-2023 |  | PSR463223 | 463223 | PSR463223 | ELBOW, CONDUIT, 90 DEG X 50 MM, PVC, SOC | ELBOW, CONDUIT, 90 DEG X 50 MM, PVC, SOCKETWELD TYPE, LONG RADIUS | ELBOW, CONDUIT, 90 DEG X 50 MM, PVC, SOCKETWELD TYPE, LONG RADIUS | PC | 0 | 0 | STOCK | Min-Max | CONSUMABLES | C | 0 | PD | 2220 | ERSA | OTHER | N | N/A | N/A | N/A | N | N/A | 90 | EX | N/A | PC | C |  | URL NOT FOUND | [25 empty] | CLEANSED | ELBOW | PIPE | TYPE | CONDUIT,LONG RADIUS | NOMINAL SIZE | 50 MM | END CONNECTION | SOCKET WELD | PRESSURE RATING |  | ANGLE | 90 DEG | MATERIAL | PVC | MATERIAL SPECIFICATION |  | COATING/FINISH |  | MANUFACTURING PROCESS |  | SCHEDULE/WALL THICKNESS |  | LENGTH |  | HAZARD CLASS |  | CERTIFICATION/STANDARD |  | ADDITIONAL FEATURES EN |  | ADDITIONAL FEATURES ES |  | ADDITIONAL FEATURES FR | [29 empty] | PRODUCTION COMPLETED
STP_005-003 | Data Enrichment | NEN | NEN | OK | 17-03-2023 | 20-03-2023 |  | PSR935678 | 935678 | PSR935678 | ELECTRODE, TUNGSTEN, 100% PURE, SIZE: 2. | ELECTRODE, TUNGSTEN, 100% PURE, SIZE: 2.4 MM DIAMETER X 152.4 MM LONG, GREEN END, 10 PCS/BOX | ELECTRODE, TUNGSTEN, 100% PURE, SIZE: 2.4 MM DIAMETER X 152.4 MM LONG, GREEN END, 10 PCS/BOX | BX | 0 | 0 | STOCK | Min-Max | CONSUMABLES | C | 0 | PD | 2620 | ERSA | OTHER | N | N/A | N/A | N/A | N | N/A | 30 | EX | N/A | BOX |  |  | URL NOT FOUND | [25 empty] | CLEANSED | ELECTRODE | WELDING | TYPE | TUNGSTEN | DESIGNATION |  | MATERIAL |  | CURRENT RATING |  | DIAMETER | 2.4 MM | LENGTH | 152.4 MM | HAZARD CLASS |  | CERTIFICATION/STANDARD |  | ADDITIONAL FEATURES EN | 100 PCT PURE,GREEN END,PACKAGING QUANTITY: (10) PCS PER BOX | ADDITIONAL FEATURES ES |  | ADDITIONAL FEATURES FR | [39 empty] | PRODUCTION COMPLETED
STP_005-003 | Data Enrichment | NEN | NEN | OK | 17-03-2023 | 20-03-2023 |  | PSR938850 | 938850 | PSR938850 | ELEMENT, AIR CLEANER, ENGINE, ENGINE ARR | ELEMENT, AIR CLEANER, ENGINE, ENGINE ARRANGEMENT; FOR ISUZU CROSSWIND MODEL 2012 XT WITH CHASSIS NO. PABYBR54FC2066800 AND ENGINE MODEL 4JA1M34213 | ELEMENT, AIR CLEANER, ENGINE, ENGINE ARRANGEMENT; FOR ISUZU CROSSWIND MODEL 2012 XT WITH CHASSIS NO. PABYBR54FC2066800 AND ENGINE MODEL 4JA1M34213 | PC | 2 | 2 | STOCK | Min-Max | CONSUMABLES | A | 0 | V1 | 5955 | ERSA | OTHER | Y | 4JA1M34213 | 3000024 | ISUZU | N | N/A | 30 | HB | N/A | PC |  |  | URL NOT FOUND |  | ISUZU | 4JA1M34213 | [12 empty] | CROSSWIND C/W CHASSIS NO PABYBR54FC2066800 AND ENGINE | 2012 XT,4JA1M34213 | [8 empty] | CLEANSED | ELEMENT | NO MODIFIER | TYPE | AIR CLEANER, ENGINE | SIZE |  | MATERIAL |  | HAZARD CLASS |  | CERTIFICATION/STANDARD |  | ADDITIONAL FEATURES EN | ARRANGEMENT | ADDITIONAL FEATURES ES |  | ADDITIONAL FEATURES FR | [45 empty] | PRODUCTION COMPLETED
STP_005-003 | Data Enrichment | NEN | NEN | OK | 17-03-2023 | 20-03-2023 |  | PSR954728 | 954728 | PSR954728 | FASTENER, CONVEYOR BELT, BOLT HINGED, FA | FASTENER, CONVEYOR BELT, BOLT HINGED, FASTENER SIZE: 550MM, FOR ABRASIVE OR GRITTY, MATERIAL CONVEYANCE, BELT WIDTH: 900MM, ORDERING CODE: 550J24SC, MFR: FLEXCO | FASTENER, CONVEYOR BELT, BOLT HINGED, FASTENER SIZE: 550MM, FOR ABRASIVE OR GRITTY, MATERIAL CONVEYANCE, BELT WIDTH: 900MM, ORDERING CODE: 550J24SC, MFR: FLEXCO | PC | 8 | 10 | STOCK | Min-Max | CRITICAL | B | 0 | V1 | 5620 | ERSA | OTHER | N | N/A | N/A | N/A | Y | 550J24SC | 90 | HB | FLEXCO | PC | B |  | https://www.flexco.com/EN/Product/4046/550J24SC.htm | https://beltsmart.com/products/550j24sc-flexco-550-bolt-hinged-fastener-steel-joint-with-bare-steel-cable-40066-24-belt-width | FLEXCO | 550J24SC | [12 empty] | ABRASIVE OR GRITTY, MATERIAL | [9 empty] | CLEANSED | FASTENER | BELT | TYPE | CONVEYOR, BOLT HINGED,ABRASIVE OR GRITTY | BELT SIZE | WD 900 MM | SIZE | 550 MM | MATERIAL | CONVEYANCE | BELT TENSION |  | HAZARD CLASS |  | CERTIFICATION/STANDARD |  | ADDITIONAL FEATURES EN |  | ADDITIONAL FEATURES ES |  | ADDITIONAL FEATURES FR | [41 empty] | PRODUCTION COMPLETED
STP_005-003 | Data Enrichment | NEN | NEN | OK | 17-03-2023 | 20-03-2023 |  | PSR038586 | 038586 | PSR038586 | FLANGE, SOCKET WELDING TYPE, PVC+FRP, 20 | FLANGE, SOCKET WELDING TYPE, PVC+FRP, 200 MM ND X 10K, CONFORMING TO JIS STANDARD, WORKING TEMPERATURE: 95°C (200°F); BRAND: ASAHI AV OR EQUIVALENT | FLANGE, SOCKET WELDING TYPE, PVC+FRP, 200 MM ND X 10K, CONFORMING TO JIS STANDARD, WORKING TEMPERATURE: 95°C (200°F); BRAND: ASAHI AV OR EQUIVALENT | PC | 0 | 0 | STOCK | Min-Max | CONSUMABLES | C | 0 | PD | 5920 | ERSA | OTHER | N | N/A | N/A | N/A | N | N/A | 30 | EX | N/A | PC |  |  | URL NOT FOUND | [9 empty] | ASAHI AV | [15 empty] | CLEANSED | FLANGE | PIPE | TYPE |  | NOMINAL SIZE | 200 MM | OUTSIDE DIAMETER |  | SCHEDULE/WALL THICKNESS |  | THICKNESS |  | BOLT CIRCLE DIAMETER |  | MOUNTING HOLE SIZE |  | NUMBER OF HOLES |  | END CONNECTION | SOCKET WELD | MATERIAL |  | MATERIAL SPECIFICATION |  | PRESSURE RATING | 10K | COATING/FINISH |  | TEMPERATURE RATING | 95 DEG C | HAZARD CLASS |  | CERTIFICATION/STANDARD | JIS | ADDITIONAL FEATURES EN |  | ADDITIONAL FEATURES ES |  | ADDITIONAL FEATURES FR | [23 empty] | PRODUCTION COMPLETED
STP_005-003 | Data Enrichment | NEN | NEN | OK | 17-03-2023 | 20-03-2023 |  | PSR954787 | 954787 | PSR954787 | FRAME,CONVEYOR;TYPE:CARRIER,SELF ALIGNIN | FRAME,CONVEYOR;TYPE:CARRIER,SELF ALIGNING,BELT WIDTH:650 MM,MOUNT CENTER:FRAME,CONVEYOR,ROLLER QUANTITY:2 ,ROLLER ANGLE:35 DEG,ADDITIONAL FEATURES EN:DRAWING NO: CN0536SD0604MP1-70, | FRAME,CONVEYOR;TYPE:CARRIER,SELF ALIGNING,BELT WIDTH:650 MM,MOUNT CENTER:FRAME,CONVEYOR,ROLLER QUANTITY:2 ,ROLLER ANGLE:35 DEG,ADDITIONAL FEATURES EN:DRAWING NO: CN0536SD0604MP1-70,FOR BELT CONVEYOR NO. 5 & 6,MFR:HENGYANG CONVEYING MACHINERY CO.,LTD., | EA | 0 | 0 | STOCK | Min-Max | CRITICAL | B | 0 | PD | 5920 | ERSA | OTHER | N | N/A | N/A | N/A | Y | CN0536SD0604MP1-70 | 60 | EX | HENGYANG CONVEYING MACHINERY CO.,LTD., | EA |  |  | URL NOT FOUND |  | HENGYANG CONVEYING MACHINERY CO.,LTD., | [13 empty] | BELT CONVEYOR NO 5 & 6 |  |  | CN0536SD0604MP1-70 | [6 empty] | CLEANSED | FRAME | CONVEYOR | TYPE | CARRIER,SELF ALIGNING | BELT WIDTH | 650 MM | MOUNT CENTER |  | ROLLER QUANTITY | 2 | ROLLER ANGLE | 35 DEG | BASE HEIGHT |  | FRAME MATERIAL |  | HAZARD CLASS |  | CERTIFICATION/STANDARD |  | ADDITIONAL FEATURES EN |  | ADDITIONAL FEATURES ES |  | ADDITIONAL FEATURES FR | [37 empty] | PRODUCTION COMPLETED
STP_005-003 | Data Enrichment | NEN | NEN | OK | 17-03-2023 | 20-03-2023 |  | PSR944907 | 944907 | PSR944907 | GEAR, DRIVE, HELICAL, B, Z=31, P/N 1-413 | GEAR, DRIVE, HELICAL, B, Z=31, P/N 1-41352-029-0, REAR FINAL DRIVE GROUP; FOR ISUZU DUMPTRUCK MODEL CYZ51 (VIN:JALCYZ51ME7000160) WITH ENGINE MODEL 6WF1 NO. 6WF1-TCC | GEAR, DRIVE, HELICAL, B, Z=31, P/N 1-41352-029-0, REAR FINAL DRIVE GROUP; FOR ISUZU DUMPTRUCK MODEL CYZ51 (VIN:JALCYZ51ME7000160) WITH ENGINE MODEL 6WF1 NO. 6WF1-TCC | PC | 0 | 0 | STOCK | Min-Max | CONSUMABLES | B | 0 | PD | 5955 | ERSA | OTHER | Y | 1-41352-029-0 | 3000024 | ISUZU | N | N/A | 30 | EX | N/A | PC |  |  | http://catcar.info/isuzu/?lang=en&l=c3Q9PTYwfHxzdHM9PXsiMjAiOiJNb2RlbCIsIjMwIjoiQyZFIiwiNDAiOiIxMDU4NSAtIENYSCBSSEQgICAgIDg2IC0gOTUiLCI1MCI6IjQgLSBQcm9wZWxsZXIgU2hhZnQsIEF4bGVzLCBTdGVlcmluZywgU3VzcGVuc2lvbiIsIjYwIjoiNC0yNUEgLSBSRUFSIEZJTkFMIERSSVZFIn18fG1vZGVsSWQ9PTIwMDA2fHxtb2RlbENvZGVJZD09MTAwMDF8fGVxdWlwbWVudElkPT00OTd8fHBvc0ZpbHRlcj09fHxncm91cElkPT0yOXx8c3RzNTA9PXsiMjAiOiJNb2RlbCIsIjMwIjoiQyZFIiwiNDAiOiIxMDU4NSAtIENYSCBSSEQgICAgIDg2IC0gOTUiLCI1MCI6IjQgLSBQcm9wZWxsZXIgU2hhZnQsIEF4bGVzLCBTdGVlcmluZywgU3VzcGVuc2lvbiJ9fHxzdWJncm91cElkPT01Mjh8fGltZz09MjgzNjZ8fGZ0cj09 | https://www.truckpartssale.com/index.php/product/gear-driven-helical-1-41351042-0-1-41352029-0-1413510420-1413520290-1-41351-042-0-1-41352-029-0-for-isuzu-cxz81k-10pe1/ | ISUZU | 1-41352-029-0 | [12 empty] | DUMP TRUCK C/W ENGINE | CYZ51,VIN:JALCYZ51ME7000160,6WF1 NO 6WF1-TCC | ISUZU | [7 empty] | CLEANSED | GEAR | HELICAL | TYPE | DRIVE | BORE SIZE |  | PITCH DIAMETER |  | OUTSIDE DIAMETER |  | NUMBER OF TEETH | 31 | MATERIAL |  | PRESSURE ANGLE |  | DIAMETRAL PITCH |  | FACE WIDTH |  | HUB LENGTH |  | HAZARD CLASS |  | CERTIFICATION/STANDARD |  | ADDITIONAL FEATURES EN | B,REAR FINAL DRIVE GROUP | ADDITIONAL FEATURES ES |  | ADDITIONAL FEATURES FR | [31 empty] | PRODUCTION COMPLETED
STP_005-003 | Data Enrichment | NEN | NEN | OK | 17-03-2023 | 20-03-2023 |  | PSR049554 | 049554 | PSR049554 | HORN, STROBE LIGHT, WEATHERPROOF, WALL M | HORN, STROBE LIGHT, WEATHERPROOF, WALL MOUNT, 100DBA, MODEL: WHEC24-75WR; BRAND: HOCHIKI AMERICA | HORN, STROBE LIGHT, WEATHERPROOF, WALL MOUNT, 100DBA, MODEL: WHEC24-75WR; BRAND: HOCHIKI AMERICA | PC | 0 | 0 | STOCK | Min-Max | CONSUMABLES | C | 0 | PD | 5955 | ERSA | OTHER | N | N/A | N/A | N/A | N | N/A | 30 | EX | N/A | PC |  |  | https://www.hochikiamerica.com/whec24-75wr-weatherproof-24vdc-horn-strobe-75cd-wall-mount-red-0500-05860 | https://www.hochikiamerica.com/img/product/description/WHE_Series_10-2021.pdf | [8 empty] | HOCHIKI AMERICA | WHEC24-75WR | [14 empty] | ENRICHED | HORN | NO MODIFIER | TYPE | STROBE LIGHT, WEATHERPROOF | SOUND INTENSITY | 100 DBA | VOLTAGE RATING | 24 VDC | CURRENT RATING | 112 MA | POWER RATING |  | MOUNTING TYPE | WALL | MATERIAL |  | COLOUR | RED | SIZE | WD 4-3/4 X HT 5-3/4 X DP 4-3/16 IN | ENCLOSURE |  | HAZARD CLASS |  | CERTIFICATION/STANDARD | UL 464,UL 1638 | ADDITIONAL FEATURES EN |  | ADDITIONAL FEATURES ES |  | ADDITIONAL FEATURES FR | [31 empty] | PRODUCTION COMPLETED
STP_005-003 | Data Enrichment | NEN | NEN | OK | 17-03-2023 | 20-03-2023 |  | PSR056601 | 056601 | PSR056601 | KIT, PHYSIO-CONTROL LIFEPAK CR PLUS, CON | KIT, PHYSIO-CONTROL LIFEPAK CR PLUS, CONSIST OF: (1) SET OF REPLACEMENT PHYSIO-CCONTROL BRAND QUICK-PAK PACING/DEFIBRILLATION/ECG ELECTRODES, (1) CHARGE PAK FOR LIFEPAK CR PLUS | KIT, PHYSIO-CONTROL LIFEPAK CR PLUS, CONSIST OF: (1) SET OF REPLACEMENT PHYSIO-CCONTROL BRAND QUICK-PAK PACING/DEFIBRILLATION/ECG ELECTRODES, (1) CHARGE PAK FOR LIFEPAK CR PLUS | KT | 0 | 0 | STOCK | Min-Max | CONSUMABLES | C | 0 | PD | 4040 | ERSA | OTHER | N | N/A | N/A | N/A | N | N/A | 30 | EX | N/A | EA |  |  | URL NOT FOUND | [9 empty] | QUICK-PAK PACING |  | DEFIBRILLATION |  | ECG ELECTRODES |  | LIFEPAK CR PLUS | [9 empty] | CLEANSED | KIT | NO MODIFIER | TYPE | PHYSIO-CONTROL LIFEPAK CR PLUS | CONTENTS | (1) X SET OF REPLACEMENT PHYSIO-CCONTROL,(1) X CHARGE PAK FOR LIFEPAK CR PLUS | NUMBER OF ITEMS |  | HAZARD CLASS |  | CERTIFICATION/STANDARD |  | ADDITIONAL FEATURES EN |  | ADDITIONAL FEATURES ES |  | ADDITIONAL FEATURES FR | [45 empty] | PRODUCTION COMPLETED
STP_005-003 | Data Enrichment | NEN | NEN | OK | 17-03-2023 | 20-03-2023 |  | PSR053046 | 053046 | PSR053046 | LADDER, MOBILE PLATFORM, MATERIAL: FRP, | LADDER, MOBILE PLATFORM, MATERIAL: FRP, NO. OF STEPS: 4, HEIGHT: 50, SIZE: 36 X 36, REMOVABLE HANDRAILS, WITH SAFE-LOCK FEATURE AND RELEASE PEDAL FOR MOVING ON ROLLING 4IN CASTERS, SWIVEL IN FRONT, RIGID IN REAR | LADDER, MOBILE PLATFORM, MATERIAL: FRP, NO. OF STEPS: 4, HEIGHT: 50, SIZE: 36 X 36, REMOVABLE HANDRAILS, WITH SAFE-LOCK FEATURE AND RELEASE PEDAL FOR MOVING ON ROLLING 4IN CASTERS, SWIVEL IN FRONT, RIGID IN REAR | UT | 0 | 0 | STOCK | Min-Max | CONSUMABLES | C | 0 | PD | 4090 | ERSA | OTHER | N | N/A | N/A | N/A | N | N/A | 30 | EX | N/A | EA |  |  | URL NOT FOUND | [15 empty] | MOVING ON ROLLING 4IN CASTERS, SWIVEL IN FRONT, RIGID IN REAR | [9 empty] | CLEANSED | LADDER | STEP | TYPE | MOBILE PLATFORM, REMOVABLE HANDRAILS | SIZE | 36 X 36 X HT 50 IN | LOAD RATING |  | MATERIAL | FRP | RUNG SIZE |  | CASTER SIZE |  | CLIMBING ANGLE |  | BASE SPREAD |  | NUMBER OF STEPS | 4 | PLATFORM SIZE |  | BASE WIDTH |  | HAZARD CLASS |  | CERTIFICATION/STANDARD |  | ADDITIONAL FEATURES EN | C/W SAFE-LOCK FEATURE AND RELEASE PEDAL FOR MOVING ON ROLLING 4 IN CASTERS, SWIVEL IN FRONT, RIGID IN REAR | ADDITIONAL FEATURES ES |  | ADDITIONAL FEATURES FR | [29 empty] | PRODUCTION COMPLETED
STP_005-003 | Data Enrichment | NEN | NEN | OK | 17-03-2023 | 20-03-2023 |  | PSR943604 | 943604 | PSR943604 | LINKAGE ASSEMBLY, WIPER, P/N 1-83312-113 | LINKAGE ASSEMBLY, WIPER, P/N 1-83312-113-3, CAB GROUP; FOR ISUZU DUMPTRUCK MODEL CYZ51 (VIN: JALCYZ51ME7000160) WITH ENGINE MODEL 6WF1 NO. 6WF1-TCC | LINKAGE ASSEMBLY, WIPER, P/N 1-83312-113-3, CAB GROUP; FOR ISUZU DUMPTRUCK MODEL CYZ51 (VIN: JALCYZ51ME7000160) WITH ENGINE MODEL 6WF1 NO. 6WF1-TCC | AY | 0 | 0 | STOCK | Min-Max | CONSUMABLES | A | 0 | PD | 5955 | ERSA | OTHER | Y | 1-83312-113-3 | 3000024 | ISUZU | N | N/A | 30 | EX | N/A | EA |  |  | https://www.isuzuautopartsstore.com/product/1833121133-1-83312113-3-1-83312-113-3-%E2%80%ADlink-asm-frt-w%E2%80%AC/ | http://catcar.info/isuzu/?lang=en&l=c3Q9PTYwfHxzdHM9PXsiMjAiOiJNb2RlbCIsIjMwIjoiQyZFIiwiNDAiOiIxMTI3MiAtIENZWiBMSEQgRVVSTzJcLzNcLzQgV0lUSCAzU1RFUFMgICAgIDEwIC0gICIsIjUwIjoiOCAtIENoYXNzaXMgRWxlY3RyaWNhbCwgSGVhdGluZyBcLyBBaXIgQ29uZGl0aW9uaW5nLCBXaXBlcnMsIFJhZGlvIiwiNjAiOiI4LTgwIC0gV0lORFNISUVMRCBXSVBFUiBBTkQgV0FTSEVSIn18fG1vZGVsSWQ9PTIwMDA2fHxtb2RlbENvZGVJZD09MTAwMDF8fGVxdWlwbWVudElkPT0yNDh8fHBvc0ZpbHRlcj09fHxncm91cElkPT0zMzg0fHxzdHM1MD09eyIyMCI6Ik1vZGVsIiwiMzAiOiJDJkUiLCI0MCI6IjExMjcyIC0gQ1laIExIRCBFVVJPMlwvM1wvNCBXSVRIIDNTVEVQUyAgICAgMTAgLSAgIiwiNTAiOiI4IC0gQ2hhc3NpcyBFbGVjdHJpY2FsLCBIZWF0aW5nIFwvIEFpciBDb25kaXRpb25pbmcsIFdpcGVycywgUmFkaW8ifXx8c3ViZ3JvdXBJZD09NTU3Mjh8fGltZz09fHxmdHI9PQ%3D%3D | ISUZU | 1-83312-113-3 | [12 empty] | DUMP TRUCK C/W ENGINE | CYZ51,VIN: JALCYZ51ME7000160, 6WF1 NO 6WF1-TCC | [8 empty] | CLEANSED | LINK | NO MODIFIER | TYPE | FRONT WIPER | SIZE |  | MATERIAL |  | COATING/FINISH |  | HAZARD CLASS |  | CERTIFICATION/STANDARD |  | ADDITIONAL FEATURES EN | CAB GROUP,ASSEMBLY | ADDITIONAL FEATURES ES |  | ADDITIONAL FEATURES FR | [43 empty] | PRODUCTION COMPLETED
STP_005-003 | Data Enrichment | NEN | NEN | OK | 17-03-2023 | 20-03-2023 |  | PSR043904 | 043904 | PSR043904 | LUMBER, GOOD, S2S, 2 X 4 X 12 FEET LONG | LUMBER, GOOD, S2S, 2 X 4 X 12 FEET LONG | LUMBER, GOOD, S2S, 2 X 4 X 12 FEET LONG | PC | 0 | 0 | STOCK | Min-Max | CONSUMABLES | C | 0 | PD | 4000 | ERSA | OTHER | N | N/A | N/A | N/A | N | N/A | 90 | EX | N/A | PC |  |  | URL NOT FOUND | [25 empty] | CLEANSED | LUMBER | HARDWOOD | TYPE | GOOD,S2S | SHAPE |  | SIZE | 2 X 4 X LG 12 FT | MATERIAL |  | COLOUR |  | HAZARD CLASS |  | CERTIFICATION/STANDARD |  | ADDITIONAL FEATURES EN |  | ADDITIONAL FEATURES ES |  | ADDITIONAL FEATURES FR | [41 empty] | PRODUCTION COMPLETED
STP_005-003 | Data Enrichment | NEN | NEN | OK | 17-03-2023 | 20-03-2023 |  | PSR943683 | 943683 | PSR943683 | NET, HAIR, MESH, BLACK, WASHABLE, PLASTI | NET, HAIR, MESH, BLACK, WASHABLE, PLASTIC | NET, HAIR, MESH, BLACK, WASHABLE, PLASTIC | PC | 0 | 0 | STOCK | Min-Max | CONSUMABLES | C | 0 | PD | 4090 | ERSA | OTHER | N | N/A | N/A | N/A | N | N/A | 30 | EX | N/A | PC |  |  | URL NOT FOUND | [25 empty] | CLEANSED | NET | NO MODIFIER | TYPE | HAIR, MESH, , WASHABLE | DIMENSIONS |  | MATERIAL | PLASTIC | COLOUR | BLACK | MESH SIZE |  | HAZARD CLASS |  | CERTIFICATION/STANDARD |  | ADDITIONAL FEATURES EN |  | ADDITIONAL FEATURES ES |  | ADDITIONAL FEATURES FR | [41 empty] | PRODUCTION COMPLETED
STP_005-003 | Data Enrichment | NEN | NEN | OK | 17-03-2023 | 20-03-2023 |  | PSR954619 | 954619 | PSR954619 | PIN, STOPPER HOOK TYPE, P/N: 64361-92100 | PIN, STOPPER HOOK TYPE, P/N: 64361-92100, FORK LOCK GROUP, FOR CATERPILLAR FORKLIFT MODEL: DP60, MNFR: CATERPILLAR | PIN, STOPPER HOOK TYPE, P/N: 64361-92100, FORK LOCK GROUP, FOR CATERPILLAR FORKLIFT MODEL: DP60, MNFR: CATERPILLAR | PC | 0 | 0 | STOCK | Min-Max | CRITICAL | B | 0 | PD | 5955 | ERSA | OTHER | Y | P/N 64361-92100 | 3000003 | CATERPILLAR | N | N/A | 90 | EX | N/A | PC |  |  | https://www.truparforkliftparts.com/MITSUBISHI-64361-92100-PIN-STOPPER-p/mb64361-92100.htm |  | CATERPILLAR | 64361-92100 | [12 empty] | FORKLIFT | DP60 | [8 empty] | CLEANSED | PIN | NO MODIFIER | TYPE | STOPPER HOOK | DIAMETER |  | LENGTH |  | MATERIAL |  | MATERIAL SPECIFICATION |  | COATING/FINISH |  | HAZARD CLASS |  | CERTIFICATION/STANDARD |  | ADDITIONAL FEATURES EN | FORK LOCK GROUP | ADDITIONAL FEATURES ES |  | ADDITIONAL FEATURES FR | [39 empty] | PRODUCTION COMPLETED
STP_005-003 | Data Enrichment | NEN | NEN | OK | 17-03-2023 | 20-03-2023 |  | PSR045682 | 045682 | PSR045682 | POTENTIOMETER, FOR ELECTRONIC CONTROL SY | POTENTIOMETER, FOR ELECTRONIC CONTROL SYSTEM; TYPE NO: WTH118-10K-2W, SPAREPART FOR CATHODE PLATE ROLLER LEVELLER MACHINE MODEL NO: ZEYE ZW44-5X1401 | POTENTIOMETER, FOR ELECTRONIC CONTROL SYSTEM; TYPE NO: WTH118-10K-2W, SPAREPART FOR CATHODE PLATE ROLLER LEVELLER MACHINE MODEL NO: ZEYE ZW44-5X1401 | PC | 0 | 0 | STOCK | Min-Max | CONSUMABLES | C | 0 | PD | 5955 | ERSA | OTHER | N | N/A | N/A | N/A | N | N/A | 90 | EX | N/A | PC | C |  | https://www.finglai.com/products/relays/relay-accessories/WTH118-1A/ |  |  | WTH118-10K-2W | [12 empty] | SPAREPART CATHODE PLATE ROLLER LEVELLER MACHINE | ZEYE ZW44-5X1401 | [8 empty] | CLEANSED | POTENTIOMETER | NO MODIFIER | TYPE |  | RANGE |  | RESISTANCE |  | TOLERANCE |  | MATERIAL |  | STYLE |  | POWER RATING |  | CONNECTION TYPE |  | MOUNT |  | HAZARD CLASS |  | CERTIFICATION/STANDARD |  | ADDITIONAL FEATURES EN | FOR ELECTRONIC CONTROL SYSTEM | ADDITIONAL FEATURES ES |  | ADDITIONAL FEATURES FR | [33 empty] | PRODUCTION COMPLETED
STP_005-003 | Data Enrichment | NEN | NEN | OK | 17-03-2023 | 20-03-2023 |  | PSR051333 | 051333 | PSR051333 | PUMP, DRUM, BARE, LINCOLN 50:1, CAVA HYD | PUMP, DRUM, BARE, LINCOLN 50:1, CAVA HYDRAULICS P/N 01-082054 | PUMP, DRUM, BARE, LINCOLN 50:1, CAVA HYDRAULICS P/N 01-082054 | PC | 0 | 0 | STOCK | Min-Max | CRITICAL | B | 0 | PD | 3000 | ERSA | OTHER | N | N/A | N/A | N/A | N | N/A | 90 | EX | N/A | PC | B |  | https://appliedau.com.au/product-details/process-equipment/process-pumps/grease-oil-pumps-accessories/01-082054/9b0f8839-d7c0-11ea-9e6c-567e73c68856 |  | CAVA HYDRAULICS | 01-082054 | [22 empty] | CLEANSED | PUMP | NO MODIFIER | TYPE | BARE DRUM | HEAD RANGE |  | FLOW RATING |  | INLET SIZE |  | OUTLET SIZE |  | DISCHARGE PRESSURE |  | SUCTION PRESSURE |  | DRIVE DETAILS |  | CASE MATERIAL |  | TEMPERATURE RATING |  | HAZARD CLASS |  | CERTIFICATION/STANDARD |  | ADDITIONAL FEATURES EN | LINCOLN 50:1 | ADDITIONAL FEATURES ES |  | ADDITIONAL FEATURES FR | [31 empty] | PRODUCTION COMPLETED
STP_005-003 | Data Enrichment | NEN | NEN | OK | 17-03-2023 | 20-03-2023 | SUITBALE NM NOT AVAILABLE | PSR939221 | 939221 | PSR939221 | RACE RIB, FOR RUNNER. | RACE RIB, FOR RUNNER. | RACE RIB, FOR RUNNER. | PC | 0 | 0 | STOCK | Min-Max | CONSUMABLES | C | 0 | PD | 4090 | ERSA | OTHER | N | N/A | N/A | N/A | N | N/A | 30 | EX | N/A | PC |  |  | URL NOT FOUND | [88 empty] | PRODUCTION COMPLETED
STP_005-003 | Data Enrichment | NEN | NEN | OK | 17-03-2023 | 20-03-2023 |  | PSR940315 | 940315 | PSR940315 | RAIL, CONNECTOR, 0812, 1P, CU, SC, SS, F | RAIL, CONNECTOR, 0812, 1P, CU, SC, SS, FOR REFINERY NEW TROLLEY BUSBAR, MFR: MHE-DEMAG | RAIL, CONNECTOR, 0812, 1P, CU, SC, SS, FOR REFINERY NEW TROLLEY BUSBAR, MFR: MHE-DEMAG | PC | 0 | 0 | STOCK | Min-Max | CONSUMABLES | C | 0 | PD | 4800 | ERSA | OTHER | N | N/A | N/A | N/A | N | N/A | 30 | EX | N/A | PC |  |  | https://partners.conductix.us/shop/800-Series-Conductor-Rails/812-Series/Rail-Connectors/~081221-5 |  | MHE-DEMAG | 0812 | [12 empty] | REFINERY NEW TROLLEY BUSBAR | [9 empty] | CLEANSED | CONNECTOR | NO MODIFIER | TYPE | RAIL | SIZE |  | CONNECTION TYPE |  | MATERIAL | STAINLESS STEEL | HAZARD CLASS |  | CERTIFICATION/STANDARD |  | ADDITIONAL FEATURES EN | 1P, CU, SC | ADDITIONAL FEATURES ES |  | ADDITIONAL FEATURES FR | [43 empty] | PRODUCTION COMPLETED
STP_005-003 | Data Enrichment | NEN | NEN | OK | 17-03-2023 | 20-03-2023 | NM TAKEN AS PER WEBSOURCE | PSR014610 | 014610 | PSR014610 | RESISTOR, SHUNT, 15A, MODEL: FL-13, FOR | RESISTOR, SHUNT, 15A, MODEL: FL-13, FOR WET SAG AND BALL MILL | RESISTOR, SHUNT, 15A, MODEL: FL-13, FOR WET SAG AND BALL MILL | PC | 0 | 0 | STOCK | Min-Max | CRITICAL | A | 0 | PD | 5820 | ERSA | OTHER | N | N/A | N/A | N/A | N | N/A | 30 | EX | N/A | PC |  |  | URL NOT FOUND |  |  | FL-13 | [12 empty] | WET SAG AND BALL MILL | [9 empty] | CLEANSED | RESISTOR | FIXED | TYPE | SHUNT | RESISTANCE |  | POWER RATING | 15 A | VOLTAGE RATING |  | TERMINAL TYPE |  | MATERIAL |  | TOLERANCE |  | COLOUR CODE |  | TEMPERATURE RATING |  | SIZE |  | MOUNTING TYPE |  | HAZARD CLASS |  | CERTIFICATION/STANDARD |  | ADDITIONAL FEATURES EN |  | ADDITIONAL FEATURES ES |  | ADDITIONAL FEATURES FR | [29 empty] | PRODUCTION COMPLETED
STP_005-003 | Data Enrichment | NEN | NEN | OK | 17-03-2023 | 20-03-2023 |  | PSR944922 | 944922 | PSR944922 | RING, SNAP, BEARING, INPUT, P/N 1-09588- | RING, SNAP, BEARING, INPUT, P/N 1-09588-192-0, REAR FINAL DRIVE GROUP; FOR ISUZU DUMPTRUCK MODEL CYZ51 (VIN:JALCYZ51ME7000160) WITH ENGINE MODEL 6WF1 NO. 6WF1-TCC | RING, SNAP, BEARING, INPUT, P/N 1-09588-192-0, REAR FINAL DRIVE GROUP; FOR ISUZU DUMPTRUCK MODEL CYZ51 (VIN:JALCYZ51ME7000160) WITH ENGINE MODEL 6WF1 NO. 6WF1-TCC | PC | 0 | 0 | STOCK | Min-Max | CONSUMABLES | B | 0 | PD | 5955 | ERSA | OTHER | Y | 1-09588-192-0 | 3000024 | ISUZU | N | N/A | 30 | EX | N/A | PC |  |  | https://www.monotaro.id/s017467735.html |  | ISUZU | 1-09588-192-0 | [12 empty] | DUMP TRUCK C/W ENGINE | CYZ51,VIN:JALCYZ51ME7000160,6WF1 NO 6WF1-TCC | ISUZU | [7 empty] | CLEANSED | RING | RETAINING | TYPE | SNAP, BEARING INPUT | NOMINAL DIAMETER |  | THICKNESS |  | DESIGNATION |  | MATERIAL |  | MATERIAL SPECIFICATION |  | GROOVE SIZE |  | HAZARD CLASS |  | CERTIFICATION/STANDARD |  | ADDITIONAL FEATURES EN | REAR FINAL DRIVE GROUP | ADDITIONAL FEATURES ES |  | ADDITIONAL FEATURES FR | [37 empty] | PRODUCTION COMPLETED
STP_005-003 | Data Enrichment | NEN | NEN | OK | 17-03-2023 | 20-03-2023 | SUITBALE NM NOT AVAILABLE | PSR014026 | 014026 | PSR014026 | ROOFING, LONG SPAN, STEEL, SPANDEK, 0.40 | ROOFING, LONG SPAN, STEEL, SPANDEK, 0.40 mm THICK X 0.83 METERS WIDE X 6.6 METERS LONG, PRE-PAINTED | ROOFING, LONG SPAN, STEEL, SPANDEK, 0.40 mm THICK X 0.83 METERS WIDE X 6.6 METERS LONG, PRE-PAINTED | SH | 0 | 0 | STOCK | Min-Max | CONSUMABLES | C | 0 | PD | 1500 | ERSA | OTHER | N | N/A | N/A | N/A | N | N/A | 30 | EX | N/A | EA |  |  | URL NOT FOUND | [26 empty] | ROOFING | [61 empty] | PRODUCTION COMPLETED
STP_005-003 | Data Enrichment | NEN | NEN | OK | 17-03-2023 | 20-03-2023 |  | PSR027160 | 027160 | PSR027160 | SCALE, BATHROOM, SHAPE: HALF CIRCLE; BRA | SCALE, BATHROOM, SHAPE: HALF CIRCLE; BRAND: CAMRY | SCALE, BATHROOM, SHAPE: HALF CIRCLE; BRAND: CAMRY | PC | 0 | 0 | STOCK | Min-Max | CONSUMABLES | C | 0 | PD | 5110 | ERSA | OTHER | N | N/A | N/A | N/A | N | N/A | 30 | EX | N/A | PC |  |  | URL NOT FOUND | [9 empty] | CAMRY | [15 empty] | CLEANSED | SCALER | NO MODIFIER | TYPE | BATHROOM,HALF CIRCLE | HANDLE TYPE |  | CAPACITY |  | OVERALL LENGTH |  | STROKE |  | TOOL OPENING |  | NEEDLE SIZE |  | IMPACT LOAD RATING |  | POWER RATING |  | HAZARD CLASS |  | CERTIFICATION/STANDARD |  | ADDITIONAL FEATURES EN |  | ADDITIONAL FEATURES ES |  | ADDITIONAL FEATURES FR | [33 empty] | PRODUCTION COMPLETED
STP_005-003 | Data Enrichment | NEN | NEN | OK | 17-03-2023 | 20-03-2023 |  | PSR954718 | 954718 | PSR954718 | SOFTWARE, LICENSE, BALANCE, EASY DIRECT, | SOFTWARE, LICENSE, BALANCE, EASY DIRECT, P/N: 30540473, MNFR: METTLER TOLEDO | SOFTWARE, LICENSE, BALANCE, EASY DIRECT, P/N: 30540473, MNFR: METTLER TOLEDO | PC | 0 | 0 | STOCK | Min-Max | CONSUMABLES | C | 0 | PD | 5100 | ERSA | OTHER | Y | 30540473 | 3000553 | METTLER TOLEDO | N | N/A | 90 | EX | N/A | PC | C |  | https://www.govsci.com/product-detail/Mettler--Toledo/30540473/EA/ |  | METTLER TOLEDO | 30540473 | [22 empty] | CLEANSED | SOFTWARE | NO MODIFIER | TYPE | LICENSE,BALANCE,EASY DIRECT | SOFTWARE TITLE |  | VERSION |  | LICENSE TYPE |  | HAZARD CLASS |  | CERTIFICATION/STANDARD |  | ADDITIONAL FEATURES EN |  | ADDITIONAL FEATURES ES |  | ADDITIONAL FEATURES FR | [43 empty] | PRODUCTION COMPLETED
STP_005-003 | Data Enrichment | NEN | NEN | OK | 17-03-2023 | 20-03-2023 | SUITBALE NM NOT AVAILABLE | PSR014695 | 014695 | PSR014695 | SPLASHER, P/N 16, MATERIAL: SPCC, FOR PS | SPLASHER, P/N 16, MATERIAL: SPCC, FOR PSA OXYGEN COMPRESSOR, TYPE RF-250NP, MFG. NO. JS-0186, REFERENCE DWG. NO. 1RA-35580, MFR: TAIKO KIKAI INDUSTRIES CO., LTD., JAPAN | SPLASHER, P/N 16, MATERIAL: SPCC, FOR PSA OXYGEN COMPRESSOR, TYPE RF-250NP, MFG. NO. JS-0186, REFERENCE DWG. NO. 1RA-35580, MFR: TAIKO KIKAI INDUSTRIES CO., LTD., JAPAN | PC | 0 | 0 | STOCK | Min-Max | CONSUMABLES | C | 0 | PD | 3000 | ERSA | OTHER | N | N/A | N/A | N/A | Y | 16 | 90 | EX | TAIKO KIKAI INDUSTRIES CO., LTD., JAPAN | PC | C |  | URL NOT FOUND |  | TAIKO KIKAI INDUSTRIES CO., LTD., JAPAN | 16 | [12 empty] | PSA OXYGEN COMPRESSOR | RF-250NP |  | 1RA-35580 | [5 empty] | JS-0186 | [63 empty] | PRODUCTION COMPLETED
STP_005-003 | Data Enrichment | NEN | NEN | OK | 17-03-2023 | 20-03-2023 |  | PSR014710 | 014710 | PSR014710 | STOPPER, BEARING, OIL, P/N 36, MATERIAL: | STOPPER, BEARING, OIL, P/N 36, MATERIAL: SPCC, FOR PSA OXYGEN COMPRESSOR, TYPE RF-250NP, MFG. NO. JS-0186, REFERENCE DWG. NO. 1RA-35580, MFR: TAIKO KIKAI INDUSTRIES CO., LTD., JAPAN | STOPPER, BEARING, OIL, P/N 36, MATERIAL: SPCC, FOR PSA OXYGEN COMPRESSOR, TYPE RF-250NP, MFG. NO. JS-0186, REFERENCE DWG. NO. 1RA-35580, MFR: TAIKO KIKAI INDUSTRIES CO., LTD., JAPAN | PC | 0 | 0 | STOCK | Min-Max | CONSUMABLES | C | 0 | PD | 3000 | ERSA | OTHER | N | N/A | N/A | N/A | Y | 36 | 90 | EX | TAIKO KIKAI INDUSTRIES CO., LTD., JAPAN | PC | C |  | URL NOT FOUND |  | TAIKO KIKAI INDUSTRIES CO., LTD., JAPAN | 36 | [12 empty] | PSA OXYGEN COMPRESSOR | RF-250NP |  | 1RA-35580 | [5 empty] | JS-0186 | CLEANSED | STOPPER | NO MODIFIER | TYPE | BEARING,OIL | SIZE |  | MATERIAL | SPCC | HAZARD CLASS |  | CERTIFICATION/STANDARD |  | ADDITIONAL FEATURES EN |  | ADDITIONAL FEATURES ES |  | ADDITIONAL FEATURES FR | [45 empty] | PRODUCTION COMPLETED
STP_005-003 | Data Enrichment | NEN | NEN | OK | 17-03-2023 | 20-03-2023 |  | PSR470320 | 470320 | PSR470320 | SYRINGE, STERILE, 10.0CC, WITH NEEDLE G# | SYRINGE, STERILE, 10.0CC, WITH NEEDLE G#21 X 1, DISPOSABLE, 100 PIECES/BOX | SYRINGE, STERILE, 10.0CC, WITH NEEDLE G#21 X 1, DISPOSABLE, 100 PIECES/BOX | PC | 0 | 0 | STOCK | Min-Max | CONSUMABLES | C | 0 | PD | 4040 | ERSA | OTHER | N | N/A | N/A | N/A | N | N/A | 30 | EX | N/A | PC |  |  | URL NOT FOUND | [25 empty] | CLEANSED | SYRINGE | MEDICAL | TYPE | STERILE,DISPOSABLE | TIP SYTLE |  | CAPACITY | 10 CC | MATERIAL |  | GRADUATION |  | HAZARD CLASS |  | CERTIFICATION/STANDARD |  | ADDITIONAL FEATURES EN | C/W NEEDLE G 21 X 1,PACKAGING QUANTITY:(100) PCS PER BOX | ADDITIONAL FEATURES ES |  | ADDITIONAL FEATURES FR | [41 empty] | PRODUCTION COMPLETED
STP_005-003 | Data Enrichment | NEN | NEN | OK | 17-03-2023 | 20-03-2023 |  | PSR954779 | 954779 | PSR954779 | TAPE,ELECTRICAL;MNFR:3M,PTNO:SCOTCH 24,T | TAPE,ELECTRICAL;MNFR:3M,PTNO:SCOTCH 24,TYPE:SHIELDING,SIZE:WD 25.4 MM X LG 30.5 M,COLOUR:GRAY,MATERIAL:ALL METAL OPEN WEAVE,BACKING:TINNED COPPER,MATERIAL THICKNESS:0.4 MM,TEMPERATURE RATING:MAX 105 DEG C, | TAPE,ELECTRICAL;MNFR:3M,PTNO:SCOTCH 24,TYPE:SHIELDING,SIZE:WD 25.4 MM X LG 30.5 M,COLOUR:GRAY,MATERIAL:ALL METAL OPEN WEAVE,BACKING:TINNED COPPER,MATERIAL THICKNESS:0.4 MM,TEMPERATURE RATING:MAX 105 DEG C,CERTIFICATION/STANDARD:ROHS 2011/65/EU,ADDITIONAL FEATURES: FOR CABLE JOINTS ON POWER CABLES | EA | 0 | 0 | STOCK | Min-Max | CONSUMABLES | B | 0 | PD | 1600 | ERSA | OTHER | Y | SCOTCH 24 | 3000220 | 3M | Y | N/A | 90 | EX | N/A | EA | B |  | https://www.3m.com/3M/en_US/p/d/b10180533/ |  | 3M | SCOTCH 24 | [12 empty] | CABLE JOINTS ON POWER CABLES | [9 empty] | CLEANSED | TAPE | ELECTRICAL | TYPE | SHIELDING | SIZE | WD 25.4 MM X LG 30.5 M | COLOUR | GRAY | MATERIAL | TINNED COPPER | MATERIAL THICKNESS | 0.4 MM | TEMPERATURE RATING | MAX 105 DEG C | DIELECTRIC STRENGTH |  | HAZARD CLASS |  | CERTIFICATION/STANDARD | ROHS 2011/65/EU | ADDITIONAL FEATURES EN | FOR CABLE JOINTS ON POWER CABLES,ALL METAL OPEN WEAVE | ADDITIONAL FEATURES ES |  | ADDITIONAL FEATURES FR | [37 empty] | PRODUCTION COMPLETED
STP_005-003 | Data Enrichment | NEN | NEN | OK | 17-03-2023 | 20-03-2023 |  | PSR036034 | 036034 | PSR036034 | TEE, REDUCING, 25.4 MM DIAMTER X 12.7 MM | TEE, REDUCING, 25.4 MM DIAMTER X 12.7 MM DIAMETER, MATERIAL: PLASTIC; FOR PPR PIPE. | TEE, REDUCING, 25.4 MM DIAMTER X 12.7 MM DIAMETER, MATERIAL: PLASTIC; FOR PPR PIPE. | PC | 0 | 0 | STOCK | Min-Max | CONSUMABLES | C | 0 | PD | 2210 | ERSA | OTHER | N | N/A | N/A | N/A | N | N/A | 30 | EX | N/A | PC |  |  | URL NOT FOUND | [25 empty] | CLEANSED | TEE | PIPE REDUCER | TYPE |  | NOMINAL RUN SIZE | 25.4 MM | NOMINAL BRANCH SIZE | 12.7 MM | BRANCH CONNECTION |  | RUN CONNECTION 1 |  | RUN CONNECTION 2 |  | PRESSURE CLASS/RATING |  | SCHEDULE/WALL THICKNESS |  | MATERIAL | PLASTIC | MATERIAL SPECIFICATION |  | COATING/FINISH |  | LENGTH |  | HAZARD CLASS |  | CERTIFICATION/STANDARD |  | ADDITIONAL FEATURES EN | FOR PPR PIPE | ADDITIONAL FEATURES ES |  | ADDITIONAL FEATURES FR | [27 empty] | PRODUCTION COMPLETED
STP_005-003 | Data Enrichment | NEN | NEN | OK | 17-03-2023 | 20-03-2023 |  | PSR317962 | 317962 | PSR317962 | TIRE, CASING, 185R14C, 8PR, TUBELESS, RA | TIRE, CASING, 185R14C, 8PR, TUBELESS, RADIAL LIGHT TRUCK, STEEL BELTED, BRAND: GOOD YEAR | TIRE, CASING, 185R14C, 8PR, TUBELESS, RADIAL LIGHT TRUCK, STEEL BELTED, BRAND: GOOD YEAR | PC | 0 | 0 | STOCK | Min-Max | CONSUMABLES | A | 3600 | PD | 3600 | ERSA | OTHER | N | N/A | N/A | N/A | N | N/A | 30 | EX | N/A | PC |  |  | URL NOT FOUND | [9 empty] | GOOD YEAR | [15 empty] | CLEANSED | TIRE | NO MODIFIER | TYPE | CASING,TUBELESS, RADIAL LIGHT TRUCK | SIZE | 185R14C | MATERIAL | STEEL BELTED | LOAD CAPACITY |  | NUMBER OF PLYS | 8 | TREAD TYPE |  | HAZARD CLASS |  | CERTIFICATION/STANDARD |  | ADDITIONAL FEATURES EN |  | ADDITIONAL FEATURES ES |  | ADDITIONAL FEATURES FR | [39 empty] | PRODUCTION COMPLETED
STP_005-003 | Data Enrichment | NEN | NEN | OK | 17-03-2023 | 20-03-2023 |  | PSR012655 | 012655 | PSR012655 | TUBING ASSEMBLY, POLYTETRAFLUOROETHYLENE | TUBING ASSEMBLY, POLYTETRAFLUOROETHYLENE, PN B0191060, INNER I.D.: 1 mm, LENGTH: 1000 mm, FOR FIMS, BRAND: PerkinElmer | TUBING ASSEMBLY, POLYTETRAFLUOROETHYLENE, PN B0191060, INNER I.D.: 1 mm, LENGTH: 1000 mm, FOR FIMS, BRAND: PerkinElmer | SE | 0 | 0 | STOCK | Min-Max | CONSUMABLES | C | 0 | PD | 4090 | ERSA | OTHER | N | N/A | N/A | N/A | N | N/A | 90 | EX |  | EA |  |  | https://www.analytics-shop.com/gb/peb0191060 |  |  | B0191060 | [6 empty] | PerkinElmer | [15 empty] | CLEANSED | TUBE | NO MODIFIER | TYPE |  | SIZE | ID 1 X LG 1 M | MATERIAL | PTFE | MATERIAL SPECIFICATION |  | PRESSURE RATING |  | TEMPERATURE RATING |  | HAZARD CLASS |  | CERTIFICATION/STANDARD |  | ADDITIONAL FEATURES EN | ASSEMBLY,FOR FIMS | ADDITIONAL FEATURES ES |  | ADDITIONAL FEATURES FR | [39 empty] | PRODUCTION COMPLETED
STP_005-003 | Data Enrichment | NEN | NEN | OK | 17-03-2023 | 20-03-2023 |  | PSR010280 | 010280 | PSR010280 | USB, EXTENSION CABLE, TYPE: A MALE - TYP | USB, EXTENSION CABLE, TYPE: A MALE - TYPE A FEMALE, DELTACO PRIME USB 3.0, 10M, MFR: DELTACO | USB, EXTENSION CABLE, TYPE: A MALE - TYPE A FEMALE, DELTACO PRIME USB 3.0, 10M, MFR: DELTACO | PC | 0 | 0 | STOCK | Min-Max | CRITICAL | B | 0 | PD | 4500 | ERSA | OTHER | N | N/A | N/A | N/A | N | N/A | 30 | EX | N/A | PC |  |  | https://www.deltaco.lv/lven/accessories/computer-accessories/cables-pc/usb-cables/cable-deltaco-usb-3-0-10-0m-usb3-1006.html |  | DELTACO | [23 empty] | CLEANSED | CABLE | COMMUNICATION | TYPE | USB, EXTENSION | IMPEDANCE |  | DIAMETER |  | CONDUCTOR SIZE |  | CORE STRANDS |  | NUMBER OF CONDUCTORS |  | CONDUCTOR MATERIAL |  | JACKET MATERIAL |  | INSULATION MATERIAL |  | LENGTH | 10 M | VOLTAGE RATING |  | TEMPERATURE RATING |  | HAZARD CLASS |  | CERTIFICATION/STANDARD |  | ADDITIONAL FEATURES EN | TYPE: A MALE - TYPE A FEMALE, DELTACO PRIME,INTERFACE:USB 3.0 | ADDITIONAL FEATURES ES |  | ADDITIONAL FEATURES FR | [27 empty] | PRODUCTION COMPLETED
STP_005-003 | Data Enrichment | NEN | NEN | OK | 17-03-2023 | 20-03-2023 |  | PSR953678 | 953678 | PSR953678 | WASHER, LOCKING, POSITION NO.: 81, MATER | WASHER, LOCKING, POSITION NO.: 81, MATERIAL: SPC, CODE NO: LWABWE106S4U-12869, FOR NITROGEN COMPRESSOR, MODEL: YD2-220G-OL, MFR: KAJI TECHNOLOGY | WASHER, LOCKING, POSITION NO.: 81, MATERIAL: SPC, CODE NO: LWABWE106S4U-12869, FOR NITROGEN COMPRESSOR, MODEL: YD2-220G-OL, MFR: KAJI TECHNOLOGY | PC |  |  | STOCK | Not Planned | CRITICAL | B | 0 | PD | 3020 | ERSA | OTHER | N | N/A | N/A | NO | Y | LWABWE106S4U-12869 | 90 | EX | KAJI TECHNOLOGY | PC |  |  | URL NOT FOUND |  | KAJI TECHNOLOGY | LWABWE106S4U-12869 | [12 empty] | NITROGEN COMPRESSOR | YD2-220G-OL |  | POS 81 | [6 empty] | CLEANSED | WASHER | LOCK | TYPE |  | NOMINAL SIZE |  | INSIDE DIMENSIONS |  | OUTSIDE DIMENSIONS |  | THICKNESS |  | MATERIAL | SPC | MATERIAL SPECIFICATION |  | HAZARD CLASS |  | CERTIFICATION/STANDARD |  | ADDITIONAL FEATURES EN |  | ADDITIONAL FEATURES ES |  | ADDITIONAL FEATURES FR | [37 empty] | PRODUCTION COMPLETED
STP_005-003 | Data Enrichment | NEN | NEN | OK | 17-03-2023 | 20-03-2023 |  | PSR011226 | 011226 | PSR011226 | WHITEBOARD, DRY ERASE, MAGNETIC, 57 WIDE | WHITEBOARD, DRY ERASE, MAGNETIC, 57 WIDE X 40 HEIGHT, WALL MOUNTING, WITH PORCELAIN-COATED STEEL SURFACE, ALUMINUM FRAME, FULL-LENGTH ERASER/MARKER HOLDER AND MOUNTING BRACKETS | WHITEBOARD, DRY ERASE, MAGNETIC, 57 WIDE X 40 HEIGHT, WALL MOUNTING, WITH PORCELAIN-COATED STEEL SURFACE, ALUMINUM FRAME, FULL-LENGTH ERASER/MARKER HOLDER AND MOUNTING BRACKETS | PC | 0 | 0 | STOCK | Min-Max | CONSUMABLES | C | 0 | PD | 2700 | ERSA | OTHER | N | N/A | N/A | N/A | N | N/A | 30 | EX | N/A | PC |  |  | URL NOT FOUND | [25 empty] | CLEANSED | BOARD | WRITING | TYPE | DRY ERASE, MAGNETIC | LENGTH | 40 IN | WIDTH | 57 IN | THICKNESS |  | MOUNTING TYPE | WALL | MATERIAL | STEEL PORCELAIN-COATED SURFACE, ALUMINUM FRAME | COLOUR | WHITE | PACKAGE TYPE |  | HAZARD CLASS |  | CERTIFICATION/STANDARD |  | ADDITIONAL FEATURES EN | FULL-LENGTH ERASER/MARKER HOLDER AND MOUNTING BRACKETS | ADDITIONAL FEATURES ES |  | ADDITIONAL FEATURES FR | [35 empty] | PRODUCTION COMPLETED
STP_005-003 | Data Enrichment | NEN | NEN | OK | 17-03-2023 | 20-03-2023 |  | PSR940921 | 940921 | PSR940921 | WHITEBOARD, FABRICATED, DRY ERASE, MAGNE | WHITEBOARD, FABRICATED, DRY ERASE, MAGNETIC, DIMENSION: 6 FT. (H) X 5 FT. (W), 32" FROM GROUND TO BOARD, FREE STANDING, WITH STAND AND HAS CASTERS, WITH LOCKING FOOT BRAKES | WHITEBOARD, FABRICATED, DRY ERASE, MAGNETIC, DIMENSION: 6 FT. (H) X 5 FT. (W), 32" FROM GROUND TO BOARD, FREE STANDING, WITH STAND AND HAS CASTERS, WITH LOCKING FOOT BRAKES | PC | 0 | 0 | STOCK | Min-Max | CONSUMABLES | C | 0 | PD | 4090 | ERSA | OTHER | N | N/A | N/A | N/A | N | N/A | 30 | EX | N/A | PC |  |  | URL NOT FOUND | [25 empty] | CLEANSED | BOARD | WRITING | TYPE | FABRICATED, DRY ERASE, MAGNETIC,FREE STANDING | LENGTH | 6 FT | WIDTH | 5 FT | THICKNESS | 32 IN | MOUNTING TYPE | WALL | MATERIAL |  | COLOUR | WHITE | PACKAGE TYPE |  | HAZARD CLASS |  | CERTIFICATION/STANDARD |  | ADDITIONAL FEATURES EN | C/W STAND AND HAS CASTERS, C/W LOCKING FOOT BRAKES | ADDITIONAL FEATURES ES |  | ADDITIONAL FEATURES FR | [35 empty] | PRODUCTION COMPLETED
STP_005-003 | Data Enrichment | NEN | NEN | OK | 17-03-2023 | 20-03-2023 |  | PSR941774 | 941774 | PSR941774 | WIPES, ANTISEPTIC, NON-ALCOHOLIC, FOR CL | WIPES, ANTISEPTIC, NON-ALCOHOLIC, FOR CLEANING AND DISINFECTING THE ALCOBLOW; 100 PC/BX; BRAND: SAFETEC | WIPES, ANTISEPTIC, NON-ALCOHOLIC, FOR CLEANING AND DISINFECTING THE ALCOBLOW; 100 PC/BX; BRAND: SAFETEC | BX | 5 | 10 | STOCK | Min-Max | CONSUMABLES | C | 0 | V1 | 4020 | ERSA | OTHER | N | N/A | N/A | N/A | N | N/A | 30 | HB | N/A | BOX |  |  | URL NOT FOUND | [9 empty] | SAFETEC | [15 empty] | CLEANSED | WIPES | NO MODIFIER | TYPE | ANTISEPTIC, NON-ALCOHOLIC | SIZE |  | MATERIAL |  | COLOUR |  | PACKAGE TYPE | BOX | HAZARD CLASS |  | CERTIFICATION/STANDARD |  | ADDITIONAL FEATURES EN | FOR CLEANING AND DISINFECTING THE ALCOBLOW,PACKAGING QUANTITY:(100) PCS PER BOX | ADDITIONAL FEATURES ES |  | ADDITIONAL FEATURES FR | [41 empty] | PRODUCTION COMPLETED
STP_005-003 | Data Enrichment | NEN | NEN | OK | 17-03-2023 | 20-03-2023 |  | PSR239510 | 239510 | PSR239510 | WRENCH SET, SOCKET, METRIC, 1/2 SQUARE D | WRENCH SET, SOCKET, METRIC, 1/2 SQUARE DRIVE, WITH 12-POINT STANDARD SOCKETS SIZES 8 MM TO 24 MM AND ACCESSORIES: RATCHET, FLEXIBLE HEAD HANDLE, SLIDING T-HANDLE, SPEEDER HANDLE, 5 AND 10 EXTENSIONS, UNIVERSAL JOINT, PACKED IN METAL | WRENCH SET, SOCKET, METRIC, 1/2 SQUARE DRIVE, WITH 12-POINT STANDARD SOCKETS SIZES 8 MM TO 24 MM AND ACCESSORIES: RATCHET, FLEXIBLE HEAD HANDLE, SLIDING T-HANDLE, SPEEDER HANDLE, 5 AND 10 EXTENSIONS, UNIVERSAL JOINT, PACKED IN METAL | SE | 0 | 0 | STOCK | Min-Max | CONSUMABLES | C | 0 | PD | 4010 | ERSA | OTHER | N | N/A | N/A | N/A | N | N/A | 60 | EX | N/A | EA |  |  | URL NOT FOUND | [25 empty] | CLEANSED | SET | NO MODIFIER | TYPE | WRENCH,SOCKET,METRIC | CONTENTS | 12-POINT STANDARD SOCKETS,RATCHET, FLEXIBLE HEAD HANDLE, SLIDING T-HANDLE, SPEEDER HANDLE, 5 AND 10 EXTENSIONS, UNIVERSAL JOINT, PACKED IN METAL | NUMBER OF ITEMS |  | MATERIAL |  | SIZE RANGE | 8 -24 MM,1/2 IN SQUARE DRIVE | ADDITIONAL FEATURES EN |  | ADDITIONAL FEATURES ES |  | ADDITIONAL FEATURES FR | [45 empty] | PRODUCTION COMPLETED
STP_005-003 | Data Enrichment | NEN | NEN | OK | 17-03-2023 | 20-03-2023 |  | PSR256971 | 256971 | PSR256971 | WRENCH, COMBINATION, 13 MM, METRIC, WITH | WRENCH, COMBINATION, 13 MM, METRIC, WITH A 12-POINT 15° OFFSET LOBULAR BOX END AND A 15° ANGLE OPEN END, SHORT PATTERN, MATERIAL: HEAT-TREATED FORGED ALLOY STEEL, BLACK FINISH | WRENCH, COMBINATION, 13 MM, METRIC, WITH A 12-POINT 15° OFFSET LOBULAR BOX END AND A 15° ANGLE OPEN END, SHORT PATTERN, MATERIAL: HEAT-TREATED FORGED ALLOY STEEL, BLACK FINISH | PC | 0 | 0 | STOCK | Min-Max | CONSUMABLES | C | 0 | PD | 4010 | ERSA | OTHER | N | N/A | N/A | N/A | N | N/A | 30 | EX | N/A | PC |  |  | URL NOT FOUND | [25 empty] | CLEANSED | WRENCH | COMBINATION | TYPE | METRIC, SHORT PATTERN | NOMINAL SIZE | 13 MM | OVERALL LENGTH |  | OFFSET ANGLE |  | NUMBER OF POINTS | 12 | MATERIAL | ALLOY STEEL HEAT-TREATED FORGED | MATERIAL SPECIFICATION |  | COATING/FINISH | BLACK | HAZARD CLASS |  | CERTIFICATION/STANDARD |  | ADDITIONAL FEATURES EN | C/W 15° OFFSET LOBULAR BOX END AND A 15° ANGLE OPEN END | ADDITIONAL FEATURES ES |  | ADDITIONAL FEATURES FR | [35 empty] | PRODUCTION COMPLETED
STP_005-003 | Data Enrichment | NEN | NEN | OK | 17-03-2023 | 20-03-2023 |  | PSR053062 | 053062 | PSR053062 | WRENCH, COMBINATION, 24 MM, METRIC, S-SH | WRENCH, COMBINATION, 24 MM, METRIC, S-SHAPED, OVERALL LENGTH: 14 | WRENCH, COMBINATION, 24 MM, METRIC, S-SHAPED, OVERALL LENGTH: 14 | PC | 0 | 0 | STOCK | Min-Max | CONSUMABLES | C | 0 | PD | 4010 | ERSA | OTHER | N | N/A | N/A | N/A | N | N/A | 30 | EX | N/A | PC |  |  | URL NOT FOUND | [25 empty] | CLEANSED | WRENCH | COMBINATION | TYPE | METRIC,S-SHAPED | NOMINAL SIZE | 24 MM | OVERALL LENGTH | 14 IN | OFFSET ANGLE |  | NUMBER OF POINTS |  | MATERIAL |  | MATERIAL SPECIFICATION |  | COATING/FINISH |  | HAZARD CLASS |  | CERTIFICATION/STANDARD |  | ADDITIONAL FEATURES EN |  | ADDITIONAL FEATURES ES |  | ADDITIONAL FEATURES FR | [35 empty] | PRODUCTION COMPLETED
STP_005-003 | Data Enrichment | NEN | NEN | OK | 17-03-2023 | 20-03-2023 |  | PSR169075 | 169075 | PSR169075 | WRENCH, COMBINATION, 32 MM, METRIC, WITH | WRENCH, COMBINATION, 32 MM, METRIC, WITH A 12-POINT 15° OFFSET LOBULAR BOX END AND A 15° ANGLE OPEN END, SHORT PATTERN, MATERIAL: HEAT-TREATED FORGED ALLOY STEEL, BLACK FINISH | WRENCH, COMBINATION, 32 MM, METRIC, WITH A 12-POINT 15° OFFSET LOBULAR BOX END AND A 15° ANGLE OPEN END, SHORT PATTERN, MATERIAL: HEAT-TREATED FORGED ALLOY STEEL, BLACK FINISH | PC | 0 | 0 | STOCK | Min-Max | CONSUMABLES | C | 0 | PD | 4010 | ERSA | OTHER | N | N/A | N/A | N/A | N | N/A | 30 | EX | N/A | PC |  |  | URL NOT FOUND | [25 empty] | CLEANSED | WRENCH | COMBINATION | TYPE | METRIC, SHORT PATTERN | NOMINAL SIZE | 32 MM | OVERALL LENGTH |  | OFFSET ANGLE |  | NUMBER OF POINTS | 12 | MATERIAL | ALLOY STEEL HEAT-TREATED FORGED | MATERIAL SPECIFICATION |  | COATING/FINISH | BLACK | HAZARD CLASS |  | CERTIFICATION/STANDARD |  | ADDITIONAL FEATURES EN | C/W 15° OFFSET LOBULAR BOX END AND A 15° ANGLE OPEN END | ADDITIONAL FEATURES ES |  | ADDITIONAL FEATURES FR | [35 empty] | PRODUCTION COMPLETED
STP_005-003 | Data Enrichment | NEN | NEN | OK | 17-03-2023 | 20-03-2023 |  | PSR938088 | 938088 | PSR938088 | WRENCH, STRIKING/SLUGGING, 45 MM, OPENIN | WRENCH, STRIKING/SLUGGING, 45 MM, OPENING TYPE-BOX, NO. OF POINTS - 12, MATERIAL: FORGED STEEL | WRENCH, STRIKING/SLUGGING, 45 MM, OPENING TYPE-BOX, NO. OF POINTS - 12, MATERIAL: FORGED STEEL | PC | 0 | 0 | STOCK | Min-Max | CONSUMABLES | C | 0 | PD | 4010 | ERSA | OTHER | N | N/A | N/A | N/A | N | N/A | 30 | EX | N/A | PC |  |  | URL NOT FOUND | [25 empty] | CLEANSED | WRENCH | BOX END | TYPE | STRIKING/SLUGGING | NOMINAL SIZE | 45 MM | OVERALL LENGTH |  | NUMBER OF POINTS | 12 | MATERIAL | STEEL FORGED | MATERIAL SPECIFICATION |  | OFFSET ANGLE |  | COATING/FINISH |  | HAZARD CLASS |  | CERTIFICATION/STANDARD |  | ADDITIONAL FEATURES EN |  | ADDITIONAL FEATURES ES |  | ADDITIONAL FEATURES FR | [35 empty] | PRODUCTION COMPLETED
STP_005-003 | Data Enrichment | NEN | NEN | OK | 17-03-2023 | 20-03-2023 |  | PSR044918 | 044918 | PSR044918 | WRENCH, TORQUE, TORQUE RANGE: 1-20 NM, L | WRENCH, TORQUE, TORQUE RANGE: 1-20 NM, LENGTH: 215MM, 3/8 DRIVE INCH, MFR. NO. SCMT26912, MFR: SIDCHROME; BLACKWOODS P/N 0351 9313 | WRENCH, TORQUE, TORQUE RANGE: 1-20 NM, LENGTH: 215MM, 3/8 DRIVE INCH, MFR. NO. SCMT26912, MFR: SIDCHROME; BLACKWOODS P/N 0351 9313 | SE | 0 | 0 | STOCK | Min-Max | CONSUMABLES | C | 0 | PD | 4010 | ERSA | OTHER | N | N/A | N/A | N/A | N | N/A | 30 | EX | N/A | EA |  |  | URL NOT FOUND |  | SIDCHROME | 0351 9313 | BLACKWOODS | SCMT26912 | [20 empty] | CLEANSED | WRENCH | TORQUE | TYPE |  | TORQUE RANGE | 1-20 NM | DRIVE SIZE | 3/8 IN | OVERALL LENGTH | 215 MM | MATERIAL |  | MATERIAL SPECIFICATION |  | SCALE RANGE |  | INCREMENT |  | ACCURACY |  | COATING/FINISH |  | HAZARD CLASS |  | CERTIFICATION/STANDARD |  | ADDITIONAL FEATURES EN |  | ADDITIONAL FEATURES ES |  | ADDITIONAL FEATURES FR | [31 empty] | PRODUCTION COMPLETED
STP_005-003 | Data Enrichment | NEN | NEN | OK | 17-03-2023 | 20-03-2023 |  | PSR286937 | 286937 | PSR286937 | WYE, SCH 40, 12" ND X 12", 150LB or JIS1 | WYE, SCH 40, 12" ND X 12", 150LB or JIS10K PRESSURE RATING, MATERIAL: RESIN ATLAC 382, CONFORMING IN ACCORDANCE TO ASTM D2517 or EQUIVALENT | WYE, SCH 40, 12" ND X 12", 150LB or JIS10K PRESSURE RATING, MATERIAL: RESIN ATLAC 382, CONFORMING IN ACCORDANCE TO ASTM D2517 or EQUIVALENT | PC | 0 | 0 | STOCK | Min-Max | CONSUMABLES | C | 0 | PD | 2210 | ERSA | OTHER | N | N/A | N/A | N/A | N | N/A | 30 | EX | N/A | PC |  |  | URL NOT FOUND | [25 empty] | CLEANSED | WYE | PIPE | TYPE |  | NOMINAL SIZE | 12 IN | END CONNECTION |  | SCHEDULE/WALL THICKNESS | SCH 40 | PRESSURE CLASS/RATING | 150 LB/10K | ANGLE |  | MATERIAL | RESIN ATLAC 382 | MATERIAL SPECIFICATION | ASTM D2517 | COATING/FINISH |  | HAZARD CLASS |  | CERTIFICATION/STANDARD | JIS | ADDITIONAL FEATURES EN |  | ADDITIONAL FEATURES ES |  | ADDITIONAL FEATURES FR | [33 empty] | PRODUCTION COMPLETED