## Sheet1
Project Code | Activities | Production User | CA Code | Production Comments | Start Date | End Date | Remarks | Griha ID | STOCKNO | SN | SN DESC | DESCRIPTION | LONG DESCRIPTION | UM | MINQTY | MAXQTY | ITEM TYPE | PLANNING METHOD | INVENTORY TYPE | BI CODE | AVG COST | SAP MRP TYPE | SAP MATERIAL GROUP | SAP MATERIAL TYPE | SAP INVENTORY TYPE | SAP OEM | SAP PN | SAP MFG NUMBER | SAP MFG NAME | PASAR OEM | PASAR PN | SAP PDT | LOT SIZE | PASAR MFG NAME | SAP UOM | SAP BI CODE | SUPPLIER (source list) | Reference URL | Reference URL 1 | Manufacturer Name | Manufacturer Part Number | Alternate Manufacturer | Alternate Manufacturer Part Number | Alternate Manufacturer 1 | Alternate Manufacturer Part Number 1 | Alternate Manufacturer 2 | Alternate Manufacturer Part Number 2 | Supplier Name | Supplier Part Number | Supplier Name 1 | Supplier Part Number 1 | Supplier Name 2 | Supplier Part Number 2 | Equipment Name | Equipment Model | Equipment Manufacturer | Drawing Number | Drawing Version | Serial Number | Item Number | Machine Number | ART / Article Number | MFG Number | Enriched/Cleansed | Noun | Modifier | Attribute Name 1 | Attribute Value 1 | Attribute Name 2 | Attribute Value 2 | Attribute Name 3 | Attribute Value 3 | Attribute Name 4 | Attribute Value 4 | Attribute Name 5 | Attribute Value 5 | Attribute Name 6 | Attribute Value 6 | Attribute Name 7 | Attribute Value 7 | Attribute Name 8 | Attribute Value 8 | Attribute Name 9 | Attribute Value 9 | Attribute Name 10 | Attribute Value 10 | Attribute Name 11 | Attribute Value 11 | Attribute Name 12 | Attribute Value 12 | Attribute Name 13 | Attribute Value 13 | Attribute Name 14 | Attribute Value 14 | Attribute Name 15 | Attribute Value 15 | Attribute Name 16 | Attribute Value 16 | Attribute Name 17 | Attribute Value 17 | Attribute Name 18 | Attribute Value 18 | Attribute Name 19 | Attribute Value 19 | Attribute Name 20 | Attribute Value 20 | Attribute Name 21 | Attribute Value 21 | Attribute Name 22 | Attribute Value 22 | Attribute Name 23 | Attribute Value 23 | Attribute Name 24 | Attribute Value 24 | Attribute Name 25 | Attribute Value 25 | Attribute Name 26 | Attribute Value 26 | Attribute Name 27 | Attribute Value 27 | Attribute Name 28 | Attribute Value 28 | Attribute Name 29 | Attribute Value 29 | Attribute Name 30 | Attribute Value 30 | Status
STP_005-003 | Data Enrichment | SMX | SMX | OK | 2023-03-17 | 2023-03-20 |  | PSR105544 | 105544 | PSR105544 | BOARD, BULLETIN, CORK, 60 WIDE X 20 HIGH | BOARD, BULLETIN, CORK, 60 WIDE X 20 HIGH, CORK THICKNESS: 1/4, WITH ALUMINUM FRAME AND MOUNTING HARDWARES. | BOARD, BULLETIN, CORK, 60 WIDE X 20 HIGH, CORK THICKNESS: 1/4, WITH ALUMINUM FRAME AND MOUNTING HARDWARES. | PC | 0 | 0 | STOCK | Min-Max | CONSUMABLES | C | 0 | PD | 2700 | ERSA | OTHER | N | N/A | N/A | N/A | N | N/A | 90 | EX |  | PC |  |  | URL NOT FOUND | [25 empty] | Cleansed | BOARD | DISPLAY | TYPE | BULLETIN | DISPLAY SIZE | WD 60 X HT 20 IN | DISPLAY TYPE |  | MATERIAL | 1/4 IN CORK | COLOUR |  | HAZARD CLASS |  | CERTIFICATION/STANDARD |  | ADDITIONAL FEATURES EN | C/W ALUMINUM FRAME AND MOUNTING HARDWARES | ADDITIONAL FEATURES ES |  | ADDITIONAL FEATURES FR | [41 empty] | Production Completed
STP_005-003 | Data Enrichment | SMX | SMX | OK | 2023-03-17 | 2023-03-20 |  | PSR954639 | 954639 | PSR954639 | BOLT, BLADE, M16 X 55MM, P/N: 5120413501 | BOLT, BLADE, M16 X 55MM, P/N: 51204135014, IMPLEMENT GROUP, FOR LONKING SKID STEER LOADER MODEL: CDM307, SERIAL NO.: LSL00307CNA882177, MFR: LONKING | BOLT, BLADE, M16 X 55MM, P/N: 51204135014, IMPLEMENT GROUP, FOR LONKING SKID STEER LOADER MODEL: CDM307, SERIAL NO.: LSL00307CNA882177, MFR: LONKING | PC | 0 | 0 | STOCK | Min-Max | CRITICAL | B | 0 | PD | 5620 | ERSA | OTHER | N | N/A | N/A | N/A | Y | 51204135014 | 90 | EX | LONKING | PC |  |  | http://lipponjx.com/product/?65_2050.html |  | LONKING | 51204135014 | [12 empty] | SKID STEER LOADER | CDM307 | LONKING |  |  | LSL00307CNA882177 |  |  |  |  | Cleansed | BOLT | NO MODIFIER | TYPE | BLADE | DIMENSIONS | M16 X 55 MM | MATERIAL |  | MATERIAL SPECIFICATION |  | HAZARD CLASS |  | CERTIFICATION/STANDARD |  | ADDITIONAL FEATURES EN | IMPLEMENT GROUP | ADDITIONAL FEATURES ES |  | ADDITIONAL FEATURES FR | [43 empty] | Production Completed
STP_005-003 | Data Enrichment | SMX | SMX | OK | 2023-03-17 | 2023-03-20 |  | PSR954658 | 954658 | PSR954658 | BOLT, HUB, M12 X 55, P/N: 51204111714, T | BOLT, HUB, M12 X 55, P/N: 51204111714, TRAVEL SYSTEM, FOR LONKING SKID STEER LOADER MODEL: CDM307, SERIAL NO.: LSL00307CNA882177, MFR: LONKING | BOLT, HUB, M12 X 55, P/N: 51204111714, TRAVEL SYSTEM, FOR LONKING SKID STEER LOADER MODEL: CDM307, SERIAL NO.: LSL00307CNA882177, MFR: LONKING | PC | 0 | 0 | STOCK | Min-Max | CRITICAL | B | 0 | PD | 5620 | ERSA | OTHER | N | N/A | N/A | N/A | Y | 51204111714 | 90 | EX | LONKING | PC | B |  | https://acat.online/catalogs/SPECIAL_TECH_FOREIGN/LONKING/60096/3560117 |  | LONKING | 51204111714 | [12 empty] | SKID STEER LOADER | CDM307 | LONKING |  |  | LSL00307CNA882177 |  |  |  |  | Cleansed | BOLT | NO MODIFIER | TYPE | HUB | DIMENSIONS | M12 X 55 MM | MATERIAL |  | MATERIAL SPECIFICATION |  | HAZARD CLASS |  | CERTIFICATION/STANDARD |  | ADDITIONAL FEATURES EN | TRAVEL SYSTEM | ADDITIONAL FEATURES ES |  | ADDITIONAL FEATURES FR | [43 empty] | Production Completed
STP_005-003 | Data Enrichment | SMX | SMX | OK | 2023-03-17 | 2023-03-20 |  | PSR954763 | 954763 | PSR954763 | BOOK,RECORD;TYPE:SALARY AND BENEFITS SUR | BOOK,RECORD;TYPE:SALARY AND BENEFITS SURVEY REPORT FOR YEAR 2021,SIZE:SHORT 8.5 X 11, NUMBER OF PAGES:178 | BOOK,RECORD;TYPE:SALARY AND BENEFITS SURVEY REPORT FOR YEAR 2021,SIZE:SHORT 8.5 X 11, NUMBER OF PAGES:178 | PC | 0 | 0 | STOCK | Min-Max | CRITICAL | A | 30000 | PD | 4090 | ERSA | OTHER | N | N/A | N/A | N/A | N | N/A | 60 | EX | N/A | PC | A |  | URL NOT FOUND | [25 empty] | Cleansed | BOOK | RECORD | TYPE | SALARY AND BENEFITS SURVEY | SIZE | 8-1/2 X 11 IN,SHORT | NUMBER OF PAGES | 178 | PAGE COLOUR |  | HAZARD CLASS |  | CERTIFICATION/STANDARD |  | ADDITIONAL FEATURES EN | FOR YEAR 2021 | ADDITIONAL FEATURES ES |  | ADDITIONAL FEATURES FR | [43 empty] | Production Completed
STP_005-003 | Data Enrichment | SMX | SMX | OK | 2023-03-17 | 2023-03-20 |  | PSR936176 | 936176 | PSR936176 | BUSH, OILES, P/N 114, MODEL: SPB-303825, | BUSH, OILES, P/N 114, MODEL: SPB-303825, FOR CHISELING DEVICE OF MESCO CATHODE STRIPPING MACHINE, MFR: MESCO | BUSH, OILES, P/N 114, MODEL: SPB-303825, FOR CHISELING DEVICE OF MESCO CATHODE STRIPPING MACHINE, MFR: MESCO | PC | 0 | 0 | STOCK | Min-Max | CONSUMABLES | B | 0 | PD | 1550 | ERSA | OTHER | N | N/A | N/A | N/A | N | N/A | 30 | EX | N/A | PC |  |  | https://in.misumi-ec.com/vona2/detail/221000090723/?HissuCode=SPB-303825 |  | MESCO | SPB-303825 | MESCO | 114 | [10 empty] | CHISELING DEVICE OF CATHODE STRIPPING MACHINE |  | MESCO | [7 empty] | Enriched | BUSHING | NO MODIFIER | TYPE | OILES | SIZE | ID 30 X OD 38 X LG 25 MM | MATERIAL | HIGH TENSILE BRASS | HAZARD CLASS |  | CERTIFICATION/STANDARD |  | ADDITIONAL FEATURES EN |  | ADDITIONAL FEATURES ES |  | ADDITIONAL FEATURES FR | [45 empty] | Production Completed
STP_005-003 | Data Enrichment | SMX | SMX | OK | 2023-03-17 | 2023-03-20 |  | PSR019752 | 019752 | PSR019752 | CABINET, MONITOR, ALUMINUM, DIMENSIONS: | CABINET, MONITOR, ALUMINUM, DIMENSIONS: 26 LONG X 10 (W) X 23 (H). | CABINET, MONITOR, ALUMINUM, DIMENSIONS: 26 LONG X 10 (W) X 23 (H). | UT | 0 | 0 | STOCK | Min-Max | CONSUMABLES | C | 0 | PD | 2700 | ERSA | OTHER | N | N/A | N/A | N/A | N | N/A | 30 | EX | N/A | EA |  |  | URL NOT FOUND | [25 empty] | Cleansed | CABINET | NO MODIFIER | TYPE | MONITOR | SIZE | WD 10 X LG 26 X HT 23 IN | CAPACITY |  | NUMBER OF COMPARTMENTS |  | MATERIAL | ALUMINUM | NUMBER OF SHELVES |  | NUMBER OF DRAWERS |  | MOUNTING TYPE |  | HAZARD CLASS |  | CERTIFICATION/STANDARD |  | ADDITIONAL FEATURES EN |  | ADDITIONAL FEATURES ES |  | ADDITIONAL FEATURES FR | [35 empty] | Production Completed
STP_005-003 | Data Enrichment | SMX | SMX | OK | 2023-03-17 | 2023-03-20 |  | PSR015870 | 015870 | PSR015870 | CAMERA, VIDEO CONFERENCE, FOR MID. TO LA | CAMERA, VIDEO CONFERENCE, FOR MID. TO LARGE-SIZED MEETING ROOMS | CAMERA, VIDEO CONFERENCE, FOR MID. TO LARGE-SIZED MEETING ROOMS | UT | 0 | 0 | STOCK | Min-Max | CONSUMABLES | C | 0 | PD | 4500 | ERSA | OTHER | N | N/A | N/A | N/A | N | N/A | 30 | EX | N/A | EA |  |  | URL NOT FOUND | [25 empty] | Cleansed | CAMERA | NO MODIFIER | TYPE | VIDEO CONFERENCE | MEGAPIXEL |  | POWER SUPPLY |  | RESOLUTION |  | FOCUS RANGE |  | FLASH RANGE |  | ZOOM |  | LENS |  | SIZE |  | DISPLAY SIZE |  | HAZARD CLASS |  | CERTIFICATION/STANDARD |  | ADDITIONAL FEATURES EN | FOR MEDIUM TO LARGE-SIZED MEETING ROOMS | ADDITIONAL FEATURES ES |  | ADDITIONAL FEATURES FR | [31 empty] | Production Completed
STP_005-003 | Data Enrichment | SMX | SMX | OK | 2023-03-17 | 2023-03-20 |  | PSR011646 | 011646 | PSR011646 | CARPET, FLOOR, LIVING ROOM, SIZE: 6 ft. | CARPET, FLOOR, LIVING ROOM, SIZE: 6 ft. X 11 ft | CARPET, FLOOR, LIVING ROOM, SIZE: 6 ft. X 11 ft | PC | 0 | 0 | STOCK | Min-Max | CONSUMABLES | C | 0 | PD | 4090 | ERSA | OTHER | N | N/A | N/A | N/A | N | N/A | 30 | EX | N/A | PC |  |  | URL NOT FOUND | [25 empty] | Cleansed | MAT | NO MODIFIER | TYPE | FLOOR CARPET | SIZE | 6 X 11 FT | MATERIAL |  | COLOUR |  | HAZARD CLASS |  | CERTIFICATION/STANDARD |  | ADDITIONAL FEATURES EN | FOR LIVING ROOM | ADDITIONAL FEATURES ES |  | ADDITIONAL FEATURES FR | [43 empty] | Production Completed
STP_005-003 | Data Enrichment | SMX | SMX | OK | 2023-03-17 | 2023-03-20 |  | PSR453261 | 453261 | PSR453261 | CATHETER;TYPE:SUCTION,STERILE,DISPOSABLE | CATHETER;TYPE:SUCTION,STERILE,DISPOSABLE,SIZE:F-10,TUBE LG 600 MM,MATERIAL:MEDICAL GRADE PVC,ADDITIONAL FEATURES EN:C/W CONTROL | CATHETER;TYPE:SUCTION,STERILE,DISPOSABLE,SIZE:F-10,TUBE LG 600 MM,MATERIAL:MEDICAL GRADE PVC,ADDITIONAL FEATURES EN:C/W CONTROL | PC | 0 | 0 | STOCK | Min-Max | CONSUMABLES | C | 0 | PD | 4040 | ERSA | OTHER | N | N/A | N/A | N/A | N | N/A | 90 | EX | N/A | PC |  |  | URL NOT FOUND | [25 empty] | Cleansed | CATHETER | NO MODIFIER | TYPE | SUCTION,STERILE,DISPOSABLE | SIZE | F-10 | MATERIAL | MEDICAL GRADE PVC | BALLOON CAPACITY |  | HAZARD CLASS |  | CERTIFICATION/STANDARD |  | ADDITIONAL FEATURES EN | TUBE SIZE:LG 600 MM,C/W CONTROL | ADDITIONAL FEATURES ES |  | ADDITIONAL FEATURES FR | [43 empty] | Production Completed
STP_005-003 | Data Enrichment | SMX | SMX | OK | 2023-03-17 | 2023-03-20 |  | PSR954652 | 954652 | PSR954652 | CHAIN ASSEMBLY, SHORT, P/N: 60701010018, | CHAIN ASSEMBLY, SHORT, P/N: 60701010018, TRAVEL SYSTEM, FOR LONKING SKID STEER LOADER MODEL: CDM307, SERIAL NO.: LSL00307CNA882177, MFR: LONKING | CHAIN ASSEMBLY, SHORT, P/N: 60701010018, TRAVEL SYSTEM, FOR LONKING SKID STEER LOADER MODEL: CDM307, SERIAL NO.: LSL00307CNA882177, MFR: LONKING | EA | 0 | 0 | STOCK | Min-Max | CRITICAL | B | 0 | PD | 5620 | ERSA | OTHER | N | N/A | N/A | N/A | Y | 60701010018 | 90 | EX | LONKING | EA | B |  | URL NOT FOUND |  | LONKING | 60701010018 | [12 empty] | SKID STEER LOADER | CDM307 | LONKING |  |  | LSL00307CNA882177 |  |  |  |  | Cleansed | CHAIN | NO MODIFIER | TYPE | SHORT | LOAD RATING |  | SIZE |  | LENGTH |  | MATERIAL |  | MATERIAL SPECIFICATION |  | HAZARD CLASS |  | CERTIFICATION/STANDARD |  | ADDITIONAL FEATURES EN | ASSEMBLY,TRAVEL SYSTEM | ADDITIONAL FEATURES ES |  | ADDITIONAL FEATURES FR | [39 empty] | Production Completed
STP_005-003 | Data Enrichment | SMX | SMX | OK | 2023-03-17 | 2023-03-20 |  | PSR017397 | 017397 | PSR017397 | CHANNEL, SUS 304, 250 mm X 90 mm X 6 MET | CHANNEL, SUS 304, 250 mm X 90 mm X 6 METERS LONG, WEB THICKNESS: 9 mm; FLANGE THICKNESS: 13 mm; CONFORMING TO JIS STANDARD OR OTHER COMPARABLE STANDARDS, WITH MILL CERTIFICATE. | CHANNEL, SUS 304, 250 mm X 90 mm X 6 METERS LONG, WEB THICKNESS: 9 mm; FLANGE THICKNESS: 13 mm; CONFORMING TO JIS STANDARD OR OTHER COMPARABLE STANDARDS, WITH MILL CERTIFICATE. | LG | 0 | 0 | STOCK | Min-Max | CONSUMABLES | C | 0 | PD | 1500 | ERSA | OTHER | N | N/A | N/A | N/A | N | N/A | 30 | EX | N/A | EA |  |  | URL NOT FOUND | [25 empty] | Cleansed | CHANNEL | STRUCTURAL | TYPE |  | WIDTH | 250 MM | LENGTH | 6 M | HEIGHT | 90 MM | MATERIAL | STAINLESS STEEL 304 | FLANGE THICKNESS | 13 MM | WEB THICKNESS | 9 MM | HAZARD CLASS |  | CERTIFICATION/STANDARD | JIS | ADDITIONAL FEATURES EN | C/W MILL CERTIFICATE | ADDITIONAL FEATURES ES |  | ADDITIONAL FEATURES FR | [37 empty] | Production Completed
STP_005-003 | Data Enrichment | SMX | SMX | OK | 2023-03-17 | 2023-03-20 | CONFLICT W.R.T INPUT PROCESSED BASED ON WEB SOURCE | PSR938934 | 938934 | PSR938934 | COLLAR, DIST, COLLAPSIBLE, T 7.60, P/N 1 | COLLAR, DIST, COLLAPSIBLE, T 7.60, P/N 1-41229-237-0, REAR FINAL DRIVE GROUP, FOR ISUZU DUMPTRUCK MODEL CYZ51 (VIN: JALCYZ51ME7000160) WITH ENGINE MODEL 6WF1 NO. 6WF1-TCC | COLLAR, DIST, COLLAPSIBLE, T 7.60, P/N 1-41229-237-0, REAR FINAL DRIVE GROUP, FOR ISUZU DUMPTRUCK MODEL CYZ51 (VIN: JALCYZ51ME7000160) WITH ENGINE MODEL 6WF1 NO. 6WF1-TCC | PC | 0 | 0 | STOCK | Min-Max | CRITICAL | A | 0 | PD | 5955 | ERSA | OTHER | Y | 1-41229-237-0 | 3000024 | ISUZU | N | N/A | 30 | EX | N/A | PC |  |  | http://catcar.info/isuzu/?lang=en&l=c3Q9PTYwfHxzdHM9PXsiMjAiOiJNb2RlbCIsIjMwIjoiRiZHIiwiNDAiOiIxMTc0MSAtIEZWUlwvR1ZSIElORE9ORVNJQSAgICAgMTYgLSAgIiwiNTAiOiI0IC0gUHJvcGVsbGVyIFNoYWZ0LCBBeGxlcywgU3RlZXJpbmcsIFN1c3BlbnNpb24iLCI2MCI6IjQtMjVBIC0gUkVBUiBGSU5BTCBEUklWRSJ9fHxtb2RlbElkPT0yMDAwNnx8bW9kZWxDb2RlSWQ9PTEwMDAzfHxlcXVpcG1lbnRJZD09NTMwMDR8fHBvc0ZpbHRlcj09fHxncm91cElkPT02MjAyN3x8c3RzNTA9PXsiMjAiOiJNb2RlbCIsIjMwIjoiRiZHIiwiNDAiOiIxMTc0MSAtIEZWUlwvR1ZSIElORE9ORVNJQSAgICAgMTYgLSAgIiwiNTAiOiI0IC0gUHJvcGVsbGVyIFNoYWZ0LCBBeGxlcywgU3RlZXJpbmcsIFN1c3BlbnNpb24ifXx8c3ViZ3JvdXBJZD09MTc3MTAyfHxpbWc9PXx8ZnRyPT0%3D |  | ISUZU | 1-41229-237-0 | [12 empty] | DUMPTRUCK,ENGINE | CYZ51(VIN:JALCYZ51ME7000160),6WF1-TCC | ISUZU | [7 empty] | Enriched | SPACER | NO MODIFIER | TYPE | FINAL DRIVE,COLLAR | SIZE |  | MATERIAL |  | HAZARD CLASS |  | CERTIFICATION/STANDARD |  | ADDITIONAL FEATURES EN | REAR FINAL DRIVE GROUP,COLLAPSIBLE DIST T 7.60 | ADDITIONAL FEATURES ES |  | ADDITIONAL FEATURES FR | [45 empty] | Production Completed
STP_005-003 | Data Enrichment | SMX | SMX | OK | 2023-03-17 | 2023-03-20 |  | PSR017357 | 017357 | PSR017357 | CONTAINMENT BOOM, OIL SPILL, NON-ABSORBE | CONTAINMENT BOOM, OIL SPILL, NON-ABSORBENT, OVER-ALL HEIGHT: 19”, FREE BOARD: 7”, DRAFT: 12”, FOAM FLOTATION: ROUND, TOP TENSION: 1/4” CABLE, BOTTOM TENSION: 5/16” CHAINS, BREAKING STRENGHT: 6400 LBS, WEIGHT PER FEET: 2 LBS, | CONTAINMENT BOOM, OIL SPILL, NON-ABSORBENT, OVER-ALL HEIGHT: 19”, FREE BOARD: 7”, DRAFT: 12”, FOAM FLOTATION: ROUND, TOP TENSION: 1/4” CABLE, BOTTOM TENSION: 5/16” CHAINS, BREAKING STRENGHT: 6400 LBS, WEIGHT PER FEET: 2 LBS, FABRIC: 22 OZ PVC, CONNECTOR: UNIVERSAL SLIDE, COLOR: YELLOW, BALLAST: 5/16” GALVANIZED CHAIN, 50 FT/LENGTH. | LG | 0 | 0 | STOCK | Min-Max | CONSUMABLES | C | 0 | PD | 4090 | ERSA | OTHER | N | N/A | N/A | N/A | N | N/A | 120 | EX | N/A | EA |  |  | URL NOT FOUND | [25 empty] | Cleansed | BOOM | CONTAINMENT | TYPE | OIL SPILL,NON-ABSORBENT | LENGTH | 50 FT | MATERIAL | 22 OZ PVC | COLOUR | YELLOW | CONNECTOR TYPE | UNIVERSAL SLIDE | INFLATION PRESSURE |  | HAZARD CLASS |  | CERTIFICATION/STANDARD |  | ADDITIONAL FEATURES EN | OVER-ALL HEIGHT:19 IN,FREE BOARD:7 IN,DRAFT:12 IN,FOAM FLOTATION:ROUND,TOP TENSION:1/4 IN CABLE,BOTTOM TENSION:5/16 IN CHAINS,BREAKING STRENGHT:6400 LB,WEIGHT PER FEET:2 LB,BALLAST:5/16 IN GALVANIZED CHAIN | ADDITIONAL FEATURES ES |  | ADDITIONAL FEATURES FR | [39 empty] | Production Completed
STP_005-003 | Data Enrichment | SMX | SMX | OK | 2023-03-17 | 2023-03-20 |  | PSR954681 | 954681 | PSR954681 | CORE ASSEMBLY, CONDENSER, P/N: 419000291 | CORE ASSEMBLY, CONDENSER, P/N: 4190002917, AIR CONDITIONING GROUP P343, FOR ROAD ROLLER SDLG MODEL: RS7120H, ENGINE MODEL: WP6G125E202, ENGINE NUMBER: 6P22B011931, MFR: SDLG | CORE ASSEMBLY, CONDENSER, P/N: 4190002917, AIR CONDITIONING GROUP P343, FOR ROAD ROLLER SDLG MODEL: RS7120H, ENGINE MODEL: WP6G125E202, ENGINE NUMBER: 6P22B011931, MFR: SDLG | EA | 0 | 0 | STOCK | Min-Max | CRITICAL | B | 0 | PD | 5620 | ERSA | OTHER | N | N/A | N/A | N/A | Y | 4190002917 | 90 | EX | SDLG | EA | B |  | https://www.sdlgmall.com/product/4043000121-bushing-lgb302-6050a2-for-sdlg-lg936-wheel-loader-spare-parts/ |  | SDLG | 4190002917 | [12 empty] | ROAD ROLLER,ENGINE | RS7120H,WP6G125E202 6P22B011931 | SDLG | [7 empty] | Cleansed | CORE | NO MODIFIER | TYPE | CONDENSER | SIZE |  | MATERIAL |  | HAZARD CLASS |  | CERTIFICATION/STANDARD |  | ADDITIONAL FEATURES EN | ASSEMBLY,AIR CONDITIONING GROUP P343 | ADDITIONAL FEATURES ES |  | ADDITIONAL FEATURES FR | [45 empty] | Production Completed
STP_005-003 | Data Enrichment | SMX | SMX | OK | 2023-03-17 | 2023-03-20 |  | PSR943291 | 943291 | PSR943291 | ELECTRODE, WELDING, ASME/SFA A5.11 ENiCr | ELECTRODE, WELDING, ASME/SFA A5.11 ENiCrMo-3 INCONEL, 2.4 MM, EMICTRODE 1112, 5KG / PACK, FOR SMAW PROCESS | ELECTRODE, WELDING, ASME/SFA A5.11 ENiCrMo-3 INCONEL, 2.4 MM, EMICTRODE 1112, 5KG / PACK, FOR SMAW PROCESS | KG | 40 | 60 | STOCK | Min-Max | CONSUMABLES | B | 12500 | V1 | 2620 | ERSA | OTHER | N | N/A | N/A | N/A | N | N/A | 90 | HB | N/A | KG |  |  | https://selectrode.com/datasheets/1112.pdf |  |  | 1112 | [22 empty] | Cleansed | ELECTRODE | WELDING | TYPE |  | DESIGNATION |  | MATERIAL | INCONEL ENICRMO-3 ASME/SFA A5.11 | CURRENT RATING |  | DIAMETER | 2.4 MM | LENGTH |  | HAZARD CLASS |  | CERTIFICATION/STANDARD |  | ADDITIONAL FEATURES EN | PACKAGING QUANTITY:5 KG PER PACK,FOR SMAW PROCESS | ADDITIONAL FEATURES ES |  | ADDITIONAL FEATURES FR | [39 empty] | Production Completed
STP_005-003 | Data Enrichment | SMX | SMX | OK | 2023-03-17 | 2023-03-20 |  | PSR938108 | 938108 | PSR938108 | FLINT GLASS, TCLP BOTTLES, CATALOGUE NUM | FLINT GLASS, TCLP BOTTLES, CATALOGUE NUMBER: BF3000-4, 4 PCS PER PACK. | FLINT GLASS, TCLP BOTTLES, CATALOGUE NUMBER: BF3000-4, 4 PCS PER PACK. | PK | 0 | 0 | STOCK | Min-Max | CONSUMABLES | C | 0 | PD | 4200 | ERSA | OTHER | N | N/A | N/A | N/A | N | N/A | 30 | EX | N/A | PAC |  |  | https://www.coleparmer.in/i/environmental-express-bf3000-4-tclp-bottles-flint-glass-15-x-26-cm-4-pk/3520861 |  | TCLP BOTTLES | BF3000-4 | [22 empty] | Enriched | BOTTLE | NO MODIFIER | TYPE |  | CAPACITY | 96 OZ | MATERIAL | FLINT GLASS | SIZE | 15 X 26 CM | LID TYPE |  | COLOUR | CLEAR | HAZARD CLASS |  | CERTIFICATION/STANDARD |  | ADDITIONAL FEATURES EN | PACKAGING QUANTITY:(4) PCS PER PACK | ADDITIONAL FEATURES ES |  | ADDITIONAL FEATURES FR | [39 empty] | Production Completed
STP_005-003 | Data Enrichment | SMX | SMX | OK | 2023-03-17 | 2023-03-20 |  | PSR044912 | 044912 | PSR044912 | GAUGE, FEELER, LENGTH 100 MM, MATERIAL; | GAUGE, FEELER, LENGTH 100 MM, MATERIAL; STEEL, 20 BLADES, MFR. NO.: MW-390M, BRAND: MOORE & WRIGHT, BLACKWOODS P/N 06284309; NOMINAL THICKNESS MARKED ON EACH BLADE; BLADES ARE HARDENED, TEMPERED AND POLISHED STEEL | GAUGE, FEELER, LENGTH 100 MM, MATERIAL; STEEL, 20 BLADES, MFR. NO.: MW-390M, BRAND: MOORE & WRIGHT, BLACKWOODS P/N 06284309; NOMINAL THICKNESS MARKED ON EACH BLADE; BLADES ARE HARDENED, TEMPERED AND POLISHED STEEL , 12.7 MM WIDE; MANUFACTURED TO DIN 2275 STANDARD; BLADE THICKNESSES 0.05, 0.10, 0.15, 0.20, 0.25, 0.30, 0.35, 0.40, 0.45, 0.50, 0.55, 0.60, 0.65, 0.70, 0.75, 0.80, 0.85, 0.90, 0.95, 1.00 MM. | PC | 0 | 0 | STOCK | Min-Max | CONSUMABLES | C | 0 | PD | 5110 | ERSA | OTHER | N | N/A | N/A | N/A | N | N/A | 30 | EX | N/A | PC |  |  | https://www.spearandjackson.com.au/products/MW-390M | [9 empty] | MOORE & WRIGHT | MW-390M | BLACKWOODS | 06284309 | [12 empty] | Enriched | GAUGE | FEELER | TYPE | PRECISION RANGE | MIN THICKNESS | 0.05 MM | MAX THICKNESS | 1 MM | INCREMENT |  | NUMBER OF LEAVES | 20 | MATERIAL | STEEL | LEAF LENGTH | 100 MM | LEAF WIDTH | 12.7 MM | HAZARD CLASS |  | CERTIFICATION/STANDARD | DIN 2275 | ADDITIONAL FEATURES EN | BLADE THICKNESSES:0.05,0.1,0.15,0.2,0.25,0.3,0.35,0.4,0.45,0.5,0.55,0.6,0.65,0.7,0.75,0.8,0.85,0.9,0.95,1 MM,BLADE TYPE AND MATERIAL:HARDENED,TEMPERED AND POLISHED STEEL,BLADE THICKNESSES 0.05, 0.10, 0.15, 0.20, 0.25, 0.30, 0.35, 0.40, 0.45, 0.50, 0.55, 0.60, 0.65, 0.70, 0.75, 0.80, 0.85, 0.90, 0.95, 1.00 MM. | ADDITIONAL FEATURES ES |  | ADDITIONAL FEATURES FR | [35 empty] | Production Completed
STP_005-003 | Data Enrichment | SMX | SMX | OK | 2023-03-17 | 2023-03-20 |  | PSR944912 | 944912 | PSR944912 | GEAR, PINION, DIFFERENTIAL, B, Z=10, P/N | GEAR, PINION, DIFFERENTIAL, B, Z=10, P/N 1-41551-055-0, REAR FINAL DRIVE GROUP; FOR ISUZU DUMPTRUCK MODEL CYZ51 (VIN:JALCYZ51ME7000160) WITH ENGINE MODEL 6WF1 NO. 6WF1-TCC | GEAR, PINION, DIFFERENTIAL, B, Z=10, P/N 1-41551-055-0, REAR FINAL DRIVE GROUP; FOR ISUZU DUMPTRUCK MODEL CYZ51 (VIN:JALCYZ51ME7000160) WITH ENGINE MODEL 6WF1 NO. 6WF1-TCC | PC | 0 | 0 | STOCK | Min-Max | CONSUMABLES | B | 0 | PD | 5955 | ERSA | OTHER | Y | 1-41551-055-0 | 3000024 | ISUZU | N | N/A | 30 | EX | N/A | PC |  |  | https://www.amcsparepartsonline.com/products/1415510550 |  | ISUZU | 1-41551-055-0 | [12 empty] | DUMPTRUCK,ENGINE | CYZ51(VIN:JALCYZ51ME7000160),6WF1-TCC | ISUZU | [7 empty] | Enriched | GEAR | RACK AND PINION | TYPE | DIFFERENTIAL | BORE SIZE |  | PITCH DIAMETER |  | OUTSIDE DIAMETER |  | NUMBER OF TEETH | 10 | MATERIAL |  | PRESSURE ANGLE |  | DIAMETRAL PITCH |  | LENGTH |  | HAZARD CLASS |  | CERTIFICATION/STANDARD |  | ADDITIONAL FEATURES EN |  | ADDITIONAL FEATURES ES | B,REAR FINAL DRIVE GROUP | ADDITIONAL FEATURES FR | [33 empty] | Production Completed
STP_005-003 | Data Enrichment | SMX | SMX | OK | 2023-03-17 | 2023-03-20 |  | PSR945340 | 945340 | PSR945340 | GLASS, FRONT, LH, OPERATOR'S WINDSHIELD | GLASS, FRONT, LH, OPERATOR'S WINDSHIELD GLASS, FOR NISSAN PASSENGER BUS MODEL PKB212N | GLASS, FRONT, LH, OPERATOR'S WINDSHIELD GLASS, FOR NISSAN PASSENGER BUS MODEL PKB212N | PC | 0 | 0 | STOCK | Min-Max | CONSUMABLES | B | 36750 | PD | 5915 | ERSA | OTHER | N | N/A | N/A | N/A | N | N/A | 30 | EX | N/A | PC |  |  | URL NOT FOUND |  | NISSAN | [13 empty] | PASSENGER BUS | PKB212N | NISSAN | [7 empty] | Cleansed | GLASS | NO MODIFIER | TYPE | FRONT,LEFT HAND,OPERATOR'S WINDSHIELD | SIZE |  | MATERIAL |  | COLOUR |  | HAZARD CLASS |  | CERTIFICATION/STANDARD |  | ADDITIONAL FEATURES EN |  | ADDITIONAL FEATURES ES |  | ADDITIONAL FEATURES FR | [43 empty] | Production Completed
STP_005-003 | Data Enrichment | SMX | SMX | OK | 2023-03-17 | 2023-03-20 |  | PSR101436 | 101436 | PSR101436 | GRIP UNIT, RIGHT, GU-R, DOWN ENDER, BRAN | GRIP UNIT, RIGHT, GU-R, DOWN ENDER, BRAND: MESCO; FOR MESCO CATHODE STRIPPING MACHINE | GRIP UNIT, RIGHT, GU-R, DOWN ENDER, BRAND: MESCO; FOR MESCO CATHODE STRIPPING MACHINE | PC | 0 | 0 | STOCK | Min-Max | CONSUMABLES | C | 0 | PD | 5920 | ERSA | OTHER | Y | - | 3000725 | MESCO | N | N/A | 90 | EX | N/A | PC |  |  | URL NOT FOUND |  | MESCO | [7 empty] | MESCO | [5 empty] | CATHODE STRIPPING MACHINE |  | MESCO | [7 empty] | Cleansed | GRIP | NO MODIFIER | TYPE | RIGHT,DOWN ENDER | SIZE |  | MATERIAL |  | HAZARD CLASS |  | CERTIFICATION/STANDARD |  | ADDITIONAL FEATURES EN | UNIT,GU-R | ADDITIONAL FEATURES ES |  | ADDITIONAL FEATURES FR | [45 empty] | Production Completed
STP_005-003 | Data Enrichment | SMX | SMX | OK | 2023-03-17 | 2023-03-20 |  | PSR037105 | 037105 | PSR037105 | HAMMER, DEAD BLOW, SLEDGE TYPE; ANY ACCE | HAMMER, DEAD BLOW, SLEDGE TYPE; ANY ACCEPTABLE BRAND | HAMMER, DEAD BLOW, SLEDGE TYPE; ANY ACCEPTABLE BRAND | PC | 0 | 0 | STOCK | Min-Max | CONSUMABLES | C | 0 | PD | 4010 | ERSA | OTHER | N | N/A | N/A | N/A | N | N/A | 30 | EX | N/A | PC |  |  | URL NOT FOUND | [25 empty] | Cleansed | HAMMER | NO MODIFIER | TYPE | DEAD BLOW,SLEDGE | HEAD SIZE |  | WEIGHT |  | HANDLE LENGTH |  | HEAD MATERIAL |  | HANDLE MATERIAL |  | HAZARD CLASS |  | CERTIFICATION/STANDARD |  | ADDITIONAL FEATURES EN | ANY ACCEPTABLE BRAND | ADDITIONAL FEATURES ES |  | ADDITIONAL FEATURES FR | [39 empty] | Production Completed
STP_005-003 | Data Enrichment | SMX | SMX | OK | 2023-03-17 | 2023-03-20 |  | PSR014655 | 014655 | PSR014655 | HOIST ASSEMBLY, CHAIN, ELECTRIC LIFTING, | HOIST ASSEMBLY, CHAIN, ELECTRIC LIFTING, CAPACITY: 20.0 TONS, LIFT: 20 METERS CHAIN LENGTH, MANUAL TRAVEL, SINGLE GIRDER BRIDGE, SINGLE SPEED, 3 PHASE, 220V, 60 Hz, MODEL FH-H HOIST, BRAND: FUTABA OR EQUIVALENT | HOIST ASSEMBLY, CHAIN, ELECTRIC LIFTING, CAPACITY: 20.0 TONS, LIFT: 20 METERS CHAIN LENGTH, MANUAL TRAVEL, SINGLE GIRDER BRIDGE, SINGLE SPEED, 3 PHASE, 220V, 60 Hz, MODEL FH-H HOIST, BRAND: FUTABA OR EQUIVALENT | AY | 0 | 0 | STOCK | Min-Max | CRITICAL | A | 0 | PD | 5965 | ERSA | OTHER | N | N/A | N/A | N/A | N | N/A | 30 | EX | N/A | EA |  |  | https://www.volza.com/p/electric-chain-hoists/export/hsn-code-84254900 | [9 empty] | FUTABA | [15 empty] | Cleansed | HOIST | CHAIN | TYPE | ELECTRIC LIFTING,MANUAL TRAVEL,SINGLE GIRDER BRIDGE AND SPEED | STANDARD LIFT |  | MIN BEND RADIUS |  | HAND CHAIN LENGTH | 20 M | NUMBER OF STRANDS |  | HOISTING ELEMENT |  | LOAD CAPACITY | 20 TON | TROLLEY TYPE |  | CHAIN MATERIAL |  | CHAIN LENGTH |  | HAZARD CLASS |  | CERTIFICATION/STANDARD |  | ADDITIONAL FEATURES EN | ELECTRICAL RATING:220 VAC,3 PH,60 HZ,MODEL:FH-H,ASSEMBLY | ADDITIONAL FEATURES ES |  | ADDITIONAL FEATURES FR | [31 empty] | Production Completed
STP_005-003 | Data Enrichment | SMX | SMX | OK | 2023-03-17 | 2023-03-20 |  | PSR332025 | 332025 | PSR332025 | HOLDER, TOOL, CARBIDE-INSERT, STYLE MTEN | HOLDER, TOOL, CARBIDE-INSERT, STYLE MTENN 2525M22-LK220.60.525, DOUBLE LOCKING, STRAIGHT SHANK, WIDAX | HOLDER, TOOL, CARBIDE-INSERT, STYLE MTENN 2525M22-LK220.60.525, DOUBLE LOCKING, STRAIGHT SHANK, WIDAX | PC | 0 | 0 | STOCK | Min-Max | CONSUMABLES | C | 0 | PD | 2620 | ERSA | OTHER | N | N/A | N/A | N/A | N | N/A | 90 | EX | N/A | PC | C |  | https://www.shop-apt.co.uk/mtenn-toolholders-for-tnmg-inserts/mtenn-2525-m22-lathe-turning-tool-holder-25x25mm-shank-for-tnmg-2204-inserts-canela.html |  | WIDAX | MTENN 2525M22-LK220.60.525 | [22 empty] | Enriched | HOLDER | NO MODIFIER | TYPE | CARBIDE-INSERT TOOL,DOUBLE LOCKING,STRAIGHT SHANK | SIZE | LG 150 MM | MATERIAL |  | HAZARD CLASS |  | CERTIFICATION/STANDARD |  | ADDITIONAL FEATURES EN |  | ADDITIONAL FEATURES ES |  | ADDITIONAL FEATURES FR | [45 empty] | Production Completed
STP_005-003 | Data Enrichment | SMX | SMX | OK | 2023-03-17 | 2023-03-20 |  | PSR472628 | 472628 | PSR472628 | JACKHAMMER (CONCRETE BREAKER), PNEUMATIC | JACKHAMMER (CONCRETE BREAKER), PNEUMATIC, 14 KGS (30 LBS), WITH CHISEL | JACKHAMMER (CONCRETE BREAKER), PNEUMATIC, 14 KGS (30 LBS), WITH CHISEL | UT | 0 | 0 | STOCK | Min-Max | CONSUMABLES | C | 52897.44 | PD | 1650 | ERSA | OTHER | N | N/A | N/A | N/A | N | N/A | 30 | EX | N/A | EA |  |  | URL NOT FOUND | [25 empty] | Cleansed | HAMMER | POWER | TYPE | JACK,CONCRETE BREAKER | STROKE |  | BLOWS PER MINUTE |  | DRIVE SIZE |  | INLET SIZE |  | SHANK SIZE |  | END CONNECTION |  | SIZE |  | FLOW RATING |  | ELECTRICAL RATING |  | PRESSURE RATING |  | HAZARD CLASS |  | CERTIFICATION/STANDARD |  | ADDITIONAL FEATURES EN | WEIGHT:14 KG(30 LB),C/W CHISEL | ADDITIONAL FEATURES ES |  | ADDITIONAL FEATURES FR | [29 empty] | Production Completed
STP_005-003 | Data Enrichment | SMX | SMX | OK | 2023-03-17 | 2023-03-20 |  | PSR106741 | 106741 | PSR106741 | LADDER, STEP, NUMBER OF STEPS: 3; CAPACI | LADDER, STEP, NUMBER OF STEPS: 3; CAPACITY: 226 KG (400 LBS.); MATERIAL: LLDPE PLASTIC; WITH NONSKID BASE AND STEPS HAVE NONSKID ABRASIVE STRIPS FOR TRACTION. | LADDER, STEP, NUMBER OF STEPS: 3; CAPACITY: 226 KG (400 LBS.); MATERIAL: LLDPE PLASTIC; WITH NONSKID BASE AND STEPS HAVE NONSKID ABRASIVE STRIPS FOR TRACTION. | PC | 0 | 0 | STOCK | Min-Max | CONSUMABLES | C | 0 | PD | 4090 | ERSA | OTHER | N | N/A | N/A | N/A | N | N/A | 30 | EX | N/A | PC |  |  | URL NOT FOUND | [25 empty] | Cleansed | LADDER | STEP | TYPE |  | SIZE |  | LOAD RATING | 226 KG(400 LB) | MATERIAL | LLDPE PLASTIC | RUNG SIZE |  | CASTER SIZE |  | CLIMBING ANGLE |  | BASE SPREAD |  | NUMBER OF STEPS | 3 | PLATFORM SIZE |  | BASE WIDTH |  | HAZARD CLASS |  | CERTIFICATION/STANDARD |  | ADDITIONAL FEATURES EN | C/W NONSKID BASE AND STEPS HAVE NONSKID ABRASIVE STRIPS FOR TRACTION | ADDITIONAL FEATURES ES |  | ADDITIONAL FEATURES FR | [29 empty] | Production Completed
STP_005-003 | Data Enrichment | SMX | SMX | OK | 2023-03-17 | 2023-03-20 |  | PSR011815 | 011815 | PSR011815 | LAMP, OBSTRUCTION, FLASHING, LED, 220 VA | LAMP, OBSTRUCTION, FLASHING, LED, 220 VAC, 60 Hz, INTENSITY 2000CD, OR ABOVE, MFR: PHILIPS OR EQUIVALENT | LAMP, OBSTRUCTION, FLASHING, LED, 220 VAC, 60 Hz, INTENSITY 2000CD, OR ABOVE, MFR: PHILIPS OR EQUIVALENT | PC | 0 | 0 | STOCK | Min-Max | CONSUMABLES | C | 0 | PD | 4100 | ERSA | OTHER | N | N/A | N/A | N/A | N | N/A | 30 | EX | N/A | PC |  |  | URL NOT FOUND |  | PHILIPS | [23 empty] | Cleansed | LAMP | LED | TYPE | OBSTRUCTION,FLASHING | WATTAGE |  | VOLTAGE RATING | 220 VAC | BASE TYPE |  | SHAPE DESIGNATION |  | COLOUR |  | SIZE |  | COLOUR TEMPERATURE |  | LAMP LIFE |  | ANSI CODE |  | WAVELENGTH |  | COLOUR RENDERING INDEX |  | TEMPERATURE RATING |  | DIMMABLE |  | HAZARD CLASS |  | CERTIFICATION/STANDARD |  | ADDITIONAL FEATURES EN | FREQUENCY RATING:60 HZ,INTENSITY:2000 CD OR ABOVE | ADDITIONAL FEATURES ES |  | ADDITIONAL FEATURES FR | [23 empty] | Production Completed
STP_005-003 | Data Enrichment | SMX | SMX | OK | 2023-03-17 | 2023-03-20 |  | PSR040412 | 040412 | PSR040412 | LIGHT, FLOOD, SOLAR, 6.5 W, BSSJ25, LITH | LIGHT, FLOOD, SOLAR, 6.5 W, BSSJ25, LITHIUM, 10 HRS FULL CHARGE, 10 W POLYCRYSTALLINE, MOUNTING KIT. | LIGHT, FLOOD, SOLAR, 6.5 W, BSSJ25, LITHIUM, 10 HRS FULL CHARGE, 10 W POLYCRYSTALLINE, MOUNTING KIT. | UT | 0 | 0 | STOCK | Min-Max | CONSUMABLES | C | 0 | PD | 4100 | ERSA | OTHER | N | N/A | N/A | N/A | N | N/A | 30 | EX | N/A | EA |  |  | https://www.acdc.co.za/products/solar-flood-light-6-5w-500lm-c-w-10w-pv-panel | http://storage-download.googleapis.com/spec/BSSJ25..pdf |  | BSSJ25 | [22 empty] | Enriched | LIGHT | FLOOD | TYPE | SOLAR,LITHIUM | LAMP WATTAGE | 6.5 W | VOLTAGE RATING | 12 V | LIGHT COLOUR |  | HOUSING MATERIAL | DIE CAST ALUMINIUM | DEGREE OF PROTECTION |  | BALLAST TYPE |  | LAMP LIFE |  | INTENSITY | 500 LM | SIZE | 115 X 86 X 75 MM | HAZARD CLASS |  | CERTIFICATION/STANDARD |  | ADDITIONAL FEATURES EN | CHARGE TIME:10 HR FULL,C/W MOUNTING KIT,10 W POLYCRYSTALLINE | ADDITIONAL FEATURES ES |  | ADDITIONAL FEATURES FR | [31 empty] | Production Completed
STP_005-003 | Data Enrichment | SMX | SMX | OK | 2023-03-17 | 2023-03-20 |  | PSR126776 | 126776 | PSR126776 | LUMBER, GOOD, S2S, 4 X 4 X 12 FEET LONG | LUMBER, GOOD, S2S, 4 X 4 X 12 FEET LONG | LUMBER, GOOD, S2S, 4 X 4 X 12 FEET LONG | PC | 0 | 0 | STOCK | Min-Max | CONSUMABLES | C | 0 | PD | 4000 | ERSA | OTHER | N | N/A | N/A | N/A | N | N/A | 30 | EX | N/A | PC |  |  | URL NOT FOUND | [25 empty] | Cleansed | LUMBER | NO MODIFIER | TYPE | GOOD,S2S (SURFACED TWO SIDES) | SIZE | WD 4 IN X LG 12 X DP 4 IN | MATERIAL |  | COLOUR |  | HAZARD CLASS |  | CERTIFICATION/STANDARD |  | ADDITIONAL FEATURES EN |  | ADDITIONAL FEATURES ES |  | ADDITIONAL FEATURES FR | [43 empty] | Production Completed
STP_005-003 | Data Enrichment | SMX | SMX | OK | 2023-03-17 | 2023-03-20 |  | PSR954651 | 954651 | PSR954651 | NUT, HUB, M16 X 1.5, P/N: 51319000718, T | NUT, HUB, M16 X 1.5, P/N: 51319000718, TRAVEL SYSTEM, FOR LONKING SKID STEER LOADER MODEL: CDM307, SERIAL NO.: LSL00307CNA882177, MFR: LONKING | NUT, HUB, M16 X 1.5, P/N: 51319000718, TRAVEL SYSTEM, FOR LONKING SKID STEER LOADER MODEL: CDM307, SERIAL NO.: LSL00307CNA882177, MFR: LONKING | PC | 0 | 0 | STOCK | Min-Max | CRITICAL | B | 0 | PD | 5620 | ERSA | OTHER | N | N/A | N/A | N/A | Y | 51319000718 | 90 | EX | LONKING | PC |  |  | URL NOT FOUND |  | LONKING | 51319000718 | [12 empty] | SKID STEER LOADER | CDM307 | LONKING |  |  | LSL00307CNA882177 |  |  |  |  | Cleansed | NUT | NO MODIFIER | TYPE | HUB | THREAD SIZE | M16 | THREAD TYPE |  | MATERIAL |  | MATERIAL SPECIFICATION |  | HEIGHT |  | COATING/FINISH |  | HAZARD CLASS |  | CERTIFICATION/STANDARD |  | ADDITIONAL FEATURES EN | PITCH:1.5 MM,TRAVEL SYSTEM | ADDITIONAL FEATURES ES |  | ADDITIONAL FEATURES FR | [37 empty] | Production Completed
STP_005-003 | Data Enrichment | SMX | SMX | OK | 2023-03-17 | 2023-03-20 |  | PSR022329 | 022329 | PSR022329 | PANEL ASSEMBLY, ADDRESSABLE FIRE ALARM C | PANEL ASSEMBLY, ADDRESSABLE FIRE ALARM CONTROL, 14.5" W X 19" H X 3.5" D, RED/METAL, PRIMARY AC: 220VAC @ 1.1AMPS 50/60HZ, MODEL: FIRENET 1127, BRAND: HOCHIKI | PANEL ASSEMBLY, ADDRESSABLE FIRE ALARM CONTROL, 14.5" W X 19" H X 3.5" D, RED/METAL, PRIMARY AC: 220VAC @ 1.1AMPS 50/60HZ, MODEL: FIRENET 1127, BRAND: HOCHIKI | AY | 0 | 0 | STOCK | Min-Max | CONSUMABLES | C | 0 | PD | 1600 | ERSA | OTHER | N | N/A | N/A | N/A | N | N/A | 30 | EX | N/A | EA |  |  | https://www.hochikiamerica.com/firenet-plus-intelligent-addressable-1-loop-dialer-red-120v-0100-16300 | [9 empty] | HOCHIKI | FIRENET 1127 | [14 empty] | Cleansed | PANEL | CONTROL | TYPE | ADDRESSABLE FIRE ALARM,METAL | VOLTAGE RATING | 220 VAC PRIMARY | CURRENT RATING | 1.1 A | NUMBER OF PHASE |  | SIZE | WD 14-1/2 X HT 19 X DP 3-1/2 IN | ENCLOSURE |  | MATERIAL |  | FREQUENCY RATING | 50/60 HZ | DEGREE OF PROTECTION |  | HAZARD CLASS |  | CERTIFICATION/STANDARD |  | ADDITIONAL FEATURES EN | COLOUR:RED,ASSEMBLY | ADDITIONAL FEATURES ES |  | ADDITIONAL FEATURES FR | [33 empty] | Production Completed
STP_005-003 | Data Enrichment | SMX | SMX | OK | 2023-03-17 | 2023-03-20 | URL ONLY FOR REFFERENCE | PSR103509 | 103509 | PSR103509 | PAPER, COPY, SUBSTANCE 24, 8-1/2 X 11, B | PAPER, COPY, SUBSTANCE 24, 8-1/2 X 11, BRAND: PAPER ONE | PAPER, COPY, SUBSTANCE 24, 8-1/2 X 11, BRAND: PAPER ONE | RM | 0 | 0 | STOCK | Min-Max | CONSUMABLES | C | 0 | PD | 4050 | ERSA | OTHER | N | N/A | N/A | N/A | N | N/A | 30 | EX | N/A | EA |  |  | https://www.bizasiatrading.com/products/copy-of-double-a-copy-paper-80gsm-substance-24-a4 | [9 empty] | PAPER ONE | [15 empty] | Cleansed | PAPER | PRINTER/COPIER | TYPE |  | SIZE DESIGNATION |  | THICKNESS |  | WEIGHT |  | COLOUR |  | MATERIAL |  | PACKAGE TYPE |  | HAZARD CLASS |  | CERTIFICATION/STANDARD |  | ADDITIONAL FEATURES EN | SIZE:8-1/2 X 11 IN,SUBSTANCE 24 | ADDITIONAL FEATURES ES |  | ADDITIONAL FEATURES FR | [37 empty] | Production Completed
STP_005-003 | Data Enrichment | SMX | SMX | OK | 2023-03-17 | 2023-03-20 |  | PSR938944 | 938944 | PSR938944 | PIN, STRAIGHT, OD: 14, L: 28, FINAL DRIV | PIN, STRAIGHT, OD: 14, L: 28, FINAL DRIVE, P/N 9-08161-428-0, REAR FINAL DRIVE GROUP, FOR ISUZU DUMPTRUCK MODEL CYZ51 (VIN: JALCYZ51ME7000160) WITH ENGINE MODEL 6WF1 NO. 6WF1-TCC | PIN, STRAIGHT, OD: 14, L: 28, FINAL DRIVE, P/N 9-08161-428-0, REAR FINAL DRIVE GROUP, FOR ISUZU DUMPTRUCK MODEL CYZ51 (VIN: JALCYZ51ME7000160) WITH ENGINE MODEL 6WF1 NO. 6WF1-TCC | PC | 0 | 0 | STOCK | Min-Max | CRITICAL | A | 0 | PD | 5955 | ERSA | OTHER | Y | 9-08161-428-0 | 3000024 | ISUZU | N | N/A | 30 | EX | N/A | PC |  |  | https://www.monotaro.id/s017442053.html |  | ISUZU | 9-08161-428-0 | [12 empty] | DUMPTRUCK,ENGINE | CYZ51(VIN:JALCYZ51ME7000160),6WF1-TCC | ISUZU | [7 empty] | Cleansed | PIN | NO MODIFIER | TYPE | STRAIGHT | DIAMETER | OD 14 MM | LENGTH | 28 MM | MATERIAL |  | MATERIAL SPECIFICATION |  | COATING/FINISH |  | HAZARD CLASS |  | CERTIFICATION/STANDARD |  | ADDITIONAL FEATURES EN | REAR FINAL DRIVE GROUP | ADDITIONAL FEATURES ES |  | ADDITIONAL FEATURES FR | [39 empty] | Production Completed
STP_005-003 | Data Enrichment | SMX | SMX | OK | 2023-03-17 | 2023-03-20 | URL ONLY FOR REFFERENCE | PSR940270 | 940270 | PSR940270 | PIPE, FLEXIBLE, WATER HEATER CONNECTOR, | PIPE, FLEXIBLE, WATER HEATER CONNECTOR, COPPER, 20X20MM FIP, 450MM L | PIPE, FLEXIBLE, WATER HEATER CONNECTOR, COPPER, 20X20MM FIP, 450MM L | PC | 0 | 0 | STOCK | Min-Max | CONSUMABLES | C | 0 | PD | 2200 | ERSA | OTHER | N | N/A | N/A | N/A | N | N/A | 30 | EX | N/A | PC |  |  | https://www.hunker.com/13401171/what-is-fip-in-plumbing | [25 empty] | Cleansed | PIPE | METALLIC | TYPE | FLEXIBLE,WATER HEATER CONNECTOR | NOMINAL SIZE | 20 X 20 MM | LENGTH | 450 MM | SCHEDULE/WALL THICKNESS |  | PRESSURE CLASS/RATING |  | MATERIAL | COPPER | MATERIAL SPECIFICATION |  | COATING/FINISH |  | MANUFACTURING PROCESS |  | TEMPERATURE RATING |  | HAZARD CLASS |  | CERTIFICATION/STANDARD |  | ADDITIONAL FEATURES EN | CONNECTION:FIP | ADDITIONAL FEATURES ES |  | ADDITIONAL FEATURES FR | [31 empty] | Production Completed
STP_005-003 | Data Enrichment | SMX | SMX | OK | 2023-03-17 | 2023-03-20 |  | PSR937083 | 937083 | PSR937083 | PLASTER, TRANSPARENT, POROUS, ADHESIVE S | PLASTER, TRANSPARENT, POROUS, ADHESIVE SURGICAL TAPE, HYPOALLERGENIC, BRAND: TRANSPORE 3M, 1.25CM X 9.1 CM, 24'S/BOX | PLASTER, TRANSPARENT, POROUS, ADHESIVE SURGICAL TAPE, HYPOALLERGENIC, BRAND: TRANSPORE 3M, 1.25CM X 9.1 CM, 24'S/BOX | BX | 0 | 0 | STOCK | Min-Max | CONSUMABLES | C | 0 | PD | 4040 | ERSA | OTHER | Y | - | 3000220 | 3M | N | N/A | 60 | EX | N/A | BOX |  |  |  |  | 3M | [7 empty] | 3M |  | TRANSPORE | [13 empty] | Cleansed | PLASTER | MEDICAL | TYPE | TRANSPARENT,POROUS,ADHESIVE SURGICAL TAPE | DIMENSIONS | 1.25 X 9.1 CM | MATERIAL | HYPOALLERGENIC | FORM |  | PACKAGE QUANTITY | 24/BOX | HAZARD CLASS |  | CERTIFICATION/STANDARD |  | ADDITIONAL FEATURES EN |  | ADDITIONAL FEATURES ES |  | ADDITIONAL FEATURES FR | [41 empty] | Production Completed
STP_005-003 | Data Enrichment | SMX | SMX | OK | 2023-03-17 | 2023-03-20 |  | PSR598136 | 598136 | PSR598136 | PLATE, STEEL, SUS 310S, 6.0 MM THICK X 1 | PLATE, STEEL, SUS 310S, 6.0 MM THICK X 1220 MM WIDE X 2440 MM LONG, MATERIAL: STAINLESS STEEL CONFORMING TO JIS G4304 OR ASTM A167-93 TYPE 310S; CHEMICAL COMPOSITION: C=0.08% MAX; Si=1.50% MAX; Mn=0.045% MAX; S=0.030% MAX; Ni=10.00~26.00%; | PLATE, STEEL, SUS 310S, 6.0 MM THICK X 1220 MM WIDE X 2440 MM LONG, MATERIAL: STAINLESS STEEL CONFORMING TO JIS G4304 OR ASTM A167-93 TYPE 310S; CHEMICAL COMPOSITION: C=0.08% MAX; Si=1.50% MAX; Mn=0.045% MAX; S=0.030% MAX; Ni=10.00~26.00%; Cr=24.00~26.00% | SH | 0 | 0 | STOCK | Min-Max | CONSUMABLES | C | 0 | PD | 1510 | ERSA | OTHER | N | N/A | N/A | N/A | N | N/A | 90 | EX | N/A | EA |  |  | URL NOT FOUND | [25 empty] | Cleansed | PLATE | METAL | WIDTH | 1220 MM | LENGTH | 2440 MM | THICKNESS | 6 MM | MATERIAL | STAINLESS STEEL 310S | MATERIAL SPECIFICATION | JIS G4304 OR ASTM A167-93 | PROCESS |  | WEIGHT |  | HAZARD CLASS |  | CERTIFICATION/STANDARD |  | ADDITIONAL FEATURES EN | CHEMICAL COMPOSITION:C 0.08 PCT MAX,SI 1.5 PCT MAX,MN 0.045 PCT MAX,S 0.03 PCT MAX,NI 10-26 PCT,CR 24-26 PCT | ADDITIONAL FEATURES ES |  | ADDITIONAL FEATURES FR | [37 empty] | Production Completed
STP_005-003 | Data Enrichment | SMX | SMX | OK | 2023-03-17 | 2023-03-20 |  | PSR019842 | 019842 | PSR019842 | PRIMER, METAL, RED OXIDE, 4 LI/CAN | PRIMER, METAL, RED OXIDE, 4 LI/CAN | PRIMER, METAL, RED OXIDE, 4 LI/CAN | CN | 0 | 0 | STOCK | Min-Max | CONSUMABLES | C | 0 | PD | 4065 | ERSA | OTHER | N | N/A | N/A | N/A | N | N/A | 30 | EX | N/A | CAN |  |  | URL NOT FOUND | [25 empty] | Cleansed | PRIMER | NO MODIFIER | TYPE | METAL,RED OXIDE | CONTAINER | 4 L CAN | COVERAGE AREA |  | DRYING TIME |  | COLOUR |  | MATERIAL |  | HAZARD CLASS |  | CERTIFICATION/STANDARD |  | ADDITIONAL FEATURES EN |  | ADDITIONAL FEATURES ES |  | ADDITIONAL FEATURES FR | [39 empty] | Production Completed
STP_005-003 | Data Enrichment | SMX | SMX | OK | 2023-03-17 | 2023-03-20 |  | PSR938059 | 938059 | PSR938059 | RACK, METAL, ADJUSTABLE, 5 TIER, MAGNUS, | RACK, METAL, ADJUSTABLE, 5 TIER, MAGNUS, SIZE: H 1800CM x W 900CM x D 400CM | RACK, METAL, ADJUSTABLE, 5 TIER, MAGNUS, SIZE: H 1800CM x W 900CM x D 400CM | PC | 0 | 0 | STOCK | Min-Max | CONSUMABLES | C | 0 | PD | 4040 | ERSA | OTHER | N | N/A | N/A | N/A | N | N/A | 30 | EX | N/A | PC |  |  | URL NOT FOUND |  | MAGNUS | [23 empty] | Cleansed | RACK | NO MODIFIER | TYPE | METAL,ADJUSTABLE | SIZE | WD 900 X HT 1800 X DP 400 CM | MATERIAL |  | HAZARD CLASS |  | CERTIFICATION/STANDARD |  | ADDITIONAL FEATURES EN | C/W 5 TIER | ADDITIONAL FEATURES ES |  | ADDITIONAL FEATURES FR | [45 empty] | Production Completed
STP_005-003 | Data Enrichment | SMX | SMX | OK | 2023-03-17 | 2023-03-20 |  | PSR642055 | 642055 | PSR642055 | RAIL, COPPER, RIGID, BUS BAR, LENGTH: 60 | RAIL, COPPER, RIGID, BUS BAR, LENGTH: 6000 MM, 1000A, FOR CF LADLE CRANE | RAIL, COPPER, RIGID, BUS BAR, LENGTH: 6000 MM, 1000A, FOR CF LADLE CRANE | LG | 0 | 0 | STOCK | Min-Max | CONSUMABLES | B | 0 | PD | 4800 | ERSA | OTHER | N | N/A | N/A | N/A | N | N/A | 30 | EX | N/A | EA |  |  | URL NOT FOUND | [25 empty] | Cleansed | RAIL | NO MODIFIER | TYPE | RIGID | SIZE | LG 6000 MM | MATERIAL | COPPER | HAZARD CLASS |  | CERTIFICATION/STANDARD |  | ADDITIONAL FEATURES EN | FOR CF LADLE CRANE,BUS BAR 1000 A | ADDITIONAL FEATURES ES |  | ADDITIONAL FEATURES FR | [45 empty] | Production Completed
STP_005-003 | Data Enrichment | SMX | SMX | OK | 2023-03-17 | 2023-03-20 |  | PSR936476 | 936476 | PSR936476 | REDUCER, PIPE, CONCENTRIC, SCH 40, SUS 3 | REDUCER, PIPE, CONCENTRIC, SCH 40, SUS 304, 80 MM DIAMETER X 40 MM DIAMETER. OR EQUIVALENT | REDUCER, PIPE, CONCENTRIC, SCH 40, SUS 304, 80 MM DIAMETER X 40 MM DIAMETER. OR EQUIVALENT | PC | 0 | 0 | STOCK | Min-Max | CONSUMABLES | C | 0 | PD | 2200 | ERSA | OTHER | N | N/A | N/A | N/A | N | N/A | 30 | EX | N/A | PC |  |  | URL NOT FOUND | [25 empty] | Cleansed | REDUCER | PIPE | TYPE | CONCENTRIC | NOMINAL SIZE | DIA 40 X 80 MM | END CONNECTION |  | LENGTH |  | SCHEDULE/WALL THICKNESS | SCH 40 | PRESSURE CLASS/RATING |  | MATERIAL | STAINLESS STEEL 304 | MATERIAL SPECIFICATION |  | COATING/FINISH |  | HAZARD CLASS |  | CERTIFICATION/STANDARD |  | ADDITIONAL FEATURES EN |  | ADDITIONAL FEATURES ES |  | ADDITIONAL FEATURES FR | [33 empty] | Production Completed
STP_005-003 | Data Enrichment | SMX | SMX | OK | 2023-03-17 | 2023-03-20 |  | PSR012328 | 012328 | PSR012328 | RESISTOR, START DE-EXCITATION, MODEL: NM | RESISTOR, START DE-EXCITATION, MODEL: NM2320, ROTARY, QM 0.24Ω-A3, FOR BALL MILL | RESISTOR, START DE-EXCITATION, MODEL: NM2320, ROTARY, QM 0.24Ω-A3, FOR BALL MILL | PC | 0 | 0 | STOCK | Min-Max | CRITICAL | A | 0 | PD | 5820 | ERSA | OTHER | N | N/A | N/A | N/A | N | N/A | 30 | EX | N/A | PC |  |  | URL NOT FOUND | [15 empty] | BALL MILL | [9 empty] | Cleansed | RESISTOR | NO MODIFIER | TYPE | ROTARY,START DE-EXCITATION | RESISTANCE | 0.24 OHM | POWER RATING |  | VOLTAGE RATING |  | TERMINAL TYPE |  | MATERIAL |  | TOLERANCE |  | TEMPERATURE RATING |  | SIZE |  | MOUNTING TYPE |  | HAZARD CLASS |  | CERTIFICATION/STANDARD |  | ADDITIONAL FEATURES EN | MODEL:NM2320,QM A3 | ADDITIONAL FEATURES ES |  | ADDITIONAL FEATURES FR | [31 empty] | Production Completed
STP_005-003 | Data Enrichment | SMX | SMX | OK | 2023-03-17 | 2023-03-20 |  | PSR938937 | 938937 | PSR938937 | RING, SNAP, BRG SIDE GEAR, FINAL DRIVE, | RING, SNAP, BRG SIDE GEAR, FINAL DRIVE, P/N 1-09587-091-0, REAR FINAL DRIVE GROUP; FOR ISUZU DUMPTRUCK MODEL CYZ51 (VIN: JALCYZ51ME7000160) WITH ENGINE MODEL 6WF1 NO. 6WF1-TCC | RING, SNAP, BRG SIDE GEAR, FINAL DRIVE, P/N 1-09587-091-0, REAR FINAL DRIVE GROUP; FOR ISUZU DUMPTRUCK MODEL CYZ51 (VIN: JALCYZ51ME7000160) WITH ENGINE MODEL 6WF1 NO. 6WF1-TCC | PC | 0 | 0 | STOCK | Min-Max | CRITICAL | A | 0 | PD | 5955 | ERSA | OTHER | Y | 1-09587-091-0 | 3000024 | ISUZU | N | N/A | 30 | EX | N/A | PC |  |  | http://catcar.info/isuzu/?lang=en&l=c3Q9PTYwfHxzdHM9PXsiMjAiOiJNb2RlbCIsIjMwIjoiQyZFIiwiNDAiOiIxMTY3OSAtIENZWiBSSEQgRVVSTzUgICAgIDE1IC0gICIsIjUwIjoiNCAtIFByb3BlbGxlciBTaGFmdCwgQXhsZXMsIFN0ZWVyaW5nLCBTdXNwZW5zaW9uIiwiNjAiOiI0LTI1IC0gUkVBUiBGSU5BTCBEUklWRSJ9fHxtb2RlbElkPT0yMDAwNnx8bW9kZWxDb2RlSWQ9PTEwMDAxfHxlcXVpcG1lbnRJZD09NDUwMDJ8fHBvc0ZpbHRlcj09fHxncm91cElkPT01MzAwMXx8c3RzNTA9PXsiMjAiOiJNb2RlbCIsIjMwIjoiQyZFIiwiNDAiOiIxMTY3OSAtIENZWiBSSEQgRVVSTzUgICAgIDE1IC0gICIsIjUwIjoiNCAtIFByb3BlbGxlciBTaGFmdCwgQXhsZXMsIFN0ZWVyaW5nLCBTdXNwZW5zaW9uIn18fHN1Ymdyb3VwSWQ9PTE2NTEwM3x8aW1nPT18fGZ0cj09 |  | ISUZU | 1-09587-091-0 | [12 empty] | DUMPTRUCK,ENGINE | CYZ51(VIN:JALCYZ51ME7000160),6WF1-TCC | ISUZU | [7 empty] | Cleansed | RING | RETAINING | TYPE | SNAP,BEARING SIDE GEAR | NOMINAL DIAMETER |  | THICKNESS |  | DESIGNATION |  | MATERIAL |  | MATERIAL SPECIFICATION |  | GROOVE SIZE |  | HAZARD CLASS |  | CERTIFICATION/STANDARD |  | ADDITIONAL FEATURES EN | REAR FINAL DRIVE GROUP | ADDITIONAL FEATURES ES |  | ADDITIONAL FEATURES FR | [37 empty] | Production Completed
STP_005-003 | Data Enrichment | SMX | SMX | OK | 2023-03-17 | 2023-03-20 | SUITABLE NM NOT FOUND | PSR021494 | 021494 | PSR021494 | ROOFING, LONG SPAN, STEEL, SPANDEK, 0.50 | ROOFING, LONG SPAN, STEEL, SPANDEK, 0.50 mm THICK X 1.0 METER WIDE X 5.2 METERS LONG, PRE-PAINTED, COLOR: SPANISH RED | ROOFING, LONG SPAN, STEEL, SPANDEK, 0.50 mm THICK X 1.0 METER WIDE X 5.2 METERS LONG, PRE-PAINTED, COLOR: SPANISH RED | SH | 0 | 0 | STOCK | Min-Max | CONSUMABLES | C | 0 | PD | 1500 | ERSA | OTHER | N | N/A | N/A | N/A | N | N/A | 90 | EX | N/A | EA |  |  | URL NOT FOUND | [88 empty] | Production Completed
STP_005-003 | Data Enrichment | SMX | SMX | OK | 2023-03-17 | 2023-03-20 |  | PSR014491 | 014491 | PSR014491 | ROOFING, SHEET, G. I., CORRUGATED, GA 21 | ROOFING, SHEET, G. I., CORRUGATED, GA 21 X 36 WIDE X 6.2 METER LONG, PRE-PAINTED, COLOR: SPANISH RED | ROOFING, SHEET, G. I., CORRUGATED, GA 21 X 36 WIDE X 6.2 METER LONG, PRE-PAINTED, COLOR: SPANISH RED | SH | 0 | 0 | STOCK | Min-Max | CONSUMABLES | C | 4035.5135 | PD | 1500 | ERSA | OTHER | N | N/A | N/A | N/A | N | N/A | 30 | EX | N/A | EA |  |  | URL NOT FOUND | [25 empty] | Cleansed | SHEET | METALLIC | TYPE | ROOFING,CORRUGATED,PRE-PAINTED | WIDTH | 36 MM | LENGTH | 6.2 M | THICKNESS |  | MATERIAL | IRON | MATERIAL SPECIFICATION |  | FABRICATION METHOD |  | SURFACE TREATMENT |  | COATING/FINISH | GALVANIZED | GRADE |  | HAZARD CLASS |  | CERTIFICATION/STANDARD |  | ADDITIONAL FEATURES EN | COLOUR:SPANISH RED,GAUGE:21 | ADDITIONAL FEATURES ES |  | ADDITIONAL FEATURES FR | [31 empty] | Production Completed
STP_005-003 | Data Enrichment | SMX | SMX | OK | 2023-03-17 | 2023-03-20 |  | PSR308265 | 308265 | PSR308265 | RULER, STEEL, 12 LONG, WITH METRIC AND E | RULER, STEEL, 12 LONG, WITH METRIC AND ENGLISH GRADUATIONS | RULER, STEEL, 12 LONG, WITH METRIC AND ENGLISH GRADUATIONS | PC | 0 | 0 | STOCK | Min-Max | CONSUMABLES | C | 65.08 | PD | 4010 | ERSA | OTHER | N | N/A | N/A | N/A | N | N/A | 30 | EX | N/A | PC |  |  | URL NOT FOUND | [25 empty] | Cleansed | RULER | NO MODIFIER | TYPE |  | MEASURING RANGE |  | GRADUATION |  | MATERIAL | STEEL | SIZE | LG 12 IN | COLOUR |  | HAZARD CLASS |  | CERTIFICATION/STANDARD |  | ADDITIONAL FEATURES EN | C/W METRIC AND ENGLISH GRADUATIONS | ADDITIONAL FEATURES ES |  | ADDITIONAL FEATURES FR | [39 empty] | Production Completed
STP_005-003 | Data Enrichment | SMX | SMX | OK | 2023-03-17 | 2023-03-20 | URL ONLY FOR REFFERENCE | PSR011567 | 011567 | PSR011567 | SALA SET, FURNITURE, CONSISTING OF 1 UNI | SALA SET, FURNITURE, CONSISTING OF 1 UNIT 2 SEATER CHAIRS, 1 UNIT 3 SEATER CHAIRS, 2 SIDE TABLES, 1 CENTER TABLE AND 2 OTTOMAN, MODEL: PARIS, MFR: MANDAUE FOAM | SALA SET, FURNITURE, CONSISTING OF 1 UNIT 2 SEATER CHAIRS, 1 UNIT 3 SEATER CHAIRS, 2 SIDE TABLES, 1 CENTER TABLE AND 2 OTTOMAN, MODEL: PARIS, MFR: MANDAUE FOAM | SE | 0 | 0 | STOCK | Min-Max | CONSUMABLES | C | 43800 | PD | 4090 | ERSA | OTHER | N | N/A | N/A | N/A | N | N/A | 30 | EX | N/A | EA |  |  | https://www.bayanmall.com/MANDAUE-SOFA-SET-PARIS-32 |  | MANDAUE FOAM | [23 empty] | Cleansed | KIT | NO MODIFIER | TYPE | FURNITURE SALA SET | CONTENTS | (1) X UNIT 2 SEATER CHAIRS,(1) X UNIT 3 SEATER CHAIRS,(2) X SIDE TABLES,(1) X CENTER TABLE AND (2) X OTTOMAN | NUMBER OF ITEMS |  | HAZARD CLASS |  | CERTIFICATION/STANDARD |  | ADDITIONAL FEATURES EN | MODEL:PARIS | ADDITIONAL FEATURES ES |  | ADDITIONAL FEATURES FR | [45 empty] | Production Completed
STP_005-003 | Data Enrichment | SMX | SMX | OK | 2023-03-17 | 2023-03-20 |  | PSR943686 | 943686 | PSR943686 | SCALE, CHAIN, RS40~RS240, STAINLESS STEE | SCALE, CHAIN, RS40~RS240, STAINLESS STEEL, PITCH ELONGATION, BRAND: TSUBAKI, MODEL: RS-CES | SCALE, CHAIN, RS40~RS240, STAINLESS STEEL, PITCH ELONGATION, BRAND: TSUBAKI, MODEL: RS-CES | SE | 0 | 0 | STOCK | Min-Max | CONSUMABLES | C | 0 | PD | 5110 | ERSA | OTHER | N | N/A | N/A | N/A | N | N/A | 30 | EX | N/A | EA |  |  | https://www.directindustry.com/prod/tsubakimoto-chain/product-5083-1763274.html | [9 empty] | TSUBAKI | RS-CES | [14 empty] | Enriched | RULER | NO MODIFIER | TYPE | CHAIN | MEASURING RANGE |  | GRADUATION |  | MATERIAL | STAINLESS STEEL | SIZE |  | COLOUR |  | HAZARD CLASS |  | CERTIFICATION/STANDARD |  | ADDITIONAL FEATURES EN | FOR CHAIN,RS40-RS240,PITCH ELONGATION | ADDITIONAL FEATURES ES |  | ADDITIONAL FEATURES FR | [39 empty] | Production Completed
STP_005-003 | Data Enrichment | SMX | SMX | OK | 2023-03-17 | 2023-03-20 |  | PSR014080 | 014080 | PSR014080 | SCALPEL, SURGICAL, STERILE, NO. 15, DISP | SCALPEL, SURGICAL, STERILE, NO. 15, DISPOSABLE, ACCEPTABLE BRAND: FEATHER OR BARD-PARKER | SCALPEL, SURGICAL, STERILE, NO. 15, DISPOSABLE, ACCEPTABLE BRAND: FEATHER OR BARD-PARKER | PC | 0 | 0 | STOCK | Min-Max | CONSUMABLES | C | 0 | PD | 4040 | ERSA | OTHER | N | N/A | N/A | N/A | N | N/A | 90 | EX | N/A | PC |  |  | URL NOT FOUND | [9 empty] | FEATHER |  | PARKER | [13 empty] | Cleansed | BLADE | SCALPEL | TYPE | SURGICAL,STERILE,DISPOSABLE | SIZE |  | MATERIAL |  | COATING/FINISH |  | HANDLE TYPE |  | HANDLE MATERIAL |  | HAZARD CLASS |  | CERTIFICATION/STANDARD |  | ADDITIONAL FEATURES EN | NO 15 | ADDITIONAL FEATURES ES |  | ADDITIONAL FEATURES FR | [39 empty] | Production Completed
STP_005-003 | Data Enrichment | SMX | SMX | OK | 2023-03-17 | 2023-03-20 |  | PSR052540 | 052540 | PSR052540 | SCISSORS, BARBERS'-STYLE SHEARS, OVERALL | SCISSORS, BARBERS'-STYLE SHEARS, OVERALL LENGTH: 7 5/8, CUT LENGTH: 3, BLADE MATERIAL: NICKEL-PLATED STEEL, BLADE EDGE: STRAIGHT/SERRATED, FOR USE ON CARDBOARD, FABRIC, LEATHER, PAPER, PLASTIC, RUBBER | SCISSORS, BARBERS'-STYLE SHEARS, OVERALL LENGTH: 7 5/8, CUT LENGTH: 3, BLADE MATERIAL: NICKEL-PLATED STEEL, BLADE EDGE: STRAIGHT/SERRATED, FOR USE ON CARDBOARD, FABRIC, LEATHER, PAPER, PLASTIC, RUBBER | PC | 0 | 0 | STOCK | Min-Max | CONSUMABLES | C | 0 | PD | 4010 | ERSA | OTHER | N | N/A | N/A | N/A | N | N/A | 30 | EX | N/A | PC |  |  | URL NOT FOUND | [25 empty] | Cleansed | SCISSOR | NO MODIFIER | TYPE | BARBERS STYLE SHEARS | POINT TYPE |  | HANDLE TYPE |  | BLADE/CUTTING LENGTH | 3 IN | MATERIAL | NICKEL-PLATED STEEL | COATING/FINISH |  | BLADE WIDTH |  | LENGTH | 7-5/8 IN | HANDLE MATERIAL |  | HANDLE COLOUR |  | HAZARD CLASS |  | CERTIFICATION/STANDARD |  | ADDITIONAL FEATURES EN | BLADE EDGE:STRAIGHT/SERRATED,FOR USE ON CARDBOARD,FABRIC,LEATHER,PAPER,PLASTIC,RUBBER | ADDITIONAL FEATURES ES |  | ADDITIONAL FEATURES FR | [31 empty] | Production Completed
STP_005-003 | Data Enrichment | SMX | SMX | OK | 2023-03-17 | 2023-03-20 |  | PSR938200 | 938200 | PSR938200 | SCOREBOARD, ELECTRONIC, WITH SHOTCLOCKS | SCOREBOARD, ELECTRONIC, WITH SHOTCLOCKS FOR BASKETBALL | SCOREBOARD, ELECTRONIC, WITH SHOTCLOCKS FOR BASKETBALL | UT | 0 | 0 | STOCK | Min-Max | CONSUMABLES | C | 0 | PD | 4090 | ERSA | OTHER | N | N/A | N/A | N/A | N | N/A | 30 | EX | N/A | EA |  |  | URL NOT FOUND | [25 empty] | Cleansed | BOARD | DISPLAY | TYPE | SCORE,ELECTRONIC | DISPLAY SIZE |  | DISPLAY TYPE |  | MATERIAL |  | COLOUR |  | HAZARD CLASS |  | CERTIFICATION/STANDARD |  | ADDITIONAL FEATURES EN | C/W SHOTCLOCKS,FOR BASKETBALL | ADDITIONAL FEATURES ES |  | ADDITIONAL FEATURES FR | [41 empty] | Production Completed
STP_005-003 | Data Enrichment | SMX | SMX | OK | 2023-03-17 | 2023-03-20 |  | PSR043465 | 043465 | PSR043465 | SHACKLE, FIGURE REF # 43, ITEM # 350006, | SHACKLE, FIGURE REF # 43, ITEM # 350006, FOR LM5 MILLMATE, MFR: FLSMIDTH | SHACKLE, FIGURE REF # 43, ITEM # 350006, FOR LM5 MILLMATE, MFR: FLSMIDTH | PC | 0 | 0 | STOCK | Min-Max | CRITICAL | B | 0 | PD | 5920 | ERSA | OTHER | N | N/A | N/A | N/A | N | N/A | 30 | EX | N/A | PC |  |  | URL NOT FOUND |  | FLSMIDTH | [13 empty] | MILLMATE | LM5 | FLSMIDTH |  |  |  | 350006 |  |  |  | Cleansed | SHACKLE | NO MODIFIER | TYPE |  | SIZE |  | LOAD RATING |  | MATERIAL |  | INSIDE WIDTH |  | INSIDE LENGTH |  | PIN SIZE |  | COATING/FINISH |  | HAZARD CLASS |  | CERTIFICATION/STANDARD |  | ADDITIONAL FEATURES EN | FIGURE REF NO 43 | ADDITIONAL FEATURES ES |  | ADDITIONAL FEATURES FR | [35 empty] | Production Completed
STP_005-003 | Data Enrichment | SMX | SMX | OK | 2023-03-17 | 2023-03-20 |  | PSR945469 | 945469 | PSR945469 | SHOE ASSEMBLY, BRAKE, REAR, P/N 1-47120- | SHOE ASSEMBLY, BRAKE, REAR, P/N 1-47120-626-0, BRAKE SYSTEM, FOR ISUZU STAKE TRUCK MODEL FRR-TRK-MT4X2MT-2013, CHASSIS NO. PABFRR90SLMAPG226 WITH ENGINE MODEL 4HK1534523 | SHOE ASSEMBLY, BRAKE, REAR, P/N 1-47120-626-0, BRAKE SYSTEM, FOR ISUZU STAKE TRUCK MODEL FRR-TRK-MT4X2MT-2013, CHASSIS NO. PABFRR90SLMAPG226 WITH ENGINE MODEL 4HK1534523 | AY | 0 | 0 | STOCK | Min-Max | CRITICAL | B | 0 | PD | 5955 | ERSA | OTHER | Y | 1-47120-626-0 | 3000024 | ISUZU | N | N/A | 30 | EX | N/A | EA |  |  | https://www.isuzuautopartsstore.com/product/1471206260-1-47120626-0-1-47120-626-0-%E2%80%ADshoe-brkrr%E2%80%AC/ |  | ISUZU | 1-47120-626-0 | [12 empty] | STAKE TRUCK CHASSIS NO PABFRR90SLMAPG226,ENGINE | FRR-TRK-MT4X2MT-2013,4HK1534523 | ISUZU | [7 empty] | Cleansed | SHOE | BRAKE | TYPE | REAR | SIZE |  | MATERIAL |  | LINER MATERIAL |  | MOUNTING TYPE |  | PACKAGE TYPE |  | HAZARD CLASS |  | CERTIFICATION/STANDARD |  | ADDITIONAL FEATURES EN | ASSEMBLY,BRAKE SYSTEM | ADDITIONAL FEATURES ES |  | ADDITIONAL FEATURES FR | [39 empty] | Production Completed
STP_005-003 | Data Enrichment | SMX | SMX | OK | 2023-03-17 | 2023-03-20 |  | PSR945464 | 945464 | PSR945464 | SHOE, BRAKE, FRONT, P/N 1-47120-624-0, B | SHOE, BRAKE, FRONT, P/N 1-47120-624-0, BRAKE SYSTEM, FOR ISUZU STAKE TRUCK MODEL FRR-TRK-MT4X2MT-2013, CHASSIS NO. PABFRR90SLMAPG226 WITH ENGINE MODEL 4HK1534523 | SHOE, BRAKE, FRONT, P/N 1-47120-624-0, BRAKE SYSTEM, FOR ISUZU STAKE TRUCK MODEL FRR-TRK-MT4X2MT-2013, CHASSIS NO. PABFRR90SLMAPG226 WITH ENGINE MODEL 4HK1534523 | AY | 0 | 0 | STOCK | Min-Max | CRITICAL | B | 0 | PD | 5955 | ERSA | OTHER | Y | 1-47120-624-0 | 3000024 | ISUZU | N | N/A | 90 | EX | N/A | EA |  |  | https://www.finditparts.com/products/4766620/isuzu-1-47120-624-0 |  | ISUZU | 1-47120-624-0 | [12 empty] | STAKE TRUCK CHASSIS NO PABFRR90SLMAPG226,ENGINE | FRR-TRK-MT4X2MT-2013,4HK1534523 | ISUZU | [7 empty] | Cleansed | SHOE | BRAKE | TYPE | FRONT | SIZE |  | MATERIAL |  | LINER MATERIAL |  | MOUNTING TYPE |  | PACKAGE TYPE |  | HAZARD CLASS |  | CERTIFICATION/STANDARD |  | ADDITIONAL FEATURES EN | BRAKE SYSTEM | ADDITIONAL FEATURES ES |  | ADDITIONAL FEATURES FR | [39 empty] | Production Completed
STP_005-003 | Data Enrichment | SMX | SMX | OK | 2023-03-17 | 2023-03-20 |  | PSR041465 | 041465 | PSR041465 | SIREN, ELECTRIC, TYPE: LK-JDL480, SOUND | SIREN, ELECTRIC, TYPE: LK-JDL480, SOUND RATING: 128±2dB(A) @1M, 4.0 KW, 380/440V AC, 50/60HZ, IP: 154, OUTPUT FREQUENCY: 500/560±20Hz, SINGLE TONE, NET. WT. 88KG | SIREN, ELECTRIC, TYPE: LK-JDL480, SOUND RATING: 128±2dB(A) @1M, 4.0 KW, 380/440V AC, 50/60HZ, IP: 154, OUTPUT FREQUENCY: 500/560±20Hz, SINGLE TONE, NET. WT. 88KG | UT | 0 | 0 | STOCK | Min-Max | CONSUMABLES | C | 0 | PD | 1600 | ERSA | OTHER | N | N/A | N/A | N/A | N | N/A | 30 | EX | N/A | EA |  |  | http://www.lionkingsignal.com/en/product_detail-935105-2570643-187982.html |  |  | LK-JDL480 | [22 empty] | Cleansed | SIREN | NO MODIFIER | TYPE | ELECTRIC,SINGLE TONE | ELECTRICAL RATING | 380/440 VAC,50/60 HZ | SOUND INTENSITY | 128 +/-2 DB(A) AT 1 M | OPERATING FREQUENCY | 500/560 +/-20 HZ | POWER RATING | 4 KW | MATERIAL |  | MOUNTING TYPE |  | SIZE |  | ENCLOSURE | IP54 | HAZARD CLASS |  | CERTIFICATION/STANDARD |  | ADDITIONAL FEATURES EN | NET WEIGHT:88 KG | ADDITIONAL FEATURES ES |  | ADDITIONAL FEATURES FR | [33 empty] | Production Completed
STP_005-003 | Data Enrichment | SMX | SMX | OK | 2023-03-17 | 2023-03-20 |  | PSR944920 | 944920 | PSR944920 | SLEEVE, CLUTCH, DIFFERENTIAL, LK, P/N 1- | SLEEVE, CLUTCH, DIFFERENTIAL, LK, P/N 1-41355-038-0, REAR FINAL DRIVE GROUP; FOR ISUZU DUMPTRUCK MODEL CYZ51 (VIN:JALCYZ51ME7000160) WITH ENGINE MODEL 6WF1 NO. 6WF1-TCC | SLEEVE, CLUTCH, DIFFERENTIAL, LK, P/N 1-41355-038-0, REAR FINAL DRIVE GROUP; FOR ISUZU DUMPTRUCK MODEL CYZ51 (VIN:JALCYZ51ME7000160) WITH ENGINE MODEL 6WF1 NO. 6WF1-TCC | PC | 0 | 0 | STOCK | Min-Max | CONSUMABLES | B | 0 | PD | 5955 | ERSA | OTHER | Y | 1-41355-038-0 | 3000024 | ISUZU | N | N/A | 30 | EX | N/A | PC |  |  | https://parts.isuzu.astra.co.id/marketing/catalog/search.php?search=1-41355-038-0 |  | ISUZU | 1-41355-038-0 | [12 empty] | DUMPTRUCK,ENGINE | CYZ51(VIN:JALCYZ51ME7000160),6WF1-TCC | ISUZU | [7 empty] | Cleansed | SLEEVE | NO MODIFIER | TYPE | DIFFERENTIAL CLUTCH | SIZE |  | MATERIAL |  | HAZARD CLASS |  | CERTIFICATION/STANDARD |  | ADDITIONAL FEATURES EN | LK,REAR FINAL DRIVE GROUP | ADDITIONAL FEATURES ES |  | ADDITIONAL FEATURES FR | [45 empty] | Production Completed
STP_005-003 | Data Enrichment | SMX | SMX | OK | 2023-03-17 | 2023-03-20 |  | PSR048063 | 048063 | PSR048063 | SLING, ROPE, WIRE, AU, DIAM.: 9MM, 6 x 2 | SLING, ROPE, WIRE, AU, DIAM.: 9MM, 6 x 25 CONSTRUCTION, 1.5M, 150E, AUSTRALOC EYES, WRC B1770, MFR: BULLIVANTS | SLING, ROPE, WIRE, AU, DIAM.: 9MM, 6 x 25 CONSTRUCTION, 1.5M, 150E, AUSTRALOC EYES, WRC B1770, MFR: BULLIVANTS | PC | 0 | 0 | STOCK | Min-Max | CONSUMABLES | C | 0 | PD | 4090 | ERSA | OTHER | N | N/A | N/A | N/A | N | N/A | 90 | EX | N/A | PC |  |  | https://www.bullivants.com/FlippingBooks/01WireRope/files/assets/common/downloads/publication.pdf |  | BULLIVANTS | WRC B1770 | [22 empty] | Enriched | SLING | WIRE ROPE | TYPE |  | ROPE DIAMETER | 9 MM | LENGTH | 1.5 M | NUMBER OF LEGS |  | LOAD RATING |  | MATERIAL | STEEL | END TYPE |  | HAZARD CLASS |  | CERTIFICATION/STANDARD |  | ADDITIONAL FEATURES EN | CONSTRUCTION:(6) X 25,AUSTRALOC EYES,150E | ADDITIONAL FEATURES ES |  | ADDITIONAL FEATURES FR | [37 empty] | Production Completed
STP_005-003 | Data Enrichment | SMX | SMX | OK | 2023-03-17 | 2023-03-20 |  | PSR048188 | 048188 | PSR048188 | SLING, ROPE, WIRE, AU, DIAMETER: 28MM, 6 | SLING, ROPE, WIRE, AU, DIAMETER: 28MM, 6 x 36 CONSTRUCTION, 6.0 M, 400E, AUSTRALOC EYES, WRC G1770, MFR: BULLIVANTS | SLING, ROPE, WIRE, AU, DIAMETER: 28MM, 6 x 36 CONSTRUCTION, 6.0 M, 400E, AUSTRALOC EYES, WRC G1770, MFR: BULLIVANTS | PC | 0 | 0 | STOCK | Min-Max | CONSUMABLES | C | 0 | PD | 4090 | ERSA | OTHER | N | N/A | N/A | N/A | N | N/A | 90 | EX | N/A | PC |  |  | https://www.bullivants.com/FlippingBooks/01WireRope/files/assets/common/downloads/publication.pdf |  | BULLIVANTS | WRC G1770 | [22 empty] | Enriched | SLING | WIRE ROPE | TYPE |  | ROPE DIAMETER |  | LENGTH | 6 M | NUMBER OF LEGS |  | LOAD RATING |  | MATERIAL | STEEL | END TYPE |  | HAZARD CLASS |  | CERTIFICATION/STANDARD |  | ADDITIONAL FEATURES EN | CONSTRUCTION:(6) X 36,AUSTRALOC EYES,400E | ADDITIONAL FEATURES ES |  | ADDITIONAL FEATURES FR | [37 empty] | Production Completed
STP_005-003 | Data Enrichment | SMX | SMX | OK | 2023-03-17 | 2023-03-20 |  | PSR053226 | 053226 | PSR053226 | SOFTWARE, SOLIDWORKS | SOFTWARE, SOLIDWORKS | SOFTWARE, SOLIDWORKS | PC | 0 | 0 | STOCK | Min-Max | CONSUMABLES | C | 0 | PD | 4500 | ERSA | OTHER | N | N/A | N/A | N/A | N | N/A | 90 | EX | N/A | PC | [28 empty] | Cleansed | SOFTWARE | NO MODIFIER | TYPE | SOLIDWORK | SOFTWARE TITLE |  | VERSION |  | LICENSE TYPE |  | HAZARD CLASS |  | CERTIFICATION/STANDARD |  | ADDITIONAL FEATURES EN |  | ADDITIONAL FEATURES ES |  | ADDITIONAL FEATURES FR | [43 empty] | Production Completed
STP_005-003 | Data Enrichment | SMX | SMX | OK | 2023-03-17 | 2023-03-20 |  | PSR056242 | 056242 | PSR056242 | SOLENOID ASSEMBLY, P/N 160-8408, REVERSE | SOLENOID ASSEMBLY, P/N 160-8408, REVERSE, FORWARD, 1ST GEAR, 2ND GEAR AND, 3RD GEAR SOLENOID, TRANSMISSION GROUP; FOR CATERPILLAR® D7R SERIES II TRACK-TYPE TRACTOR/BULLDOZER | SOLENOID ASSEMBLY, P/N 160-8408, REVERSE, FORWARD, 1ST GEAR, 2ND GEAR AND, 3RD GEAR SOLENOID, TRANSMISSION GROUP; FOR CATERPILLAR® D7R SERIES II TRACK-TYPE TRACTOR/BULLDOZER | AY | 0 | 0 | STOCK | Min-Max | CRITICAL | A | 19328 | PD | 3730 | ERSA | OTHER | Y | 160-8408 | 3000003 | CATERPILLAR | N | N/A | 30 | EX | N/A | EA |  |  | https://parts.cat.com/en/catcorp/160-8408 |  | CATERPILLAR | 160-8408 | [12 empty] | D7R SERIES II TRACK-TYPE TRACTOR/BULLDOZER |  | CATERPILLAR | [7 empty] | Enriched | VALVE | SOLENOID | TYPE | REVERSE,FORWARD | NOMINAL SIZE |  | END CONNECTION |  | CONFIGURATION |  | ORIFICE SIZE |  | ELECTRICAL RATING |  | FLOW RATING |  | PRESSURE CLASS/RATING |  | BODY MATERIAL |  | DESIGN PRESSURE |  | TEMPERATURE RATING |  | ENCLOSURE |  | HAZARD CLASS |  | CERTIFICATION/STANDARD |  | ADDITIONAL FEATURES EN | ASSEMBLY,1ST GEAR,2ND GEAR AND 3RD GEAR SOLENOID,TRANSMISSION GROUP | ADDITIONAL FEATURES ES |  | ADDITIONAL FEATURES FR | [27 empty] | Production Completed
STP_005-003 | Data Enrichment | SMX | SMX | OK | 2023-03-17 | 2023-03-20 |  | PSR938215 | 938215 | PSR938215 | SPEAKER, BLUETOOTH SYSTEM, WITH WIRELESS | SPEAKER, BLUETOOTH SYSTEM, WITH WIRELESS MIC | SPEAKER, BLUETOOTH SYSTEM, WITH WIRELESS MIC | UT | 0 | 0 | STOCK | Min-Max | CONSUMABLES | C | 0 | PD | 4500 | ERSA | OTHER | N | N/A | N/A | N/A | N | N/A | 90 | EX | N/A | EA |  |  | URL NOT FOUND | [25 empty] | Cleansed | SPEAKER | NO MODIFIER | TYPE | BLUETOOTH SYSTEM | VOLTAGE RATING |  | POWER RATING |  | IMPEDANCE |  | RESISTANCE RANGE |  | SIZE |  | MOUNTING TYPE |  | COMPATIBILITY |  | HAZARD CLASS |  | CERTIFICATION/STANDARD |  | ADDITIONAL FEATURES EN | C/W WIRELESS MIC | ADDITIONAL FEATURES ES |  | ADDITIONAL FEATURES FR | [35 empty] | Production Completed
STP_005-003 | Data Enrichment | SMX | SMX | OK | 2023-03-17 | 2023-03-20 |  | PSR028919 | 028919 | PSR028919 | SPEAKER, HORN TYPE, 15W, 670 OHMS, 104 D | SPEAKER, HORN TYPE, 15W, 670 OHMS, 104 DB, 300~700 Hz FREQUENCY | SPEAKER, HORN TYPE, 15W, 670 OHMS, 104 DB, 300~700 Hz FREQUENCY | PC | 0 | 0 | STOCK | Min-Max | CONSUMABLES | C | 0 | PD | 5955 | ERSA | OTHER | N | N/A | N/A | N/A | N | N/A | 30 | EX | N/A | PC |  |  | URL NOT FOUND | [25 empty] | Cleansed | SPEAKER | NO MODIFIER | TYPE | HORN | VOLTAGE RATING |  | POWER RATING | 15 W | IMPEDANCE | 670 OHM | RESISTANCE RANGE |  | SIZE |  | MOUNTING TYPE |  | COMPATIBILITY |  | HAZARD CLASS |  | CERTIFICATION/STANDARD |  | ADDITIONAL FEATURES EN | SOUND INTENSITY:104 DB,FREQUENCY RATING:300-700 HZ | ADDITIONAL FEATURES ES |  | ADDITIONAL FEATURES FR | [35 empty] | Production Completed
STP_005-003 | Data Enrichment | SMX | SMX | OK | 2023-03-17 | 2023-03-20 |  | PSR954676 | 954676 | PSR954676 | SPOOL ASSEMBLY, MAINIFOLD, P/N: 137-8794 | SPOOL ASSEMBLY, MAINIFOLD, P/N: 137-8794, TRANSMISSION CONTROL, FOR CATERPILLAR® D7R SERIES II TRACK-TYPE TRACTOR/BULLDOZER WITH ENGINE MODEL: 3176C / SERIAL NO.: 7ZR24447, MNFR: CATERPILLAR | SPOOL ASSEMBLY, MAINIFOLD, P/N: 137-8794, TRANSMISSION CONTROL, FOR CATERPILLAR® D7R SERIES II TRACK-TYPE TRACTOR/BULLDOZER WITH ENGINE MODEL: 3176C / SERIAL NO.: 7ZR24447, MNFR: CATERPILLAR | EA | 0 | 0 | STOCK | Min-Max | CRITICAL | B | 0 | PD | 5620 | ERSA | OTHER | Y | 137-8794 | 3000003 | CATERPILLAR | Y | N/A | 90 | EX | N/A | EA | B |  | https://parts.cat.com/en/catcorp/137-8794 |  | CATERPILLAR | 137-8794 | [12 empty] | D7R SERIES II TRACK-TYPE TRACTOR/BULLDOZER WITH ENGINE | 3176C | CATERPILLAR |  |  | 7ZR24447 |  |  |  |  | Enriched | SPOOL | NO MODIFIER | TYPE | MAINIFOLD,TRANSMISSION CONTROL | SIZE | OD 18.4 MM | MATERIAL |  | HAZARD CLASS |  | CERTIFICATION/STANDARD |  | ADDITIONAL FEATURES EN | ASSEMBLY | ADDITIONAL FEATURES ES |  | ADDITIONAL FEATURES FR | [45 empty] | Production Completed
STP_005-003 | Data Enrichment | SMX | SMX | OK | 2023-03-17 | 2023-03-20 |  | PSR662128 | 662128 | PSR662128 | SPRAYER, PAINT, AIR-OPERATED, GUN, ALUMI | SPRAYER, PAINT, AIR-OPERATED, GUN, ALUMINUM, 2-LITERS CAPACITY, 3,800 PSI, HEAVY DUTY | SPRAYER, PAINT, AIR-OPERATED, GUN, ALUMINUM, 2-LITERS CAPACITY, 3,800 PSI, HEAVY DUTY | PC | 0 | 0 | STOCK | Min-Max | CONSUMABLES | C | 0 | PD | 4090 | ERSA | OTHER | N | N/A | N/A | N/A | N | N/A | 30 | EX | N/A | PC |  |  | URL NOT FOUND | [25 empty] | Cleansed | SPRAYER | NO MODIFIER | TYPE | PAINT,AIR-OPERATED GUN,HEAVY DUTY | CAPACITY | 2 L | MATERIAL | ALUMINUM | OVERALL SIZE |  | HAZARD CLASS |  | CERTIFICATION/STANDARD |  | ADDITIONAL FEATURES EN | PRESSURE RATING:3800 PSI | ADDITIONAL FEATURES ES |  | ADDITIONAL FEATURES FR | [43 empty] | Production Completed
STP_005-003 | Data Enrichment | SMX | SMX | OK | 2023-03-17 | 2023-03-20 |  | PSR935932 | 935932 | PSR935932 | STAIR TREADS, GRATINGS, TYPE: WA325 MPG | STAIR TREADS, GRATINGS, TYPE: WA325 MPG WT4, HOT DIP GALVANIZED, DIMENSION: 245 MM X 750 MM, BANDED, PLAIN, BOLTED FIXING, WITH CHECKERED NOSING WITH, BOLTS AND NUTS AND WASHER ( BNW ) OR EQUIVALENT | STAIR TREADS, GRATINGS, TYPE: WA325 MPG WT4, HOT DIP GALVANIZED, DIMENSION: 245 MM X 750 MM, BANDED, PLAIN, BOLTED FIXING, WITH CHECKERED NOSING WITH, BOLTS AND NUTS AND WASHER ( BNW ) OR EQUIVALENT | PC | 0 | 0 | STOCK | Min-Max | CONSUMABLES | C | 0 | PD | 1500 | ERSA | OTHER | N | N/A | N/A | N/A | N | N/A | 30 | EX | N/A | PC |  |  | https://www.alibaba.com/product-detail/webforge-steel-grating-stair-stairs-tape_62453136181.html |  |  | WA325 MPG WT4 | [22 empty] | Enriched | TREAD | NO MODIFIER | TYPE | STAIR,GRATING,BANDED,BOLTED FIXING | PATTERN | PLAIN | LENGTH | 750 MM | WIDTH | 245 MM | HEIGHT |  | MOUNTING SIZE |  | MATERIAL | STEEL | COATING/FINISH | HOT DIP GALVANIZED | HAZARD CLASS |  | CERTIFICATION/STANDARD |  | ADDITIONAL FEATURES EN | C/W CHECKERED NOSING,BOLTS,NUTS AND WASHER (BNW) | ADDITIONAL FEATURES ES |  | ADDITIONAL FEATURES FR | [35 empty] | Production Completed
STP_005-003 | Data Enrichment | SMX | SMX | OK | 2023-03-17 | 2023-03-20 | SUITABLE NM NOT FOUND | PSR046136 | 046136 | PSR046136 | STANCHION, HANDRAIL, STANCHION AM TYPE, | STANCHION, HANDRAIL, STANCHION AM TYPE, 8 DEGREE, HOT DIP GALVANIZED IN ACCORDANCE WITH BS EN ISO 1461, MATERIALS: HANDRAILS BS1387 / ASTM A53, WEBFORGE MONOWILLS | STANCHION, HANDRAIL, STANCHION AM TYPE, 8 DEGREE, HOT DIP GALVANIZED IN ACCORDANCE WITH BS EN ISO 1461, MATERIALS: HANDRAILS BS1387 / ASTM A53, WEBFORGE MONOWILLS | PC | 0 | 0 | STOCK | Min-Max | CONSUMABLES | C | 0 | PD | 1500 | ERSA | OTHER | N | N/A | N/A | N/A | N | N/A | 30 | EX | N/A | PC |  |  | URL NOT FOUND | [88 empty] | Production Completed
STP_005-003 | Data Enrichment | SMX | SMX | OK | 2023-03-17 | 2023-03-20 |  | PSR052641 | 052641 | PSR052641 | STATION, EYE WASH, WITH CART, EMERGENCY, | STATION, EYE WASH, WITH CART, EMERGENCY, PORTABLE, TOTAL CAPACITY: 60L, FUNCTION CAPACITY: 45L WHICH CAN PROVIDE MORE THAN 15 MINUTES OF UNINTERRUPTED EYE FLUSHING TIME, MODEL: BTBG60-C1, BRAND: BUTIAN | STATION, EYE WASH, WITH CART, EMERGENCY, PORTABLE, TOTAL CAPACITY: 60L, FUNCTION CAPACITY: 45L WHICH CAN PROVIDE MORE THAN 15 MINUTES OF UNINTERRUPTED EYE FLUSHING TIME, MODEL: BTBG60-C1, BRAND: BUTIAN | AY | 0 | 0 | STOCK | Min-Max | CONSUMABLES | C | 0 | PD | 4090 | ERSA | OTHER | N | N/A | N/A | N/A | N | N/A | 30 | EX | N/A | EA |  |  | https://www.alibaba.com/product-detail/16-gallon-eye-wash-BTBG60-C1_62324508249.html?spm=a2700.shop_plgr.41413.43.652956b1Q8W3Am | [9 empty] | BUTIAN | BTBG60-C1 | [14 empty] | Cleansed | STATION | EYEWASH | TYPE | EMERGENCY,PORTABLE | CAPACITY | 60 L | NUMBER OF SPRAY HEAD |  | FLOW RATING |  | ACTUATION TYPE |  | MATERIAL |  | COLOUR |  | MOUNTING TYPE |  | HAZARD CLASS |  | CERTIFICATION/STANDARD |  | ADDITIONAL FEATURES EN | C/W CART,FUNCTION CAPACITY:45 L WHICH CAN PROVIDE MORE THAN 15 MIN OF UNINTERRUPTED EYE FLUSHING TIME | ADDITIONAL FEATURES ES |  | ADDITIONAL FEATURES FR | [35 empty] | Production Completed
STP_005-003 | Data Enrichment | SMX | SMX | OK | 2023-03-17 | 2023-03-20 |  | PSR940455 | 940455 | PSR940455 | STICKER, ADHESIVE, FOR OUTDOOR, SIZE; 1. | STICKER, ADHESIVE, FOR OUTDOOR, SIZE; 1.24"X2.2"; COLOR: RED; MATERIAL: 3M | STICKER, ADHESIVE, FOR OUTDOOR, SIZE; 1.24"X2.2"; COLOR: RED; MATERIAL: 3M | SH | 1000 | 2000 | STOCK | Min-Max | CONSUMABLES | C | 0 | V1 | 4090 | ERSA | OTHER | N | N/A | N/A | N/A | N | N/A | 90 | HB | N/A | EA |  |  | URL NOT FOUND |  | 3M | [23 empty] | Cleansed | STICKER | NO MODIFIER | TYPE | ADHESIVE | LEGEND |  | DIMENSIONS | 1-15/64 X 2-13/64 IN | LEGEND COLOUR | RED | BACKGROUND COLOUR |  | MATERIAL |  | HAZARD CLASS |  | CERTIFICATION/STANDARD |  | ADDITIONAL FEATURES EN | FOR OUTDOOR | ADDITIONAL FEATURES ES |  | ADDITIONAL FEATURES FR | [39 empty] | Production Completed
STP_005-003 | Data Enrichment | SMX | SMX | OK | 2023-03-17 | 2023-03-20 |  | PSR940456 | 940456 | PSR940456 | STICKER, ADHESIVE, FOR OUTDOOR, SIZE; 1. | STICKER, ADHESIVE, FOR OUTDOOR, SIZE; 1.24"X2.2"; COLOR: YELLOW; MATERIAL: 3M | STICKER, ADHESIVE, FOR OUTDOOR, SIZE; 1.24"X2.2"; COLOR: YELLOW; MATERIAL: 3M | SH | 1000 | 2000 | STOCK | Min-Max | CONSUMABLES | C | 0 | V1 | 4090 | ERSA | OTHER | N | N/A | N/A | N/A | N | N/A | 90 | HB | N/A | EA |  |  | URL NOT FOUND |  | 3M | [23 empty] | Cleansed | STICKER | NO MODIFIER | TYPE | ADHESIVE | LEGEND |  | DIMENSIONS | 1-15/64 X 2-13/64 IN | LEGEND COLOUR | YELLOW | BACKGROUND COLOUR |  | MATERIAL |  | HAZARD CLASS |  | CERTIFICATION/STANDARD |  | ADDITIONAL FEATURES EN | FOR OUTDOOR | ADDITIONAL FEATURES ES |  | ADDITIONAL FEATURES FR | [39 empty] | Production Completed
STP_005-003 | Data Enrichment | SMX | SMX | OK | 2023-03-17 | 2023-03-20 |  | PSR552709 | 552709 | PSR552709 | STOVE, ELECTRIC, DOUBLE BURNER, COIL TYP | STOVE, ELECTRIC, DOUBLE BURNER, COIL TYPE, POWER: 220V AC, 60 Hz | STOVE, ELECTRIC, DOUBLE BURNER, COIL TYPE, POWER: 220V AC, 60 Hz | PC | 0 | 0 | STOCK | Min-Max | CONSUMABLES | C | 16361.61 | PD | 4090 | ERSA | OTHER | N | N/A | N/A | N/A | N | N/A | 30 | EX | N/A | PC |  |  | URL NOT FOUND | [25 empty] | Cleansed | STOVE | NO MODIFIER | TYPE | ELECTRIC,COIL | NUMBER OF BURNERS | 2 | POWER SUPPLY | 220 VAC,60 HZ | TEMPERATURE RATING |  | MATERIAL |  | DIMENSIONS |  | HAZARD CLASS |  | CERTIFICATION/STANDARD |  | ADDITIONAL FEATURES EN |  | ADDITIONAL FEATURES ES |  | ADDITIONAL FEATURES FR | [39 empty] | Production Completed
STP_005-003 | Data Enrichment | SMX | SMX | OK | 2023-03-17 | 2023-03-20 |  | PSR022315 | 022315 | PSR022315 | STRAINER, Y-TYPE, CAST IRON, 40 mm X 10K | STRAINER, Y-TYPE, CAST IRON, 40 mm X 10K-RF, FLANGED TYPE, FLANGE-TO-FLANGE DISTANCE: 220 mm, FLANGE CONNECTION: ANSI/ASME B16.5, FACE TO FACE DIMENSION: ANSI/ASME B16.10. | STRAINER, Y-TYPE, CAST IRON, 40 mm X 10K-RF, FLANGED TYPE, FLANGE-TO-FLANGE DISTANCE: 220 mm, FLANGE CONNECTION: ANSI/ASME B16.5, FACE TO FACE DIMENSION: ANSI/ASME B16.10. | PC | 0 | 0 | STOCK | Min-Max | CONSUMABLES | C | 0 | PD | 5920 | ERSA | OTHER | N | N/A | N/A | N/A | N | N/A | 30 | EX | N/A | PC |  |  | URL NOT FOUND | [25 empty] | Cleansed | STRAINER | PIPE | TYPE | Y | MESH SIZE | 40 MM | PRESSURE CLASS/RATING | 10K | END CONNECTION | RF X FACE TO FACE X FLANGE TO FLANGE | MESH MATERIAL |  | BODY MATERIAL | CAST IRON | DRAIN SIZE |  | HAZARD CLASS |  | CERTIFICATION/STANDARD |  | ADDITIONAL FEATURES EN | FLANGE-TO-FLANGE DISTANCE:220 MM,CONNECTION MATERIAL:ANSI/ASME B16.5 FLANGE,ANSI/ASME B16.10 FACE TO FACE | ADDITIONAL FEATURES ES |  | ADDITIONAL FEATURES FR | [37 empty] | Production Completed
STP_005-003 | Data Enrichment | SMX | SMX | OK | 2023-03-17 | 2023-03-20 |  | PSR954737 | 954737 | PSR954737 | SWITCH, 15A, 250V, TWO GANG, SINGLE POLE | SWITCH, 15A, 250V, TWO GANG, SINGLE POLE LIGHTING | SWITCH, 15A, 250V, TWO GANG, SINGLE POLE LIGHTING | PC | 0 | 0 | STOCK | Min-Max | CONSUMABLES | C | 0 | PD | 1600 | ERSA | OTHER | N | N/A | N/A | N/A | N | N/A | 90 | EX | N/A | PC | C |  | URL NOT FOUND | [25 empty] | Cleansed | SWITCH | NO MODIFIER | TYPE | TWO GANG | VOLTAGE RATING | 250 V | CURRENT RATING | 15 A | CONTACT CONFIGURATION |  | NUMBER OF POSITIONS |  | ENCLOSURE |  | MOUNTING TYPE |  | TEMPERATURE RATING |  | ACTION | SP | OPERATOR TYPE |  | POWER RATING |  | MATERIAL |  | SIZE |  | HAZARD CLASS |  | CERTIFICATION/STANDARD |  | ADDITIONAL FEATURES EN | LIGHTING | ADDITIONAL FEATURES ES |  | ADDITIONAL FEATURES FR | [25 empty] | Production Completed
STP_005-003 | Data Enrichment | SMX | SMX | OK | 2023-03-17 | 2023-03-20 |  | PSR935611 | 935611 | PSR935611 | SWITCH, CISCO CATALYST 2960-CX 8 PORT PO | SWITCH, CISCO CATALYST 2960-CX 8 PORT POE, LAN BASE, SNTC-8X5XNBD CISCO CATALYST 2960-CX 8 PORT POE, LAN B, NORTH AMERICA AC TYPE A POWER CABLE, DIN RAIL MOUNT FOR 3560-CX AND 2960-CX CONPACT SWITCH | SWITCH, CISCO CATALYST 2960-CX 8 PORT POE, LAN BASE, SNTC-8X5XNBD CISCO CATALYST 2960-CX 8 PORT POE, LAN B, NORTH AMERICA AC TYPE A POWER CABLE, DIN RAIL MOUNT FOR 3560-CX AND 2960-CX CONPACT SWITCH | PC | 0 | 0 | STOCK | Min-Max | CONSUMABLES | C | 0 | PD | 4400 | ERSA | OTHER | N | N/A | N/A | N/A | N | N/A | 30 | EX | N/A | PC |  |  | https://www.cisco.com/c/en/us/support/switches/catalyst-2960-cx-series-switches/series.html | https://www.tigerdirect.com/applications/SearchTools/item-details.asp?EdpNo=3846462 | CISCO | 2960-CX | CISCO | SNTC-8X5XNBD | [20 empty] | Cleansed | SWITCH | NETWORK | TYPE | POWER OVER ETHERNET (POE),LAN BASE | VOLTAGE RATING |  | CURRENT RATING |  | NUMBER OF PORTS | 8 | DATA TRANSFER RATE |  | TEMPERATURE RATING |  | MOUNTING TYPE | DIN RAIL | ENCLOSURE |  | CONNECTION TYPE |  | POWER RATING |  | FREQUENCY RATING |  | MATERIAL |  | SIZE |  | HAZARD CLASS |  | CERTIFICATION/STANDARD |  | ADDITIONAL FEATURES EN | SERIES:CATALYST,C/W NORTH AMERICA AC TYPE A POWER CABLE,FOR 3560-CX AND 2960-CX CONPACT SWITCH | ADDITIONAL FEATURES ES |  | ADDITIONAL FEATURES FR | [25 empty] | Production Completed
STP_005-003 | Data Enrichment | SMX | SMX | OK | 2023-03-17 | 2023-03-20 | NM BASED ON WEB SOURCE | PSR048760 | 048760 | PSR048760 | SWITCH,PHOTO ELECTRIC,TYPE E3S-5DE4, 12- | SWITCH,PHOTO ELECTRIC,TYPE E3S-5DE4, 12-24 VDC, BRAND: OMRON | SWITCH,PHOTO ELECTRIC,TYPE E3S-5DE4, 12-24 VDC, BRAND: OMRON | PR | 0 | 0 | STOCK | Min-Max | CONSUMABLES | C | 0 | PD | 1600 | ERSA | OTHER | Y | TYPE E3S-5DE4 | 3000328 | OMRON | N | N/A | 30 | EX | N/A | PAA |  |  | https://www.tme.com/in/en/details/e3s-5de4/standard-photoelectric-sensors/omron/ | https://www.ia.omron.com/products/family/1568/specification.html | OMRON | E3S-5DE4 | [6 empty] | OMRON | E3S-5DE4 | [14 empty] | Enriched | SENSOR | PHOTOELECTRIC | TYPE | GENERAL PURPOSE | SENSING RANGE | 5 M | ELECTRICAL RATING | 12-24 VDC,50/60 HZ | SENSING TARGET |  | RESPONSE TIME | 3 MS | CONNECTION TYPE | PRE-WIRED CABLE | LIGHT SOURCE | 950 NM INFRARED LED | DEGREE OF PROTECTION | IP67 | CABLE LENGTH | 2 M | TEMPERATURE RATING | -25 TO 55 DEG C | MATERIAL | POLYBUTYLENE TEREPHTHALATE | MOUNTING TYPE | BRACKET | SIZE | 50 X 30 MM | HAZARD CLASS |  | CERTIFICATION/STANDARD | IEC | ADDITIONAL FEATURES EN |  | ADDITIONAL FEATURES ES |  | ADDITIONAL FEATURES FR | [25 empty] | Production Completed
STP_005-003 | Data Enrichment | SMX | SMX | OK | 2023-03-17 | 2023-03-20 |  | PSR317299 | 317299 | PSR317299 | SYRINGE, STERILE, 1.0CC, DISPOSABLE, WIT | SYRINGE, STERILE, 1.0CC, DISPOSABLE, WITH NEEDLE G26 X 1/2, 100'S/BOX | SYRINGE, STERILE, 1.0CC, DISPOSABLE, WITH NEEDLE G26 X 1/2, 100'S/BOX | BX | 0 | 0 | STOCK | Min-Max | CONSUMABLES | C | 0 | PD | 4040 | ERSA | OTHER | N | N/A | N/A | N/A | N | N/A | 90 | EX |  | BOX |  |  | URL NOT FOUND | [25 empty] | Cleansed | SYRINGE | NO MODIFIER | TYPE | STERILE,DISPOSABLE | CAPACITY | 1 CC | GRADUATION |  | MATERIAL |  | TIP SYTLE |  | HAZARD CLASS |  | CERTIFICATION/STANDARD |  | ADDITIONAL FEATURES EN | C/W NEEDLE G26 X 1/2,PACKAGING QUANTITY:100 PER BOX | ADDITIONAL FEATURES ES |  | ADDITIONAL FEATURES FR | [41 empty] | Production Completed
STP_005-003 | Data Enrichment | SMX | SMX | OK | 2023-03-17 | 2023-03-20 | URL ONLY FOR REFFERENCE | PSR055756 | 055756 | PSR055756 | TABLE, LIFTING, MECHANICAL SELF LEVELING | TABLE, LIFTING, MECHANICAL SELF LEVELING PALLET LIFT TABLE, CAPACITY: 4500 LBS. ; MODEL: SL-S SERIES | TABLE, LIFTING, MECHANICAL SELF LEVELING PALLET LIFT TABLE, CAPACITY: 4500 LBS. ; MODEL: SL-S SERIES | AY | 0 | 0 | STOCK | Min-Max | CONSUMABLES | C | 0 | PD | 2700 | ERSA | OTHER | N | N/A | N/A | N/A | N | N/A | 30 | EX | N/A | EA |  |  | https://glclover.en.made-in-china.com/product/rZznQcHMOmWh/China-SLS-Series-8-Person-Standard-Size-High-Quality-Modern-Office-Conference-Table-for-Sale.html | [25 empty] | Cleansed | TABLE | NO MODIFIER | TYPE | MECHANICAL,SELF LEVELING,PALLET LIFT | DIMENSIONS |  | MATERIAL |  | COLOUR |  | HAZARD CLASS |  | CERTIFICATION/STANDARD |  | ADDITIONAL FEATURES EN | CAPACITY:4500 LB,MODEL:SL-S SERIES | ADDITIONAL FEATURES ES |  | ADDITIONAL FEATURES FR | [43 empty] | Production Completed
STP_005-003 | Data Enrichment | SMX | SMX | OK | 2023-03-17 | 2023-03-20 |  | PSR017794 | 017794 | PSR017794 | TABLE, OFFICE, MODULAR TYPE, LENGTH: 120 | TABLE, OFFICE, MODULAR TYPE, LENGTH: 120 cm; WIDTH: 80 cm; HEIGHT: 75 cm; WITH SCRATCHLESS TABLE TOP MATERIAL, ADJUSTABLE FOOT COVER PLASTIC, TABLE EDGE SAFORING AND DRAWERS THAT CAN BE INSTALLED EITHER AT THE LEFT OR RIGHT SIDE. | TABLE, OFFICE, MODULAR TYPE, LENGTH: 120 cm; WIDTH: 80 cm; HEIGHT: 75 cm; WITH SCRATCHLESS TABLE TOP MATERIAL, ADJUSTABLE FOOT COVER PLASTIC, TABLE EDGE SAFORING AND DRAWERS THAT CAN BE INSTALLED EITHER AT THE LEFT OR RIGHT SIDE. | PC | 0 | 0 | STOCK | Min-Max | CONSUMABLES | C | 0 | PD | 2700 | ERSA | OTHER | N | N/A | N/A | N/A | N | N/A | 30 | EX | N/A | PC |  |  | URL NOT FOUND | [25 empty] | Cleansed | TABLE | NO MODIFIER | TYPE | OFFICE,MODULAR | DIMENSIONS | WD 80 X LG 120 X HT 75 CM | MATERIAL |  | COLOUR |  | HAZARD CLASS |  | CERTIFICATION/STANDARD |  | ADDITIONAL FEATURES EN | C/W SCRATCHLESS TOP MATERIAL,ADJUSTABLE FOOT COVER PLASTIC,EDGE SAFORING AND DRAWERS THAT CAN BE INSTALLED EITHER AT THE LEFT OR RIGHT SIDE | ADDITIONAL FEATURES ES |  | ADDITIONAL FEATURES FR | [43 empty] | Production Completed
STP_005-003 | Data Enrichment | SMX | SMX | OK | 2023-03-17 | 2023-03-20 |  | PSR940159 | 940159 | PSR940159 | TAP SET, HAND, METRIC, M24 X 2.00 mm PIT | TAP SET, HAND, METRIC, M24 X 2.00 mm PITCH, CARBON STEEL, 3 PCS/SET TAP, HAND, M24.0 X 2.00P. | TAP SET, HAND, METRIC, M24 X 2.00 mm PITCH, CARBON STEEL, 3 PCS/SET TAP, HAND, M24.0 X 2.00P. | SE | 0 | 0 | STOCK | Min-Max | CONSUMABLES | C | 0 | PD | 4010 | ERSA | OTHER | N | N/A | N/A | N/A | N | N/A | 30 | EX | N/A | EA |  |  | URL NOT FOUND | [25 empty] | Cleansed | TAP | NO MODIFIER | TYPE | HAND,METRIC | SIZE | M24 X 2 MM PITCH | MATERIAL | CARBON STEEL | HAZARD CLASS |  | CERTIFICATION/STANDARD |  | ADDITIONAL FEATURES EN | PACKAGING QUANTITY:3 PCS PER SET | ADDITIONAL FEATURES ES |  | ADDITIONAL FEATURES FR | [45 empty] | Production Completed
STP_005-003 | Data Enrichment | SMX | SMX | OK | 2023-03-17 | 2023-03-20 |  | PSR954780 | 954780 | PSR954780 | TAPE,ELECTRICAL;MNFR:3M,PTNO:SCOTCH 2234 | TAPE,ELECTRICAL;MNFR:3M,PTNO:SCOTCH 2234,TYPE:INSULATION,SEALING,SIZE:WE 50.8 MM X LG 1.83 M,MATERIAL:MASTIC,BACKING:RUBBER,MATERIAL THICKNESS:1.52 MM,TEMPERATURE RATING:MAX 105 DEG C, | TAPE,ELECTRICAL;MNFR:3M,PTNO:SCOTCH 2234,TYPE:INSULATION,SEALING,SIZE:WE 50.8 MM X LG 1.83 M,MATERIAL:MASTIC,BACKING:RUBBER,MATERIAL THICKNESS:1.52 MM,TEMPERATURE RATING:MAX 105 DEG C,CERTIFICATION/STANDARD:ROHS 2011/65/EU,ADDITIONAL FEATURES: FOR COVER AND PROTECTION OF CABLE JACKETS | EA | 0 | 0 | STOCK | Min-Max | CONSUMABLES | B | 0 | PD | 1600 | ERSA | OTHER | Y | SCOTCH 2234 | 3000220 | 3M | N | N/A | 90 | EX | N/A | EA | B |  | https://www.3mindia.in/3M/en_IN/p/d/b00005454/ | https://www.grainger.com/product/3M-Insulating-Electrical-Tape-4DYW8 | 3M | SCOTCH 2234 | [22 empty] | Enriched | TAPE | ELECTRICAL | TYPE | INSULATION,SEALING | SIZE | WD 50.8 MM X LG 1.83 M | COLOUR | BLACK | MATERIAL | RUBBER BACKING,MASTIC | MATERIAL THICKNESS | 1.52 MM | TEMPERATURE RATING | 105 DEG C MAX | DIELECTRIC STRENGTH | 400 V/MIL | HAZARD CLASS |  | CERTIFICATION/STANDARD | ROHS 2011/65/EU | ADDITIONAL FEATURES EN | FOR COVER AND PROTECTION OF CABLE JACKETS | ADDITIONAL FEATURES ES |  | ADDITIONAL FEATURES FR | [37 empty] | Production Completed
STP_005-003 | Data Enrichment | SMX | SMX | OK | 2023-03-17 | 2023-03-20 |  | PSR954783 | 954783 | PSR954783 | TAPE,ELECTRICAL;MNFR:3M,PTNO:SCOTCH 35,T | TAPE,ELECTRICAL;MNFR:3M,PTNO:SCOTCH 35,TYPE:COLOUR CODED,PHASE IDENTIFICATION,SIZE:WD 19.05 MM X LG 20 M,COLOUR:BLUE,MATERIAL:RUBBER,BACKING:VINYL,MATERIAL THICKNESS:0.18 MM,TEMPERATURE RATING:MAX 105 DEG C, | TAPE,ELECTRICAL;MNFR:3M,PTNO:SCOTCH 35,TYPE:COLOUR CODED,PHASE IDENTIFICATION,SIZE:WD 19.05 MM X LG 20 M,COLOUR:BLUE,MATERIAL:RUBBER,BACKING:VINYL,MATERIAL THICKNESS:0.18 MM,TEMPERATURE RATING:MAX 105 DEG C,DIELECTRIC STRENGTH:30 N/10 MM,CERTIFICATION/STANDARD:ROHS 2015/863/EU,ADDITIONAL FEATURES EN:FLAME RETARDANT,VOLTAGE RATING:600 V | EA | 0 | 0 | STOCK | Min-Max | CONSUMABLES | B | 0 | PD | 1600 | ERSA | OTHER | Y | SCOTCH 35 | 3000220 | 3M | N | N/A | 90 | EX | N/A | EA | B |  | https://www.3mindia.in/3M/en_IN/p/d/b00034627/ | https://in.rsdelivers.com/product/3m/scotch-35-vert-20-x-19/3m-scotch-35-green-pvc-electrical-tape-19mm-x-20m/1706844 | 3M | SCOTCH 35 | [22 empty] | Cleansed | TAPE | ELECTRICAL | TYPE | COLOUR CODED,PHASE IDENTIFICATION | SIZE | WD 19.05 MM X LG 20 M | COLOUR | BLUE | MATERIAL | VINYL BACKING,RUBBER | MATERIAL THICKNESS | 0.18 MM | TEMPERATURE RATING | 105 DEG C MAX | DIELECTRIC STRENGTH | 30 N/10 MM | HAZARD CLASS |  | CERTIFICATION/STANDARD | ROHS 2015/863/EU | ADDITIONAL FEATURES EN | VOLTAGE RATING:600 V,FLAME RETARDANT | ADDITIONAL FEATURES ES |  | ADDITIONAL FEATURES FR | [37 empty] | Production Completed
STP_005-003 | Data Enrichment | SMX | SMX | OK | 2023-03-17 | 2023-03-20 |  | PSR954784 | 954784 | PSR954784 | TAPE,ELECTRICAL;MNFR:3M,PTNO:SCOTCH 35,T | TAPE,ELECTRICAL;MNFR:3M,PTNO:SCOTCH 35,TYPE:COLOUR CODED,PHASE IDENTIFICATION,SIZE:WD 19.05 MM X LG 20 M,COLOUR:GREEN,MATERIAL:RUBBER,BACKING:VINYL,MATERIAL THICKNESS:0.18 MM,TEMPERATURE RATING:MAX 105 DEG C, | TAPE,ELECTRICAL;MNFR:3M,PTNO:SCOTCH 35,TYPE:COLOUR CODED,PHASE IDENTIFICATION,SIZE:WD 19.05 MM X LG 20 M,COLOUR:GREEN,MATERIAL:RUBBER,BACKING:VINYL,MATERIAL THICKNESS:0.18 MM,TEMPERATURE RATING:MAX 105 DEG C,DIELECTRIC STRENGTH:30 N/10 MM,CERTIFICATION/STANDARD:ROHS 2015/863/EU,ADDITIONAL FEATURES EN:FLAME RETARDANT,VOLTAGE RATING:600 V | EA | 0 | 0 | STOCK | Min-Max | CONSUMABLES | B | 0 | PD | 1600 | ERSA | OTHER | Y | SCOTCH 35 | 3000220 | 3M | N | N/A | 90 | EX | N/A | EA | B |  | https://www.3mindia.in/3M/en_IN/p/d/b00034627/ |  | 3M | SCOTCH 35 | [22 empty] | Cleansed | TAPE | ELECTRICAL | TYPE | COLOUR CODED,PHASE IDENTIFICATION | SIZE | WD 19.05 MM X LG 20 M | COLOUR | GREEN | MATERIAL | VINYL BACKING,RUBBER | MATERIAL THICKNESS | 0.18 MM | TEMPERATURE RATING | 105 DEG C MAX | DIELECTRIC STRENGTH | 30 N/10 MM | HAZARD CLASS |  | CERTIFICATION/STANDARD | ROHS 2015/863/EU | ADDITIONAL FEATURES EN | VOLTAGE RATING:600 V,FLAME RETARDANT | ADDITIONAL FEATURES ES |  | ADDITIONAL FEATURES FR | [37 empty] | Production Completed
STP_005-003 | Data Enrichment | SMX | SMX | OK | 2023-03-17 | 2023-03-20 |  | PSR100090 | 100090 | PSR100090 | TEE, REDUCING, PIPE, SCH 40, SUS 304, 50 | TEE, REDUCING, PIPE, SCH 40, SUS 304, 50 mm X 50 mm X 25 mm ND, SEAMLESS, SOCKET WELDING TYPE. | TEE, REDUCING, PIPE, SCH 40, SUS 304, 50 mm X 50 mm X 25 mm ND, SEAMLESS, SOCKET WELDING TYPE. | PC | 0 | 0 | STOCK | Min-Max | CONSUMABLES | C | 0 | PD | 2200 | ERSA | OTHER | N | N/A | N/A | N/A | N | N/A | 30 | EX | N/A | PC |  |  | URL NOT FOUND | [25 empty] | Cleansed | TEE | PIPE REDUCER | TYPE | SEAMLESS | NOMINAL RUN SIZE | 50 X 50 MM | NOMINAL BRANCH SIZE | 25 MM | BRANCH CONNECTION | SOCKET WELD | RUN CONNECTION 1 | SOCKET WELD | RUN CONNECTION 2 | SOCKET WELD | PRESSURE CLASS/RATING |  | SCHEDULE/WALL THICKNESS | SCH 40 | MATERIAL | STAINLESS STEEL 304 | MATERIAL SPECIFICATION |  | COATING/FINISH |  | LENGTH |  | HAZARD CLASS |  | CERTIFICATION/STANDARD |  | ADDITIONAL FEATURES EN |  | ADDITIONAL FEATURES ES |  | ADDITIONAL FEATURES FR | [27 empty] | Production Completed
STP_005-003 | Data Enrichment | SMX | SMX | OK | 2023-03-17 | 2023-03-21 |  | PSR053977 | 053977 | PSR053977 | TEE, STRAIGHT MALE AND FEMALE, 1/4 NPT, | TEE, STRAIGHT MALE AND FEMALE, 1/4 NPT, ORDERING CODE: SS-4-ST, BRAND: SWAGELOK | TEE, STRAIGHT MALE AND FEMALE, 1/4 NPT, ORDERING CODE: SS-4-ST, BRAND: SWAGELOK | PC | 0 | 0 | STOCK | Min-Max | CONSUMABLES | C | 0 | PD | 2200 | ERSA | OTHER | Y | ORDERING CODE: SS-4-ST | 3000355 | SWAGELOK LTD | N | N/A | 30 | EX | N/A | PC |  |  | https://products.swagelok.com/en/c/tees/p/SS-4-ST | https://www.radwell.co.uk/en-GB/Buy/SWAGELOK/SWAGELOK/SS-4-ST/?redirect=true | SWAGELOK LTD | SS-4-ST | [6 empty] | SWAGELOK | SS-4-ST | [14 empty] | Enriched | TEE | PIPE | TYPE | STREET | NOMINAL SIZE | 1/4 IN | END CONNECTION | STRAIGHT MNPT X FNPT | PRESSURE CLASS/RATING |  | SCHEDULE/WALL THICKNESS |  | MATERIAL | STAINLESS STEEL | MATERIAL SPECIFICATION |  | COATING/FINISH |  | LENGTH |  | HAZARD CLASS |  | CERTIFICATION/STANDARD |  | ADDITIONAL FEATURES EN |  | ADDITIONAL FEATURES ES |  | ADDITIONAL FEATURES FR | [33 empty] | Production Completed
STP_005-003 | Data Enrichment | SMX | SMX | OK | 2023-03-17 | 2023-03-21 | URL ONLY FOR REFFERENCE | PSR043845 | 043845 | PSR043845 | TERMINATION KIT, 240 MM2 (500 MCM), 25-3 | TERMINATION KIT, 240 MM2 (500 MCM), 25-35Kv, INDOOR/OUTDOOR TYPE WITH COMPLETE ACCESSORIES, CRIMP TYPE TERMINAL LUGS 310606 (3PCS), CABLE RANGE: 350 MCM ~ 750 MCM, 133% INSULATION, WITH ADDITIONAL SKIRTING 3M 30L04S, 3MTK5636 + 3M30L04S | TERMINATION KIT, 240 MM2 (500 MCM), 25-35Kv, INDOOR/OUTDOOR TYPE WITH COMPLETE ACCESSORIES, CRIMP TYPE TERMINAL LUGS 310606 (3PCS), CABLE RANGE: 350 MCM ~ 750 MCM, 133% INSULATION, WITH ADDITIONAL SKIRTING 3M 30L04S, 3MTK5636 + 3M30L04S | KT | 0 | 0 | STOCK | Min-Max | CONSUMABLES | C | 0 | PD | 1600 | ERSA | OTHER | N | N/A | N/A | N/A | N | N/A | 30 | EX | N/A | EA |  |  | https://arnaiz.com.ph/terminal-lugs-of-all-kinds/ | [25 empty] | Cleansed | TERMINATION KIT | CABLE | TYPE | INDOOR/OUTDOOR | TERMINATION TYPE | CRIMP LUG | VOLTAGE RATING | 25-35 KV | NUMBER OF CORES |  | CONDUCTOR SIZE | 240 MM2 (500 MCM) | CABLE INSULATION DIAMETER | 350 MCM-750 MCM | TERMINATIONS PER KIT | 3 PCS | COLOUR |  | HAZARD CLASS |  | CERTIFICATION/STANDARD |  | ADDITIONAL FEATURES EN | C/W COMPLETE ACCESSORIES,133 PCT INSULATION,ADDITIONAL SKIRTING 3M 30L04S,3MTK5636 + 3M30L04S,310606 | ADDITIONAL FEATURES ES |  | ADDITIONAL FEATURES FR | [35 empty] | Production Completed
STP_005-003 | Data Enrichment | SMX | SMX | OK | 2023-03-17 | 2023-03-21 | URL ONLY FOR REFFERENCE | PSR945329 | 945329 | PSR945329 | TEST KIT, HBA1C. IMMUNOFLOURESCENCE. 25 | TEST KIT, HBA1C. IMMUNOFLOURESCENCE. 25 TESTS/BOX, BRAND: ICHROMA | TEST KIT, HBA1C. IMMUNOFLOURESCENCE. 25 TESTS/BOX, BRAND: ICHROMA | BX | 0 | 0 | STOCK | Min-Max | CONSUMABLES | B | 12890 | PD | 4040 | ERSA | OTHER | N | N/A | N/A | N/A | N | N/A | 90 | EX | N/A | BOX |  |  | URL NOT FOUND | [9 empty] | ICHROMA | [15 empty] | Cleansed | KIT | NO MODIFIER | TYPE | TEST,HBA1C IMMUNOFLOURESCENCE | CONTENTS |  | NUMBER OF ITEMS | 25 | HAZARD CLASS |  | CERTIFICATION/STANDARD |  | ADDITIONAL FEATURES EN | PACAKAGING TYPE:BOX | ADDITIONAL FEATURES ES |  | ADDITIONAL FEATURES FR | [45 empty] | Production Completed
STP_005-003 | Data Enrichment | SMX | SMX | OK | 2023-03-17 | 2023-03-21 |  | PSR941890 | 941890 | PSR941890 | THERMOCOUPLE, MAIN, P/N: PAK-FE250; FOR | THERMOCOUPLE, MAIN, P/N: PAK-FE250; FOR CLAISSE THEOX FLUXXER | THERMOCOUPLE, MAIN, P/N: PAK-FE250; FOR CLAISSE THEOX FLUXXER | PC | 0 | 0 | STOCK | Min-Max | CRITICAL | B | 0 | PD | 1600 | ERSA | OTHER | N | N/A | N/A | N/A | N | N/A | 30 | EX | N/A | PC |  |  | https://www.volza.com/p/temperature-sensor/import/import-in-vietnam/coo-canada/ |  |  | PAK-FE250 | [22 empty] | Cleansed | THERMOCOUPLE | NO MODIFIER | TYPE | MAIN | TEMPERATURE RATING |  | ACCURACY |  | WIRE SIZE |  | JUNCTION TYPE |  | SHEATH SIZE |  | SHEATH MATERIAL |  | INSERTION LENGTH |  | LENGTH |  | CONNECTION TYPE |  | HAZARD CLASS |  | CERTIFICATION/STANDARD |  | ADDITIONAL FEATURES EN | FOR CLAISSE THEOX FLUXXER | ADDITIONAL FEATURES ES |  | ADDITIONAL FEATURES FR | [31 empty] | Production Completed
STP_005-003 | Data Enrichment | SMX | SMX | OK | 2023-03-17 | 2023-03-21 |  | PSR954749 | 954749 | PSR954749 | TIRE, SOLID, 10.00 X 20.0, LOAD RATING @ | TIRE, SOLID, 10.00 X 20.0, LOAD RATING @6 MPH: 13200 LBS, P/N: 40129090, TRANSPORT MACHINE, ACCEPTABLE, MFR: TOPOWER | TIRE, SOLID, 10.00 X 20.0, LOAD RATING @6 MPH: 13200 LBS, P/N: 40129090, TRANSPORT MACHINE, ACCEPTABLE, MFR: TOPOWER | PC | 16 | 21 | STOCK | Min-Max | CRITICAL | A | 0 | V1 | 3730 | ERSA | OTHER | N | N/A | N/A | N/A | Y | 40129090 | 90 | HB | TOPOWER | PC | A |  | https://www.tariffnumber.com/2023/40129090 |  | TOPOWER | 40129090 | [22 empty] | Enriched | TIRE | NO MODIFIER | TYPE | SOLID | SIZE | 10.00 X 20.0 | MATERIAL | RUBBER | LOAD CAPACITY | 13200 LB AT 6 MPH | NUMBER OF PLYS |  | TREAD TYPE |  | HAZARD CLASS |  | CERTIFICATION/STANDARD |  | ADDITIONAL FEATURES EN | FOR TRANSPORT MACHINE,ACCEPTABLE | ADDITIONAL FEATURES ES |  | ADDITIONAL FEATURES FR | [39 empty] | Production Completed
STP_005-003 | Data Enrichment | SMX | SMX | OK | 2023-03-17 | 2023-03-21 |  | PSR954747 | 954747 | PSR954747 | TIRE, SOLID, 8.25 X 15.0, LOAD RATING @1 | TIRE, SOLID, 8.25 X 15.0, LOAD RATING @15 MPH: 7,594 LBS, P/N: 8251565MIL-CRT, TRANSPORT MACHINE, ACCEPTABLE, MFR: DURABLE AMERICAN | TIRE, SOLID, 8.25 X 15.0, LOAD RATING @15 MPH: 7,594 LBS, P/N: 8251565MIL-CRT, TRANSPORT MACHINE, ACCEPTABLE, MFR: DURABLE AMERICAN | PC | 56 | 74 | STOCK | Min-Max | CRITICAL | A | 0 | V1 | 3730 | ERSA | OTHER | N | N/A | N/A | N/A | Y | 8251565MIL-CRT | 90 | HB | DURABLE AMERICAN | PC | A |  | https://www.forklifttire.com/8-25x15-6-50-made-in-usa-solid-resilient-forklift-tire/ |  | DURABLE AMERICAN | 8251565MIL-CRT | [22 empty] | Enriched | TIRE | NO MODIFIER | TYPE | SOLID | SIZE | 8.25 X 15.0 | MATERIAL | RUBBER | LOAD CAPACITY | 7594 LB AT 15 MPH | NUMBER OF PLYS |  | TREAD TYPE | INDUSTRIAL DEEP LUG TRACTION | HAZARD CLASS |  | CERTIFICATION/STANDARD |  | ADDITIONAL FEATURES EN | FOR TRANSPORT MACHINE,ACCEPTABLE | ADDITIONAL FEATURES ES |  | ADDITIONAL FEATURES FR | [39 empty] | Production Completed
STP_005-003 | Data Enrichment | SMX | SMX | OK | 2023-03-17 | 2023-03-21 |  | PSR040070 | 040070 | PSR040070 | TOOL SET, INSULATED , DRIVE SET 1/2 SOCK | TOOL SET, INSULATED , DRIVE SET 1/2 SOCKETS INCLUDED (7) 1/2 DR 12PT, SOCKETS: 10, 11, 12, 13, 14, 17, 19 MM, PLIERS INCLUDED DIAGONAL CUTTERS 6, ENGINEERS PLIERS 8, LONG NOSE PLIERS 8, WRENCHES INCLUDED (7) OPEN | TOOL SET, INSULATED , DRIVE SET 1/2 SOCKETS INCLUDED (7) 1/2 DR 12PT, SOCKETS: 10, 11, 12, 13, 14, 17, 19 MM, PLIERS INCLUDED DIAGONAL CUTTERS 6, ENGINEERS PLIERS 8, LONG NOSE PLIERS 8, WRENCHES INCLUDED (7) OPEN END WRENCHES: 10, 11, 12, 13, 17, 17, 19 MM, SCREW DRIVERS INCLUDED (2) SLOTTED ELECTRICIANS SCREWDRIVER 5/32 X 3, 3/16 X 6, SLOTTED ELECTRICIANS TERMINAL SCREWDRIVER 1/8 X 3, SLOTTED ENGINEERS SCREWDRIVER 5/16 X 6, (2) PHILIPS SCREWDRIVERS: #1 X 3,#2 X 4; BRAND: GRAINGER | SE | 0 | 0 | STOCK | Min-Max | CONSUMABLES | C | 0 | PD | 4010 | ERSA | OTHER | N | N/A | N/A | N/A | N | N/A | 30 | EX | N/A | EA |  |  | URL NOT FOUND | [9 empty] | GRAINGER | [15 empty] | Cleansed | KIT | NO MODIFIER | TYPE | INSULATED DRIVE TOOL | CONTENTS | (7) X 1/2 DR 12 POINT 1/2 SOCKETS:10,11,12,13,14,17,19 MM,(6) X DIAGONAL CUTTERS PLIERS,(8) X ENGINEERS PLIERS,(8) X LONG NOSE PLIERS,(7) X OPEN END WRENCHES:10,11,12,13,17,17,19 MM,(2) X SLOTTED ELECTRICIANS SCREWDRIVER 5/32 X 3,3/16 X 6,SLOTTED ELECTRICIANS TERMINAL SCREWDRIVER 1/8 X 3,SLOTTED ENGINEERS SCREWDRIVER 5/16 X 6,(2) X PHILIPS SCREWDRIVERS:NO 1 X 3,NO 2 X 4 | NUMBER OF ITEMS | 40 | HAZARD CLASS |  | CERTIFICATION/STANDARD |  | ADDITIONAL FEATURES EN | PACKAGING TYPE:SET | ADDITIONAL FEATURES ES |  | ADDITIONAL FEATURES FR | [45 empty] | Production Completed
STP_005-003 | Data Enrichment | SMX | SMX | OK | 2023-03-17 | 2023-03-21 |  | PSR937519 | 937519 | PSR937519 | TOWEL, PRE-MOISTENED, FOR METALS REMOVAL | TOWEL, PRE-MOISTENED, FOR METALS REMOVAL, SIZE: 325-COUNT BUCKET, BRAND: D-WIPE TOWELS, P/N: WT-325 | TOWEL, PRE-MOISTENED, FOR METALS REMOVAL, SIZE: 325-COUNT BUCKET, BRAND: D-WIPE TOWELS, P/N: WT-325 | BR | 0 | 0 | STOCK | Min-Max | CONSUMABLES | C | 0 | PD | 4090 | ERSA | OTHER | N | N/A | N/A | N/A | N | N/A | 30 | EX | N/A | EA |  |  | https://esca-tech.com/product/d-wipe-towels/ | [9 empty] | D-WIPE TOWELS | WT-325 | [14 empty] | Enriched | TOWEL | NO MODIFIER | TYPE | PRE-MOISTENED | SIZE | 8 X 6 IN | MATERIAL |  | COLOUR |  | HAZARD CLASS |  | CERTIFICATION/STANDARD |  | ADDITIONAL FEATURES EN | FOR METALS REMOVAL,PACKAGING QUANTITY:325 PER BUCKET | ADDITIONAL FEATURES ES |  | ADDITIONAL FEATURES FR | [43 empty] | Production Completed
STP_005-003 | Data Enrichment | SMX | SMX | OK | 2023-03-17 | 2023-03-21 | SUITABLE NM NOT FOUND | PSR017726 | 017726 | PSR017726 | TOWER, COOLING, MODEL: SKB-36TR, TYPE: R | TOWER, COOLING, MODEL: SKB-36TR, TYPE: RECTANGULAR CROSS FLOW, OPEN TYPE, WATER INLET TEMPERATURE: 40 DEG. C., WATER OUTLET TEMPERATURE: 35 DEG. C., WATER FLOW RATE: 600 L/min, DIMENSION: 2830 (L) X 1470 (W) X 1930 mm (H), | TOWER, COOLING, MODEL: SKB-36TR, TYPE: RECTANGULAR CROSS FLOW, OPEN TYPE, WATER INLET TEMPERATURE: 40 DEG. C., WATER OUTLET TEMPERATURE: 35 DEG. C., WATER FLOW RATE: 600 L/min, DIMENSION: 2830 (L) X 1470 (W) X 1930 mm (H), AXIAL FLOW FAN MODEL: KFB-1, FAN DRIVE: BELT DRIVE, FAN DIAMETER: 1200 mm, 3 PHASE INDUCTION MOTOR, 4 POLES, 440V, 60 Hz, 2.2 kW OUTPUT, MFR: KUKEN | AY | 0 | 0 | STOCK | Min-Max | CONSUMABLES | C | 0 | PD | 1600 | ERSA | OTHER | N | N/A | N/A | N/A | N | N/A | 30 | EX | N/A | EA | [91 empty] | Production Completed
STP_005-003 | Data Enrichment | SMX | SMX | OK | 2023-03-17 | 2023-03-21 |  | PSR954628 | 954628 | PSR954628 | TRAP, DRAIN, 3RD STAGE, KOBE-ALLIS ISOTH | TRAP, DRAIN, 3RD STAGE, KOBE-ALLIS ISOTHERMAL CENTRIFUGAL COMPRESSOR MODEL: VG-584: 80-16016-0, MFR: KOBE STEEL, LTD | TRAP, DRAIN, 3RD STAGE, KOBE-ALLIS ISOTHERMAL CENTRIFUGAL COMPRESSOR MODEL: VG-584: 80-16016-0, MFR: KOBE STEEL, LTD | EA | 0 | 0 | STOCK | Min-Max | CRITICAL | B | 0 | PD | 5905 | ERSA | OTHER | N | N/A | N/A | N/A | Y | VG-584 | 90 | EX | KOBE STEEL, LTD | EA |  |  | URL NOT FOUND |  | KOBE STEEL, LTD | [13 empty] | ALLIS ISOTHERMAL CENTRIFUGAL COMPRESSOR,3RD STAGE | VG-584: 80-16016-0 | KOBE STEEL, LTD | [7 empty] | Cleansed | TRAP | NO MODIFIER | TYPE | DRAIN | INLET SIZE |  | INLET CONNECTION |  | OUTLET SIZE |  | OUTLET CONNECTION |  | MATERIAL |  | SIZE |  | HAZARD CLASS |  | CERTIFICATION/STANDARD |  | ADDITIONAL FEATURES EN |  | ADDITIONAL FEATURES ES |  | ADDITIONAL FEATURES FR | [37 empty] | Production Completed
STP_005-003 | Data Enrichment | SMX | SMX | OK | 2023-03-17 | 2023-03-21 |  | PSR010389 | 010389 | PSR010389 | TRAP, MERCURY, P/N 70200, HG TRAP, FOR M | TRAP, MERCURY, P/N 70200, HG TRAP, FOR MILESTONE DIRECT MERCURY ANALYZER DMA80 EVO | TRAP, MERCURY, P/N 70200, HG TRAP, FOR MILESTONE DIRECT MERCURY ANALYZER DMA80 EVO | PC | 0 | 0 | STOCK | Min-Max | CRITICAL | B | 0 | PD | 4200 | ERSA | OTHER | N | N/A | N/A | N/A | N | N/A | 30 | EX | N/A | PC |  |  | https://www.milestonesci.com/wp-content/uploads/2019/11/Consumables-Accessories-DMA-80.pdf |  | MILESTONE | 70200 | [12 empty] | DIRECT MERCURY ANALYZER | DMA80 EVO | MILESTONE | [7 empty] | Cleansed | TRAP | NO MODIFIER | TYPE | MERCURY | INLET SIZE |  | INLET CONNECTION |  | OUTLET SIZE |  | OUTLET CONNECTION |  | MATERIAL |  | SIZE |  | HAZARD CLASS |  | CERTIFICATION/STANDARD |  | ADDITIONAL FEATURES EN |  | ADDITIONAL FEATURES ES |  | ADDITIONAL FEATURES FR | [37 empty] | Production Completed
STP_005-003 | Data Enrichment | SMX | SMX | OK | 2023-03-17 | 2023-03-21 |  | PSR043514 | 043514 | PSR043514 | TROLLEY, GEARED, 2000 KG WLL GEARED TROL | TROLLEY, GEARED, 2000 KG WLL GEARED TROLLEY - 3 MTRS HAND CHAIN, CAPACITY: 2000 KG | TROLLEY, GEARED, 2000 KG WLL GEARED TROLLEY - 3 MTRS HAND CHAIN, CAPACITY: 2000 KG | UT | 0 | 0 | STOCK | Min-Max | CONSUMABLES | C | 14765.5637 | PD | 5920 | ERSA | OTHER | N | N/A | N/A | N/A | N | N/A | 30 | EX | N/A | EA |  |  | URL NOT FOUND | [25 empty] | Cleansed | TROLLEY | NO MODIFIER | TYPE | GEARED | CAPACITY | 2000 KG | SIZE | 3 M HAND CHAIN | MATERIAL |  | NUMBER OF WHEELS |  | HAZARD CLASS |  | CERTIFICATION/STANDARD |  | ADDITIONAL FEATURES EN |  | ADDITIONAL FEATURES ES |  | ADDITIONAL FEATURES FR | [41 empty] | Production Completed
STP_005-003 | Data Enrichment | SMX | SMX | OK | 2023-03-17 | 2023-03-21 |  | PSR056798 | 056798 | PSR056798 | TROLLEY, STEEL, PLATFORM, 300KG MAX, 61X | TROLLEY, STEEL, PLATFORM, 300KG MAX, 61X91CM, ITEM NO: SXWTD-PC528; MFR: STANLEY | TROLLEY, STEEL, PLATFORM, 300KG MAX, 61X91CM, ITEM NO: SXWTD-PC528; MFR: STANLEY | UT | 0 | 0 | STOCK | Min-Max | CONSUMABLES | C | 0 | PD | 5920 | ERSA | OTHER | N | N/A | N/A | N/A | N | N/A | 30 | EX | N/A | EA |  |  | https://www.moglix.com/stanley-300kg-steel-black-yellow-portable-foldable-platform-trolley-sxwtd-pc528/mp/msnl5glpz7eyk4 | https://www.stanleytools.co.uk/product/sxwtd-pc528/300-kg-platform-truck | STANLEY | SXWTD-PC528 | [22 empty] | Enriched | TROLLEY | NO MODIFIER | TYPE | PLATFORM | CAPACITY | 300 KG MAX | SIZE | 61 X 91 CM | MATERIAL | STEEL | NUMBER OF WHEELS | 4 | HAZARD CLASS |  | CERTIFICATION/STANDARD |  | ADDITIONAL FEATURES EN |  | ADDITIONAL FEATURES ES |  | ADDITIONAL FEATURES FR | [41 empty] | Production Completed
STP_005-003 | Data Enrichment | SMX | SMX | OK | 2023-03-17 | 2023-03-21 | URL ONLY FOR REFFERENCE | PSR298539 | 298539 | PSR298539 | TUBING, NASOGASTRIC, STERILE, FR. 8 | TUBING, NASOGASTRIC, STERILE, FR. 8 | TUBING, NASOGASTRIC, STERILE, FR. 8 | PC | 0 | 0 | STOCK | Min-Max | CONSUMABLES | C | 0 | PD | 4040 | ERSA | OTHER | N | N/A | N/A | N/A | N | N/A | 30 | EX | N/A | PC |  |  | https://medsitis.com/products/corflo-ultra-lite-nasogastric-ng-feeding-tubes-8-fr-43-20-1438 | [25 empty] | Cleansed | TUBING | MEDICAL | TYPE | NASOGASTRIC STERILE | DIMENSIONS |  | GAUGE |  | MATERIAL |  | HAZARD CLASS |  | CERTIFICATION/STANDARD |  | ADDITIONAL FEATURES EN | SIZE:FR 8 | ADDITIONAL FEATURES ES |  | ADDITIONAL FEATURES FR | [43 empty] | Production Completed
STP_005-003 | Data Enrichment | SMX | SMX | OK | 2023-03-17 | 2023-03-21 | REVIEW NM | PSR939280 | 939280 | PSR939280 | TUMBLER, SPORTY. | TUMBLER, SPORTY. | TUMBLER, SPORTY. | BT | 0 | 0 | STOCK | Min-Max | CONSUMABLES | C | 1020 | PD | 4090 | ERSA | OTHER | N | N/A | N/A | N/A | N | N/A | 30 | EX | N/A | BT |  |  | URL NOT FOUND | [25 empty] | Cleansed | TUMBLER | DRIVE | TYPE | SPORTY | SHAFT DIAMETER |  | NUMBER OF TEETH |  | SIZE |  | MATERIAL |  | HAZARD CLASS |  | CERTIFICATION/STANDARD |  | ADDITIONAL FEATURES EN |  | ADDITIONAL FEATURES ES |  | ADDITIONAL FEATURES FR | [41 empty] | Production Completed
STP_005-003 | Data Enrichment | SMX | SMX | OK | 2023-03-17 | 2023-03-21 |  | PSR954630 | 954630 | PSR954630 | V-BELT, COMPRESSOR, P/N: 60900000370, AI | V-BELT, COMPRESSOR, P/N: 60900000370, AIR CONDITIONING GROUP, FOR LONKING SKID STEER LOADER MODEL: CDM307, SERIAL NO.: LSL00307CNA882172, MFR: LONKING | V-BELT, COMPRESSOR, P/N: 60900000370, AIR CONDITIONING GROUP, FOR LONKING SKID STEER LOADER MODEL: CDM307, SERIAL NO.: LSL00307CNA882172, MFR: LONKING | PC | 0 | 0 | STOCK | Min-Max | CRITICAL | B | 0 | PD | 5920 | ERSA | OTHER | N | N/A | N/A | N/A | Y | 60900000370 | 90 | EX | LONKING | PC |  |  | https://resource.lonking.cn/files/201512/20151218185005687.pdf |  | LONKING | 60900000370 | [12 empty] | SKID STEER LOADER,COMPRESSOR | CDM307 | LONKING |  |  | LSL00307CNA882172 |  |  |  |  | Cleansed | BELT | V | TYPE |  | NUMBER OF RIBS |  | BELT SECTION SIZE |  | OUTSIDE LENGTH |  | MATERIAL |  | BELT DESIGNATION |  | REINFORCING CORD MATERIAL |  | TOP WIDTH |  | OVERALL HEIGHT |  | OIL RESISTANT |  | HEAT RESISTANT |  | STATIC CONDUCTIVE |  | HAZARD CLASS |  | CERTIFICATION/STANDARD |  | ADDITIONAL FEATURES EN | AIR CONDITIONING GROUP | ADDITIONAL FEATURES ES |  | ADDITIONAL FEATURES FR | [27 empty] | Production Completed
STP_005-003 | Data Enrichment | SMX | SMX | OK | 2023-03-17 | 2023-03-21 |  | PSR045973 | 045973 | PSR045973 | VENTILATOR, PORTABLE, SIZE: 300 MM, 600 | VENTILATOR, PORTABLE, SIZE: 300 MM, 600 W, 220V, SPEED 3300 RPM, 60 HZ, FLOW RATE 72 M3/MIN, STATIC PRESSURE: 500 PA, MODEL: PA12, BRAND: POWER ARC | VENTILATOR, PORTABLE, SIZE: 300 MM, 600 W, 220V, SPEED 3300 RPM, 60 HZ, FLOW RATE 72 M3/MIN, STATIC PRESSURE: 500 PA, MODEL: PA12, BRAND: POWER ARC | UT | 0 | 0 | STOCK | Min-Max | CONSUMABLES | C | 0 | PD | 1600 | ERSA | OTHER | N | N/A | N/A | N/A | N | N/A | 30 | EX | N/A | EA |  |  | URL NOT FOUND | [9 empty] | POWER ARC | PA12 | [14 empty] | Cleansed | VENTILATOR | NO MODIFIER | TYPE | PORTABLE | FLOW RATING | 72 M3/MIN | SPEED RATING | 3300 RPM | MATERIAL |  | END CONNECTION |  | SIZE | 300 MM | ELECTRICAL RATING | 220 VAC,600 W,60 HZ | DRIVE TYPE |  | HAZARD CLASS |  | CERTIFICATION/STANDARD |  | ADDITIONAL FEATURES EN | STATIC PRESSURE:500 PA | ADDITIONAL FEATURES ES |  | ADDITIONAL FEATURES FR | [35 empty] | Production Completed
STP_005-003 | Data Enrichment | SMX | SMX | OK | 2023-03-17 | 2023-03-21 |  | PSR940205 | 940205 | PSR940205 | WATER HEATER, ELECTRIC WATER HEATER, 15 | WATER HEATER, ELECTRIC WATER HEATER, 15 GAL. CAPACITY, 230V/1PH, 1500 WATTS. MANUF/MODEL: RHEEM, EGSP15 | WATER HEATER, ELECTRIC WATER HEATER, 15 GAL. CAPACITY, 230V/1PH, 1500 WATTS. MANUF/MODEL: RHEEM, EGSP15 | PC | 0 | 0 | STOCK | Min-Max | CONSUMABLES | C | 0 | PD | 4090 | ERSA | OTHER | N | N/A | N/A | N/A | N | N/A | 30 | EX | N/A | PC |  |  | https://www.grainger.com/product/RHEEM-RUUD-Electric-Water-Heater-120V-21XP25 |  | RHEEM | EGSP15 | [22 empty] | Enriched | HEATER | NO MODIFIER | TYPE | ELECTRIC,WATER | POWER RATING | 1500 W | VOLTAGE RATING | 230 VAC | CURRENT RATING | 12.5 A | TEMPERATURE RATING | 110-170 DEG F | MATERIAL | STEEL | TERMINAL TYPE |  | SIZE | WD 450.85 X HT 615.95 X DP 565.15 MM | HAZARD CLASS |  | CERTIFICATION/STANDARD | ASME,CSA,UL | ADDITIONAL FEATURES EN | CAPACITY:15 GAL,NUMBER OF PHASE:1 PH | ADDITIONAL FEATURES ES |  | ADDITIONAL FEATURES FR | [35 empty] | Production Completed
STP_005-003 | Data Enrichment | SMX | SMX | OK | 2023-03-17 | 2023-03-21 |  | PSR525633 | 525633 | PSR525633 | WATER SET, DRINKING, 7 PIECES PER SET, C | WATER SET, DRINKING, 7 PIECES PER SET, COMPOSED OF 1-PITCHER AND 6-GLASSES | WATER SET, DRINKING, 7 PIECES PER SET, COMPOSED OF 1-PITCHER AND 6-GLASSES | SE | 0 | 0 | STOCK | Min-Max | CONSUMABLES | C | 0 | PD | 4090 | ERSA | OTHER | N | N/A | N/A | N/A | N | N/A | 30 | EX | N/A | EA |  |  | URL NOT FOUND | [25 empty] | Cleansed | WATER | MINERAL | TYPE | DRINKING | CONTAINER SIZE |  | CONTAINER TYPE |  | EXPIRY DATE |  | PACKAGE TYPE | SET | HAZARD CLASS |  | CERTIFICATION/STANDARD |  | ADDITIONAL FEATURES EN | PACKAGING QUANTITY:(7) PIECES PER SET,COMPOSED OF 1-PITCHER AND 6-GLASSES | ADDITIONAL FEATURES ES |  | ADDITIONAL FEATURES FR | [41 empty] | Production Completed
STP_005-003 | Data Enrichment | SMX | SMX | OK | 2023-03-17 | 2023-03-21 |  | PSR939892 | 939892 | PSR939892 | WIRE, SUSPENSION, WIRE HANGERS, BRACES A | WIRE, SUSPENSION, WIRE HANGERS, BRACES AND TIES TO BE ZINC-COATED, CARBON STEEL, 12 GAUGE WIRE. | WIRE, SUSPENSION, WIRE HANGERS, BRACES AND TIES TO BE ZINC-COATED, CARBON STEEL, 12 GAUGE WIRE. | LM | 0 | 0 | STOCK | Min-Max | CONSUMABLES | C | 0 | PD | 5920 | ERSA | OTHER | N | N/A | N/A | N/A | N | N/A | 30 | EX | N/A | M |  |  | URL NOT FOUND | [25 empty] | Cleansed | WIRE | TIE | TYPE | SUSPENSION | WIRE SIZE | 12 GAUGE | MATERIAL | CARBON STEEL | FINISH | ZINC COATED | WEIGHT |  | PACKAGE TYPE |  | HAZARD CLASS |  | CERTIFICATION/STANDARD |  | ADDITIONAL FEATURES EN | C/W HANGERS AND BRACES | ADDITIONAL FEATURES ES |  | ADDITIONAL FEATURES FR | [39 empty] | Production Completed