## Sheet1
Project Code | Activities | Production User | CA Code | Production Comments | Start Date | End Date | Remarks | Griha ID | STOCKNO | SN | SN DESC | DESCRIPTION | LONG DESCRIPTION | UM | MINQTY | MAXQTY | ITEM TYPE | PLANNING METHOD | INVENTORY TYPE | BI CODE | AVG COST | SAP MRP TYPE | SAP MATERIAL GROUP | SAP MATERIAL TYPE | SAP INVENTORY TYPE | SAP OEM | SAP PN | SAP MFG NUMBER | SAP MFG NAME | PASAR OEM | PASAR PN | SAP PDT | LOT SIZE | PASAR MFG NAME | SAP UOM | SAP BI CODE | SUPPLIER (source list) | Reference URL | Reference URL 1 | Manufacturer Name | Manufacturer Part Number | Alternate Manufacturer | Alternate Manufacturer Part Number | Alternate Manufacturer 1 | Alternate Manufacturer Part Number 1 | Alternate Manufacturer 2 | Alternate Manufacturer Part Number 2 | Supplier Name | Supplier Part Number | Supplier Name 1 | Supplier Part Number 1 | Supplier Name 2 | Supplier Part Number 2 | Equipment Name | Equipment Model | Equipment Manufacturer | Drawing Number | Drawing Version | Serial Number | Item Number | Machine Number | ART / Article Number | MFG Number | Enriched/Cleansed | Noun | Modifier | Attribute Name 1 | Attribute Value 1 | Attribute Name 2 | Attribute Value 2 | Attribute Name 3 | Attribute Value 3 | Attribute Name 4 | Attribute Value 4 | Attribute Name 5 | Attribute Value 5 | Attribute Name 6 | Attribute Value 6 | Attribute Name 7 | Attribute Value 7 | Attribute Name 8 | Attribute Value 8 | Attribute Name 9 | Attribute Value 9 | Attribute Name 10 | Attribute Value 10 | Attribute Name 11 | Attribute Value 11 | Attribute Name 12 | Attribute Value 12 | Attribute Name 13 | Attribute Value 13 | Attribute Name 14 | Attribute Value 14 | Attribute Name 15 | Attribute Value 15 | Attribute Name 16 | Attribute Value 16 | Attribute Name 17 | Attribute Value 17 | Attribute Name 18 | Attribute Value 18 | Attribute Name 19 | Attribute Value 19 | Attribute Name 20 | Attribute Value 20 | Attribute Name 21 | Attribute Value 21 | Attribute Name 22 | Attribute Value 22 | Attribute Name 23 | Attribute Value 23 | Attribute Name 24 | Attribute Value 24 | Attribute Name 25 | Attribute Value 25 | Attribute Name 26 | Attribute Value 26 | Attribute Name 27 | Attribute Value 27 | Attribute Name 28 | Attribute Value 28 | Attribute Name 29 | Attribute Value 29 | Attribute Name 30 | Attribute Value 30 | Status
STP_005-003 | Data Enrichment | RYM | RYM | completed | 2023-03-17 | 2023-03-20 |  | PSR103100 | 103100 | PSR103100 | AIR CONDITIONER, 2.0 HP, SPLIT TYPE, SIN | AIR CONDITIONER, 2.0 HP, SPLIT TYPE, SINGLE PHASE, AC220V, 60HZ, R-22 REFRIGERANT, PLASTIC BODY, WITH REMOTE CONTROL | AIR CONDITIONER, 2.0 HP, SPLIT TYPE, SINGLE PHASE, AC220V, 60HZ, R-22 REFRIGERANT, PLASTIC BODY, WITH REMOTE CONTROL | UT | 0 | 0 | STOCK | Min-Max | CONSUMABLES | C | 0 | PD | 4015 | ERSA | OTHER | N | N/A | N/A | N/A | N | N/A | 30 | EX | N/A | EA |  |  | URL NOT FOUND | [25 empty] | CLEANSED | AIR CONDITIONER | NO MODIFIER | TYPE | SPLIT | BTUH CAPACITY |  | REFRIGERANT TYPE | R-22 | FLOW RATING |  | COOLING METHOD |  | POWER RATING | 2 HP | VOLTAGE RATING | 220 VAC | CURRENT RATING |  | TANK CAPACITY |  | POWER CORD LENGTH |  | CONNECTION TYPE |  | HAZARD CLASS |  | CERTIFICATION/STANDARD |  | ADDITIONAL FEATURES EN | FREQUENCY RATING:60 HZ.NO OF PHASE:1 PH,MATERIAL:PLASTIC,C/W REMOTE CONTROL | ADDITIONAL FEATURES ES |  | ADDITIONAL FEATURES FR | [29 empty] | Production Completed
STP_005-003 | Data Enrichment | RYM | RYM | completed | 2023-03-17 | 2023-03-20 |  | PSR050893 | 050893 | PSR050893 | ANALYZER, SULFURIC ACID, 91~99.5% Wt H2S | ANALYZER, SULFURIC ACID, 91~99.5% Wt H2SO4 MEASURING RANGE, WITH TRANSMITTER AND SENSOR,TRANSMITTER SPECS: 100VAC, 60HZ, LINEAR 4~20 mADC OUTPUT, WEATHERPROOF ENCLOSURE, WITH HOOD FOR PROTECTION | ANALYZER, SULFURIC ACID, 91~99.5% Wt H2SO4 MEASURING RANGE, WITH TRANSMITTER AND SENSOR,TRANSMITTER SPECS: 100VAC, 60HZ, LINEAR 4~20mADC OUTPUT, WEATHERPROOF ENCLOSURE, W/HOOD FOR PROTECTION, 60 DEG C AMBIENT TEMP, 50+/-10 DEG C TEMP COMPENSATION 50A POLE STANCHION MOUNT, G1/2 SUS304 CABLE ENTRANCE, MODEL MDM310E(H2SO4) ENGLISH CHARACTER INCLUDING SENSOR, AIT-J33 TAG NO., SENSOR SPECS: MODEL ME11T, WITH METAL CASE (THERMISTOR INSTALLED), SUS316 MOUNTING PAR MATERIAL, JIS 5K RF 100A FLANGE MOUNTED SENSOR, 5 METERS SENSOR CABLE, PFA EXTENSION TUBE MATERIAL, FCD400/PFA 25A JIS 10K RF CASE MATERIAL & CONNECTION, MNFR: ROSEMOUNT | SE | 0 | 0 | STOCK | Min-Max | CONSUMABLES | C | 0 | PD | 5100 | ERSA | OTHER | Y | MDM310E(H2SO4) | 3000340 | ROSEMOUNT | N | N/A | 90 | EX | N/A | EA |  |  | URL NOT FOUND |  | ROSEMOUNT | MDM310E(H2SO4) | [22 empty] | CLEANSED | ANALYZER | NO MODIFIER | TYPE | SULFURIC ACID | MEASURING RANGE | 91-99.5 PCT WT (H2SO4) | ACCURACY |  | OUTPUT TYPE | 4-20 MA DC | POWER SUPPLY | 100 VAC,60 HZ | DISPLAY TYPE |  | INTERFACE TYPE |  | ENCLOSURE TYPE |  | SIZE |  | MOUNTING TYPE | 50A POLE STANCHION | TEMPERATURE RATING | 50 (+/-10) DEG C | HAZARD CLASS |  | CERTIFICATION/STANDARD |  | ADDITIONAL FEATURES EN | C/W TRANSMITTER AND SENSOR,WEATHERPROOF ENCLOSURE, W/HOOD FOR PROTECTION, AMBIENT TEMPERATURE RATING:60 DEG C,EELCTRICAL CONNECTION:1/2 BSPP STAINLESS STEEL 304 CABLE ENTRANCE, TAG NO:AIT-J33,SENSOR SPECS: MODEL ME11T, W/METAL CASE (THERMISTOR INSTALLED),STAINLESS STEEL 316 MOUNTING PAR MATERIAL, JIS 5K RF 100A FLANGE MOUNTED SENSOR, 5 M SENSOR CABLE,PFA EXTENSION TUBE MATERIAL,FCD400/PFA 25A JIS 10K RF CASE MATERIAL & CONNECTION | ADDITIONAL FEATURES ES |  | ADDITIONAL FEATURES FR | [29 empty] | Production Completed
STP_005-003 | Data Enrichment | RYM | RYM | COMPLETED | 2023-03-17 | 2023-03-17 |  | PSR043507 | 043507 | PSR043507 | BLOCK, CHAIN, 1500 KG WLL CHAIN BLOCK 3 | BLOCK, CHAIN, 1500 KG WLL CHAIN BLOCK 3 M LIFT, CAPACITY: 1500 KG, MAKER: TUSKER | BLOCK, CHAIN, 1500 KG WLL CHAIN BLOCK 3 M LIFT, CAPACITY: 1500 KG, MAKER: TUSKER | UT | 0 | 0 | STOCK | Min-Max | CONSUMABLES | C | 0 | PD | 4010 | ERSA | OTHER | N | N/A | N/A | N/A | N | N/A | 30 | EX | N/A | EA |  |  | URL NOT FOUND |  | TUSKER | [23 empty] | CLEANSED | BLOCK | HOIST | TYPE | CHAIN | LOAD CAPACITY | 1500 KG | OPERATION METHOD |  | WIRE/CHAIN LENGTH | 3 M | WIRE/CHAIN MATERIAL |  | OPERATED RATING |  | HOISTING ELEMENT |  | HAZARD CLASS |  | CERTIFICATION/STANDARD |  | ADDITIONAL FEATURES EN |  | ADDITIONAL FEATURES ES |  | ADDITIONAL FEATURES FR | [37 empty] | Production Completed
STP_005-003 | Data Enrichment | RYM | RYM | completed | 2023-03-17 | 2023-03-20 |  | PSR467116 | 467116 | PSR467116 | BOAT, SCRAP, TYPE E, CONVERTER FURNACE, | BOAT, SCRAP, TYPE E, CONVERTER FURNACE, LOCAL FABRICATION, REFERENCE PASAR DWG. NO. PC-3935 | BOAT, SCRAP, TYPE E, CONVERTER FURNACE, LOCAL FABRICATION, REFERENCE PASAR DWG. NO. PC-3935 | UT | 0 | 0 | STOCK | Min-Max | CONSUMABLES | C | 0 | PD | 4090 | ERSA | OTHER | N | N/A | N/A | N/A | N | N/A | 30 | EX | N/A | EA |  |  | URL NOT FOUND | [18 empty] | PC-3935 | [6 empty] | CLEANSED | BOAT | NO MODIFIER | TYPE | SCRAP,E | DIMENSIONS |  | HULL MATERIAL |  | MAX WEIGHT |  | KEEL |  | SEATING CONFIGURATION |  | PROPULTION |  | HAZARD CLASS |  | CERTIFICATION/STANDARD |  | ADDITIONAL FEATURES EN | CONVERTER FURNACE, LOCAL FABRICATION | ADDITIONAL FEATURES ES |  | ADDITIONAL FEATURES FR | [37 empty] | Production Completed
STP_005-003 | Data Enrichment | RYM | RYM | completed | 2023-03-17 | 2023-03-20 |  | PSR201987 | 201987 | PSR201987 | BOLT, CYLINDER HEAD, ENGINE, P/N Z-1-090 | BOLT, CYLINDER HEAD, ENGINE, P/N Z-1-09070-101-0, TCM FORKLIFT MODEL FD60Z-8 | BOLT, CYLINDER HEAD, ENGINE, P/N Z-1-09070-101-0, TCM FORKLIFT MODEL FD60Z-8 | PC | 0 | 0 | STOCK | Min-Max | CRITICAL | A | 420 | PD | 1540 | ERSA | OTHER | N | N/A | N/A | N/A | N | N/A | 30 | EX | N/A | PC |  |  | https://www.lyf.com.my/product/435555/Z-1-09070-101-0,-BOLT.html |  | TCM | Z-1-09070-101-0 | [12 empty] | FORKLIFT | FD60Z-8 | TCM | [7 empty] | CLEANSED | BOLT | NO MODIFIER | TYPE | CYLINDER HEAD | DIMENSIONS |  | MATERIAL |  | MATERIAL SPECIFICATION |  | HAZARD CLASS |  | CERTIFICATION/STANDARD |  | ADDITIONAL FEATURES EN | ENGINE | ADDITIONAL FEATURES ES |  | ADDITIONAL FEATURES FR | [43 empty] | Production Completed
STP_005-003 | Data Enrichment | RYM | RYM | completed | 2023-03-17 | 2023-03-20 | NM CONFLICT INPUT AND WEB SOURCE.PROCESS BASED ON WEB SOURCE | PSR938938 | 938938 | PSR938938 | BOLT, OIL, CATCHER, M8 X 12 FLANGE, FINA | BOLT, OIL, CATCHER, M8 X 12 FLANGE, FINAL DRIVE, P/N 9-41124-005-0, REAR FINAL DRIVE GROUP, FOR ISUZU DUMPTRUCK MODEL CYZ51 (VIN: JALCYZ51ME7000160) WITH ENGINE MODEL 6WF1 NO. 6WF1-TCC | BOLT, OIL, CATCHER, M8 X 12 FLANGE, FINAL DRIVE, P/N 9-41124-005-0, REAR FINAL DRIVE GROUP, FOR ISUZU DUMPTRUCK MODEL CYZ51 (VIN: JALCYZ51ME7000160) WITH ENGINE MODEL 6WF1 NO. 6WF1-TCC | PC | 0 | 0 | STOCK | Min-Max | CRITICAL | A | 0 | PD | 5955 | ERSA | OTHER | Y | 9-41124-005-0 | 3000024 | ISUZU | N | N/A | 30 | EX | N/A | PC |  |  | https://parts.isuzu.astra.co.id/marketing/catalog/search.php?search=9-41124-005-0 |  | ISUZU | 9-41124-005-0 | [12 empty] | DUMPTRUCK VIN NO JALCYZ51ME7000160 C/W ENGINE NO 6WF1-TCC | CYZ51,6WF1 | ISUZU | [7 empty] | ENRICHED | PLATE | NO MODIFIER | TYPE | LOCK | SIZE |  | MATERIAL |  | HAZARD CLASS |  | CERTIFICATION/STANDARD |  | ADDITIONAL FEATURES EN |  | ADDITIONAL FEATURES ES |  | ADDITIONAL FEATURES FR | [45 empty] | Production Completed
STP_005-003 | Data Enrichment | RYM | RYM | completed | 2023-03-17 | 2023-03-20 |  | PSR041609 | 041609 | PSR041609 | BOTTLE, GLASS, CLEAR, WITH PLASTIC TWIST | BOTTLE, GLASS, CLEAR, WITH PLASTIC TWIST CAP, DIMENSION: 8” X 2.5” X 1.102360”CAP DIMENSION; CAPACITY: 500 ML, 24 PCS/ BOX, MFR: SAN MIGUEL YAMAMURA OR OTHER EQUIVALENT KNOWN BRANDS | BOTTLE, GLASS, CLEAR, WITH PLASTIC TWIST CAP, DIMENSION: 8” X 2.5” X 1.102360”CAP DIMENSION; CAPACITY: 500 ML, 24 PCS/ BOX, MFR: SAN MIGUEL YAMAMURA OR OTHER EQUIVALENT KNOWN BRANDS | PC | 0 | 0 | STOCK | Min-Max | CONSUMABLES | C | 0 | PD | 4090 | ERSA | OTHER | N | N/A | N/A | N/A | N | N/A | 30 | EX | N/A | PC |  |  | URL NOT FOUND |  | SAN MIGUEL YAMAMURA | [23 empty] | CLEANSED | BOTTLE | NO MODIFIER | TYPE |  | CAPACITY | 500 ML | MATERIAL | GLASS | SIZE | 8 X 2-1/2 X 1-1/5 IN (CAP) | LID TYPE | PLASTIC TWIST CAP | COLOUR | CLEAR | HAZARD CLASS |  | CERTIFICATION/STANDARD |  | ADDITIONAL FEATURES EN | PACKAGE QUANTITY:(24) PCS PER BOX | ADDITIONAL FEATURES ES |  | ADDITIONAL FEATURES FR | [39 empty] | Production Completed
STP_005-003 | Data Enrichment | RYM | RYM | completed | 2023-03-17 | 2023-03-17 |  | PSR024885 | 024885 | PSR024885 | BREAKER ASSEMBLY, HYDRAULIC, OKADA 2600; | BREAKER ASSEMBLY, HYDRAULIC, OKADA 2600; WITH TWO (2) PCS MOIL POINT CHISEL; ONE (1) SET INSTALLATION PINS / BUSHINGS; ONE (1) SET TOOL BOX; ONE (1) SET N2 CHARGING KIT; ONE (1) SET N2 GAS BOTTLE; ONE (1) SET HYDRAULIC HOSES; ONE (1) SET | BREAKER ASSEMBLY, HYDRAULIC, OKADA 2600; WITH TWO (2) PCS MOIL POINT CHISEL; ONE (1) SET INSTALLATION PINS / BUSHINGS; ONE (1) SET TOOL BOX; ONE (1) SET N2 CHARGING KIT; ONE (1) SET N2 GAS BOTTLE; ONE (1) SET HYDRAULIC HOSES; ONE (1) SET OPERATION MANUAL; MOUNTED IN HYDRAULIC EXCAVATOR 320D2; FOR CATERPILLAR® MODEL 320D2 MOUTH CLEANER (EXCAVATOR) WITH C7.1 ENGINE | AY | 0 | 0 | STOCK | Min-Max | CONSUMABLES | C | 0 | PD | 3730 | ERSA | OTHER | Y | OKADA 2600 | 3000003 | CATERPILLAR | N | N/A | 30 | EX | N/A | EA |  |  | https://www.okada-aiyon.com/products/2447/ |  | CATERPILLAR | OKADA 2600 | [12 empty] | MOUTH CLEANER (EXCAVATOR) C/W ENGINE | 320D2,C7.1 | CATERPILLAR | [7 empty] | ENRICHED | BREAKER | NO MODIFIER | TYPE | HYDRAULIC | SIZE | LG 2679 MM | MATERIAL |  | HAZARD CLASS |  | CERTIFICATION/STANDARD |  | ADDITIONAL FEATURES EN | C/W (2) PCS MOIL POINT CHISEL,(1) SET INSTALLATION PINS / BUSHINGS,(1) SET TOOL BOX,(1) SET N2 CHARGING KIT, (1) SET N2 GAS BOTTLE,(1) SET HYDRAULIC HOSES,(1) SET OPERATION MANUAL,MOUNTED IN HYDRAULIC EXCAVATOR 320D2,ASSEMBLY | ADDITIONAL FEATURES ES |  | ADDITIONAL FEATURES FR | [45 empty] | Production Completed
STP_005-003 | Data Enrichment | RYM | RYM | completed | 2023-03-17 | 2023-03-20 |  | PSR100946 | 100946 | PSR100946 | BRICK, REFRACTORY, MARK 25/60, BRAND: RA | BRICK, REFRACTORY, MARK 25/60, BRAND: RADEX DB605-R1, SIZE 100X250X (120~180); MATERIAL: MAGNESIA CHROME, HIGH FIRED, DIRECT BONDED, LOW SILICA CONTENT, LOW POROSITY, MFR: RHI REFRACTORIES, AUSTRIA | BRICK, REFRACTORY, SIZE: 100 MM X 250 MM X 120~180 MM, MARK 25/60, BRAND: RADEX FG5-SR, MATERIAL: SEMI REBONDED MAG-CHROME, TYPE: WEDGE, CHEMICAL ANALYSIS: MgO ≥ 46.0%, Cr2O3 ≥ 27.0%, Al2O3 ≤ 9.5%, Fe2O3 ≤ 16.0%, SiO2 ≤ 0.6%, CaO ≤ 0.7%, PHYSICAL PROPERTIES: APPARENT POROSITY ≤ 13%, BULK DENSITY ≥ 3.44 g/cm3, CCS ≥ 60 MPa, HMOR ≥ 8.0 MPa, AND OTHER EQUIVALENT PRODUCTS, MFR: RHI REFRACTORIES, AUSTRIA | PC | 0 | 0 | STOCK | Min-Max | CONSUMABLES | A | 0 | PD | 4700 | ERSA | OTHER | Y | MARK 25/60 | 3000338 | RHI INC | N | N/A | 90 | EX |  | PC |  |  | URL NOT FOUND |  | RHI REFRACTORIES, AUSTRIA | MARK 25/60 | [6 empty] | RADEX | FG5-SR | [14 empty] | CLEANSED | BRICK | REFRACTORY | TYPE | WEDGE | GRADE |  | LENGTH |  | WIDTH |  | THICKNESS |  | MATERIAL | SEMI REBONDED MAG-CHROME | TEMPERATURE RANGE |  | COMPRESSION STRENGTH |  | HAZARD CLASS |  | CERTIFICATION/STANDARD |  | ADDITIONAL FEATURES EN | SIZE:100 X 250 X 120-180 MM,CHEMICAL ANALYSIS: MgO >= 46.0 PCT, Cr2O3 >= 27.0 PCT, Al2O3 <= 9.5 PCT, Fe2O3 <= 16.0 PCT, SiO2 <= 0.6 PCT, CaO <= 0.7 PCT, PHYSICAL PROPERTIES: APPARENT POROSITY <= 13 PCT, BULK DENSITY >= 3.44 g/cm3, CCS >= 60 MPa, HMOR >= 8.0 Mpa | ADDITIONAL FEATURES ES |  | ADDITIONAL FEATURES FR | [35 empty] | Production Completed
STP_005-003 | Data Enrichment | RYM | RYM | completed | 2023-03-17 | 2023-03-20 |  | PSR288235 | 288235 | PSR288235 | BROMPHENIRAMINE MALEATE+PHENYLEPHRINE, D | BROMPHENIRAMINE MALEATE+PHENYLEPHRINE, DROPS, 10 ML/BOTTLE, ACCEPTABLE BRANDS: DIMETAPP, ZEDITAPP, NASATAPP, HISDEC, PENBROSOL | BROMPHENIRAMINE MALEATE+PHENYLEPHRINE, DROPS, 10 ML/BOTTLE, ACCEPTABLE BRANDS: DIMETAPP, ZEDITAPP, NASATAPP, HISDEC, PENBROSOL | BT | 0 | 0 | STOCK | Min-Max | CONSUMABLES | C | 0 | PD | 4040 | ERSA | OTHER | N | N/A | N/A | N/A | N | N/A | 90 | EX | N/A | BT |  |  | URL NOT FOUND | [9 empty] | DIMETAPP |  | ZEDITAPP |  | NASATAPP ¦ HISDEC ¦ PENBROSOL | [11 empty] | CLEANSED | MEDICAL SUPPLIES | NO MODIFIER | TYPE | BROMPHENIRAMINE MALEATE+PHENYLEPHRINE,DROPS | SIZE |  | TRADE NAME |  | FORMULA |  | MATERIAL |  | STORAGE TYPE | 10 ML PER BOTTLE | PACKAGE TYPE |  | HAZARD CLASS |  | CERTIFICATION/STANDARD |  | ADDITIONAL FEATURES EN |  | ADDITIONAL FEATURES ES |  | ADDITIONAL FEATURES FR | [37 empty] | Production Completed
STP_005-003 | Data Enrichment | RYM | RYM | completed | 2023-03-17 | 2023-03-20 |  | PSR020395 | 020395 | PSR020395 | BUSH, OILES, P/N 49, MODEL: SPB-202816, | BUSH, OILES, P/N 49, MODEL: SPB-202816, FOR TRANSFER DEVICE NO. 1-3, OF MESCO CATHODE STRIPPING MACHINE; | BUSH, OILES, P/N 49, MODEL: SPB-202816, FOR TRANSFER DEVICE NO. 1-3, OF MESCO CATHODE STRIPPING MACHINE; | PC | 0 | 0 | STOCK | Min-Max | CONSUMABLES | B | 0 | PD | 1550 | ERSA | OTHER | N | N/A | N/A | N/A | N | N/A | 30 | EX | N/A | PC |  |  | https://in.misumi-ec.com/vona2/detail/221000090723/?HissuCode=SPB-202816 |  | MESCO | SPB-202816 |  | 49 | [10 empty] | TRANSFER DEVICE NO 1-3 CATHODE STRIPPING MACHINE |  | MESCO | [7 empty] | CLEANSED | BUSHING | NO MODIFIER | TYPE | OILES | SIZE | ID 20 X OD 28 X LG 16 MM | MATERIAL | HIGH TENSILE BRASS | HAZARD CLASS |  | CERTIFICATION/STANDARD |  | ADDITIONAL FEATURES EN |  | ADDITIONAL FEATURES ES |  | ADDITIONAL FEATURES FR | [45 empty] | Production Completed
STP_005-003 | Data Enrichment | RYM | RYM | completed | 2023-03-17 | 2023-03-17 |  | PSR015719 | 015719 | PSR015719 | CABINET, TOOL, MODEL: PCA-5211RD-CL, DIM | CABINET, TOOL, MODEL: PCA-5211RD-CL, DIMENSIONS: 51.5” (W) X 20” (D) X 42.5” (H), COLOR: RED, MFR: WATERLOO | CABINET, TOOL, MODEL: PCA-5211RD-CL, DIMENSIONS: 51.5” (W) X 20” (D) X 42.5” (H), COLOR: RED, MFR: WATERLOO | UT | 0 | 0 | STOCK | Min-Max | CONSUMABLES | C | 0 | PD | 2700 | ERSA | OTHER | N | N/A | N/A | N/A | N | N/A | 90 | EX | N/A | EA |  |  | https://img.fastenal.com/catalog_pages/2013/07-101.pdf |  | WATERLOO | PCA-5211RD-CL | [22 empty] | CLEANSED | CABINET | NO MODIFIER | TYPE | TOOL | SIZE | WD 51-1/2 X HT 42-1/2 X DP 20 IN | CAPACITY | 20296.1 CU IN | NUMBER OF COMPARTMENTS |  | MATERIAL |  | NUMBER OF SHELVES |  | NUMBER OF DRAWERS | 11 | MOUNTING TYPE |  | HAZARD CLASS |  | CERTIFICATION/STANDARD |  | ADDITIONAL FEATURES EN | COLOR:RED | ADDITIONAL FEATURES ES |  | ADDITIONAL FEATURES FR | [35 empty] | Production Completed
STP_005-003 | Data Enrichment | RYM | RYM | completed | 2023-03-17 | 2023-03-20 |  | PSR104594 | 104594 | PSR104594 | CALIBRATOR, AUTO SYS, 12 X 3 ML PER BOX; | CALIBRATOR, AUTO SYS, 12 X 3 ML PER BOX; FOR COBAS C111 ANALYZER | CALIBRATOR, AUTO SYS, 12 X 3 ML PER BOX; FOR COBAS C111 ANALYZER | BX | 0 | 0 | STOCK | Min-Max | CONSUMABLES | C | 0 | PD | 4200 | ERSA | OTHER | N | N/A | N/A | N/A | N | N/A | 30 | EX | N/A | BOX |  |  | URL NOT FOUND | [15 empty] | COBAS C111 ANALYZER | [9 empty] | CLEANSED | CALIBRATOR | NO MODIFIER | TYPE | AUTO SYSTEM | MEASUREMENT TYPE |  | MEASURING RANGE |  | ACCURACY |  | DISPLAY TYPE |  | RESOLUTION |  | VOLTAGE RATING |  | CURRENT RATING |  | SIZE |  | HAZARD CLASS |  | CERTIFICATION/STANDARD |  | ADDITIONAL FEATURES EN | PACKAGWE QUANTITY:12 X 3 ML PER BOX | ADDITIONAL FEATURES ES |  | ADDITIONAL FEATURES FR | [33 empty] | Production Completed
STP_005-003 | Data Enrichment | RYM | RYM | completed | 2023-03-17 | 2023-03-20 |  | PSR954611 | 954611 | PSR954611 | CAP, RADIATOR, P/N: 4110001929, COOLING | CAP, RADIATOR, P/N: 4110001929, COOLING SYSTEM, FOR SDLG FRONT END LOADER MODEL L956F SERIAL NO. VLGL956FEN0624533 WITH ENGINE MODEL: WD10G220E23 WITH SERIAL NO. : 1222C003240, MFR: SDLG | CAP, RADIATOR, P/N: 4110001929, COOLING SYSTEM, FOR SDLG FRONT END LOADER MODEL L956F SERIAL NO. VLGL956FEN0624533 WITH ENGINE MODEL: WD10G220E23 WITH SERIAL NO.: 1222C003240, MFR: SDLG | PC | 0 | 0 | STOCK | Min-Max | CRITICAL | B | 0 | PD | 4090 | ERSA | OTHER | N | N/A | N/A | N/A | Y | 4110001929 | 90 | EX | SDLG | PC |  |  | URL NOT FOUND | [15 empty] | FRONT END LOADER C/W ENGINE | WD10G220E23,L956F | SDLG |  |  | VLGL956FEN0624533,1222C003240 |  |  |  |  | CLEANSED | CAP | NO MODIFIER | TYPE | RADIATOR | SIZE |  | CONNECTION TYPE |  | MATERIAL |  | COLOUR |  | HAZARD CLASS |  | CERTIFICATION/STANDARD |  | ADDITIONAL FEATURES EN | COOLING SYSTEM | ADDITIONAL FEATURES ES |  | ADDITIONAL FEATURES FR | [41 empty] | Production Completed
STP_005-003 | Data Enrichment | RYM | RYM | completed | 2023-03-17 | 2023-03-20 |  | PSR014687 | 014687 | PSR014687 | CASE, BEARING, P/N 05, MATERIAL: FC200, | CASE, BEARING, P/N 05, MATERIAL: FC200, FOR PSA OXYGEN COMPRESSOR, TYPE RF-250NP, MFG. NO. JS-0186, REFERENCE DWG. NO. 1RA-35580, MFR: TAIKO KIKAI INDUSTRIES CO., LTD., JAPAN | CASE, BEARING, P/N 05, MATERIAL: FC200, FOR PSA OXYGEN COMPRESSOR, TYPE RF-250NP, MFG. NO. JS-0186, REFERENCE DWG. NO. 1RA-35580, MFR: TAIKO KIKAI INDUSTRIES CO., LTD., JAPAN | PC | 0 | 0 | STOCK | Min-Max | CONSUMABLES | C | 0 | PD | 4090 | ERSA | OTHER | N | N/A | N/A | N/A | Y | 05 | 90 | EX | TAIKO KIKAI INDUSTRIES CO., LTD., JAPAN | PC | C |  | URL NOT FOUND |  | TAIKO KIKAI INDUSTRIES CO., LTD., JAPAN | 05 | [12 empty] | PSA OXYGEN COMPRESSOR | RF-250NP | TAIKO KIKAI INDUSTRIES CO., LTD., JAPAN | 1RA-35580 | [5 empty] | JS-0186 | CLEANSED | HOUSING | BEARING UNIT | TYPE |  | BORE |  | BLOCK SIZE |  | BOLT MOUNTINGS |  | BOLT DIAMETER |  | SHAPE |  | MATERIAL | CAST IRON GRADE FC200 | MATERIAL SPECIFICATION |  | HAZARD CLASS |  | CERTIFICATION/STANDARD |  | ADDITIONAL FEATURES EN |  | ADDITIONAL FEATURES ES |  | ADDITIONAL FEATURES FR | [35 empty] | Production Completed
STP_005-003 | Data Enrichment | RYM | RYM | completed | 2023-03-17 | 2023-03-20 |  | PSR946066 | 946066 | PSR946066 | CEMENT, PORTLAND, TYPE V, SULFATE RESIST | CEMENT, PORTLAND, TYPE V, SULFATE RESISTANCE, COMPOUND COMPOSITION: 38% (C3S), 43% (C2S), 4% (C3A), 9% (C4AF), 1.9% MGO, 1.8% (SO3), 0.9% IGNITION LOSS, AND 0.8% FREE CAO, ASTM C150, 40 KG/BAG | CEMENT, PORTLAND, TYPE V, SULFATE RESISTANCE, COMPOUND COMPOSITION: 38% (C3S), 43% (C2S), 4% (C3A), 9% (C4AF), 1.9% MGO, 1.8% (SO3), 0.9% IGNITION LOSS, AND 0.8% FREE CAO, ASTM C150, 40 KG/BAG | BG | 0 | 0 | STOCK | Min-Max | CONSUMABLES | C | 0 | PD | 1520 | ERSA | OTHER | N | N/A | N/A | N/A | N | N/A | 30 | EX | N/A | BAG |  |  | URL NOT FOUND | [25 empty] | CLEANSED | CEMENT | NO MODIFIER | TYPE | PORTLAND,V | GRADE |  | CONTAINER |  | COLOUR |  | HAZARD CLASS |  | CERTIFICATION/STANDARD | ASTM C150 | ADDITIONAL FEATURES EN | COMPOUND COMPOSITION: 38 PCT (C3S), 43 PCT (C2S), 4 PCT (C3A), 9 PCT (C4AF), 1.9 PCT MGO, 1.8 PCT (SO3), 0.9 PCT IGNITION LOSS,0.8 PCT FREE CAO,PACKAGE QUANTITY:40 KG PER BAG,SULFATE RESISTANCE | ADDITIONAL FEATURES ES |  | ADDITIONAL FEATURES FR | [43 empty] | Production Completed
STP_005-003 | Data Enrichment | RYM | RYM | completed | 2023-03-17 | 2023-03-20 |  | PSR057926 | 057926 | PSR057926 | CHAIR, CONFERENCE, MID-BACK WITH ARM RES | CHAIR, CONFERENCE, MID-BACK WITH ARM REST, LEATHERETTE, BLACK, CHROME BASE. DISTRIBUTOR: MANDAUE FOAM | CHAIR, CONFERENCE, MID-BACK WITH ARM REST, LEATHERETTE, BLACK, CHROME BASE. DISTRIBUTOR: MANDAUE FOAM | PC | 0 | 0 | STOCK | Min-Max | CONSUMABLES | C | 0 | PD | 2700 | ERSA | OTHER | N | N/A | N/A | N/A | N | N/A | 30 | EX | N/A | PC |  |  | URL NOT FOUND | [9 empty] | MANDAUE FOAM | [15 empty] | CLEANSED | CHAIR | NO MODIFIER | TYPE | CONFERENCE | SEAT SIZE |  | SEAT MATERIAL | LEATHERETTE | BODY MATERIAL | CHROME | ARM TYPE |  | NUMBER OF LEGS |  | LOAD RATING |  | SIZE |  | COLOUR | mid-black | HAZARD CLASS |  | CERTIFICATION/STANDARD |  | ADDITIONAL FEATURES EN | C/W ARM REST | ADDITIONAL FEATURES ES |  | ADDITIONAL FEATURES FR | [33 empty] | Production Completed
STP_005-003 | Data Enrichment | RYM | RYM | SUITABLE NM NOT FOUND | 2023-03-17 | 2023-03-17 |  | PSR042181 | 042181 | PSR042181 | CHILLER, CIRCULATOR, P/N: EYELA-CA-116A, | CHILLER, CIRCULATOR, P/N: EYELA-CA-116A, COOLACE SERIES, LOW TEMPERATURE, MAKER: EYELA | CHILLER, CIRCULATOR, P/N: EYELA-CA-116A, COOLACE SERIES, LOW TEMPERATURE, MAKER: EYELA | UT | 0 | 0 | STOCK | Min-Max | CRITICAL | B | 0 | PD | 1600 | ERSA | OTHER | N | N/A | N/A | N/A | N | N/A | 30 | EX | N/A | EA |  |  |  |  | EYELA | EYELA-CA-116A | [85 empty] | Production Completed
STP_005-003 | Data Enrichment | RYM | RYM | completed | 2023-03-17 | 2023-03-17 |  | PSR015640 | 015640 | PSR015640 | CLAMP, EAR, HOSE, STAINLESS STEEL, SINGL | CLAMP, EAR, HOSE, STAINLESS STEEL, SINGLE EAR, WITH INSERT, MAXIMUM RANGE: 12.4 MM - 14.5 MM DIAMETER, BRAND: OETIKER OR EQUIVALENT | CLAMP, EAR, HOSE, STAINLESS STEEL, SINGLE EAR, WITH INSERT, MAXIMUM RANGE: 12.4 MM - 14.5 MM DIAMETER, BRAND: OETIKER OR EQUIVALENT | PC | 0 | 0 | STOCK | Min-Max | CONSUMABLES | B | 0 | PD | 2220 | ERSA | OTHER | N | N/A | N/A | N/A | N | N/A | 30 | EX | N/A | PC |  |  | URL NOT FOUND | [9 empty] | OETIKER | [15 empty] | CLEANSED | CLAMP | HOSE | TYPE | SINGLE EAR | HOSE SIZE | 12.4-14.5 MM | WIDTH |  | LOAD CAPACITY |  | MOUNTING SIZE |  | MATERIAL |  | MATERIAL SPECIFICATION |  | COATING/FINISH |  | PRESSURE RATING |  | TEMPERATURE RATING |  | FASTENING DEVICE TYPE |  | HAZARD CLASS |  | CERTIFICATION/STANDARD |  | ADDITIONAL FEATURES EN | C/W INSERT | ADDITIONAL FEATURES ES |  | ADDITIONAL FEATURES FR | [29 empty] | Production Completed
STP_005-003 | Data Enrichment | RYM | RYM | completed | 2023-03-17 | 2023-03-17 |  | PSR020701 | 020701 | PSR020701 | CLAMP, EAR, HOSE, STAINLESS STEEL, SINGL | CLAMP, EAR, HOSE, STAINLESS STEEL, SINGLE EAR, WITH INSERT, MAXIMUM RANGE: 18.7 MM - 21 MM DIAMETER, BRAND: OETIKER OR EQUIVALENT | CLAMP, EAR, HOSE, STAINLESS STEEL, SINGLE EAR, WITH INSERT, MAXIMUM RANGE: 18.7 MM - 21 MM DIAMETER, BRAND: OETIKER OR EQUIVALENT | PC | 0 | 0 | STOCK | Min-Max | CONSUMABLES | B | 0 | PD | 2220 | ERSA | OTHER | N | N/A | N/A | N/A | N | N/A | 30 | EX | N/A | PC |  |  | URL NOT FOUND | [9 empty] | OETIKER | [15 empty] | CLEANSED | CLAMP | HOSE | TYPE | SINGLE EAR | HOSE SIZE | 18.7-21 MM | WIDTH |  | LOAD CAPACITY |  | MOUNTING SIZE |  | MATERIAL |  | MATERIAL SPECIFICATION |  | COATING/FINISH |  | PRESSURE RATING |  | TEMPERATURE RATING |  | FASTENING DEVICE TYPE |  | HAZARD CLASS |  | CERTIFICATION/STANDARD |  | ADDITIONAL FEATURES EN | C/W INSERT | ADDITIONAL FEATURES ES |  | ADDITIONAL FEATURES FR | [29 empty] | Production Completed
STP_005-003 | Data Enrichment | RYM | RYM | completed | 2023-03-17 | 2023-03-17 |  | PSR020702 | 020702 | PSR020702 | CLAMP, EAR, HOSE, STAINLESS STEEL, SINGL | CLAMP, EAR, HOSE, STAINLESS STEEL, SINGLE EAR, WITH INSERT, MAXIMUM RANGE: 24.1 MM - 27 MM DIAMETER, BRAND: OETIKER OR EQUIVALENT | CLAMP, EAR, HOSE, STAINLESS STEEL, SINGLE EAR, WITH INSERT, MAXIMUM RANGE: 24.1 MM - 27 MM DIAMETER, BRAND: OETIKER OR EQUIVALENT | PC | 0 | 0 | STOCK | Min-Max | CONSUMABLES | B | 0 | PD | 2220 | ERSA | OTHER | N | N/A | N/A | N/A | N | N/A | 30 | EX | N/A | PC |  |  | URL NOT FOUND | [9 empty] | OETIKER | [15 empty] | CLEANSED | CLAMP | HOSE | TYPE | SINGLE EAR | HOSE SIZE | 24.1-27 MM | WIDTH |  | LOAD CAPACITY |  | MOUNTING SIZE |  | MATERIAL |  | MATERIAL SPECIFICATION |  | COATING/FINISH |  | PRESSURE RATING |  | TEMPERATURE RATING |  | FASTENING DEVICE TYPE |  | HAZARD CLASS |  | CERTIFICATION/STANDARD |  | ADDITIONAL FEATURES EN | C/W INSERT | ADDITIONAL FEATURES ES |  | ADDITIONAL FEATURES FR | [29 empty] | Production Completed
STP_005-003 | Data Enrichment | RYM | RYM | completed | 2023-03-17 | 2023-03-20 |  | PSR130676 | 130676 | PSR130676 | CLIP, SPRING, BULLDOG, STEEL, ½ WIDE | CLIP, SPRING, BULLDOG, STEEL, ½ WIDE | CLIP, SPRING, BULLDOG, STEEL, ½ WIDE | PC | 0 | 0 | STOCK | Min-Max | CONSUMABLES | C | 0 | PD | 2220 | ERSA | OTHER | N | N/A | N/A | N/A | N | N/A | 30 | EX | N/A | PC |  |  | URL NOT FOUND | [25 empty] | CLEANSED | CLIP | SPRING | TYPE | BULLDOG | SIZE | WD 1/2 IN | MATERIAL | STEEL | FIXING HOLE DIAMETER |  | COATING/FINISH |  | HAZARD CLASS |  | CERTIFICATION/STANDARD |  | ADDITIONAL FEATURES EN |  | ADDITIONAL FEATURES ES |  | ADDITIONAL FEATURES FR | [41 empty] | Production Completed
STP_005-003 | Data Enrichment | RYM | RYM | completed | 2023-03-17 | 2023-03-20 |  | PSR954629 | 954629 | PSR954629 | COMPRESSOR ASSEMBLY, REFRIGERANT, P/N: 6 | COMPRESSOR ASSEMBLY, REFRIGERANT, P/N: 60900000334, AIR CONDITIONING GROUP, FOR LONKING SKID STEER LOADER MODEL: CDM307, SERIAL NO.: LSL00307CNA882172, MFR: LONKING | COMPRESSOR ASSEMBLY, REFRIGERANT, P/N: 60900000334, AIR CONDITIONING GROUP, FOR LONKING SKID STEER LOADER MODEL: CDM307, SERIAL NO.: LSL00307CNA882172, MFR: LONKING | EA | 0 | 0 | STOCK | Min-Max | CRITICAL | B | 0 | PD | 5920 | ERSA | OTHER | N | N/A | N/A | N/A | Y | 60900000334 | 90 | EX | LONKING | EA |  |  | URL NOT FOUND |  | LONKING | 60900000334 | [12 empty] | SKID STEER LOADER | CDM307 | LONKING |  |  | LSL00307CNA882172 |  |  |  |  | CLEANSED | COMPRESSOR | REFRIGERATION | TYPE |  | NUMBER OF STAGES |  | FLOW RATING |  | REFRIGERANT TYPE |  | PRESSURE RATING |  | POWER RATING |  | VOLTAGE RATING |  | SPEED RATING |  | TEMPERATURE RATING |  | SIZE |  | HAZARD CLASS |  | CERTIFICATION/STANDARD |  | ADDITIONAL FEATURES EN | AIR CONDITIONING GROUP,ASSEMBLY | ADDITIONAL FEATURES ES |  | ADDITIONAL FEATURES FR | [31 empty] | Production Completed
STP_005-003 | Data Enrichment | RYM | RYM | completed | 2023-03-17 | 2023-03-20 |  | PSR046596 | 046596 | PSR046596 | CONNECTOR, BUS, 64 X 15.8 X 35.6 MM, P/N | CONNECTOR, BUS, 64 X 15.8 X 35.6 MM, P/N: 6ES7972-0BA12-0XA0, SIMATIC DP, FOR PROFIBUS UP TO 12 MBIT/S 90 DEGREE ANGLE OUTGOING CABLE, TERMINATION RESISTANT WITH ISOLATATION FUNCTION, WITHOUT PG SOCKET, MNFR: SIEMENS | CONNECTOR, BUS, 64 X 15.8 X 35.6 MM, P/N: 6ES7972-0BA12-0XA0, SIMATIC DP, FOR PROFIBUS UP TO 12 MBIT/S 90 DEGREE ANGLE OUTGOING CABLE, TERMINATION RESISTANT WITH ISOLATATION FUNCTION, WITHOUT PG SOCKET, MNFR: SIEMENS | PC | 0 | 0 | STOCK | Min-Max | CONSUMABLES | C | 0 | PD | 5100 | ERSA | OTHER | Y | 6ES7972-0BA12-0XA0 | 3000032 | SIEMENS | N | N/A | 90 | EX |  | PC |  |  | https://mall.industry.siemens.com/teddatasheet/?format=PDF&caller=Mall&mlfbs=6ES7972-0BA12-0XA0&language=en |  | SIEMENS | 6ES7972-0BA12-0XA0 | [22 empty] | ENRICHED | CONNECTOR | COMMUNICATION | TYPE |  | CONNECTION TYPE | RS485 | NUMBER OF PINS | 9 | INTERFACE TYPE |  | ELECTRICAL RATING |  | CONDUCTOR SIZE |  | MATERIAL | PLASTIC | HAZARD CLASS |  | CERTIFICATION/STANDARD |  | ADDITIONAL FEATURES EN | SIZE:WD 15.8 X HT 64 X DP 35.6 MM,FOR PROFIBUS UP TO 12 MBIT/S 90 DEG ANGLE OUTGOING CABLE, TERMINATION RESISTANT W/ISOLATATION FUNCTION, W/O PG SOCKET,SIMATIC DP | ADDITIONAL FEATURES ES |  | ADDITIONAL FEATURES FR | [37 empty] | Production Completed
STP_005-003 | Data Enrichment | RYM | RYM | completed | 2023-03-17 | 2023-03-20 |  | PSR018569 | 018569 | PSR018569 | CONVEYOR CHIP ASSEMBLY, COMPOSED OF THE | CONVEYOR CHIP ASSEMBLY, COMPOSED OF THE FF.: CHAIN CONVEYOR; RAILS; DRIVE UNIT; SPROCKETS; BELT CONVEYOR; STRUCTURAL FRAME AND SUPPORTS, ETC., MFR: KAWAZEO MACHINE WORKS LTD. JAPAN, FOR MESCO ANODE PREPARATION MACHINE. | CONVEYOR CHIP ASSEMBLY, COMPOSED OF THE FF.: CHAIN CONVEYOR; RAILS; DRIVE UNIT; SPROCKETS; BELT CONVEYOR; STRUCTURAL FRAME AND SUPPORTS, ETC., MFR: KAWAZEO MACHINE WORKS LTD. JAPAN, FOR MESCO ANODE PREPARATION MACHINE. | AY | 0 | 0 | STOCK | Min-Max | CONSUMABLES | C | 0 | PD | 5700 | ERSA | OTHER | N | N/A | N/A | N/A | N | N/A | 30 | EX | N/A | EA |  |  | URL NOT FOUND |  | KAWAZEO MACHINE WORKS LTD. JAPAN | [13 empty] | ANODE PREPARATION MACHINE |  | MESCO | [7 empty] | CLEANSED | ASSEMBLY | NO MODIFIER | TYPE | CHIP CONVEYOR | ADDITIONAL FEATURES EN | COMPOSED OF THE FF:CHAIN CONVEYOR, RAILS, DRIVE UNIT, SPROCKETS, BELT CONVEYOR,STRUCTURAL FRAME,SUPPORTS | ADDITIONAL FEATURES ES |  | ADDITIONAL FEATURES FR | [53 empty] | Production Completed
STP_005-003 | Data Enrichment | RYM | RYM | completed | 2023-03-17 | 2023-03-20 |  | PSR954634 | 954634 | PSR954634 | CORE ASSEMBLY, RADIATOR, P/N: 1710100017 | CORE ASSEMBLY, RADIATOR, P/N: 17101000178, ENGINE COOLING SYSTEM, FOR LONKING SKID STEER LOADER MODEL: CDM307, SERIAL NO.: LSL00307CNA882172, MFR: LONKING | CORE ASSEMBLY, RADIATOR, P/N: 17101000178, ENGINE COOLING SYSTEM, FOR LONKING SKID STEER LOADER MODEL: CDM307, SERIAL NO.: LSL00307CNA882172, MFR: LONKING | EA | 0 | 0 | STOCK | Min-Max | CRITICAL | B | 0 | PD | 3730 | ERSA | OTHER | N | N/A |  |  | Y | 17101000178 | 90 | EX | LONKING | EA |  |  | URL NOT FOUND |  | LONKING | 17101000178 | [12 empty] | SKID STEER LOADER | CDM307 | LONKING |  |  | LSL00307CNA882172 |  |  |  |  | CLEANSED | CORE | NO MODIFIER | TYPE | RADIATOR | SIZE |  | MATERIAL |  | HAZARD CLASS |  | CERTIFICATION/STANDARD |  | ADDITIONAL FEATURES EN | ASSEMBLY,ENGINE COOLING SYSTEM | ADDITIONAL FEATURES ES |  | ADDITIONAL FEATURES FR | [45 empty] | Production Completed
STP_005-003 | Data Enrichment | RYM | RYM | completed | 2023-03-17 | 2023-03-20 | MATERIAL CONFLICT INPUT AND WEB SOURCE.PROCESS BASED ON WEB SOURCE | PSR944004 | 944004 | PSR944004 | COVER, BEARING, P/N 3600.2, MATERIAL: FC | COVER, BEARING, P/N 3600.2, MATERIAL: FC200, PUMP TYPE AND SIZE: CPC150-40C, PRODUCT NO.: PU0059633, DRAWING NO. 0930006934, FOR SULFURIC ACID TRANSFER PUMP DP-C, MFR: TORISHIMA PUMP MFG. CO., LTD | COVER, BEARING, P/N 3600.2, MATERIAL: FC200, PUMP TYPE AND SIZE: CPC150-40C, PRODUCT NO.: PU0059633, DRAWING NO. 0930006934, FOR SULFURIC ACID TRANSFER PUMP DP-C, MFR: TORISHIMA PUMP MFG. CO., LTD | PC | 0 | 0 | STOCK | Min-Max | CRITICAL | B | 0 | PD | 3000 | ERSA | OTHER | N | N/A | N/A | N/A | Y | 3600.2 | 30 | EX | TORISHIMA PUMP MFG. CO., LTD | PC |  |  | https://dft.co.id/cms//storage/catalogues/torishima-cen-eta-n-cataloque-en_5e463278f80086c5acdcfa0228301fba.pdf |  | TORISHIMA PUMP MFG. CO., LTD | 3600.2 | [12 empty] | SULFURIC ACID TRANSFER PUMP DP-C,PUMP TYPE AND SIZE CPC150-40C | DP-C | TORISHIMA PUMP MFG. CO., LTD | 0930006934 | [6 empty] | ENRICHED | CAP | BEARING | TYPE | COVER | SIZE |  | MATERIAL | ALUMINUM ALLOY GRADE ADC12 | MOUNTING TYPE |  | HAZARD CLASS |  | CERTIFICATION/STANDARD |  | ADDITIONAL FEATURES EN | PRODUCT NO:PU0059633 | ADDITIONAL FEATURES ES |  | ADDITIONAL FEATURES FR | [43 empty] | Production Completed
STP_005-003 | Data Enrichment | RYM | RYM | completed | 2023-03-17 | 2023-03-20 |  | PSR935999 | 935999 | PSR935999 | CUTTER, HANDHELD GLASS ROD AND TUBING CU | CUTTER, HANDHELD GLASS ROD AND TUBING CUTTER TO EASILY CUT GLASS TUBES, BRAND: DEVARDI GLASS, MODEL: 36" FOR CUTTING TUBES UP TO 2.5 FEET LONG | CUTTER, HANDHELD GLASS ROD AND TUBING CUTTER TO EASILY CUT GLASS TUBES, BRAND: DEVARDI GLASS, MODEL: 36" FOR CUTTING TUBES UP TO 2.5 FEET LONG | UT | 0 | 0 | STOCK | Min-Max | CONSUMABLES | C | 0 | PD | 4010 | ERSA | OTHER | N | N/A | N/A | N/A | N | N/A | 30 | EX | N/A | EA |  |  | https://devardiglass.com/Glasscutter.htm | [9 empty] | DEVARDI GLASS | 36 | [14 empty] | ENRICHED | CUTTER | TUBE | TYPE |  | TUBE SIZE | LG 2.5 FT | BLADE MATERIAL |  | CUT MATERIAL | GLASS | HANDLE MATERIAL |  | BODY MATERIAL |  | HANDLE SIZE |  | HAZARD CLASS |  | CERTIFICATION/STANDARD |  | ADDITIONAL FEATURES EN | HANDHELD GLASS ROD | ADDITIONAL FEATURES ES |  | ADDITIONAL FEATURES FR | [37 empty] | Production Completed
STP_005-003 | Data Enrichment | RYM | RYM | completed | 2023-03-17 | 2023-03-20 |  | PSR954768 | 954768 | PSR954768 | CYLINDER ASSEMBLY, STEERING, P/N: 412000 | CYLINDER ASSEMBLY, STEERING, P/N: 4120006629, FOR SDLG WHEEL LOADER, MFR: SHANDONG LINGONG CONSTRUCTION MACHINERY (SDLG) | CYLINDER ASSEMBLY, STEERING, P/N: 4120006629, FOR SDLG WHEEL LOADER, MFR: SHANDONG LINGONG CONSTRUCTION MACHINERY (SDLG) | EA | 0 | 0 | STOCK | Min-Max | CONSUMABLES | C | 0 | PD | 3730 | ERSA | OTHER | N | N/A | N/A | N/A | Y | 4120006629 | 90 | EX | SHANDONG LINGONG CONSTRUCTION MACHINERY (SDLG) | EA | C |  | https://www.meppon.com/2022/12/28/sdlg-spare-parts-to-africa/ |  | SDLG | 4120006629 | [12 empty] | WHEEL LOADER |  | SHANDONG LINGONG CONSTRUCTION MACHINERY | [7 empty] | CLEANSED | CYLINDER | NO MODIFIER | TYPE | STEERING | CAPACITY |  | MATERIAL |  | SIZE |  | HAZARD CLASS |  | CERTIFICATION/STANDARD |  | ADDITIONAL FEATURES EN | ASSEMBLY | ADDITIONAL FEATURES ES |  | ADDITIONAL FEATURES FR | [43 empty] | Production Completed
STP_005-003 | Data Enrichment | RYM | RYM | completed | 2023-03-17 | 2023-03-20 |  | PSR531544 | 531544 | PSR531544 | DEPROTEINIZER, ISE; FOR BLOOD CHEMISTRY | DEPROTEINIZER, ISE; FOR BLOOD CHEMISTRY ANALYZER | DEPROTEINIZER, ISE; FOR BLOOD CHEMISTRY ANALYZER | BX | 0 | 0 | STOCK | Min-Max | CONSUMABLES | C | 0 | PD | 4040 | ERSA | OTHER | N | N/A | N/A | N/A | N | N/A | 30 | EX | N/A | BOX |  |  | URL NOT FOUND | [15 empty] | BLOOD CHEMISTRY ANALYZER | [9 empty] | CLEANSED | SOLUTION | NO MODIFIER | TYPE | ISE DEPROTEINIZER | CHEMICAL/TRADE NAME |  | CONTAINER |  | CONCENTRATION |  | HAZARD CLASS |  | CERTIFICATION/STANDARD |  | ADDITIONAL FEATURES EN |  | ADDITIONAL FEATURES ES |  | ADDITIONAL FEATURES FR | [43 empty] | Production Completed
STP_005-003 | Data Enrichment | RYM | RYM | completed | 2023-03-17 | 2023-03-20 |  | PSR043282 | 043282 | PSR043282 | DETECTOR, GAS, PORTABLE, H2S, GAS ALERT | DETECTOR, GAS, PORTABLE, H2S, GAS ALERT CLIP 2, FULL FUNCTION SELF-TEST OF SENSOR, BATTERY STATUS, CIRCUIT INTEGRITY AND AUDIBLE/VISUAL ALARMS, MEASURING RANGE: 0 ~ 100 PPM, ALARMS - VISUAL, VIBRATING, AUDIBLE (95DB) | DETECTOR, GAS, PORTABLE, H2S, GAS ALERT CLIP 2, FULL FUNCTION SELF-TEST OF SENSOR, BATTERY STATUS, CIRCUIT INTEGRITY AND AUDIBLE/VISUAL ALARMS, MEASURING RANGE: 0 ~ 100 PPM, ALARMS - VISUAL, VIBRATING, AUDIBLE (95DB) ; LOW, HIGH, INTERNAL VIBRATING ALARM FOR HIGH NOISE ENVIRONMENTS, RECORDS AND TRANSMITS GAS ALARM EVENTS; WITH DATA LOGGING; BRAND: BW TECHNOLOGIES, BY HONEYWELL | PC | 0 | 0 | STOCK | Min-Max | CONSUMABLES | C | 0 | PD | 1600 | ERSA | OTHER | Y | - | 3000290 | HONEYWELL | N | N/A | 180 | EX | N/A | PC |  |  | URL NOT FOUND |  | HONEYWELL | [7 empty] | BW TECHNOLOGIES | [15 empty] | CLEANSED | DETECTOR | GAS | TYPE | PORTABLE,H2S | DETECTING RANGE | 0-100 PPM | MOUNTING TYPE |  | POWER SUPPLY |  | ENCLOSURE MATERIAL |  | SIZE |  | TEMPERATURE RATING |  | HAZARD CLASS |  | CERTIFICATION/STANDARD |  | ADDITIONAL FEATURES EN | GAS ALERT CLIP 2, FULL FUNCTION SELF-TEST OF SENSOR, BATTERY STATUS, CIRCUIT INTEGRITY AND AUDIBLE/VISUAL ALARMS, MEASURING RANGE: 0 ~ 100 PPM, ALARMS - VISUAL, VIBRATING, AUDIBLE (95 DB),LOW, HIGH, INTERNAL VIBRATING ALARM FOR HIGH NOISE ENVIRONMENTS, RECORDS AND TRANSMITS GAS ALARM EVENTS, W/DATA LOGGING | ADDITIONAL FEATURES ES |  | ADDITIONAL FEATURES FR | [37 empty] | Production Completed
STP_005-003 | Data Enrichment | RYM | RYM | completed | 2023-03-17 | 2023-03-20 |  | PSR642322 | 642322 | PSR642322 | DISPENSER, LIQUID SOAP, PUSHBUTTON TYPE, | DISPENSER, LIQUID SOAP, PUSHBUTTON TYPE, WALL MOUNTING, FOR LAVATORY. | DISPENSER, LIQUID SOAP, PUSHBUTTON TYPE, WALL MOUNTING, FOR LAVATORY. | PC | 0 | 0 | STOCK | Min-Max | CONSUMABLES | C | 972.77 | PD | 4090 | ERSA | OTHER | N | N/A | N/A | N/A | N | N/A | 30 | EX | N/A | PC |  |  | URL NOT FOUND | [25 empty] | CLEANSED | DISPENSER | SOAP | TYPE | LIQUID,PUSHBUTTON | SIZE |  | CAPACITY |  | COLOUR |  | MATERIAL |  | MOUNTING TYPE | WALL | HAZARD CLASS |  | CERTIFICATION/STANDARD |  | ADDITIONAL FEATURES EN | FOR LAVATORY | ADDITIONAL FEATURES ES |  | ADDITIONAL FEATURES FR | [39 empty] | Production Completed
STP_005-003 | Data Enrichment | RYM | RYM | SUITABLE NM NOT FOUND | 2023-03-17 | 2023-03-17 |  | PSR011652 | 011652 | PSR011652 | DRYER, DISH, HOT AIR, MODEL: MSTF-168HYU | DRYER, DISH, HOT AIR, MODEL: MSTF-168HYU, BRAND: MARKES | DRYER, DISH, HOT AIR, MODEL: MSTF-168HYU, BRAND: MARKES | UT | 0 | 0 | STOCK | Min-Max | CONSUMABLES | C | 8950 | PD | 4090 | ERSA | OTHER | N | N/A | N/A | N/A | N | N/A | 30 | EX | N/A | EA |  |  | https://www.lkg-group.com/csi/markes-tableware%20sterilizer.php | [9 empty] | MARKES | MSTF-168HYU | [77 empty] | Production Completed
STP_005-003 | Data Enrichment | RYM | RYM | completed | 2023-03-17 | 2023-03-20 |  | PSR240753 | 240753 | PSR240753 | ELBOW, PIPE, SCH 60, B. I., 90 DEG X 3/4 | ELBOW, PIPE, SCH 60, B. I., 90 DEG X 3/4 (19.1 MM) NOMINAL DIAMETER, SOCKET-WELDING TYPE | ELBOW, PIPE, SCH 60, B. I., 90 DEG X 3/4 (19.1 MM) NOMINAL DIAMETER, SOCKET-WELDING TYPE | PC | 0 | 0 | STOCK | Min-Max | CONSUMABLES | C | 0 | PD | 2200 | ERSA | OTHER | N | N/A | N/A | N/A | N | N/A | 90 | EX | N/A | PC |  |  | URL NOT FOUND | [25 empty] | CLEANSED | ELBOW | PIPE | TYPE |  | NOMINAL SIZE | 3/4 IN (19.1 MM) | END CONNECTION | SOCKET WELD | PRESSURE RATING |  | ANGLE | 90 DEG | MATERIAL | IRON | MATERIAL SPECIFICATION |  | COATING/FINISH | BLACK | MANUFACTURING PROCESS |  | SCHEDULE/WALL THICKNESS | SCH 60 | LENGTH |  | HAZARD CLASS |  | CERTIFICATION/STANDARD |  | ADDITIONAL FEATURES EN |  | ADDITIONAL FEATURES ES |  | ADDITIONAL FEATURES FR | [29 empty] | Production Completed
STP_005-003 | Data Enrichment | RYM | RYM | completed | 2023-03-17 | 2023-03-20 |  | PSR940273 | 940273 | PSR940273 | ELECTRODE, WELDING, FLUX COVERED, DIAMET | ELECTRODE, WELDING, FLUX COVERED, DIAMETER: 2.4 MM, ASME/SFA SPECS: A5.4, AWS CLASS: E312/ E312L-16, FOR JOINING DISSIMILAR METALS HIGH CARBON, LOW AND HIGH ALLOY STEEL, WELDING PROCESS: SMAW (MMAW) | ELECTRODE, WELDING, FLUX COVERED, DIAMETER: 2.4 MM, ASME/SFA SPECS: A5.4, AWS CLASS: E312/ E312L-16, FOR JOINING DISSIMILAR METALS HIGH CARBON, LOW AND HIGH ALLOY STEEL, WELDING PROCESS: SMAW (MMAW) | KG | 0 | 0 | STOCK | Min-Max | CONSUMABLES | C | 0 | PD | 2620 | ERSA | OTHER | N | N/A | N/A | N/A | N | N/A | 30 | EX | N/A | KG |  |  | URL NOT FOUND | [25 empty] | CLEANSED | ELECTRODE | WELDING | TYPE | FLUX COVERED | DESIGNATION | ASME/SFA A5.4, AWS CLASS E312/E312L-16 | MATERIAL |  | CURRENT RATING |  | DIAMETER | 2.4 MM | LENGTH |  | HAZARD CLASS |  | CERTIFICATION/STANDARD |  | ADDITIONAL FEATURES EN | WELDING PROCESS: SMAW (MMAW),FOR JOINING DISSIMILAR METALS HIGH CARBON, LOW AND HIGH ALLOY STEEL | ADDITIONAL FEATURES ES |  | ADDITIONAL FEATURES FR | [39 empty] | Production Completed
STP_005-003 | Data Enrichment | RYM | RYM | completed | 2023-03-17 | 2023-03-20 |  | PSR278575 | 278575 | PSR278575 | END MILL, HIGH-SPEED STEEL, METRIC, 8 MM | END MILL, HIGH-SPEED STEEL, METRIC, 8 MM DIAMETER, 2-FLUTE, 1-END, SQUARE END CENTER CUTTING | END MILL, HIGH-SPEED STEEL, METRIC, 8 MM DIAMETER, 2-FLUTE, 1-END, SQUARE END CENTER CUTTING | PC | 0 | 0 | STOCK | Min-Max | CONSUMABLES | C | 0 | PD | 2600 | ERSA | OTHER | N | N/A | N/A | N/A | N | N/A | 30 | EX | N/A | PC |  |  | URL NOT FOUND | [25 empty] | CLEANSED | ENDMILL | NO MODIFIER | TYPE |  | CUTTING DIAMETER | 8 MM | CUTTING LENGTH |  | NUMBER OF FLUTES | 2 | FLUTE TYPE |  | HELIX ANGLE |  | SHANK SIZE |  | LENGTH |  | MATERIAL | HIGH-SPEED STEEL | DIRECTION OF CUT | SQUARE END CENTER | HAZARD CLASS |  | CERTIFICATION/STANDARD |  | ADDITIONAL FEATURES EN | NO OF END:1,METRIC | ADDITIONAL FEATURES ES |  | ADDITIONAL FEATURES FR | [31 empty] | Production Completed
STP_005-003 | Data Enrichment | RYM | RYM | completed | 2023-03-17 | 2023-03-20 |  | PSR051034 | 051034 | PSR051034 | FIXTURE, LIGHTING, CEILING LAMP, 20 WATT | FIXTURE, LIGHTING, CEILING LAMP, 20 WATTS, DAYLIGHT, LED, BRAND: FIREFLY | FIXTURE, LIGHTING, CEILING LAMP, 20 WATTS, DAYLIGHT, LED, BRAND: FIREFLY | PC | 0 | 0 | STOCK | Min-Max | CONSUMABLES | C | 0 | PD | 4100 | ERSA | OTHER | N | N/A | N/A | N/A | N | N/A | 30 | EX | N/A | PC |  |  | URL NOT FOUND | [9 empty] | FIREFLY | [15 empty] | CLEANSED | FIXTURE | LIGHT | TYPE | DAYLIGHT | LAMP WATTAGE | 20 W | VOLTAGE RATING |  | BALLAST TYPE |  | LAMP TYPE | LED | FREQUENCY RATING |  | NUMBER OF LAMPS |  | LENS |  | CURRENT RATING |  | SIZE |  | MATERIAL |  | DEGREE OF PROTECTION |  | MOUNTING TYPE | CEILING | HAZARD CLASS |  | CERTIFICATION/STANDARD |  | ADDITIONAL FEATURES EN |  | ADDITIONAL FEATURES ES |  | ADDITIONAL FEATURES FR | [25 empty] | Production Completed
STP_005-003 | Data Enrichment | RYM | RYM | completed | 2023-03-17 | 2023-03-20 |  | PSR056164 | 056164 | PSR056164 | FLOWMETER, WATER, MECHANICAL TYPE, BORE | FLOWMETER, WATER, MECHANICAL TYPE, BORE SIZE: 50 MM; NPT 2, MAXIMUM PRESSURE: 10 KG/SQ.CM., MAXIMUM TEMPERATURE: 40 °C; FLUID: POTABLE WATER, MANUFACTURER ANY | FLOWMETER, WATER, MECHANICAL TYPE, BORE SIZE: 50 MM; NPT 2, MAXIMUM PRESSURE: 10 KG/SQ.CM., MAXIMUM TEMPERATURE: 40 °C; FLUID: POTABLE WATER, MANUFACTURER ANY | PC | 0 | 0 | STOCK | Min-Max | CONSUMABLES | C | 0 | PD | 5100 | ERSA | OTHER | N | N/A | N/A | N/A | N | N/A | 30 | EX | N/A | PC |  |  | URL NOT FOUND | [25 empty] | CLEANSED | METER | FLOW | TYPE | MECHANICAL | MEASURING RANGE |  | ACCURACY |  | OUTPUT TYPE |  | PROCESS CONNECTION | 2 IN NPT | ENCLOSURE |  | POWER SUPPLY |  | TEMPERATURE RATING | 40 DEG C | MATERIAL |  | ELECTRICAL CONNECTION |  | PRESSURE RATING | 10 KG/SQ CM | MOUNTING TYPE |  | HAZARD CLASS |  | CERTIFICATION/STANDARD |  | ADDITIONAL FEATURES EN | BORE SIZE:50 MM,FLUID:POTABLE WATER | ADDITIONAL FEATURES ES |  | ADDITIONAL FEATURES FR | [27 empty] | Production Completed
STP_005-003 | Data Enrichment | RYM | RYM | completed | 2023-03-17 | 2023-03-20 |  | PSR292135 | 292135 | PSR292135 | FUNNEL, FLUTED, BOROSILICATE GLASS, MFR. | FUNNEL, FLUTED, BOROSILICATE GLASS, MFR. NO.: 6180-65, WITH SHORT STEM, TOP I.D.: 65 mm, STEM O.D.: 8 mm, STEM LENGTH: 65 mm, BRAND: PYREX , MFR: CORNING | FUNNEL, FLUTED, BOROSILICATE GLASS, MFR. NO.: 6180-65, WITH SHORT STEM, TOP I.D.: 65 mm, STEM O.D.: 8 mm, STEM LENGTH: 65 mm, BRAND: PYREX , MFR: CORNING | PC | 0 | 0 | STOCK | Min-Max | CONSUMABLES | C | 0 | PD | 5955 | ERSA | OTHER | N | N/A | N/A | N/A | Y | 6180-65 | 90 | EX | CORNING | PC | C |  | https://ecatalog.corning.com/life-sciences/b2c/US/en/Glassware/Funnels/Funnels,-Glass/PYREX%C2%AE-60%C2%B0-Angle-Fluted-Funnels,-Short-Stem/p/6180-65 |  | CORNING | 6180-65 | [6 empty] | PYREX | [15 empty] | ENRICHED | FUNNEL | NO MODIFIER | TYPE | FLUTED | CAPACITY |  | SPOUT LENGTH |  | FUNNEL END SIZE |  | SPOUT END SIZE |  | OVERALL LENGTH | 121 MM | MATERIAL | BOROSILICATE GLASS | HAZARD CLASS |  | CERTIFICATION/STANDARD |  | ADDITIONAL FEATURES EN | TOP SIZE:ID 65 MM,C/W SHORT STEM OD 8 X LG 65 mm | ADDITIONAL FEATURES ES |  | ADDITIONAL FEATURES FR | [37 empty] | Production Completed
STP_005-003 | Data Enrichment | RYM | RYM | completed | 2023-03-17 | 2023-03-20 |  | PSR039233 | 039233 | PSR039233 | GASKET, METALLIC, SPIRAL WOUND, I.D.: 20 | GASKET, METALLIC, SPIRAL WOUND, I.D.: 205MM, O.D.: 308MM, INNER RING: 282MM, THICKNESS: 4.5MM, CR TYPE, SUS 304 WITH GRAPHITE, PRESSURE RATING: 63K | GASKET, METALLIC, SPIRAL WOUND, I.D.: 205MM, O.D.: 308MM, INNER RING: 282MM, THICKNESS: 4.5MM, CR TYPE, SUS 304 WITH GRAPHITE, PRESSURE RATING: 63K | PC | 0 | 0 | STOCK | Min-Max | CONSUMABLES | A | 3500 | PD | 1825 | ERSA | OTHER | N | N/A | N/A | N/A | N | N/A | 30 | EX | N/A | PC |  |  | URL NOT FOUND | [25 empty] | CLEANSED | GASKET | SPIRAL WOUND | TYPE | METALLIC,CR | NOMINAL SIZE |  | INSIDE DIAMETER | 205 MM | OUTSIDE DIAMETER | 308 MM | THICKNESS | 4.5 MM | INNER RING INSIDE DIAMETER | 282 MM | OUTER RING OUTSIDE DIAMETER |  | FILLER MATERIAL | GRAPHITE | WINDING MATERIAL | STAINLEASS STEEL 304 | INNER RING MATERIAL |  | OUTER RING MATERIAL |  | PRESSURE CLASS/RATING | 63K | TEMPERATURE RATING |  | HAZARD CLASS |  | CERTIFICATION/STANDARD |  | ADDITIONAL FEATURES EN |  | ADDITIONAL FEATURES ES |  | ADDITIONAL FEATURES FR | [25 empty] | Production Completed
STP_005-003 | Data Enrichment | RYM | RYM | completed | 2023-03-17 | 2023-03-20 | NM CONFLICT INPUT AND WEB SOURCE.PROCESS BASED ON WEB SOURCE | PSR945997 | 945997 | PSR945997 | GASKET, SENSOR, FOR MULTIGAS DETECTOR PN | GASKET, SENSOR, FOR MULTIGAS DETECTOR PN:10114949 | GASKET, SENSOR, FOR MULTIGAS DETECTOR PN:10114949 | PC | 0 | 0 | STOCK | Min-Max | CONSUMABLES | C | 0 | PD | 1825 | ERSA | OTHER | N | N/A | N/A | N/A | N | N/A | 30 | EX | N/A | PC |  |  | https://www.msagasmonitors.com/10114949.html |  |  | 10114949 | [22 empty] | ENRICHED | KIT | NO MODIFIER | TYPE | MAINTENANCE | CONTENTS |  | NUMBER OF ITEMS |  | HAZARD CLASS |  | CERTIFICATION/STANDARD |  | ADDITIONAL FEATURES EN | FOR MULTIGAS DETECTOR | ADDITIONAL FEATURES ES |  | ADDITIONAL FEATURES FR | [45 empty] | Production Completed
STP_005-003 | Data Enrichment | RYM | RYM | completed | 2023-03-17 | 2023-03-21 |  | PSR051194 | 051194 | PSR051194 | GAUGE, THICKNESS, ULTRASONIC PULSE ECHO- | GAUGE, THICKNESS, ULTRASONIC PULSE ECHO-METHOD, MODEL: GEIT1498384 DMS GOPLUS ADVANCED, WITH TEMP COMPENSATION EXPANDED DATA RECORDER COMPLETE ACCESSORIES, ISO17025 CERIFICATE OF CALABRATION; BRAND: DMS GO+ SERIES ADVANCE | GAUGE, THICKNESS, ULTRASONIC PULSE ECHO-METHOD, MODEL: GEIT1498384 DMS GOPLUS ADVANCED, WITH TEMP COMPENSATION EXPANDED DATA RECORDER COMPLETE ACCESSORIES, ISO17025 CERIFICATE OF CALABRATION; BRAND: DMS GO+ SERIES ADVANCE | UT | 0 | 0 | STOCK | Min-Max | CONSUMABLES | C | 0 | PD | 5110 | ERSA | OTHER | N | N/A |  |  | Y | GEIT1498384 | 90 | EX | DMS GO+ SEIES | EA | C |  | https://www.indomultimeter.com/ge-inspection-technologies-DMS-Go-Plus-GEIT1498384-thickness-gauge | [9 empty] | DMS GO+ SERIES ADVANCE | GEIT1498384 | [14 empty] | ENRICHED | GAUGE | THICKNESS | TYPE | ULTRASONIC PULSE ECHO-METHOD | MEASURING RANGE | 0.4-14000 M | GRADUATION |  | ACCURACY |  | MATERIAL |  | SIZE |  | HAZARD CLASS |  | CERTIFICATION/STANDARD | ISO17025 | ADDITIONAL FEATURES EN | C/W TEMP COMPENSATION EXPANDED DATA RECORDER COMPLETE ACCESSORIES | ADDITIONAL FEATURES ES |  | ADDITIONAL FEATURES FR | [39 empty] | Production Completed
STP_005-003 | Data Enrichment | RYM | RYM | completed | 2023-03-17 | 2023-03-17 |  | PSR106427 | 106427 | PSR106427 | GOOSENECK, 40 MM, PVC, FEED HOSE FOR TAN | GOOSENECK, 40 MM, PVC, FEED HOSE FOR TANKHOUSE CELLS | GOOSENECK, 40 MM, PVC, FEED HOSE FOR TANKHOUSE CELLS | PC | 0 | 0 | STOCK | Min-Max | CONSUMABLES | C | 3000 | PD | 4090 | ERSA | OTHER | N | N/A | N/A | N/A | N | N/A | 30 | EX | N/A | PC |  |  | URL NOT FOUND | [25 empty] | CLEANSED | FITTING | NO MODIFIER | TYPE | GOOSENECK,FEED HOSE | SIZE | 40 MM | END CONNECTION |  | MATERIAL | PVC | PRESSURE RATING |  | TEMPERATURE RATING |  | HAZARD CLASS |  | CERTIFICATION/STANDARD |  | ADDITIONAL FEATURES EN | FOR TANKHOUSE CELLS | ADDITIONAL FEATURES ES |  | ADDITIONAL FEATURES FR | [39 empty] | Production Completed
STP_005-003 | Data Enrichment | RYM | RYM | completed | 2023-03-17 | 2023-03-17 |  | PSR106428 | 106428 | PSR106428 | GOOSENECK, 65 MM, PVC, FEED HOSE FOR TAN | GOOSENECK, 65 MM, PVC, FEED HOSE FOR TANKHOUSE CELLS | GOOSENECK, 65 MM, PVC, FEED HOSE FOR TANKHOUSE CELLS | PC | 0 | 0 | STOCK | Min-Max | CONSUMABLES | C | 4000 | PD | 4090 | ERSA | OTHER | N | N/A | N/A | N/A | N | N/A | 30 | EX | N/A | PC |  |  | URL NOT FOUND | [25 empty] | CLEANSED | FITTING | NO MODIFIER | TYPE | GOOSENECK,FEED HOSE | SIZE | 65 MM | END CONNECTION |  | MATERIAL | PVC | PRESSURE RATING |  | TEMPERATURE RATING |  | HAZARD CLASS |  | CERTIFICATION/STANDARD |  | ADDITIONAL FEATURES EN | FOR TANKHOUSE CELLS | ADDITIONAL FEATURES ES |  | ADDITIONAL FEATURES FR | [39 empty] | Production Completed
STP_005-003 | Data Enrichment | RYM | RYM | SUITABLE NM NOT FOUND | 2023-03-17 | 2023-03-17 |  | PSR009121 | 009121 | PSR009121 | GYM EQUIPMENT | GYM EQUIPMENT | GYM EQUIPMENT | SE | 0 | 0 | STOCK | Min-Max | CONSUMABLES | C | 0 | PD | 4090 | ERSA | OTHER | N | N/A | N/A | N/A | N | N/A | 90 | EX | N/A | EA | [91 empty] | Production Completed
STP_005-003 | Data Enrichment | RYM | RYM | SUITABLE NM NOT FOUND | 2023-03-17 | 2023-03-17 |  | PSR012124 | 012124 | PSR012124 | HARDENER, PAINT, INDUSTRIAL, BRAND: JUTO | HARDENER, PAINT, INDUSTRIAL, BRAND: JUTON, CARBOLINE, SIGMA OR EQUIVALENT | HARDENER, PAINT, INDUSTRIAL, BRAND: JUTON, CARBOLINE, SIGMA OR EQUIVALENT | CN | 0 | 0 | STOCK | Min-Max | CONSUMABLES | C | 0 | PD | 5380 | ERSA | OTHER | N | N/A | N/A | N/A | N | N/A | 90 | EX | N/A | CAN | C | [90 empty] | Production Completed
STP_005-003 | Data Enrichment | RYM | RYM | completed | 2023-03-17 | 2023-03-21 |  | PSR954777 | 954777 | PSR954777 | HEAT EXCHANGER;MNFR:MESCO,PTNO:KM07102,A | HEAT EXCHANGER;MNFR:MESCO,PTNO:KM07102,ADDITIONAL FEATURES EN:TYPE:INTERCOOLER 2ND STAGE,SHELL AND FIN TUBE TYPE,MATERIAL:SHELL:STAINLESS STEEL 41,SIZE:DIA 1230 X 3700,PRESSURE RATING:SHELL SIDE: 3KGF/CM2G, TUBE SIDE: 5KGF/CM2G, | HEAT EXCHANGER;MNFR:MESCO,PTNO:KM07102,ADDITIONAL FEATURES EN:TYPE:INTERCOOLER 2ND STAGE,SHELL AND FIN TUBE TYPE,MATERIAL:SHELL:STAINLESS STEEL 41,SIZE:DIA 1230 X 3700,PRESSURE RATING:SHELL SIDE: 3KGF/CM2G, TUBE SIDE: 5KGF/CM2G,\C/W ACCESSORIES,FOR KOBE-ALLIS ISOTHERMAL CENTRIFUGAL AIR COMPRESSOR, MODEL:VG 584: 80- 16016-0,DWG. NO: KM07102,T.NO: 1-230890 | EA | 0 | 0 | STOCK | Min-Max | CRITICAL | B | 0 | PD | 3020 | ERSA | OTHER | Y | KM07102 | 3000725 | MESCO | N | N/A | 360 | EX | N/A | EA | B |  | URL NOT FOUND |  | MESCO | KM07102 | [12 empty] | KOBE-ALLIS ISOTHERMAL CENTRIFUGAL AIR COMPRESSOR,T NO 1-230890 | VG 584:80-16016-0 |  | KM07102 | [6 empty] | CLEANSED | HEAT EXCHANGER | NO MODIFIER | TYPE |  | BTUH RATING |  | MATERIAL | STAINLESS STEEL 41 (SHELL) | SIZE | DIA 1230 X 3700 MM | END CONNECTION |  | CAPACITY |  | PRESSURE RATING | 3 KGF/CM2G (SHELL SIDE),5 KGF/CM2G (TUBE SIDE) | TEMPERATURE RATING |  | HAZARD CLASS |  | CERTIFICATION/STANDARD |  | ADDITIONAL FEATURES EN | INTERCOOLER 2ND STAGE,SHELL AND FIN TUBE,C/W ACCESSORIES | ADDITIONAL FEATURES ES |  | ADDITIONAL FEATURES FR | [35 empty] | Production Completed
STP_005-003 | Data Enrichment | RYM | RYM | completed | 2023-03-17 | 2023-03-20 |  | PSR517697 | 517697 | PSR517697 | HOLDER, CARD, BUSINESS/CALLING, ALBUM TY | HOLDER, CARD, BUSINESS/CALLING, ALBUM TYPE | HOLDER, CARD, BUSINESS/CALLING, ALBUM TYPE | PC | 0 | 0 | STOCK | Min-Max | CONSUMABLES | C | 0 | PD | 4090 | ERSA | OTHER | N | N/A | N/A | N/A | N | N/A | 30 | EX | N/A | PC |  |  | URL NOT FOUND | [25 empty] | CLEANSED | HOLDER | CARD | TYPE | BUSINESS/CALLING, ALBUM | SIZE |  | NUMBER OF CARDS |  | MATERIAL |  | MATERIAL SPECIFICATION |  | COLOUR |  | HAZARD CLASS |  | CERTIFICATION/STANDARD |  | ADDITIONAL FEATURES EN |  | ADDITIONAL FEATURES ES |  | ADDITIONAL FEATURES FR | [39 empty] | Production Completed
STP_005-003 | Data Enrichment | RYM | RYM | completed | 2023-03-17 | 2023-03-20 |  | PSR027007 | 027007 | PSR027007 | HOOK, ADHESIVE, COLOR: WHITE AND YELLOW, | HOOK, ADHESIVE, COLOR: WHITE AND YELLOW, SIZE: 1in X 2in, CAPACITY: 0.5~1 KG. | HOOK, ADHESIVE, COLOR: WHITE AND YELLOW, SIZE: 1in X 2in, CAPACITY: 0.5~1 KG. | PC | 0 | 0 | STOCK | Min-Max | CONSUMABLES | C | 0 | PD | 5955 | ERSA | OTHER | N | N/A | N/A | N/A | N | N/A | 120 | EX | N/A | PC |  |  | URL NOT FOUND | [25 empty] | CLEANSED | HOOK | NO MODIFIER | TYPE | ADHESIVE | LOAD RATING | 0.5-1 KG | SIZE | 1 X 2 IN | MATERIAL |  | HAZARD CLASS |  | CERTIFICATION/STANDARD |  | ADDITIONAL FEATURES EN | COLOR:WHITE,YELLOW | ADDITIONAL FEATURES ES |  | ADDITIONAL FEATURES FR | [43 empty] | Production Completed
STP_005-003 | Data Enrichment | RYM | RYM | completed | 2023-03-17 | 2023-03-20 |  | PSR020795 | 020795 | PSR020795 | HOOK, CABLE, 12″ DIAMETER, S SHAPED, 2 1 | HOOK, CABLE, 12″ DIAMETER, S SHAPED, 2 1/8" TOP OPENING, 3 1/2" BOTTOM OPENING, MAX LOAD: 190 KGS, YELLOW, GLASS REINFORCED POLYESTER, SUPPORT, SUSPEND ELECTRICAL WIRE CABLES & HOSES | HOOK, CABLE, 12″ DIAMETER, S SHAPED, 2 1/8" TOP OPENING, 3 1/2" BOTTOM OPENING, MAX LOAD: 190 KGS, YELLOW, GLASS REINFORCED POLYESTER, SUPPORT, SUSPEND ELECTRICAL WIRE CABLES & HOSES | PC | 0 | 0 | STOCK | Min-Max | CONSUMABLES | C | 0 | PD | 5965 | ERSA | OTHER | N | N/A | N/A | N/A | N | N/A | 30 | EX | N/A | PC |  |  | URL NOT FOUND | [25 empty] | CLEANSED | HOOK | NO MODIFIER | TYPE | CABLE | LOAD RATING | 190 KG | SIZE | DIA 12 IN | MATERIAL | GLASS REINFORCED POLYESTER | HAZARD CLASS |  | CERTIFICATION/STANDARD |  | ADDITIONAL FEATURES EN | SHAPE:S,TOP OPENING:2-1/8 IN, BOTTOM OPENING:3-1/2 IN,COLOR:YELLOW,SUSPEND ELECTRICAL WIRE CABLES & HOSES | ADDITIONAL FEATURES ES |  | ADDITIONAL FEATURES FR | [43 empty] | Production Completed
STP_005-003 | Data Enrichment | RYM | RYM | completed | 2023-03-17 | 2023-03-20 | NM CONFLICT INPUT AND WEB SOURCE.PROCESS BASED ON WEB SOURCE | PSR954684 | 954684 | PSR954684 | HOSE ASSEMBLY, COMPRESSOR TO EVAPORATOR, | HOSE ASSEMBLY, COMPRESSOR TO EVAPORATOR, P/N: 4190002741, AIR CONDITIONING GROUP P343, FOR ROAD ROLLER SDLG MODEL: RS7120H, ENGINE MODEL: WP6G125E202, ENGINE NUMBER: 6P22B011931, MFR: SDLG | HOSE ASSEMBLY, COMPRESSOR TO EVAPORATOR, P/N: 4190002741, AIR CONDITIONING GROUP P343, FOR ROAD ROLLER SDLG MODEL: RS7120H, ENGINE MODEL: WP6G125E202, ENGINE NUMBER: 6P22B011931, MFR: SDLG | EA | 0 | 0 | STOCK | Min-Max | CRITICAL | B | 0 | PD | 5620 | ERSA | OTHER | N | N/A | N/A | N/A | Y | 4190002741 | 90 | EX | SDLG | EA | B |  | https://www.sdlgmall.com/product/4043000121-bushing-lgb302-6050a2-for-sdlg-lg936-wheel-loader-spare-parts/ |  | SDLG | 4190002741 | [12 empty] | ROAD ROLLER ,ENGINE NO 6P22B011931 | RS7120H,WP6G125E202 | SDLG | [7 empty] | ENRICHED | PIPE | NO MODIFIER | TYPE |  | NOMINAL SIZE |  | LENGTH |  | END CONNECTION |  | MATERIAL |  | OUTSIDE DIAMETER |  | HAZARD CLASS |  | CERTIFICATION/STANDARD |  | ADDITIONAL FEATURES EN | COMPRESSOR TO EVAPORATOR,AIR CONDITIONING GROUP P343 | ADDITIONAL FEATURES ES |  | ADDITIONAL FEATURES FR | [39 empty] | Production Completed
STP_005-003 | Data Enrichment | RYM | RYM | completed | 2023-03-17 | 2023-03-17 |  | PSR954680 | 954680 | PSR954680 | HOSE ASSEMBLY, CONDENSER TO COMPRESSOR, | HOSE ASSEMBLY, CONDENSER TO COMPRESSOR, P/N: 4190003393, AIR CONDITIONING GROUP P343, FOR ROAD ROLLER SDLG MODEL: RS7120H, ENGINE MODEL: WP6G125E202, ENGINE NUMBER: 6P22B011931, MFR: SDLG | HOSE ASSEMBLY, CONDENSER TO COMPRESSOR, P/N: 4190003393, AIR CONDITIONING GROUP P343, FOR ROAD ROLLER SDLG MODEL: RS7120H, ENGINE MODEL: WP6G125E202, ENGINE NUMBER: 6P22B011931, MFR: SDLG | EA | 0 | 0 | STOCK | Min-Max | CRITICAL | B | 0 | PD | 5620 | ERSA | OTHER | N | N/A | N/A | N/A | Y | 4190003393 | 90 | EX | SDLG | EA | B |  | URL NOT FOUND |  | SDLG | 4190003393 | [12 empty] | ROAD ROLLER ,ENGINE NO 6P22B011931 | RS7120H,WP6G125E202 | SDLG | [7 empty] | CLEANSED | HOSE | ASSEMBLY | TYPE | CONDENSER TO COMPRESSOR | INSIDE DIAMETER |  | OUTSIDE DIAMETER |  | LENGTH |  | CORE MATERIAL |  | CONNECTION 1 |  | CONNECTION 2 |  | FITTING MATERIAL |  | COVER MATERIAL |  | PRESSURE RATING |  | BURST PRESSURE RATING |  | TEMPERATURE RATING |  | REINFORCEMENT MATERIAL |  | BEND RADIUS |  | COLOUR |  | HAZARD CLASS |  | CERTIFICATION/STANDARD |  | ADDITIONAL FEATURES EN | AIR CONDITIONING GROUP P343 | ADDITIONAL FEATURES ES |  | ADDITIONAL FEATURES FR | [21 empty] | Production Completed
STP_005-003 | Data Enrichment | RYM | RYM | completed | 2023-03-17 | 2023-03-17 |  | PSR954682 | 954682 | PSR954682 | HOSE ASSEMBLY, CONDENSER TO RESERVOIR, P | HOSE ASSEMBLY, CONDENSER TO RESERVOIR, P/N: 4130002467, AIR CONDITIONING GROUP P343, FOR ROAD ROLLER SDLG MODEL: RS7120H, ENGINE MODEL: WP6G125E202, ENGINE NUMBER: 6P22B011931, MFR: SDLG | HOSE ASSEMBLY, CONDENSER TO RESERVOIR, P/N: 4130002467, AIR CONDITIONING GROUP P343, FOR ROAD ROLLER SDLG MODEL: RS7120H, ENGINE MODEL: WP6G125E202, ENGINE NUMBER: 6P22B011931, MFR: SDLG | EA | 0 | 0 | STOCK | Min-Max | CRITICAL | B | 0 | PD | 5620 | ERSA | OTHER | N | N/A | N/A | N/A | Y | 4130002467 | 90 | EX | SDLG | EA | B |  | URL NOT FOUND |  | SDLG | 4130002467 | [12 empty] | ROAD ROLLER ,ENGINE NO 6P22B011931 | RS7120H,WP6G125E202 | SDLG | [7 empty] | CLEANSED | HOSE | ASSEMBLY | TYPE | CONDENSER TO RESERVOIR | INSIDE DIAMETER |  | OUTSIDE DIAMETER |  | LENGTH |  | CORE MATERIAL |  | CONNECTION 1 |  | CONNECTION 2 |  | FITTING MATERIAL |  | COVER MATERIAL |  | PRESSURE RATING |  | BURST PRESSURE RATING |  | TEMPERATURE RATING |  | REINFORCEMENT MATERIAL |  | BEND RADIUS |  | COLOUR |  | HAZARD CLASS |  | CERTIFICATION/STANDARD |  | ADDITIONAL FEATURES EN | AIR CONDITIONING GROUP P343 | ADDITIONAL FEATURES ES |  | ADDITIONAL FEATURES FR | [21 empty] | Production Completed
STP_005-003 | Data Enrichment | RYM | RYM | completed | 2023-03-17 | 2023-03-17 |  | PSR954685 | 954685 | PSR954685 | HOSE ASSEMBLY, EVAPORATOR TO RESERVOIR, | HOSE ASSEMBLY, EVAPORATOR TO RESERVOIR, P/N: 4130002468, AIR CONDITIONING GROUP P343, FOR ROAD ROLLER SDLG MODEL: RS7120H, ENGINE MODEL: WP6G125E202, ENGINE NUMBER: 6P22B011931, MFR: SDLG | HOSE ASSEMBLY, EVAPORATOR TO RESERVOIR, P/N: 4130002468, AIR CONDITIONING GROUP P343, FOR ROAD ROLLER SDLG MODEL: RS7120H, ENGINE MODEL: WP6G125E202, ENGINE NUMBER: 6P22B011931, MFR: SDLG | EA | 0 | 0 | STOCK | Min-Max | CRITICAL | B | 0 | PD | 5620 | ERSA | OTHER | N | N/A | N/A | N/A | Y | 4130002468 | 90 | EX | SDLG | EA | B |  | URL NOT FOUND |  | SDLG | 4130002468 | [12 empty] | ROAD ROLLER ,ENGINE NO 6P22B011931 | RS7120H,WP6G125E202 | SDLG | [7 empty] | CLEANSED | HOSE | ASSEMBLY | TYPE | EVAPORATOR TO RESERVOIR | INSIDE DIAMETER |  | OUTSIDE DIAMETER |  | LENGTH |  | CORE MATERIAL |  | CONNECTION 1 |  | CONNECTION 2 |  | FITTING MATERIAL |  | COVER MATERIAL |  | PRESSURE RATING |  | BURST PRESSURE RATING |  | TEMPERATURE RATING |  | REINFORCEMENT MATERIAL |  | BEND RADIUS |  | COLOUR |  | HAZARD CLASS |  | CERTIFICATION/STANDARD |  | ADDITIONAL FEATURES EN | AIR CONDITIONING GROUP P343 | ADDITIONAL FEATURES ES |  | ADDITIONAL FEATURES FR | [21 empty] | Production Completed
STP_005-003 | Data Enrichment | RYM | RYM | completed | 2023-03-17 | 2023-03-17 |  | PSR044467 | 044467 | PSR044467 | HOSE ASSEMBLY, GARDEN, 1 DIAMETER X 100 | HOSE ASSEMBLY, GARDEN, 1 DIAMETER X 100 METERS LONG, WITH STANDARD ADJUSTABLE SOLID BRASS NOZZLE WITH WASHER AND COUPLING WITH WASHER. | HOSE ASSEMBLY, GARDEN, 1 DIAMETER X 100 METERS LONG, WITH STANDARD ADJUSTABLE SOLID BRASS NOZZLE WITH WASHER AND COUPLING WITH WASHER. | AY | 0 | 0 | STOCK | Min-Max | CONSUMABLES | C | 0 | PD | 5910 | ERSA | OTHER | N | N/A | N/A | N/A | N | N/A | 30 | EX | N/A | EA |  |  | URL NOT FOUND | [25 empty] | CLEANSED | HOSE | ASSEMBLY | TYPE | GARDEN | INSIDE DIAMETER | 1 IN | OUTSIDE DIAMETER |  | LENGTH | 100 M | CORE MATERIAL |  | CONNECTION 1 |  | CONNECTION 2 |  | FITTING MATERIAL |  | COVER MATERIAL |  | PRESSURE RATING |  | BURST PRESSURE RATING |  | TEMPERATURE RATING |  | REINFORCEMENT MATERIAL |  | BEND RADIUS |  | COLOUR |  | HAZARD CLASS |  | CERTIFICATION/STANDARD |  | ADDITIONAL FEATURES EN | C/W STANDARD ADJUSTABLE SOLID BRASS NOZZLE W/WASHER,COUPLINGW/WASHER | ADDITIONAL FEATURES ES |  | ADDITIONAL FEATURES FR | [21 empty] | Production Completed
STP_005-003 | Data Enrichment | RYM | RYM | completed | 2023-03-17 | 2023-03-17 |  | PSR056505 | 056505 | PSR056505 | HOSE ASSEMBLY, HYDRAULIC PUMP, PILOT LIN | HOSE ASSEMBLY, HYDRAULIC PUMP, PILOT LINES, P/N 366-1059, HYDRAULIC SYSTEM, FOR CATERPILLAR® MODEL 320D2 HYDRAULIC EXCAVATOR, (SERIAL#: ETDZ10244) WITH ENGINE MODEL C7.1 MFR:CATERPILLAR | HOSE ASSEMBLY, HYDRAULIC PUMP, PILOT LINES, P/N 366-1059, HYDRAULIC SYSTEM, FOR CATERPILLAR® MODEL 320D2 HYDRAULIC EXCAVATOR, (SERIAL#: ETDZ10244) WITH ENGINE MODEL C7.1 MFR:CATERPILLAR | AY | 0 | 0 | STOCK | Min-Max | CRITICAL | B | 0 | PD | 3730 | ERSA | OTHER | Y | 366-1059 | 3000003 | CATERPILLAR | N | N/A | 90 | EX | N/A | EA |  |  | https://parts.cat.com/en/catcorp/366-1059 |  | CATERPILLAR | 366-1059 | [12 empty] | HYDRAULIC PUMP, HYDRAULIC EXCAVATOR,C/W ENGINE | 320D2,C7.1 | CATERPILLAR |  |  | ETDZ10244 |  |  |  |  | CLEANSED | HOSE | ASSEMBLY | TYPE | PILOT LINE | INSIDE DIAMETER |  | OUTSIDE DIAMETER |  | LENGTH |  | CORE MATERIAL |  | CONNECTION 1 |  | CONNECTION 2 |  | FITTING MATERIAL |  | COVER MATERIAL |  | PRESSURE RATING |  | BURST PRESSURE RATING |  | TEMPERATURE RATING |  | REINFORCEMENT MATERIAL |  | BEND RADIUS |  | COLOUR |  | HAZARD CLASS |  | CERTIFICATION/STANDARD |  | ADDITIONAL FEATURES EN | HYDRAULIC SYSTEM | ADDITIONAL FEATURES ES |  | ADDITIONAL FEATURES FR | [21 empty] | Production Completed
STP_005-003 | Data Enrichment | RYM | RYM | completed | 2023-03-17 | 2023-03-17 |  | PSR022707 | 022707 | PSR022707 | HOSE ASSEMBLY, HYDRAULIC PUMP, PILOT LIN | HOSE ASSEMBLY, HYDRAULIC PUMP, PILOT LINES, P/N 5I-3121, HYDRAULIC SYSTEM, FOR CATERPILLAR® MODEL 320D2 HYDRAULIC EXCAVATOR, (SERIAL#: ETDZ10244) WITH ENGINE MODEL C7.1 MFR:CATERPILLAR | HOSE ASSEMBLY, HYDRAULIC PUMP, PILOT LINES, P/N 5I-3121, HYDRAULIC SYSTEM, FOR CATERPILLAR® MODEL 320D2 HYDRAULIC EXCAVATOR, (SERIAL#: ETDZ10244) WITH ENGINE MODEL C7.1 MFR:CATERPILLAR | AY | 0 | 0 | STOCK | Min-Max | CRITICAL | B | 0 | PD | 3730 | ERSA | OTHER | Y | 5I-3121 | 3000003 | CATERPILLAR | N | N/A | 30 | EX | N/A | EA |  |  | https://parts.cat.com/en/catcorp/5I-3121 |  | CATERPILLAR | 5I-3121 | [12 empty] | HYDRAULIC PUMP, HYDRAULIC EXCAVATOR,C/W ENGINE | 320D2,C7.1 | CATERPILLAR | [7 empty] | CLEANSED | HOSE | ASSEMBLY | TYPE | PILOT LINE | INSIDE DIAMETER |  | OUTSIDE DIAMETER |  | LENGTH |  | CORE MATERIAL |  | CONNECTION 1 |  | CONNECTION 2 |  | FITTING MATERIAL |  | COVER MATERIAL |  | PRESSURE RATING |  | BURST PRESSURE RATING |  | TEMPERATURE RATING |  | REINFORCEMENT MATERIAL |  | BEND RADIUS |  | COLOUR |  | HAZARD CLASS |  | CERTIFICATION/STANDARD |  | ADDITIONAL FEATURES EN | HYDRAULIC SYSTEM | ADDITIONAL FEATURES ES |  | ADDITIONAL FEATURES FR | [21 empty] | Production Completed
STP_005-003 | Data Enrichment | RYM | RYM | completed | 2023-03-17 | 2023-03-17 |  | PSR954613 | 954613 | PSR954613 | HOSE ASSEMBLY, OIL COOLER HYDRAULIC, LOW | HOSE ASSEMBLY, OIL COOLER HYDRAULIC, LOWER, P/N: 2903002314, COOLING SYSTEM, FOR SDLG FRONT END LOADER MODEL: L956F SERIAL NO.: VLGL956FEN0624533 WITH ENGINE MODEL: WD10G220E23 WITH SERIAL NO.: 1222C003240, MFR: SDLG | HOSE ASSEMBLY, OIL COOLER HYDRAULIC, LOWER, P/N: 2903002314, COOLING SYSTEM, FOR SDLG FRONT END LOADER MODEL: L956F SERIAL NO.: VLGL956FEN0624533 WITH ENGINE MODEL: WD10G220E23 WITH SERIAL NO.: 1222C003240, MFR: SDLG | EA | 0 | 0 | STOCK | Min-Max | CRITICAL | B | 0 | PD | 3730 | ERSA | OTHER | N | N/A | N/A | N/A | Y | 2903002314 | 90 | EX | SDLG | EA |  |  | URL NOT FOUND |  | SDLG | 2903002314 | [12 empty] | FRONT END LOADER C/W ENGINE | L956F,WD10G220E23 |  |  |  | VLGL956FEN0624533 |  |  |  |  | CLEANSED | HOSE | ASSEMBLY | TYPE | OIL COOLER HYDRAULIC, LOWER | INSIDE DIAMETER |  | OUTSIDE DIAMETER |  | LENGTH |  | CORE MATERIAL |  | CONNECTION 1 |  | CONNECTION 2 |  | FITTING MATERIAL |  | COVER MATERIAL |  | PRESSURE RATING |  | BURST PRESSURE RATING |  | TEMPERATURE RATING |  | REINFORCEMENT MATERIAL |  | BEND RADIUS |  | COLOUR |  | HAZARD CLASS |  | CERTIFICATION/STANDARD |  | ADDITIONAL FEATURES EN | COOLING SYSTEM | ADDITIONAL FEATURES ES |  | ADDITIONAL FEATURES FR | [21 empty] | Production Completed
STP_005-003 | Data Enrichment | RYM | RYM | completed | 2023-03-17 | 2023-03-17 |  | PSR954612 | 954612 | PSR954612 | HOSE ASSEMBLY, OIL COOLER HYDRAULIC, UPP | HOSE ASSEMBLY, OIL COOLER HYDRAULIC, UPPER, P/N: 2903002445, COOLING SYSTEM, FOR SDLG FRONT END LOADER MODEL: L956F SERIAL NO.: VLGL956FEN0624533 WITH ENGINE MODEL: WD10G220E23 WITH SERIAL NO.: 1222C003240, MFR: SDLG | HOSE ASSEMBLY, OIL COOLER HYDRAULIC, UPPER, P/N: 2903002445, COOLING SYSTEM, FOR SDLG FRONT END LOADER MODEL: L956F SERIAL NO.: VLGL956FEN0624533 WITH ENGINE MODEL: WD10G220E23 WITH SERIAL NO.: 1222C003240, MFR: SDLG | EA | 0 | 0 | STOCK | Min-Max | CRITICAL | B | 0 | PD | 3730 | ERSA | OTHER | N | N/A | N/A | N/A | Y | 2903002445 | 90 | EX | SDLG | EA |  |  | URL NOT FOUND |  | SDLG | 2903002445 | [12 empty] | FRONT END LOADER C/W ENGINE | L956F, WD10G220E23 |  |  |  | VLGL956FEN0624533 |  |  |  |  | CLEANSED | HOSE | ASSEMBLY | TYPE | OIL COOLER HYDRAULIC, UPPER | INSIDE DIAMETER |  | OUTSIDE DIAMETER |  | LENGTH |  | CORE MATERIAL |  | CONNECTION 1 |  | CONNECTION 2 |  | FITTING MATERIAL |  | COVER MATERIAL |  | PRESSURE RATING |  | BURST PRESSURE RATING |  | TEMPERATURE RATING |  | REINFORCEMENT MATERIAL |  | BEND RADIUS |  | COLOUR |  | HAZARD CLASS |  | CERTIFICATION/STANDARD |  | ADDITIONAL FEATURES EN | COOLING SYSTEM | ADDITIONAL FEATURES ES |  | ADDITIONAL FEATURES FR | [21 empty] | Production Completed
STP_005-003 | Data Enrichment | RYM | RYM | completed | 2023-03-17 | 2023-03-17 |  | PSR954632 | 954632 | PSR954632 | HOSE ASSEMBLY, REFRIGERANT, CONDENSER TO | HOSE ASSEMBLY, REFRIGERANT, CONDENSER TO DRYER, P/N: 60200008537, AIR CONDITIONING GROUP, FOR LONKING SKID STEER LOADER MODEL: CDM307, SERIAL NO.: LSL00307CNA882172, MFR: LONKING | HOSE ASSEMBLY, REFRIGERANT, CONDENSER TO DRYER, P/N: 60200008537, AIR CONDITIONING GROUP, FOR LONKING SKID STEER LOADER MODEL: CDM307, SERIAL NO.: LSL00307CNA882172, MFR: LONKING | EA | 0 | 0 | STOCK | Min-Max | CRITICAL | B | 0 | PD | 5910 | ERSA | OTHER | N | N/A | N/A | N/A | Y | 60200008537 | 90 | EX | LONKING | EA |  |  | URL NOT FOUND |  | LONKING | 60200008537 | [12 empty] | SKID STEER LOADER | CDM307 | LONKING |  |  | LSL00307CNA882172 |  |  |  |  | CLEANSED | HOSE | ASSEMBLY | TYPE | REFRIGERANT, CONDENSER TO DRYER | INSIDE DIAMETER |  | OUTSIDE DIAMETER |  | LENGTH |  | CORE MATERIAL |  | CONNECTION 1 |  | CONNECTION 2 |  | FITTING MATERIAL |  | COVER MATERIAL |  | PRESSURE RATING |  | BURST PRESSURE RATING |  | TEMPERATURE RATING |  | REINFORCEMENT MATERIAL |  | BEND RADIUS |  | COLOUR |  | HAZARD CLASS |  | CERTIFICATION/STANDARD |  | ADDITIONAL FEATURES EN | AIR CONDITIONING GROUP | ADDITIONAL FEATURES ES |  | ADDITIONAL FEATURES FR | [21 empty] | Production Completed
STP_005-003 | Data Enrichment | RYM | RYM | completed | 2023-03-17 | 2023-03-17 |  | PSR954631 | 954631 | PSR954631 | HOSE ASSEMBLY, REFRIGERANT, EVAPORATOR T | HOSE ASSEMBLY, REFRIGERANT, EVAPORATOR TO COMPRESSOR, P/N: 60100003753, AIR CONDITIONING GROUP, FOR LONKING SKID STEER LOADER MODEL: CDM307, SERIAL NO.: LSL00307CNA882172, MFR: LONKING | HOSE ASSEMBLY, REFRIGERANT, EVAPORATOR TO COMPRESSOR, P/N: 60100003753, AIR CONDITIONING GROUP, FOR LONKING SKID STEER LOADER MODEL: CDM307, SERIAL NO.: LSL00307CNA882172, MFR: LONKING | EA | 0 | 0 | STOCK | Min-Max | CRITICAL | B | 0 | PD | 5905 | ERSA | OTHER | N | N/A | N/A | N/A | Y | 60100003753 | 90 | EX | LONKING | EA |  |  | URL NOT FOUND |  | LONKING | 60100003753 | [12 empty] | SKID STEER LOADER | CDM307 | LONKING |  |  | LSL00307CNA882172 |  |  |  |  | CLEANSED | HOSE | ASSEMBLY | TYPE | REFRIGERANT, EVAPORATOR TO COMPRESSOR | INSIDE DIAMETER |  | OUTSIDE DIAMETER |  | LENGTH |  | CORE MATERIAL |  | CONNECTION 1 |  | CONNECTION 2 |  | FITTING MATERIAL |  | COVER MATERIAL |  | PRESSURE RATING |  | BURST PRESSURE RATING |  | TEMPERATURE RATING |  | REINFORCEMENT MATERIAL |  | BEND RADIUS |  | COLOUR |  | HAZARD CLASS |  | CERTIFICATION/STANDARD |  | ADDITIONAL FEATURES EN | AIR CONDITIONING GROUP | ADDITIONAL FEATURES ES |  | ADDITIONAL FEATURES FR | [21 empty] | Production Completed
STP_005-003 | Data Enrichment | RYM | RYM | completed | 2023-03-17 | 2023-03-17 |  | PSR938381 | 938381 | PSR938381 | HOSE, CHEMICAL, PLASTIC, ID: 50 MM, OD: | HOSE, CHEMICAL, PLASTIC, ID: 50 MM, OD: GREATER THAT OR EQUAL TO 70 MM, REINFORCEMENT:STEEL WIRE HELIX, SOUR AND ACID RESISTANT, TRANSPARENT, WP:150-200 PSI, MWT :100 DEGREE CELCIUS | HOSE, CHEMICAL, PLASTIC, ID: 50 MM, OD: GREATER THAT OR EQUAL TO 70 MM, REINFORCEMENT:STEEL WIRE HELIX, SOUR AND ACID RESISTANT, TRANSPARENT, WP:150-200 PSI, MWT :100 DEGREE CELCIUS | PC | 0 | 0 | STOCK | Min-Max | CONSUMABLES | C | 0 | PD | 5910 | ERSA | OTHER | N | N/A | N/A | N/A | N | N/A | 30 | EX | N/A | PC |  |  | URL NOT FOUND | [25 empty] | CLEANSED | HOSE | CHEMICAL | TYPE | TRANSPARENT | INSIDE DIAMETER | 50 MM | OUTSIDE DIAMETER | 70 MM | LENGTH |  | MATERIAL | PLASTIC | PRESSURE RATING | 150-200 PSI | TEMPERATURE RATING | 100 DEG C | COLOUR |  | HAZARD CLASS |  | CERTIFICATION/STANDARD |  | ADDITIONAL FEATURES EN | REINFORCEMENT:STEEL WIRE HELIX, SOUR AND ACID RESISTANT | ADDITIONAL FEATURES ES |  | ADDITIONAL FEATURES FR | [35 empty] | Production Completed
STP_005-003 | Data Enrichment | RYM | RYM | completed | 2023-03-17 | 2023-03-17 |  | PSR012699 | 012699 | PSR012699 | HOSE, FLEXIBLE, P/N 1-09364-693-0, CLUTC | HOSE, FLEXIBLE, P/N 1-09364-693-0, CLUTCH LINE, ISUZU DUMPTRUCK MODEL CYZ51K9 | HOSE, FLEXIBLE, P/N 1-09364-693-0, CLUTCH LINE, ISUZU DUMPTRUCK MODEL CYZ51K9 | AY | 3 | 4 | STOCK | Min-Max | CONSUMABLES | B | 0 | V1 | 5920 | ERSA | OTHER | Y | 1-09364-693-0 | 3000024 | ISUZU | N | N/A | 30 | HB | N/A | EA |  |  | URL NOT FOUND |  | ISUZU | 1-09364-693-0 | [12 empty] | DUMPTRUCK | CYZ51K9 | ISUZU | [7 empty] | CLEANSED | HOSE | NO MODIFIER | TYPE | FLEXIBLE,CLUTCH LINE | INSIDE DIAMETER |  | OUTSIDE DIAMETER |  | LENGTH |  | MATERIAL |  | MATERIAL SPECIFICATION |  | HAZARD CLASS |  | CERTIFICATION/STANDARD |  | ADDITIONAL FEATURES EN |  | ADDITIONAL FEATURES ES |  | ADDITIONAL FEATURES FR | [39 empty] | Production Completed
STP_005-003 | Data Enrichment | RYM | RYM | completed | 2023-03-17 | 2023-03-17 |  | PSR048989 | 048989 | PSR048989 | HOSE, FUEL, FOR KOFO DIESEL ENGINE MODEL | HOSE, FUEL, FOR KOFO DIESEL ENGINE MODEL K4100ZD NO 15091159 MOUNTED IN DUNAMIS GENERATOR MODEL DP-W405 SERIAL NO. PG1604000713 | HOSE, FUEL, FOR KOFO DIESEL ENGINE MODEL K4100ZD NO 15091159 MOUNTED IN DUNAMIS GENERATOR MODEL DP-W405 SERIAL NO. PG1604000713 | PC | 2 | 2 | STOCK | Min-Max | CONSUMABLES | B | 0 | V1 | 5920 | ERSA | OTHER | N | N/A | N/A | N/A | N | N/A | 30 | HB | N/A | PC |  |  | URL NOT FOUND | [15 empty] | KOFO DIESEL ENGINE NO 15091159 MOUNTED IN DUNAMIS GENERATOR | K4100ZD,DP-W405 |  |  |  | PG1604000713 |  |  |  |  | CLEANSED | HOSE | FUEL | TYPE |  | INSIDE DIAMETER |  | OUTSIDE DIAMETER |  | LENGTH |  | MATERIAL |  | PRESSURE RATING |  | TEMPERATURE RATING |  | COLOUR |  | HAZARD CLASS |  | CERTIFICATION/STANDARD |  | ADDITIONAL FEATURES EN |  | ADDITIONAL FEATURES ES |  | ADDITIONAL FEATURES FR | [35 empty] | Production Completed
STP_005-003 | Data Enrichment | RYM | RYM | completed | 2023-03-17 | 2023-03-17 |  | PSR954643 | 954643 | PSR954643 | HOSE, RADIATOR, LOWER, P/N: 60100001522, | HOSE, RADIATOR, LOWER, P/N: 60100001522, COOLING SYSTEM, FOR LONKING SKID STEER LOADER MODEL: CDM307, SERIAL NO.: LSL00307CNA882177, MFR: LONKING | HOSE, RADIATOR, LOWER, P/N: 60100001522, COOLING SYSTEM, FOR LONKING SKID STEER LOADER MODEL: CDM307, SERIAL NO.: LSL00307CNA882177, MFR: LONKING | PC | 0 | 0 | STOCK | Min-Max | CRITICAL | B | 0 | PD | 5620 | ERSA | OTHER | N | N/A | N/A | N/A | Y | 60100001522 | 90 | EX | LONKING | PC |  |  | URL NOT FOUND |  | LONKING | 60100001522 | [12 empty] | SKID STEER LOADER | CDM307 | LONKING |  |  | LSL00307CNA882177 |  |  |  |  | CLEANSED | HOSE | NO MODIFIER | TYPE | RADIATOR,LOWER | INSIDE DIAMETER |  | OUTSIDE DIAMETER |  | LENGTH |  | MATERIAL |  | MATERIAL SPECIFICATION |  | HAZARD CLASS |  | CERTIFICATION/STANDARD |  | ADDITIONAL FEATURES EN | COOLING SYSTEM | ADDITIONAL FEATURES ES |  | ADDITIONAL FEATURES FR | [39 empty] | Production Completed
STP_005-003 | Data Enrichment | RYM | RYM | completed | 2023-03-17 | 2023-03-17 |  | PSR954642 | 954642 | PSR954642 | HOSE, RADIATOR, UPPER, P/N: 60100001521, | HOSE, RADIATOR, UPPER, P/N: 60100001521, COOLING SYSTEM, FOR LONKING SKID STEER LOADER MODEL: CDM307, SERIAL NO.: LSL00307CNA882177, MFR: LONKING | HOSE, RADIATOR, UPPER, P/N: 60100001521, COOLING SYSTEM, FOR LONKING SKID STEER LOADER MODEL: CDM307, SERIAL NO.: LSL00307CNA882177, MFR: LONKING | PC | 0 | 0 | STOCK | Min-Max | CRITICAL | B | 0 | PD | 5620 | ERSA | OTHER | N | N/A | N/A | N/A | Y | 60100001521 | 90 | EX | LONKING | PC |  |  | URL NOT FOUND |  | LONKING | 60100001521 | [12 empty] | SKID STEER LOADER | CDM307 |  |  |  | LSL00307CNA882177 |  |  |  |  | CLEANSED | HOSE | NO MODIFIER | TYPE | RADIATOR,UPPER | INSIDE DIAMETER |  | OUTSIDE DIAMETER |  | LENGTH |  | MATERIAL |  | MATERIAL SPECIFICATION |  | HAZARD CLASS |  | CERTIFICATION/STANDARD |  | ADDITIONAL FEATURES EN | COOLING SYSTEM | ADDITIONAL FEATURES ES |  | ADDITIONAL FEATURES FR | [39 empty] | Production Completed
STP_005-003 | Data Enrichment | RYM | RYM | completed | 2023-03-17 | 2023-03-17 |  | PSR544981 | 544981 | PSR544981 | HOSE, RUBBER, 125 MM NB, 6 MM LINER, HIG | HOSE, RUBBER, 125 MM NB, 6 MM LINER, HIGH RESISTANCE ABRASION RUBBER, 801 SMOOTH CUT END HOSE, 10 METERS PER ROLL, MFR: RBER | HOSE, RUBBER, 125 MM NB, 6 MM LINER, HIGH RESISTANCE ABRASION RUBBER, 801 SMOOTH CUT END HOSE, 10 METERS PER ROLL, MFR: RBER | RL | 0 | 0 | STOCK | Min-Max | CRITICAL | B | 0 | PD | 5920 | ERSA | OTHER | N | N/A | N/A | N/A | N | N/A | 30 | EX | N/A | ROL |  |  | URL NOT FOUND |  | RBER | [23 empty] | CLEANSED | HOSE | NO MODIFIER | TYPE | 801 SMOOTH CUT END | INSIDE DIAMETER | 125 MM | OUTSIDE DIAMETER |  | LENGTH | 10 M/ROLL | MATERIAL | HIGH RESISTANCE ABRASION RUBBER | MATERIAL SPECIFICATION |  | HAZARD CLASS |  | CERTIFICATION/STANDARD |  | ADDITIONAL FEATURES EN | LINER SIZE:6 MM | ADDITIONAL FEATURES ES |  | ADDITIONAL FEATURES FR | [39 empty] | Production Completed
STP_005-003 | Data Enrichment | RYM | RYM | completed | 2023-03-17 | 2023-03-17 |  | PSR105602 | 105602 | PSR105602 | HOSE, RUBBER, P/N 05770-45076, L=380, MA | HOSE, RUBBER, P/N 05770-45076, L=380, MAST COMMON PARTS; FOR CATERPILLAR® LIFT TRUCK MODEL DP60-T20C | HOSE, RUBBER, P/N 05770-45076, L=380, MAST COMMON PARTS; FOR CATERPILLAR® LIFT TRUCK MODEL DP60-T20C | PC | 0 | 0 | STOCK | Min-Max | CRITICAL | A | 0 | PD | 3730 | ERSA | OTHER | Y | 05770-45076 | 3000003 | CATERPILLAR | N | N/A | 30 | EX | N/A | PC |  |  | URL NOT FOUND |  | CATERPILLAR | 05770-45076 | [12 empty] | LIFT TRUCK | DP60-T20C | CATERPILLAR | [7 empty] | CLEANSED | HOSE | NO MODIFIER | TYPE |  | INSIDE DIAMETER |  | OUTSIDE DIAMETER |  | LENGTH | 380 | MATERIAL | RUBBER | MATERIAL SPECIFICATION |  | HAZARD CLASS |  | CERTIFICATION/STANDARD |  | ADDITIONAL FEATURES EN | MAST COMMON PARTS | ADDITIONAL FEATURES ES |  | ADDITIONAL FEATURES FR | [39 empty] | Production Completed
STP_005-003 | Data Enrichment | RYM | RYM | completed | 2023-03-17 | 2023-03-17 |  | PSR954712 | 954712 | PSR954712 | HOSE, RUBBER, TURBO INTERCOOLER, P/N: AB | HOSE, RUBBER, TURBO INTERCOOLER, P/N: AB396K683C, ENGINE ARRANGEMENT, FOR FORD PICKUP MODEL: 2017 RANGER DBL 2.2L WITH CHASSIS NO.: MNCLMFF80HW685373 AND ENGINE NO.: P4AT2380368, MNFR: FORD | HOSE, RUBBER, TURBO INTERCOOLER, P/N: AB396K683C, ENGINE ARRANGEMENT, FOR FORD PICKUP MODEL: 2017 RANGER DBL 2.2L WITH CHASSIS NO.: MNCLMFF80HW685373 AND ENGINE NO.: P4AT2380368, MNFR: FORD | PC | 0 | 0 | STOCK | Min-Max | CRITICAL | B | 0 | PD | 5620 | ERSA | OTHER | Y | AB396K683C |  |  | N | N/A | 90 | EX | N/A | PC |  |  | URL NOT FOUND |  | FORD | AB396K683C | [12 empty] | PICKUP MODEL 2017 RANGER DBL 2.2 L C/W CHASSIS NO MNCLMFF80HW685373 AND ENGINE NO P4AT2380368 |  | FORD | [7 empty] | CLEANSED | HOSE | NO MODIFIER | TYPE | TURBO INTERCOOLER | INSIDE DIAMETER |  | OUTSIDE DIAMETER |  | LENGTH |  | MATERIAL | RUBBER | MATERIAL SPECIFICATION |  | HAZARD CLASS |  | CERTIFICATION/STANDARD |  | ADDITIONAL FEATURES EN | ENGINE ARRANGEMENT | ADDITIONAL FEATURES ES |  | ADDITIONAL FEATURES FR | [39 empty] | Production Completed
STP_005-003 | Data Enrichment | RYM | RYM | completed | 2023-03-17 | 2023-03-17 |  | PSR945947 | 945947 | PSR945947 | HOSE, SEPARATOR TANK TO OIL COOLER, P/N | HOSE, SEPARATOR TANK TO OIL COOLER, P/N 24480683, FOR AIR COMPRESSOR, MODEL XF-200 SSR, SERIAL NO. 21167 FYEG AGL, REFERENCE PARTS LIST MANUAL CCN: 99314361, MFR: INGERSOLL RAND | HOSE, SEPARATOR TANK TO OIL COOLER, P/N 24480683, FOR AIR COMPRESSOR, MODEL XF-200 SSR, SERIAL NO. 21167 FYEG AGL, REFERENCE PARTS LIST MANUAL CCN: 99314361, MFR: INGERSOLL RAND | PC | 0 | 0 | STOCK | Min-Max | CONSUMABLES | B | 0 | PD | 3020 | ERSA | OTHER | Y | 24480683 | 3000400 | INGERSOLL RAND | N | N/A | 30 | EX | N/A | PC |  |  | https://www.industrialairpower.com/24480683-hose.html |  | INGERSOLL RAND | 24480683 | [12 empty] | AIR COMPRESSOR | XF-200 SSR | INGERSOLL RAND |  |  | 21167 FYEG AGL |  |  |  |  | CLEANSED | HOSE | NO MODIFIER | TYPE | SEPARATOR TANK TO OIL COOLER | INSIDE DIAMETER |  | OUTSIDE DIAMETER |  | LENGTH |  | MATERIAL |  | MATERIAL SPECIFICATION |  | HAZARD CLASS |  | CERTIFICATION/STANDARD |  | ADDITIONAL FEATURES EN | REFERENCE PARTS LIST MANUAL CCN 99314361 | ADDITIONAL FEATURES ES |  | ADDITIONAL FEATURES FR | [39 empty] | Production Completed
STP_005-003 | Data Enrichment | RYM | RYM | completed | 2023-03-17 | 2023-03-17 |  | PSR945975 | 945975 | PSR945975 | HOSE, SEPARATOR TANK TO OIL COOLER, P/N | HOSE, SEPARATOR TANK TO OIL COOLER, P/N 39572219, FOR IR AIR COMPRESSOR MODEL XF250, MFR: INGERSOLL RAND | HOSE, SEPARATOR TANK TO OIL COOLER, P/N 39572219, FOR IR AIR COMPRESSOR MODEL XF250, MFR: INGERSOLL RAND | PC | 0 | 0 | STOCK | Min-Max | CRITICAL | B | 0 | PD | 3020 | ERSA | OTHER | Y | 39572219 | 3000400 | INGERSOLL RAND | N | N/A | 30 | EX | N/A | PC |  |  | https://aircompressorservices.com/products/ingersoll-rand-hose-replacement-39572219 |  | INGERSOLL RAND | 39572219 | [12 empty] | AIR COMPRESSOR | XF250 | INGERSOLL RAND | [7 empty] | CLEANSED | HOSE | NO MODIFIER | TYPE | SEPARATOR TANK TO OIL COOLER | INSIDE DIAMETER |  | OUTSIDE DIAMETER |  | LENGTH |  | MATERIAL |  | MATERIAL SPECIFICATION |  | HAZARD CLASS |  | CERTIFICATION/STANDARD |  | ADDITIONAL FEATURES EN |  | ADDITIONAL FEATURES ES |  | ADDITIONAL FEATURES FR | [39 empty] | Production Completed
STP_005-003 | Data Enrichment | RYM | RYM | completed | 2023-03-17 | 2023-03-17 |  | PSR944190 | 944190 | PSR944190 | HOSE, TRANSPARENT, P/M WITH STEEL SPIRAL | HOSE, TRANSPARENT, P/M WITH STEEL SPIRAL, 102 x 115 MM, SLANGASSEMBLAGE; FOR KOKS VACUUM MODEL MEGAVAC LOADER PED8000/316 SERIAL NO. 218.285 WITH ENGINE MODEL C9 ACERT 3 (328bhp) | HOSE, TRANSPARENT, P/M WITH STEEL SPIRAL, 102 x 115 MM, SLANGASSEMBLAGE; FOR KOKS VACUUM MODEL MEGAVAC LOADER PED8000/316 SERIAL NO. 218.285 WITH ENGINE MODEL C9 ACERT 3 (328bhp) | PC | 0 | 0 | STOCK | Min-Max | CONSUMABLES | A | 0 | PD | 5955 | ERSA | OTHER | N | N/A | N/A | N/A | N | N/A | 30 | EX | N/A | PC |  |  | URL NOT FOUND |  | KOKS | [13 empty] | VACUUM C/W ENGINE (328bhp) | MEGAVAC LOADER PED8000/316,C9 ACERT 3 | KOKS |  |  | 218.285 |  |  |  |  | CLEANSED | HOSE | ASSEMBLY | TYPE | TRANSPARENT | INSIDE DIAMETER | 102 MM | OUTSIDE DIAMETER | 115 MM | LENGTH |  | CORE MATERIAL |  | CONNECTION 1 |  | CONNECTION 2 |  | FITTING MATERIAL |  | COVER MATERIAL | STEEL SPIRAL | PRESSURE RATING |  | BURST PRESSURE RATING |  | TEMPERATURE RATING |  | REINFORCEMENT MATERIAL |  | BEND RADIUS |  | COLOUR |  | HAZARD CLASS |  | CERTIFICATION/STANDARD |  | ADDITIONAL FEATURES EN | P/M | ADDITIONAL FEATURES ES |  | ADDITIONAL FEATURES FR | [21 empty] | Production Completed
STP_005-003 | Data Enrichment | RYM | RYM | completed | 2023-03-17 | 2023-03-17 |  | PSR944191 | 944191 | PSR944191 | HOSE, TRANSPARENT, P/M WITH STEEL SPIRAL | HOSE, TRANSPARENT, P/M WITH STEEL SPIRAL, 152 x 172 MM, SLANGASSEMBLAGE; FOR KOKS VACUUM MODEL MEGAVAC LOADER PED8000/316 SERIAL NO. 218.285 WITH ENGINE MODEL C9 ACERT 3 (328bhp) | HOSE, TRANSPARENT, P/M WITH STEEL SPIRAL, 152 x 172 MM, SLANGASSEMBLAGE; FOR KOKS VACUUM MODEL MEGAVAC LOADER PED8000/316 SERIAL NO. 218.285 WITH ENGINE MODEL C9 ACERT 3 (328bhp) | PC | 0 | 0 | STOCK | Min-Max | CONSUMABLES | A | 0 | PD | 5955 | ERSA | OTHER | N | N/A | N/A | N/A | N | N/A | 30 | EX | N/A | PC |  |  | URL NOT FOUND |  | KOKS | [13 empty] | VACUUM C/W ENGINE (328bhp) | MEGAVAC LOADER PED8000/316,C9 ACERT 3 | KOKS |  |  | 218.285 |  |  |  |  | CLEANSED | HOSE | ASSEMBLY | TYPE | TRANSPARENT | INSIDE DIAMETER | 152 MM | OUTSIDE DIAMETER | 172 MM | LENGTH |  | CORE MATERIAL |  | CONNECTION 1 |  | CONNECTION 2 |  | FITTING MATERIAL |  | COVER MATERIAL | STEEL SPIRAL | PRESSURE RATING |  | BURST PRESSURE RATING |  | TEMPERATURE RATING |  | REINFORCEMENT MATERIAL |  | BEND RADIUS |  | COLOUR |  | HAZARD CLASS |  | CERTIFICATION/STANDARD |  | ADDITIONAL FEATURES EN | P/M | ADDITIONAL FEATURES ES |  | ADDITIONAL FEATURES FR | [21 empty] | Production Completed
STP_005-003 | Data Enrichment | RYM | RYM | completed | 2023-03-17 | 2023-03-17 |  | PSR944189 | 944189 | PSR944189 | HOSE, TRANSPARENT, P/M WITH STEEL SPIRAL | HOSE, TRANSPARENT, P/M WITH STEEL SPIRAL, 50 x 60 MM, SLANGASSEMBLAGE; FOR KOKS VACUUM MODEL MEGAVAC LOADER PED8000/316 SERIAL NO. 218.285 WITH ENGINE MODEL C9 ACERT 3 (328bhp) | HOSE, TRANSPARENT, P/M WITH STEEL SPIRAL, 50 x 60 MM, SLANGASSEMBLAGE; FOR KOKS VACUUM MODEL MEGAVAC LOADER PED8000/316 SERIAL NO. 218.285 WITH ENGINE MODEL C9 ACERT 3 (328bhp) | PC | 0 | 0 | STOCK | Min-Max | CONSUMABLES | A | 0 | PD | 5955 | ERSA | OTHER | N | N/A | N/A | N/A | N | N/A | 30 | EX | N/A | PC |  |  | URL NOT FOUND |  | KOKS | [13 empty] | VACUUM C/W ENGINE (328bhp) | MEGAVAC LOADER PED8000/316,C9 ACERT 3 | KOKS |  |  | 218.285 |  |  |  |  | CLEANSED | HOSE | ASSEMBLY | TYPE | TRANSPARENT | INSIDE DIAMETER | 50 MM | OUTSIDE DIAMETER | 60 MM | LENGTH |  | CORE MATERIAL |  | CONNECTION 1 |  | CONNECTION 2 |  | FITTING MATERIAL |  | COVER MATERIAL | STEEL SPIRAL | PRESSURE RATING |  | BURST PRESSURE RATING |  | TEMPERATURE RATING |  | REINFORCEMENT MATERIAL |  | BEND RADIUS |  | COLOUR |  | HAZARD CLASS |  | CERTIFICATION/STANDARD |  | ADDITIONAL FEATURES EN | P/M | ADDITIONAL FEATURES ES |  | ADDITIONAL FEATURES FR | [21 empty] | Production Completed
STP_005-003 | Data Enrichment | RYM | RYM | completed | 2023-03-17 | 2023-03-17 |  | PSR945451 | 945451 | PSR945451 | HUB, SWITCH, 8 PORTS, FOR CCTV CAMERA, B | HUB, SWITCH, 8 PORTS, FOR CCTV CAMERA, BRAND: ASUS | HUB, SWITCH, 8 PORTS, FOR CCTV CAMERA, BRAND: ASUS | PC | 0 | 0 | STOCK | Min-Max | CONSUMABLES | C | 0 | PD | 4500 | ERSA | OTHER | N | N/A | N/A | N/A | N | N/A | 30 | EX | N/A | PC |  |  | URL NOT FOUND | [9 empty] | ASUS | [15 empty] | CLEANSED | HUB | NO MODIFIER | TYPE | SWITCH | SIZE |  | MATERIAL |  | CONNECTION TYPE |  | TEMPERATURE RATING |  | HAZARD CLASS |  | CERTIFICATION/STANDARD |  | ADDITIONAL FEATURES EN | NO OF PORT:8,FOR CCTV CAMERA | ADDITIONAL FEATURES ES |  | ADDITIONAL FEATURES FR | [41 empty] | Production Completed
STP_005-003 | Data Enrichment | RYM | RYM | completed | 2023-03-17 | 2023-03-17 |  | PSR015857 | 015857 | PSR015857 | INK, STAMP PAD, 30CC / BOTTLE, COLOR: BL | INK, STAMP PAD, 30CC / BOTTLE, COLOR: BLUE | INK, STAMP PAD, 30CC / BOTTLE, COLOR: BLUE | PC | 0 | 0 | STOCK | Min-Max | CONSUMABLES | C | 0 | PD | 2700 | ERSA | OTHER | N | N/A | N/A | N/A | N | N/A | 30 | EX | N/A | PC |  |  | URL NOT FOUND | [25 empty] | CLEANSED | INK | NO MODIFIER | TYPE | STAMP PAD | COLOUR | BLUE | CONTAINER | 30 CC PER BOTTLE | VISCOSITY |  | HAZARD CLASS |  | CERTIFICATION/STANDARD |  | ADDITIONAL FEATURES EN |  | ADDITIONAL FEATURES ES |  | ADDITIONAL FEATURES FR | [43 empty] | Production Completed
STP_005-003 | Data Enrichment | RYM | RYM | completed | 2023-03-17 | 2023-03-20 |  | PSR011667 | 011667 | PSR011667 | IRON, FLAT, WITH SPRAYER, MODEL: ESI530, | IRON, FLAT, WITH SPRAYER, MODEL: ESI530, SOLEPLATE TYPE, SCRATCH RESISTANT, RATED POWER: 1800 ~ 2200W, RESERVOIR CAPACITY: 300ml, RUBBER HANDLE: SOFT TOUCH, CORD LENGTH: 1.8m WITH 360 DEG. SWIVEL, BRAND: ELECTROLUX | IRON, FLAT, WITH SPRAYER, MODEL: ESI530, SOLEPLATE TYPE, SCRATCH RESISTANT, RATED POWER: 1800 ~ 2200W, RESERVOIR CAPACITY: 300ml, RUBBER HANDLE: SOFT TOUCH, CORD LENGTH: 1.8m WITH 360 DEG. SWIVEL, BRAND: ELECTROLUX | PC | 0 | 0 | STOCK | Min-Max | CONSUMABLES | C | 620.532 | PD | 4090 | ERSA | OTHER | N | N/A | N/A | N/A | N | N/A | 30 | EX | N/A | PC |  |  | URL NOT FOUND | [9 empty] | ELECTROLUX | ESI530 | [14 empty] | CLEANSED | IRON | CLOTHING | TYPE | FLAT,SOLEPLATE | ELECTRICAL RATING | 1800-2200 W | DIMENSIONS |  | MATERIAL | RUBBER (HANDLE) | HAZARD CLASS |  | CERTIFICATION/STANDARD |  | ADDITIONAL FEATURES EN | C/W SPRAYER,SCRATCH RESISTANT,RESERVOIR CAPACITY:300 ML,HANDLE: SOFT TOUCH, CORD LENGTH: 1.8 M W/360 DEG SWIVEL | ADDITIONAL FEATURES ES |  | ADDITIONAL FEATURES FR | [43 empty] | Production Completed
STP_005-003 | Data Enrichment | RYM | RYM | completed | 2023-03-17 | 2023-03-20 |  | PSR019278 | 019278 | PSR019278 | JOINT, BALL, UPPER; FOR L300VAN, CHASSIS | JOINT, BALL, UPPER; FOR L300VAN, CHASSIS NO.: PAEL35NY17B014010, ENGINE NO.: 4D56-AAA4031. | JOINT, BALL, UPPER; FOR L300VAN, CHASSIS NO.: PAEL35NY17B014010, ENGINE NO.: 4D56-AAA4031. | PC | 0 | 0 | STOCK | Min-Max | CRITICAL | B | 0 | PD | 5955 | ERSA | OTHER | N | N/A | N/A | N/A | N | N/A | 60 | EX | N/A | PC |  |  | URL NOT FOUND | [15 empty] | CHASSIS NO PAEL35NY17B014010, ENGINE NO 4D56-AAA4031 | L300VAN | [8 empty] | CLEANSED | JOINT | BALL | TYPE | UPPER | SIZE |  | MOVEMENT DISTANCE |  | ANGLE |  | BORE DIAMETER |  | END CONNECTION |  | HOUSING MATERIAL |  | TORQUE RATING |  | HAZARD CLASS |  | CERTIFICATION/STANDARD |  | ADDITIONAL FEATURES EN |  | ADDITIONAL FEATURES ES |  | ADDITIONAL FEATURES FR | [35 empty] | Production Completed
STP_005-003 | Data Enrichment | RYM | RYM | COMPLETED | 2023-03-17 | 2023-03-20 |  | PSR056837 | 056837 | PSR056837 | KIT, SPILL, GENERAL PURPOSE, 247L, ITEM | KIT, SPILL, GENERAL PURPOSE, 247L, ITEM NO: SCKW247B, BLACKWOODS# 01022864; MFR: SPILL CREW | KIT, SPILL, GENERAL PURPOSE, 247L, ITEM NO: SCKW247B, BLACKWOODS# 01022864; MFR: SPILL CREW | KT | 0 | 0 | STOCK | Min-Max | CONSUMABLES | C | 0 | PD | 4090 | ERSA | OTHER | N | N/A | N/A | N/A | N | N/A | 30 | EX | N/A | EA |  |  | https://www.blackwoods.com.au/workplace-safety/environmental-protection-sorbents-spill-kits/general-purpose-spill-kit-spill-crew-247l/kit-spill-general-purpose-247l/p/01022864 |  | SPILL CREW | SCKW247B | BLACKWOODS | 01022864 | [20 empty] | ENRICHED | KIT | NO MODIFIER | TYPE | SPILL,GENERAL PURPOSE | CONTENTS | (6) BOOM, 1.2 M X 75 MM, (100) PAD 41 X 51 CM, (4) ULTRASORB 30 L BAG, (1) PVC GLOVES 450 MM, (8) DISPOSAL BAG, (1) POLY WIPES 50 PACK, (1) BARRIER TAPE, (1) AUDIT TAG, (1) OPERATING INSTRUCTIONS, (4) ULTRASORB 30 L FLOOR SWEEP, (1) BARRIER TAPE ROLL, (1) WHEELIE BIN 240 L BLUE | NUMBER OF ITEMS |  | HAZARD CLASS |  | CERTIFICATION/STANDARD |  | ADDITIONAL FEATURES EN | CONTAINER SIZE:247 L | ADDITIONAL FEATURES ES |  | ADDITIONAL FEATURES FR | [45 empty] | Production Completed
STP_005-003 | Data Enrichment | RYM | RYM | COMPLETED | 2023-03-17 | 2023-03-20 |  | PSR011465 | 011465 | PSR011465 | LAMP ASSEMBLY, REAR, COMBINATION, P/N 05 | LAMP ASSEMBLY, REAR, COMBINATION, P/N 05107-03300, LH, 24 V, CATERPILLAR FORKLIFT MODEL DP60 | LAMP ASSEMBLY, REAR, COMBINATION, P/N 05107-03300, LH, 24 V, CATERPILLAR FORKLIFT MODEL DP60 | AY | 0 | 0 | STOCK | Min-Max | CRITICAL | A | 0 | PD | 5955 | ERSA | OTHER | Y | 05107-03300 | 3000003 | CATERPILLAR | N | N/A | 30 | EX | N/A | EA |  |  | https://store.intellaliftparts.com/p/CAT-05107-03300/lamp-rear_co.html |  | CATERPILLAR | 05107-03300 | [12 empty] | FORKLIFT | DP60 | CATERPILLAR | [7 empty] | CLEANSED | LAMP | NO MODIFIER | TYPE | LEFT HAND REAR,COMBINATION | WATTAGE |  | VOLTAGE RATING | 24 V | SHAPE DESIGNATION |  | BASE TYPE |  | LAMP LIFE |  | COLOUR |  | SIZE |  | INTENSITY |  | COLOUR RENDERING INDEX |  | COLOUR TEMPERATURE |  | FINISH |  | HAZARD CLASS |  | CERTIFICATION/STANDARD |  | ADDITIONAL FEATURES EN | ASSEMBLY | ADDITIONAL FEATURES ES |  | ADDITIONAL FEATURES FR | [27 empty] | Production Completed
STP_005-003 | Data Enrichment | RYM | RYM | completed | 2023-03-17 | 2023-03-17 |  | PSR938516 | 938516 | PSR938516 | LEAD, TEST, MINI-HOOK, TL940, FLUKE | LEAD, TEST, MINI-HOOK, TL940, FLUKE | LEAD, TEST, MINI-HOOK, TL940, FLUKE | PR | 0 | 0 | STOCK | Min-Max | CONSUMABLES | C | 0 | PD | 4090 | ERSA | OTHER | Y | TL940 | 3000278 | FLUKE | N | N/A | 30 | EX | N/A | PAA |  |  | https://www.fluke.com/en-in/product/accessories/test-leads/fluke-tl940 |  | FLUKE | TL940 | [22 empty] | ENRICHED | LEAD | TEST | TYPE | MINI-HOOK | MATERIAL |  | LENGTH | 90 CM | INSULATION MATERIAL | PVC | SAFETY VOLTAGE RATING | 60 VDC | CONNECTION TYPE |  | COLOUR | RED,BLACK | TIP LENGTH |  | HAZARD CLASS |  | CERTIFICATION/STANDARD |  | ADDITIONAL FEATURES EN |  | ADDITIONAL FEATURES ES |  | ADDITIONAL FEATURES FR | [35 empty] | Production Completed
STP_005-003 | Data Enrichment | RYM | RYM | COMPLETED | 2023-03-17 | 2023-03-20 |  | PSR046467 | 046467 | PSR046467 | LIGHT, STROBE, LED, BEACON, STB-A57-MBC, | LIGHT, STROBE, LED, BEACON, STB-A57-MBC, 6-3/4 AMBER, WITH 15 LEDS, MAGNETIC BASE | LIGHT, STROBE, LED, BEACON, STB-A57-MBC, 6-3/4 AMBER, WITH 15 LEDS, MAGNETIC BASE | UT | 0 | 0 | STOCK | Min-Max | CONSUMABLES | C | 0 | PD | 5955 | ERSA | OTHER | N | N/A | N/A | N/A | N | N/A | 30 | EX | N/A | EA |  |  | URL NOT FOUND |  |  | STB-A57-MBC | [22 empty] | CLEANSED | LIGHT | WARNING | TYPE | STROBE,LED,BEACON | LAMP WATTAGE |  | VOLTAGE RATING |  | BASE TYPE |  | INTENSITY |  | COLOUR | AMBER | FLASH RATE |  | COVERAGE AREA |  | DEGREE OF PROTECTION |  | LAMP LIFE |  | SIZE | 6-3/4 IN | HOUSING MATERIAL |  | HAZARD CLASS |  | CERTIFICATION/STANDARD |  | ADDITIONAL FEATURES EN | C/W 15 LEDS, MAGNETIC BASE | ADDITIONAL FEATURES ES |  | ADDITIONAL FEATURES FR | [27 empty] | Production Completed
STP_005-003 | Data Enrichment | RYM | RYM | completed | 2023-03-17 | 2023-03-17 |  | PSR037312 | 037312 | PSR037312 | MACHINE, WELDING, ELECTROFUSION, WELDING | MACHINE, WELDING, ELECTROFUSION, WELDING RANGE: 63 MM - 200 MM, WELDING MATERIAL: HDPE, POWER: 220 V, SINGLE PHASE, 60 HZ, MODEL: WP200A | MACHINE, WELDING, ELECTROFUSION, WELDING RANGE: 63 MM - 200 MM, WELDING MATERIAL: HDPE, POWER: 220 V, SINGLE PHASE, 60 HZ, MODEL: WP200A | UT | 0 | 0 | STOCK | Min-Max | CONSUMABLES | C | 0 | PD | 2620 | ERSA | OTHER | N | N/A | N/A | N/A | N | N/A | 30 | EX | N/A | EA |  |  | http://pipe-weldingmachine.com/pdf/WP200A.pdf |  |  | WP200A | [22 empty] | ENRICHED | MACHINE | WELDING | TYPE | ELECTROFUSION | POWER RATING | 3.55 KW | CURRENT RATING |  | NUMBER OF PHASE | 1 PH | ELECTRODE TYPE |  | COOLING METHOD |  | DEGREE OF PROTECTION |  | SIZE |  | INSULATION |  | HAZARD CLASS |  | CERTIFICATION/STANDARD |  | ADDITIONAL FEATURES EN | ELECTRICAL RATING:220 VAC,50 HZ,WELDING RANGE:63-200 MM,WELDING MATERIAL: HDPE | ADDITIONAL FEATURES ES |  | ADDITIONAL FEATURES FR | [33 empty] | Production Completed
STP_005-003 | Data Enrichment | RYM | RYM | SUITABLE NM NOT FOUND | 2023-03-17 | 2023-03-17 |  | PSR939337 | 939337 | PSR939337 | MEDAL, ACRYLIC, SIZE: 3.5" | MEDAL, ACRYLIC, SIZE: 3.5" | MEDAL, ACRYLIC, SIZE: 3.5" | PC | 0 | 0 | STOCK | Min-Max | CONSUMABLES | C | 0 | PD | 4090 | ERSA | OTHER | N | N/A | N/A | N/A | N | N/A | 30 | EX | N/A | PC | [91 empty] | Production Completed
STP_005-003 | Data Enrichment | RYM | RYM | completed | 2023-03-17 | 2023-03-20 |  | PSR585695 | 585695 | PSR585695 | METER SET, PH, RANGE: 0~14 PH; SUBMERSIB | METER SET, PH, RANGE: 0~14 PH; SUBMERSIBLE TYPE, POWER SUPPLY: 110VAC, WITH PIPE AND WALL MOUNTING HARDWARE; WITH WIDE BODY SENSOR, CABLE LENGTH: 5 METERS, WITH SENSOR MOUNTING ADAPTOR, BRAND: YOKOGAWA | METER SET, PH, RANGE: 0~14 PH; SUBMERSIBLE TYPE, POWER SUPPLY: 110VAC, WITH PIPE AND WALL MOUNTING HARDWARE; WITH WIDE BODY SENSOR, CABLE LENGTH: 5 METERS, WITH SENSOR MOUNTING ADAPTOR, BRAND: YOKOGAWA | SE | 0 | 0 | STOCK | Min-Max | CONSUMABLES | C | 0 | PD | 4200 | ERSA | OTHER | N | N/A | N/A | N/A | N | N/A | 90 | EX | N/A | EA | C |  | URL NOT FOUND | [9 empty] | YOKOGAWA | [15 empty] | CLEANSED | SET | NO MODIFIER | TYPE | PH METER | CONTENTS |  | NUMBER OF ITEMS |  | MATERIAL |  | SIZE RANGE |  | ADDITIONAL FEATURES EN | CABLE LENGTH: 5 M,MEASURING RANGE: 0-14 PH,POWER SUPPLY:110 VAC,C/W PIPE AND WALL MOUNTING HARDWARE,WIDE BODY SENSOR, SENSOR MOUNTING ADAPTOR,SUBMERSIBLE TYPE | ADDITIONAL FEATURES ES |  | ADDITIONAL FEATURES FR | [45 empty] | Production Completed
STP_005-003 | Data Enrichment | RYM | RYM | NM DOUBT | 2023-03-17 | 2023-03-21 |  | PSR055933 | 055933 | PSR055933 | MODULE, INITIATING, FIRE ALARM MODULE, M | MODULE, INITIATING, FIRE ALARM MODULE, MODEL NO: 4090-9101, INT. INSTR. 574-183 REV. E., MFR: SIMPLEX BRAND TIME RECORDED CO. | MODULE, INITIATING, FIRE ALARM MODULE, MODEL NO: 4090-9101, INT. INSTR. 574-183 REV. E., MFR: SIMPLEX BRAND TIME RECORDED CO. | PC | 0 | 0 | STOCK | Min-Max | CONSUMABLES | C | 0 | PD | 2920 | ERSA | OTHER | N | N/A | N/A | N/A | N | N/A | 90 | EX | N/A | PC | C |  | https://firealarm.com/product/simplex-4090-9101/ | https://www.simplex-fire.com/en/us/documentsandmedia/4090-0003.pdf | SIMPLEX BRAND TIME RECORDED CO | 4090-9101 | [22 empty] | ENRICHED | MODULE | ELECTRONIC | TYPE | FIRE ALARM,ZONE ADAPTER | INPUT RATING | 18.9-32 VDC | OUTPUT RATING |  | CONNECTION TYPE | SCREW TERMINAL | SIZE | 105 X 105 X 35 MM | MOUNTING TYPE |  | HAZARD CLASS |  | CERTIFICATION/STANDARD |  | ADDITIONAL FEATURES EN | INITIATING, INT INSTR 574-183 REV E | ADDITIONAL FEATURES ES |  | ADDITIONAL FEATURES FR | [39 empty] | Production Completed
STP_005-003 | Data Enrichment | RYM | RYM | completed | 2023-03-17 | 2023-03-17 |  | PSR939945 | 939945 | PSR939945 | MUPICROCIN, OINTMENT, TUBE | MUPICROCIN, OINTMENT, TUBE | MUPICROCIN, OINTMENT, TUBE | TU | 0 | 0 | STOCK | Min-Max | CONSUMABLES | C | 0 | PD | 4090 | ERSA | OTHER | N | N/A | N/A | N/A | N | N/A | 30 | EX | N/A | EA |  |  | URL NOT FOUND | [25 empty] | CLEANSED | MEDICAL SUPPLIES | NO MODIFIER | TYPE | Mupirocin Ointment | SIZE |  | TRADE NAME |  | FORMULA |  | MATERIAL |  | STORAGE TYPE | TUBE | PACKAGE TYPE |  | HAZARD CLASS |  | CERTIFICATION/STANDARD |  | ADDITIONAL FEATURES EN |  | ADDITIONAL FEATURES ES |  | ADDITIONAL FEATURES FR | [37 empty] | Production Completed
STP_005-003 | Data Enrichment | RYM | RYM | COMPLETED | 2023-03-17 | 2023-03-20 |  | PSR041851 | 041851 | PSR041851 | NUT SPLITTER, M16-M22, RANGE: 24 ~ 32 MM | NUT SPLITTER, M16-M22, RANGE: 24 ~ 32 MM, CAPACITY: 15T, MODEL: NC-2432; BRAND: ENERPAC | NUT SPLITTER, M16-M22, RANGE: 24 ~ 32 MM, CAPACITY: 15T, MODEL: NC-2432; BRAND: ENERPAC | UT | 0 | 0 | STOCK | Min-Max | CONSUMABLES | C | 0 | PD | 1540 | ERSA | OTHER | Y | NC-2432 | 3000270 | ENERPAC | N | N/A | 30 | EX | N/A | EA |  |  | https://www.enerpac.com/en-us/nut-cutters/nut-cutter/NC2432 |  | ENERPAC | NC-2432 | [6 empty] | ENERPAC | NC-2432 | [14 empty] | CLEANSED | CUTTER | NO MODIFIER | TYPE | NUT | ELECTRICAL RATING |  | CUTTING CAPACITY | 15 TON | JAW SIZE |  | SIZE |  | CUTTER TYPE |  | HANDLE TYPE |  | BLADE MATERIAL |  | HANDLE MATERIAL |  | LENGTH | 222 mm | HAZARD CLASS |  | CERTIFICATION/STANDARD |  | ADDITIONAL FEATURES EN | NUT RANGE:24-32 MM,BOLT RANGE:M16-M22 | ADDITIONAL FEATURES ES |  | ADDITIONAL FEATURES FR | [31 empty] | Production Completed
STP_005-003 | Data Enrichment | RYM | RYM | COMPLETED | 2023-03-17 | 2023-03-20 | URL FOR REFERENCE | PSR938330 | 938330 | PSR938330 | OIL, ALL PURPOSE, BRAND: SINGER, Content | OIL, ALL PURPOSE, BRAND: SINGER, Content 100cc U.S Fl oz.3.38 | OIL, ALL PURPOSE, BRAND: SINGER, Content 100cc U.S Fl oz.3.38 | BT | 0 | 0 | STOCK | Min-Max | CONSUMABLES | C | 0 | PD | 2800 | ERSA | OTHER | N | N/A | N/A | N/A | N | N/A | 30 | EX | N/A | BT |  |  | https://www.taylorsewing.com/shop/c/p/Singer-Machine-Oil---100-CC-338-fl-oz-x44175855.htm | [9 empty] | SINGER | [15 empty] | CLEANSED | LUBRICANT | NO MODIFIER | TYPE | ALL PURPOSE OIL | GRADE |  | CONTAINER | 3.38 FL OZ (U.S) | COMPOSITION |  | POUR POINT |  | FLASH POINT |  | VISCOSITY INDEX |  | OPERATING TEMPERATURE |  | HAZARD CLASS |  | CERTIFICATION/STANDARD |  | ADDITIONAL FEATURES EN | CONTENT:100 CC | ADDITIONAL FEATURES ES |  | ADDITIONAL FEATURES FR | [35 empty] | Production Completed
STP_005-003 | Data Enrichment | RYM | RYM | COMPLETED | 2023-03-17 | 2023-03-20 |  | PSR131991 | 131991 | PSR131991 | PAD,WRITING;TYPE:FORM,DIET LIST,CARBON L | PAD,WRITING;TYPE:FORM,DIET LIST,CARBON LESS,PRE-NUMBERED,SIZE:WD 115 X LG 180 MM,COLOUR:WHITE,YELLOW,GREEN,NUMBER OF SHEETS:150,ADDITIONAL FEATURES EN:3 SHEETS/SET, 50 SETS/PAD,ORIGINAL/WHITE-CONCESSIONAIRE, | PAD,WRITING;TYPE:FORM,DIET LIST,CARBON LESS,PRE-NUMBERED,SIZE:WD 115 X LG 180 MM,COLOUR:WHITE,YELLOW,GREEN,NUMBER OF SHEETS:150,ADDITIONAL FEATURES EN:3 SHEETS/SET, 50 SETS/PAD,ORIGINAL/WHITE-CONCESSIONAIRE,DUPLICATE/YELLOW-ACCOUNTING,TRIPLICATE/GREEN-FILE,SINGLE COLOR PRINTING TEXT | PD | 0 | 0 | STOCK | Min-Max | CONSUMABLES | C | 0 | PD | 4040 | ERSA | OTHER | N | N/A | N/A | N/A | N | N/A | 90 | EX | N/A | EA |  |  | URL NOT FOUND | [25 empty] | CLEANSED | PAD | WRITING | TYPE | DIET LIST FORM,PRE NUMBERED | SIZE | WD 115 X LG 180 MM | MATERIAL |  | COLOUR | WHITE,YELLOW.GREEN | SHEET DESIGNATION |  | NUMBER OF SHEETS | 150 | HAZARD CLASS |  | CERTIFICATION/STANDARD |  | ADDITIONAL FEATURES EN | PACKAGE QUANTITY:(3) SHEETS PER SET, (50) SETS PER PAD,ORIGINAL/WHITE-CONCESSIONAIRE,DUPLICATE/YELLOW-ACCOUNTING,TRIPLICATE/GREEN-FILE,SINGLE COLOR PRINTING TEXT,CARBON LESS | ADDITIONAL FEATURES ES |  | ADDITIONAL FEATURES FR | [39 empty] | Production Completed
STP_005-003 | Data Enrichment | RYM | RYM | COMPLETED | 2023-03-17 | 2023-03-20 |  | PSR105209 | 105209 | PSR105209 | PANEL, GRAPHIC OPERATOR, HMI5121X, 12,1 | PANEL, GRAPHIC OPERATOR, HMI5121X, 12,1 TFT LCD DISPLAY, PROCESSOR AMD GEODE LX800, 500 MHz, 256 MB RAM, 65K COLORS, RESOLUTION OF 800x600, RESISTIVE TOUCH SCREEN, PORT ETHERNET 10/100BASE-T, 3 USB PORTS | PANEL, GRAPHIC OPERATOR, HMI5121X, 12,1 TFT LCD DISPLAY, PROCESSOR AMD GEODE LX800, 500 MHz, 256 MB RAM, 65K COLORS, RESOLUTION OF 800x600, RESISTIVE TOUCH SCREEN, PORT ETHERNET 10/100BASE-T, 3 USB PORTS | UT | 1 | 2 | STOCK | Min-Max | CONSUMABLES | B | 98800 | V1 | 4090 | ERSA | OTHER | N | N/A | N/A | N/A | N | N/A | 90 | HB |  | EA |  |  | https://www.maplesystems.com/product/modelname/hmi5121x |  |  | HMI5121X | [22 empty] | CLEANSED | INTERFACE | COMMUNICATION | TYPE | HIGH SPEED HMI | FUNCTION | GRAPHIC OPERATOR | INPUT RATING |  | CONNECTION TYPE |  | NUMBER OF PORTS | 3 USB | SIZE | 12-1/8 IN | MATERIAL |  | MOUNTING TYPE |  | HAZARD CLASS |  | CERTIFICATION/STANDARD |  | ADDITIONAL FEATURES EN | DISLAY TYPE:TFT LCD,SPEED:500 MHz, MEMEORY:256 MB RAM, PORT ETHERNET:10/100 BASE-T,RESOLUTION:800 x 600,65K COLORS, RESISTIVE TOUCH SCREEN,PROCESSOR AMD GEODE LX800 | ADDITIONAL FEATURES ES |  | ADDITIONAL FEATURES FR | [35 empty] | Production Completed
STP_005-003 | Data Enrichment | RYM | RYM | completed | 2023-03-17 | 2023-03-17 |  | PSR017268 | 017268 | PSR017268 | PENCIL, WOOD, NO.1 LEAD, WITH ERASER, MO | PENCIL, WOOD, NO.1 LEAD, WITH ERASER, MONGOL | PENCIL, WOOD, NO.1 LEAD, WITH ERASER, MONGOL | PC | 0 | 0 | STOCK | Min-Max | CONSUMABLES | C | 0 | PD | 2700 | ERSA | OTHER | N | N/A | N/A | N/A | N | N/A | 30 | EX | N/A | PC |  |  | URL NOT FOUND | [25 empty] | CLEANSED | PENCIL | WRITING | TYPE | MONGOL | SIZE |  | LEAD COLOUR |  | LEAD DENSITY |  | LEAD STYLE |  | LEAD SIZE |  | MATERIAL |  | LEAD GRADE |  | HAZARD CLASS |  | CERTIFICATION/STANDARD |  | ADDITIONAL FEATURES EN | C/W ERASER,NO 1 LEAD | ADDITIONAL FEATURES ES |  | ADDITIONAL FEATURES FR | [35 empty] | Production Completed
STP_005-003 | Data Enrichment | RYM | RYM | COMPLETED | 2023-03-17 | 2023-03-20 |  | PSR942617 | 942617 | PSR942617 | PIPE (UPPER), COLUMN, P/N 711.02, FOR PU | PIPE (UPPER), COLUMN, P/N 711.02, FOR PUMP TYPE: JSB780-30, RELEASE NO. 1406051, FOR FAT2 VERTICAL PUMP, Q: 750 m3/H, H: 24 m, MFR: DALIAN JINSHAN ACID PROOF PUMP CO.,LTD | PIPE (UPPER), COLUMN, P/N 711.02, FOR PUMP TYPE: JSB780-30, RELEASE NO. 1406051, FOR FAT2 VERTICAL PUMP, Q: 750 m3/H, H: 24 m, MFR: DALIAN JINSHAN ACID PROOF PUMP CO.,LTD | PC | 0 | 0 | STOCK | Min-Max | CRITICAL | B | 0 | PD | 3000 | ERSA | OTHER | N | N/A | N/A | N/A | N | N/A | 30 | EX | N/A | PC |  |  | URL NOT FOUND |  | DALIAN JINSHAN ACID PROOF PUMP CO.,LTD | 711.02 | [12 empty] | FAT2 VERTICAL PUMP, FLOW RATE 750 m3/H, HEIGHT 24 m | JSB780-30 | DALIAN JINSHAN ACID PROOF PUMP CO.,LTD | [7 empty] | CLEANSED | PIPE | NO MODIFIER | TYPE | COLUMN,UPPER | NOMINAL SIZE |  | LENGTH |  | END CONNECTION |  | MATERIAL |  | OUTSIDE DIAMETER |  | HAZARD CLASS |  | CERTIFICATION/STANDARD |  | ADDITIONAL FEATURES EN | RELEASE NO:1406051 | ADDITIONAL FEATURES ES |  | ADDITIONAL FEATURES FR | [39 empty] | Production Completed
STP_005-003 | Data Enrichment | RYM | RYM | COMPLETED | 2023-03-17 | 2023-03-20 |  | PSR022579 | 022579 | PSR022579 | PIPE, SCH 40, SUS 316, 1.5 (38.1 mm) ND | PIPE, SCH 40, SUS 316, 1.5 (38.1 mm) ND X 6 METERS LONG, SEAMLESS, THREADED ENDS. | PIPE, SCH 40, SUS 316, 1.5 (38.1 mm) ND X 6 METERS LONG, SEAMLESS, THREADED ENDS. | LG | 0 | 0 | STOCK | Min-Max | CONSUMABLES | C | 0 | PD | 2200 | ERSA | OTHER | N | N/A | N/A | N/A | N | N/A | 90 | EX | N/A | EA | C |  | URL NOT FOUND | [25 empty] | CLEANSED | PIPE | METALLIC | TYPE | SEAMLESS | NOMINAL SIZE | 1-1/2 IN (38.1 MM) | LENGTH | 6 M | SCHEDULE/WALL THICKNESS | SCH 40 | PRESSURE CLASS/RATING |  | MATERIAL | STAINLESS STEEL 316 | MATERIAL SPECIFICATION |  | COATING/FINISH |  | MANUFACTURING PROCESS |  | TEMPERATURE RATING |  | HAZARD CLASS |  | CERTIFICATION/STANDARD |  | ADDITIONAL FEATURES EN | END:THREADED | ADDITIONAL FEATURES ES |  | ADDITIONAL FEATURES FR | [31 empty] | Production Completed
STP_005-003 | Data Enrichment | RYM | RYM | completed | 2023-03-17 | 2023-03-17 |  | PSR945346 | 945346 | PSR945346 | PLATE, PLASTIC, 16 MM THICK X 1219 MM WI | PLATE, PLASTIC, 16 MM THICK X 1219 MM WIDE X 2438 MM LONG, MATERIAL: BLACK NYLON 6/6,COLOR: OPAQUE BLACK, TEMPERATURE RANGE: -30° TO +200 °F, HARDNESS: ROCKWELL R120, TENSILE STRENGTH: 12,400 PSI, IMPACT STRENGTH: 1.2 FT.-LBS./IN. | PLATE, PLASTIC, 16 MM THICK X 1219 MM WIDE X 2438 MM LONG, MATERIAL: BLACK NYLON 6/6,COLOR: OPAQUE BLACK, TEMPERATURE RANGE: -30° TO +200 °F, HARDNESS: ROCKWELL R120, TENSILE STRENGTH: 12,400 PSI, IMPACT STRENGTH: 1.2 FT.-LBS./IN. | SH | 0 | 0 | STOCK | Min-Max | CONSUMABLES | C | 0 | PD | 5920 | ERSA | OTHER | N | N/A | N/A | N/A | N | N/A | 30 | EX | N/A | EA |  |  | URL NOT FOUND | [25 empty] | CLEANSED | PLATE | NO MODIFIER | TYPE |  | SIZE | WD 1219 X LG 2438 X THK 16 MM | MATERIAL | PLASTIC,NYLON 6/6 | HAZARD CLASS |  | CERTIFICATION/STANDARD |  | ADDITIONAL FEATURES EN | COLOR:OPAQUE BLACK,TEMPERATURE RANGE:-30 TO 200 DEG F, HARDNESS:ROCKWELL R120, TENSILE STRENGTH:12400 PSI, IMPACT STRENGTH: 1.2 FT LB/IN | ADDITIONAL FEATURES ES |  | ADDITIONAL FEATURES FR | [45 empty] | Production Completed
STP_005-003 | Data Enrichment | RYM | RYM | COMPLETED | 2023-03-17 | 2023-03-20 |  | PSR954789 | 954789 | PSR954789 | PLATE,METAL;WIDTH:2.4 M,LENGTH:6 M,THICK | PLATE,METAL;WIDTH:2.4 M,LENGTH:6 M,THICKNESS:27 MM,MATERIAL:CARBON STEEL,MATERIAL SPECIFICATION:ASTM A36M | PLATE,METAL;WIDTH:2.4 M,LENGTH:6 M,THICKNESS:27 MM,MATERIAL:CARBON STEEL,MATERIAL SPECIFICATION:ASTM A36M | EA | 0 | 0 | STOCK | Min-Max | CONSUMABLES | B | 0 | PD | 1500 | ERSA | OTHER | N | N/A | N/A | N/A | N | N/A | 120 | EX | N/A | EA | C |  | URL NOT FOUND | [25 empty] | CLEANSED | PLATE | METAL | WIDTH | 2.4 M | LENGTH | 6 M | THICKNESS | 27 MM | MATERIAL | CARBON STELL | MATERIAL SPECIFICATION | ASTM A36M | PROCESS |  | WEIGHT |  | HAZARD CLASS |  | CERTIFICATION/STANDARD |  | ADDITIONAL FEATURES EN |  | ADDITIONAL FEATURES ES |  | ADDITIONAL FEATURES FR | [37 empty] | Production Completed
STP_005-003 | Data Enrichment | RYM | RYM | completed | 2023-03-17 | 2023-03-17 |  | PSR624537 | 624537 | PSR624537 | PLYWOOD, MARINE, 1 X 4' X 8' | PLYWOOD, MARINE, 1 X 4' X 8' | PLYWOOD, MARINE, 1 X 4' X 8' | SH | 0 | 0 | STOCK | Min-Max | CONSUMABLES | C | 0 | PD | 4090 | ERSA | OTHER | N | N/A | N/A | N/A | N | N/A | 30 | EX | N/A | EA |  |  | URL NOT FOUND | [25 empty] | CLEANSED | PLYWOOD | NO MODIFIER | TYPE | MARINE | SIZE | 1 X 4 X 8 FT | NUMBER OF PLYS |  | GRADE |  | MATERIAL |  | THICKNESS |  | HAZARD CLASS |  | CERTIFICATION/STANDARD |  | ADDITIONAL FEATURES EN |  | ADDITIONAL FEATURES ES |  | ADDITIONAL FEATURES FR | [39 empty] | Production Completed
STP_005-003 | Data Enrichment | RYM | RYM | COMPLETED | 2023-03-17 | 2023-03-20 |  | PSR423725 | 423725 | PSR423725 | POWER SUPPLY, REGULATED, MODEL LFS-46-24 | POWER SUPPLY, REGULATED, MODEL LFS-46-24, INPUT:95-132VAC/47-63HZ,187-250VAC,11.7A MAX.,OUTPUT:24+/-5%VDC,MAXIMUM RATING: 27A @ 40 DEG C / 25A @ 50 DEG C / 21A @ 60 DEGC | POWER SUPPLY, REGULATED, MODEL LFS-46-24, INPUT:95-132VAC/47-63HZ,187-250VAC,11.7A MAX.,OUTPUT:24+/-5%VDC,MAXIMUM RATING: 27A @ 40 DEG C / 25A @ 50 DEG C / 21A @ 60 DEGC | PC | 1 | 2 | STOCK | Min-Max | CONSUMABLES | B | 0 | V1 | 4090 | ERSA | OTHER | N | N/A | N/A | N/A | N | N/A | 90 | HB |  | PC |  |  | https://www.us.lambda.tdk.com/products/legacy-products/pdf/lfs_fall94.pdf |  |  | LFS-46-24 | [22 empty] | CLEANSED | POWER SUPPLY | NO MODIFIER | TYPE | AC TO DC,REGULATED | INPUT RATING | 95-132 VAC,187-250 VAC,11.7 A,47-63 HZ | OUTPUT VOLTAGE RATING | 24 (+/-5 PCT) VDC | OUTPUT CURRENT RATING | 27 A AT 40 DEG C,25 A AT 50 DEG C,21 A AT 60 DEG C | NUMBER OF OUTPUTS |  | POWER RATING |  | CONNECTION TYPE |  | HAZARD CLASS |  | CERTIFICATION/STANDARD |  | ADDITIONAL FEATURES EN |  | ADDITIONAL FEATURES ES |  | ADDITIONAL FEATURES FR | [37 empty] | Production Completed
STP_005-003 | Data Enrichment | RYM | RYM | COMPLETED | 2023-03-17 | 2023-03-20 |  | PSR607230 | 607230 | PSR607230 | PROBE, VIBRATION, P/N 330101-00-50-10-01 | PROBE, VIBRATION, P/N 330101-00-50-10-01-00, WITH BUILT-IN CABLE, S/N MARG419878 3300 XL, MANUFACTURER: BENTLY NEVADA. | PROBE, VIBRATION, P/N 330101-00-50-10-01-00, WITH BUILT-IN CABLE, S/N MARG419878 3300 XL, MANUFACTURER: BENTLY NEVADA. | SE | 0 | 0 | STOCK | Min-Max | CONSUMABLES | C | 0 | PD | 1600 | ERSA | OTHER | N | N/A | N/A | N/A | N | N/A | 30 | EX | N/A | EA |  |  | https://www.desertcart.in/products/87454266-bently-nevada-330101-00-50-10-01-00-3300-xl-8-mm-proximity-probe-sensor-d-646277 |  | BENTLY NEVADA | 330101-00-50-10-01-00 | [17 empty] | MARG419878 3300 XL |  |  |  |  | CLEANSED | PROBE | NO MODIFIER | TYPE | VIBRATION | MEASURING RANGE | 8 MM | ACCURACY |  | SIZE |  | CONNECTION TYPE | 3/8-24 UNF | ELECTRICAL RATING |  | MATERIAL |  | HAZARD CLASS |  | CERTIFICATION/STANDARD |  | ADDITIONAL FEATURES EN | C/W BUILT-IN CABLE | ADDITIONAL FEATURES ES |  | ADDITIONAL FEATURES FR | [37 empty] | Production Completed
STP_005-003 | Data Enrichment | RYM | RYM | COMPLETED | 2023-03-17 | 2023-03-20 |  | PSR106400 | 106400 | PSR106400 | PUMP ASSEMBLY, STEERING, P/N 10R-7733, R | PUMP ASSEMBLY, STEERING, P/N 10R-7733, REMANUFACTURED, HYDRAULIC; FOR CATERPILLAR MODEL 950H WHEEL LOADER | PUMP ASSEMBLY, STEERING, P/N 10R-7733, REMANUFACTURED, HYDRAULIC; FOR CATERPILLAR MODEL 950H WHEEL LOADER | AY | 0 | 0 | STOCK | Min-Max | CRITICAL | A | 0 | PD | 3730 | ERSA | OTHER | Y | 10R-7733 | 3000003 | CATERPILLAR | N | N/A | 30 | EX | N/A | EA |  |  | https://parts.cat.com/fr/catcorp/10R-7733 |  | CATERPILLAR | 10R-7733 | [12 empty] | WHEEL LOADER | 950H | CATERPILLAR | [7 empty] | CLEANSED | PUMP | HYDRAULIC | TYPE | STEERING | HEAD RANGE |  | POWER RATING |  | FLOW RATING |  | INLET SIZE |  | OUTLET SIZE |  | NUMBER OF STAGES |  | DISCHARGE PRESSURE |  | DRIVE DETAILS |  | ELECTRICAL RATING |  | IMPELLER MATERIAL |  | CASE MATERIAL |  | SIZE |  | MOUNTING TYPE |  | HAZARD CLASS |  | CERTIFICATION/STANDARD |  | ADDITIONAL FEATURES EN | ASSEMBLY,REMANUFACTURED | ADDITIONAL FEATURES ES |  | ADDITIONAL FEATURES FR | [23 empty] | Production Completed
STP_005-003 | Data Enrichment | RYM | RYM | completed | 2023-03-17 | 2023-03-21 |  | PSR013834 | 013834 | PSR013834 | PUMP, VACUUM, POWER RATING: 3/4 HP, SUPP | PUMP, VACUUM, POWER RATING: 3/4 HP, SUPPLY VOLTAGE: 220V, WITH BUILT-IN SWITCH AND POWER CORD, MINIMUM NOISE LEVEL: LESS THAN 60 dB; APPLICATION: FOR FILTRATION OF SLURRY; HEAVY DUTY: CAN WITHSTAND 24 HOURS OF CONTINUOUS OPERATION, 2-STAGE; | PUMP, VACUUM, POWER RATING: 3/4 HP, SUPPLY VOLTAGE: 220V, WITH BUILT-IN SWITCH AND POWER CORD, MINIMUM NOISE LEVEL: LESS THAN 60 dB; APPLICATION: FOR FILTRATION OF SLURRY; HEAVY DUTY: CAN WITHSTAND 24 HOURS OF CONTINUOUS OPERATION, 2-STAGE; ACID RESISTANCE; CAP.: ABOUT 8~10 CFM | UT | 0 | 0 | STOCK | Min-Max | CONSUMABLES | C | 0 | PD | 3000 | ERSA | OTHER | N | N/A | N/A | N/A | N | N/A | 30 | EX | N/A | EA |  |  | URL NOT FOUND | [25 empty] | CLEANSED | PUMP | VACUUM | TYPE |  | INLET SIZE |  | OUTLET SIZE |  | PRESSURE RATING |  | POWER RATING | 3/4 HP | DRIVE DETAILS |  | SPEED RATING |  | FLOW RATING |  | NUMBER OF STAGES |  | IMPELLER SIZE |  | IMPELLER MATERIAL |  | SHAFT MATERIAL |  | HOUSING MATERIAL |  | TEMPERATURE RATING |  | HAZARD CLASS |  | CERTIFICATION/STANDARD |  | ADDITIONAL FEATURES EN | SUPPLY VOLTAGE:220 V,MINIMUM NOISE LEVEL: <60 dB,CAP:8-10 CFM,C/W BUILT-IN SWITCH AND POWER CORD,FOR FILTRATION OF SLURRY.HEAVY DUTY CAN WITHSTAND 24 HOURS OF CONTINUOUS OPERATION, 2-STAGE, ACID RESISTANCE | ADDITIONAL FEATURES ES |  | ADDITIONAL FEATURES FR | [23 empty] | Production Completed
STP_005-003 | Data Enrichment | RYM | RYM | COMPLETED | 2023-03-17 | 2023-03-20 | URL FOR REFERENCE | PSR052584 | 052584 | PSR052584 | RACK, TELEVISION, 2 DOOR, ANTONIO | RACK, TELEVISION, 2 DOOR, ANTONIO | RACK, TELEVISION, 2 DOOR, ANTONIO | UT | 0 | 0 | STOCK | Min-Max | CONSUMABLES | C | 4642.86 | PD | 4090 | ERSA | OTHER | N | N/A | N/A | N/A | N | N/A | 30 | EX | N/A | EA |  |  | https://www.antoniolupi.it/en/products/taps/60ec2354e13acb6736967f4f |  | ANTONIO | [23 empty] | CLEANSED | RACK | NO MODIFIER | TYPE | TELEVISION | SIZE |  | MATERIAL |  | HAZARD CLASS |  | CERTIFICATION/STANDARD |  | ADDITIONAL FEATURES EN | NO OF DOOR:2 | ADDITIONAL FEATURES ES |  | ADDITIONAL FEATURES FR | [45 empty] | Production Completed
STP_005-003 | Data Enrichment | RYM | RYM | COMPLETED | 2023-03-17 | 2023-03-20 |  | PSR202290 | 202290 | PSR202290 | REAGENT, COBAS, CFAS HbA1c | REAGENT, COBAS, CFAS HbA1c | REAGENT, COBAS, CFAS HbA1c | BX | 0 | 0 | STOCK | Min-Max | CONSUMABLES | C | 0 | PD | 5380 | ERSA | OTHER | N | N/A | N/A | N/A | N | N/A | 30 | EX | N/A | BOX |  |  | URL NOT FOUND | [9 empty] | COBAS | [15 empty] | CLEANSED | REAGENT | LABORATORY | TYPE | CFAS HBA1C | FORM |  | CONTAINER |  | CONCENTRATION |  | TEMPERATURE RANGE |  | HAZARD CLASS |  | CERTIFICATION/STANDARD |  | ADDITIONAL FEATURES EN |  | ADDITIONAL FEATURES ES |  | ADDITIONAL FEATURES FR | [41 empty] | Production Completed
STP_005-003 | Data Enrichment | RYM | RYM | COMPLETED | 2023-03-17 | 2023-03-20 |  | PSR939177 | 939177 | PSR939177 | REPAIR KIT, HOSE, MODEL: NP497, WTIH C-5 | REPAIR KIT, HOSE, MODEL: NP497, WTIH C-5 CRIMP TOOL FOR 3/16" X 1/4" I.D. HOSE, HOSE NUTS AND NIPPLES, SPLICERS, COUPLERS, FERRULES AND POLYTHYLENE CASE, BRAND: WESTERN ENTERPRISES | REPAIR KIT, HOSE, MODEL: NP497, WTIH C-5 CRIMP TOOL FOR 3/16" X 1/4" I.D. HOSE, HOSE NUTS AND NIPPLES, SPLICERS, COUPLERS, FERRULES AND POLYTHYLENE CASE, BRAND: WESTERN ENTERPRISES | UT | 0 | 0 | STOCK | Min-Max | CONSUMABLES | C | 0 | PD | 5920 | ERSA | OTHER | N | N/A | N/A | N/A | N | N/A | 30 | EX | N/A | EA |  |  | https://www.tenaquip.com/product/western-enterprises-hose-repair-kit-ck-24-np497 | [9 empty] | WESTERN ENTERPRISES | NP497 | [14 empty] | ENRICHED | KIT | NO MODIFIER | TYPE | HOSE REPAIR | CONTENTS | HOSE NUT,NIPPLES, SPLICERS, COUPLERS, FERRULES,POLYTHYLENE CASE,C-5 CRIMP TOOL | NUMBER OF ITEMS |  | HAZARD CLASS |  | CERTIFICATION/STANDARD |  | ADDITIONAL FEATURES EN | HOSE SIZE:ID 3/16 X 1/4 IN | ADDITIONAL FEATURES ES |  | ADDITIONAL FEATURES FR | [45 empty] | Production Completed
STP_005-003 | Data Enrichment | RYM | RYM | COMPLETED | 2023-03-17 | 2023-03-20 |  | PSR014702 | 014702 | PSR014702 | RING, ADJUSTABLE, P/N 25, MATERIAL: SS40 | RING, ADJUSTABLE, P/N 25, MATERIAL: SS400, FOR PSA OXYGEN COMPRESSOR, TYPE RF-250NP, MFG. NO. JS-0186, REFERENCE DWG. NO. 1RA-35580, MFR: TAIKO KIKAI INDUSTRIES CO., LTD., JAPAN | RING, ADJUSTABLE, P/N 25, MATERIAL: SS400, FOR PSA OXYGEN COMPRESSOR, TYPE RF-250NP, MFG. NO. JS-0186, REFERENCE DWG. NO. 1RA-35580, MFR: TAIKO KIKAI INDUSTRIES CO., LTD., JAPAN | PC | 0 | 0 | STOCK | Min-Max | CONSUMABLES | C | 0 | PD | 5920 | ERSA | OTHER | N | N/A | N/A | N/A | Y | 25 | 90 | EX | TAIKO KIKAI INDUSTRIES CO., LTD., JAPAN | PC | C |  | URL NOT FOUND |  | TAIKO KIKAI INDUSTRIES CO., LTD., JAPAN | 25 | [12 empty] | PSA OXYGEN COMPRESSOR | RF-250NP | TAIKO KIKAI INDUSTRIES CO., LTD., JAPAN | 1RA-35580 | [5 empty] | JS-0186 | CLEANSED | RING | NO MODIFIER | TYPE | ADJUSTABLE | DIMENSIONS |  | MATERIAL | STEEL GRADE SS400 | MATERIAL SPECIFICATION |  | HAZARD CLASS |  | CERTIFICATION/STANDARD |  | ADDITIONAL FEATURES EN |  | ADDITIONAL FEATURES ES |  | ADDITIONAL FEATURES FR | [43 empty] | Production Completed
STP_005-003 | Data Enrichment | RYM | RYM | COMPLETED | 2023-03-17 | 2023-03-20 |  | PSR015703 | 015703 | PSR015703 | RING, TOP GEAR SHAFT, P/N 1-31349-015-0, | RING, TOP GEAR SHAFT, P/N 1-31349-015-0, MANUAL TRANSMISSION, FOR ISUZU DUMP TRUCK MODEL CYZ51K9 | RING, TOP GEAR SHAFT, P/N 1-31349-015-0, MANUAL TRANSMISSION, FOR ISUZU DUMP TRUCK MODEL CYZ51K9 | PC | 2 | 2 | STOCK | Min-Max | CONSUMABLES | B | 0 | V1 | 5955 | ERSA | OTHER | Y | 1-31349-015-0 | 3000024 | ISUZU | N | N/A | 30 | HB | N/A | PC |  |  | https://www.isuzuautopartsstore.com/product/1313490150-1-31349015-0-1-31349-015-0-%E2%80%ADring%E2%80%AC/ |  | ISUZU | 1-31349-015-0 | [12 empty] | DUMP TRUCK | CYZ51K9 | ISUZU | [7 empty] | CLEANSED | RING | NO MODIFIER | TYPE | TOP GEAR SHAFT | DIMENSIONS |  | MATERIAL |  | MATERIAL SPECIFICATION |  | HAZARD CLASS |  | CERTIFICATION/STANDARD |  | ADDITIONAL FEATURES EN | MANUAL TRANSMISSION | ADDITIONAL FEATURES ES |  | ADDITIONAL FEATURES FR | [43 empty] | Production Completed
STP_005-003 | Data Enrichment | RYM | RYM | COMPLETED | 2023-03-17 | 2023-03-20 |  | PSR043485 | 043485 | PSR043485 | ROPE, WIRE, FIGURE REF # 53, ITEM # 1150 | ROPE, WIRE, FIGURE REF # 53, ITEM # 115035, FOR LM5 MILLMATE, MFR: FLSMIDTH | ROPE, WIRE, FIGURE REF # 53, ITEM # 115035, FOR LM5 MILLMATE, MFR: FLSMIDTH | PC | 0 | 0 | STOCK | Min-Max | CRITICAL | B | 0 | PD | 4900 | ERSA | OTHER | N | N/A | N/A | N/A | N | N/A | 30 | EX | N/A | PC |  |  | URL NOT FOUND |  | FLSMIDTH | [13 empty] | MILLMATE | LM5 | FLSMIDTH |  |  |  | 115035 |  |  |  | CLEANSED | ROPE | WIRE | TYPE |  | STRUCTURE |  | DIAMETER |  | LENGTH |  | LOAD RATING |  | MATERIAL |  | HAZARD CLASS |  | CERTIFICATION/STANDARD |  | ADDITIONAL FEATURES EN | FIGURE REF NO:53 | ADDITIONAL FEATURES ES |  | ADDITIONAL FEATURES FR | [39 empty] | Production Completed
STP_005-003 | Data Enrichment | RYM | RYM | completed | 2023-03-17 | 2023-03-20 |  | PSR079838 | 079838 | PSR079838 | SANDPAPER, SHEET, SILICON CARBIDE, GRIT | SANDPAPER, SHEET, SILICON CARBIDE, GRIT NO. 280 - VERY FINE, WATERPROOF | SANDPAPER, SHEET, SILICON CARBIDE, GRIT NO. 280 - VERY FINE, WATERPROOF | SH | 0 | 0 | STOCK | Min-Max | CONSUMABLES | C | 0 | PD | 4090 | ERSA | OTHER | N | N/A | N/A | N/A | N | N/A | 30 | EX | N/A | EA |  |  | URL NOT FOUND | [25 empty] | CLEANSED | SHEET | ABRASIVE | TYPE | SANDPAPER,WATERPROOF | GRIT | 280-VERY FINE | WIDTH |  | LENGTH |  | THICKNESS |  | ABRASIVE MATERIAL | SILICON CARBIDE | SHAPE |  | BACKING MATERIAL |  | HAZARD CLASS |  | CERTIFICATION/STANDARD |  | ADDITIONAL FEATURES EN |  | ADDITIONAL FEATURES ES |  | ADDITIONAL FEATURES FR | [35 empty] | Production Completed
STP_005-003 | Data Enrichment | RYM | RYM | COMPLETED | 2023-03-17 | 2023-03-20 |  | PSR011959 | 011959 | PSR011959 | SCANNER, BARCODE, GUN, WI-FI/BLUETOOTH, | SCANNER, BARCODE, GUN, WI-FI/BLUETOOTH, WIRELESS, IP65/IP67, 43 KEY FUNCTION NUMERIC, PREMIUM 4GB/32GB, 2D IMAGER, NEAR FIELDCOMMUNICATION, 2X2 MUMIMO, SD660, VIBE, SINGLE SLOT USB/CHARGE CRADLE WITH SPARE BATTERY CHARGER | SCANNER, BARCODE, GUN, WI-FI/BLUETOOTH, WIRELESS, IP65/IP67, 43 KEY FUNCTION NUMERIC, PREMIUM 4GB/32GB, 2D IMAGER, NEAR FIELDCOMMUNICATION, 2X2 MUMIMO, SD660, VIBE, SINGLE SLOT USB/CHARGE CRADLE WITH SPARE BATTERY CHARGER | UT | 0 | 0 | STOCK | Min-Max | CONSUMABLES | C | 0 | PD | 4500 | ERSA | OTHER | N | N/A | N/A | N/A | N | N/A | 90 | EX | N/A | EA |  |  | URL NOT FOUND | [25 empty] | CLEANSED | SCANNER | NO MODIFIER | TYPE | BARCODE,GUN | POWER SUPPLY |  | SCAN RATE |  | MATERIAL |  | RESOLUTION |  | INTERFACE TYPE | WI-FI/BLUETOOTH | CONNECTION TYPE |  | MOUNTING TYPE |  | SIZE |  | HAZARD CLASS |  | CERTIFICATION/STANDARD |  | ADDITIONAL FEATURES EN | ENCLOSURE:IP65/IP67,MEMEORY:PREMIUM 4GB/32GB,WIRELESS,43 KEY FUNCTION NUMERIC, 2D IMAGER, NEAR FIELDCOMMUNICATION, 2 X 2 MUMIMO, SD660, VIBE, SINGLE SLOT USB/CHARGE CRADLE C/W SPARE BATTERY CHARGER | ADDITIONAL FEATURES ES |  | ADDITIONAL FEATURES FR | [33 empty] | Production Completed
STP_005-003 | Data Enrichment | RYM | RYM | COMPLETED | 2023-03-17 | 2023-03-20 |  | PSR037147 | 037147 | PSR037147 | SCRAPER, 4, STAINLESS; ANY ACCEPTABLE BR | SCRAPER, 4, STAINLESS; ANY ACCEPTABLE BRAND | SCRAPER, 4, STAINLESS; ANY ACCEPTABLE BRAND | PC | 0 | 0 | STOCK | Min-Max | CONSUMABLES | C | 0 | PD | 4010 | ERSA | OTHER | N | N/A | N/A | N/A | N | N/A | 90 | EX | N/A | PC |  |  | URL NOT FOUND | [25 empty] | CLEANSED | SCRAPER | NO MODIFIER | TYPE |  | BLADE WIDTH |  | MATERIAL | STAINLESS | BLADE LENGTH |  | BLADE THICKNESS |  | OVERALL LENGTH |  | HANDLE LENGTH |  | HAZARD CLASS |  | CERTIFICATION/STANDARD |  | ADDITIONAL FEATURES EN | 4,ANY ACCEPTABLE BRAND | ADDITIONAL FEATURES ES |  | ADDITIONAL FEATURES FR | [37 empty] | Production Completed
STP_005-003 | Data Enrichment | RYM | RYM | completed | 2023-03-17 | 2023-03-20 |  | PSR944118 | 944118 | PSR944118 | SENSOR, INDUCTIVE, M12 X 1 LONG, DOUBLE | SENSOR, INDUCTIVE, M12 X 1 LONG, DOUBLE CONTACT, P/N KO100223; FOR KOKS VACUUM MODEL MEGAVAC LOADER PED8000/316 SERIAL NO. 218.285 WITH ENGINE MODEL C9 ACERT 3 (328bhp) | SENSOR, INDUCTIVE, M12 X 1 LONG, DOUBLE CONTACT, P/N KO100223; FOR KOKS VACUUM MODEL MEGAVAC LOADER PED8000/316 SERIAL NO. 218.285 WITH ENGINE MODEL C9 ACERT 3 (328bhp) | PC | 0 | 0 | STOCK | Min-Max | CONSUMABLES | A | 0 | PD | 5100 | ERSA | OTHER | N | N/A | N/A | N/A | N | N/A | 30 | EX | N/A | PC |  |  | https://www.koksparts.com/en/ko100223-inductive-sensor-m12x15-double.html |  | KOKS | KO100223 | [12 empty] | VACUUM C/W ENGINE (328bhp) | MEGAVAC LOADER PED8000/316,C9 ACERT 3 | KOKS |  |  | 218.285 |  |  |  |  | ENRICHED | SENSOR | PROXIMITY | TYPE | INDUCTIVE | SENSING RANGE |  | OUTPUT TYPE | PNP | CONNECTION TYPE | M12 X 1.5 | ELECTRICAL RATING | 10-30 VAC | CABLE LENGTH |  | ENCLOSURE |  | MATERIAL |  | SWITCHING FREQUENCY | 0-1500 HZ | MOUNTING TYPE |  | SIZE |  | HAZARD CLASS |  | CERTIFICATION/STANDARD |  | ADDITIONAL FEATURES EN | DOUBLE CONTACT | ADDITIONAL FEATURES ES |  | ADDITIONAL FEATURES FR | [29 empty] | Production Completed
STP_005-003 | Data Enrichment | RYM | RYM | completed | 2023-03-17 | 2023-03-20 |  | PSR944119 | 944119 | PSR944119 | SENSOR, INDUCTIVE, NBB20-L2-A2-V1, P/N K | SENSOR, INDUCTIVE, NBB20-L2-A2-V1, P/N KO100227; FOR KOKS VACUUM MODEL MEGAVAC LOADER PED8000/316 SERIAL NO. 218.285 WITH ENGINE MODEL C9 ACERT 3 (328bhp) | SENSOR, INDUCTIVE, NBB20-L2-A2-V1, P/N KO100227; FOR KOKS VACUUM MODEL MEGAVAC LOADER PED8000/316 SERIAL NO. 218.285 WITH ENGINE MODEL C9 ACERT 3 (328bhp) | PC | 0 | 0 | STOCK | Min-Max | CONSUMABLES | A | 0 | PD | 5100 | ERSA | OTHER | N | N/A | N/A | N/A | N | N/A | 30 | EX | N/A | PC |  |  | https://www.koksparts.com/en/ko100227-inductive-sensor-nbb20-l2-a2-v1.html |  | KOKS | KO100227 | KOKS | NBB20-L2-A2-V1 | [10 empty] | VACUUM C/W ENGINE (328bhp) | MEGAVAC LOADER PED8000/316,C9 ACERT 3 | KOKS |  |  | 218.285 |  |  |  |  | ENRICHED | SENSOR | PROXIMITY | TYPE | INDUCTIVE | SENSING RANGE |  | OUTPUT TYPE | PNP | CONNECTION TYPE | M12,4-PIN | ELECTRICAL RATING | 10-30 VDC | CABLE LENGTH |  | ENCLOSURE | IP69K | MATERIAL |  | SWITCHING FREQUENCY |  | MOUNTING TYPE |  | SIZE | WD 40 X HT 40 X DP 60 MM | HAZARD CLASS |  | CERTIFICATION/STANDARD |  | ADDITIONAL FEATURES EN |  | ADDITIONAL FEATURES ES |  | ADDITIONAL FEATURES FR | [29 empty] | Production Completed
STP_005-003 | Data Enrichment | RYM | RYM | completed | 2023-03-17 | 2023-03-20 |  | PSR944143 | 944143 | PSR944143 | SENSOR, INDUCTIVE, P/N KO100224, TYPE: I | SENSOR, INDUCTIVE, P/N KO100224, TYPE: IND3004DBPKG/US-100-PDV,SWITCHING DISTANCE: 4 MM; FOR KOKS VACUUM MODEL MEGAVAC LOADER PED8000/316 SERIAL NO. 218.285 WITH ENGINE MODEL C9 ACERT 3 (328bhp) | SENSOR, INDUCTIVE, P/N KO100224, TYPE: IND3004DBPKG/US-100-PDV,SWITCHING DISTANCE: 4 MM; FOR KOKS VACUUM MODEL MEGAVAC LOADER PED8000/316 SERIAL NO. 218.285 WITH ENGINE MODEL C9 ACERT 3 (328bhp) | PC | 0 | 0 | STOCK | Min-Max | CONSUMABLES | A | 0 | PD | 5100 | ERSA | OTHER | N | N/A | N/A | N/A | N | N/A | 30 | EX | N/A | PC |  |  | https://www.koksparts.com/en/ko100224-inductive-sensor-ind3004dbpkg.html |  | KOKS | KO100224 | KOKS | IND3004DBPKG/US-100-PDV | [10 empty] | VACUUM C/W ENGINE (328bhp) | MEGAVAC LOADER PED8000/316,C9 ACERT 3 | KOKS |  |  | 218.285 |  |  |  |  | ENRICHED | SENSOR | PROXIMITY | TYPE | INDUCTIVE | SENSING RANGE |  | OUTPUT TYPE | PNP | CONNECTION TYPE | M12 | ELECTRICAL RATING | 10/36 VDC | CABLE LENGTH |  | ENCLOSURE |  | MATERIAL |  | SWITCHING FREQUENCY |  | MOUNTING TYPE |  | SIZE |  | HAZARD CLASS |  | CERTIFICATION/STANDARD |  | ADDITIONAL FEATURES EN | SWITCHING DISTANCE:4 MM | ADDITIONAL FEATURES ES |  | ADDITIONAL FEATURES FR | [29 empty] | Production Completed
STP_005-003 | Data Enrichment | RYM | RYM | completed | 2023-03-17 | 2023-03-20 | NM CONFLICT INPUT AND WEB SOURCE.PROCESS BASED ON WEB SOURCE | PSR944138 | 944138 | PSR944138 | SENSOR, LEVEL, VEGASWING 51, P/N KO10011 | SENSOR, LEVEL, VEGASWING 51, P/N KO100111, LONG MODEL TYPE; FOR KOKS VACUUM MODEL MEGAVAC LOADER PED8000/316 SERIAL NO. 218.285 WITH ENGINE MODEL C9 ACERT 3 (328bhp) | SENSOR, LEVEL, VEGASWING 51, P/N KO100111, LONG MODEL TYPE; FOR KOKS VACUUM MODEL MEGAVAC LOADER PED8000/316 SERIAL NO. 218.285 WITH ENGINE MODEL C9 ACERT 3 (328bhp) | PC | 0 | 0 | STOCK | Min-Max | CONSUMABLES | A | 0 | PD | 5100 | ERSA | OTHER | N | N/A | N/A | N/A | N | N/A | 30 | EX | N/A | PC |  |  | https://www.koksparts.com/en/ko100111-levelswitch-vegaswing-51-long.html |  | KOKS | KO100111 | KOKS | VEGASWING 51 | [10 empty] | VACUUM C/W ENGINE (328bhp) | MEGAVAC LOADER PED8000/316,C9 ACERT 3 | KOKS |  |  | 218.285 |  |  |  |  | ENRICHED | SWITCH | LEVEL | TYPE | LONG MODEL | MEASURING RANGE |  | PROCESS CONNECTION |  | PRESSURE RATING |  | OUTPUT SIGNAL |  | ENCLOSURE |  | CONTACT CONFIGURATION |  | VOLTAGE RATING |  | CURRENT RATING |  | MATERIAL |  | TEMPERATURE RATING |  | MOUNTING TYPE |  | POWER RATING |  | SIZE |  | HAZARD CLASS |  | CERTIFICATION/STANDARD |  | ADDITIONAL FEATURES EN |  | ADDITIONAL FEATURES ES |  | ADDITIONAL FEATURES FR | [23 empty] | Production Completed
STP_005-003 | Data Enrichment | RYM | RYM | completed | 2023-03-17 | 2023-03-20 | NM CONFLICT INPUT AND WEB SOURCE.PROCESS BASED ON WEB SOURCE | PSR945996 | 945996 | PSR945996 | SENSOR, MSA DUO-TOX SENSOR CO/H2S SENSOR | SENSOR, MSA DUO-TOX SENSOR CO/H2S SENSOR, FOR MULTIGAS DETECTOR PN:10106725 | SENSOR, MSA DUO-TOX SENSOR CO/H2S SENSOR, FOR MULTIGAS DETECTOR PN:10106725 | PC | 0 | 0 | STOCK | Min-Max | CONSUMABLES | C | 0 | PD | 5100 | ERSA | OTHER | N | N/A | N/A | N/A | N | N/A | 30 | EX | N/A | PC |  |  | https://www.msagasmonitors.com/10106725.html | https://s7d9.scene7.com/is/content/minesafetyappliances/0800-71-MC%20XCell%20Sensors%20-%20EN | MSA | 10106725 | [12 empty] | MULTIGAS DETECTOR |  | MSA | [7 empty] | ENRICHED | KIT | NO MODIFIER | TYPE |  | CONTENTS | CO SENSOR,H2S SENSOR | NUMBER OF ITEMS |  | HAZARD CLASS |  | CERTIFICATION/STANDARD |  | ADDITIONAL FEATURES EN | TWO-TOX | ADDITIONAL FEATURES ES |  | ADDITIONAL FEATURES FR | [45 empty] | Production Completed
STP_005-003 | Data Enrichment | RYM | RYM | completed | 2023-03-17 | 2023-03-20 | MEASURING RANGE CONFLICT INPUT AND WEB SOURCE.PROCESS BASED ON WEB SOURCE | PSR944148 | 944148 | PSR944148 | SENSOR, PRESSURE, MIDAS, S05-M12 -1 / +1 | SENSOR, PRESSURE, MIDAS, S05-M12 -1 / +1,5, BAR RELATIVE, P/N KO131108; FOR KOKS VACUUM MODEL MEGAVAC LOADER PED8000/316 SERIAL NO. 218.285 WITH ENGINE MODEL C9 ACERT 3 (328bhp) | SENSOR, PRESSURE, MIDAS, S05-M12 -1 / +1,5, BAR RELATIVE, P/N KO131108; FOR KOKS VACUUM MODEL MEGAVAC LOADER PED8000/316 SERIAL NO. 218.285 WITH ENGINE MODEL C9 ACERT 3 (328bhp) | PC | 0 | 0 | STOCK | Min-Max | CONSUMABLES | A | 0 | PD | 5100 | ERSA | OTHER | N | N/A | N/A | N/A | N | N/A | 30 | EX | N/A | PC |  |  | https://www.koksparts.com/en/ko120259-pressure-sensor-01-bar.html |  | KOKS | KO131108 | KOKS | S05-M12 | [10 empty] | VACUUM C/W ENGINE (328bhp) | MEGAVAC LOADER PED8000/316,C9 ACERT 3 | KOKS |  |  | 218.285 |  |  |  |  | ENRICHED | SENSOR | PRESSURE | TYPE |  | MEASURING RANGE | 0.1 BAR | ACCURACY |  | OUTPUT TYPE |  | CONNECTION TYPE |  | POWER SUPPLY |  | TEMPERATURE RATING |  | MATERIAL |  | SIZE |  | ENCLOSURE |  | MOUNTING TYPE |  | HAZARD CLASS |  | CERTIFICATION/STANDARD |  | ADDITIONAL FEATURES EN |  | ADDITIONAL FEATURES ES |  | ADDITIONAL FEATURES FR | [29 empty] | Production Completed
STP_005-003 | Data Enrichment | RYM | RYM | completed | 2023-03-17 | 2023-03-20 |  | PSR037143 | 037143 | PSR037143 | SENSOR, SULFUR DIOXIDE (S02), MODEL: SO2 | SENSOR, SULFUR DIOXIDE (S02), MODEL: SO2-BF, RANGE 0-100PPM, FOR AMBIENT SO2 SENSORS, SIERRA | SENSOR, SULFUR DIOXIDE (S02), MODEL: SO2-BF, RANGE 0-100PPM, FOR AMBIENT SO2 SENSORS, SIERRA | PC | 0 | 0 | STOCK | Min-Max | CRITICAL | B | 0 | PD | 5110 | ERSA | OTHER | N | N/A | N/A | N/A | N | N/A | 30 | EX | N/A | PC |  |  | https://www.alphasense.com/wp-content/uploads/2013/07/SO2BF.pdf |  | SIERRA | SO2-BF | [12 empty] | AMBIENT SO2 SENSORS |  | SIERRA | [7 empty] | ENRICHED | SENSOR | NO MODIFIER | TYPE | SULFUR DIOXIDE (S02) | SENSING RANGE | 0-100 PPM | CONNECTION TYPE |  | ELECTRICAL RATING |  | ENCLOSURE |  | MATERIAL |  | MOUNTING TYPE |  | SIZE | DIA 32.3 X HT 16.5 MM | HAZARD CLASS |  | CERTIFICATION/STANDARD |  | ADDITIONAL FEATURES EN |  | ADDITIONAL FEATURES ES |  | ADDITIONAL FEATURES FR | [35 empty] | Production Completed
STP_005-003 | Data Enrichment | RYM | RYM | NM DOUBT | 2023-03-17 | 2023-03-21 |  | PSR057550 | 057550 | PSR057550 | SENSOR, TEMPERATURE, 3-WIRE PLATINUM RTD | SENSOR, TEMPERATURE, 3-WIRE PLATINUM RTD, SPRING-LOADED, FOR SENSOR TAG NO.: 502-TE-086A/B, TRANSMITTER TAG NO.: 502-TIT-086A/B, WITH SUS 316 CONNECTION HEAD, THERMOWELL, AND TRASMITTER CASE, PROCESS: 98.5% H2SO4, 440kPa, 75°C, AS | SENSOR, TEMPERATURE, 3-WIRE PLATINUM RTD, SPRING-LOADED, FOR SENSOR TAG NO.: 502-TE-086A/B, TRANSMITTER TAG NO.: 502-TIT-086A/B, WITH SUS 316 CONNECTION HEAD, THERMOWELL, AND TRASMITTER CASE, PROCESS: 98.5% H2SO4, 440kPa, 75°C, AS PER 175074-4314 S20.12-032 SPECIFICATION | PC | 0 | 0 | STOCK | Min-Max | CONSUMABLES | C | 0 | PD | 5100 | ERSA | OTHER | N | N/A | N/A | N/A | N | N/A | 30 | EX | N/A | PC |  |  | URL NOT FOUND | [25 empty] | CLEANSED | SENSOR | TEMPERATURE | TYPE | 3-WIRE PLATINUM RTD | SENSING RANGE |  | ACCURACY |  | CONNECTION TYPE |  | MATERIAL |  | CABLE TYPE |  | MOUNTING TYPE |  | SIZE |  | HAZARD CLASS |  | CERTIFICATION/STANDARD |  | ADDITIONAL FEATURES EN | PRESSURE RATING:440 kPa, TEMPERATURE RATING:75 DEG C,FOR SENSOR TAG NO: 502-TE-086A/B, TRANSMITTER TAG NO: 502-TIT-086A/B, C/W STAINLESS STEEL 316 CONNECTION HEAD,THERMOWELL AND TRASMITTER CASE, PROCESS: 98.5 PCT H2SO4, AS PER 175074-4314 S20.12-032 SPECIFICATION,SPRING LOADED | ADDITIONAL FEATURES ES |  | ADDITIONAL FEATURES FR | [35 empty] | Production Completed
STP_005-003 | Data Enrichment | RYM | RYM | completed | 2023-03-17 | 2023-03-20 |  | PSR954688 | 954688 | PSR954688 | SENSOR, TEMPERATURE, P/N: 4130002911003, | SENSOR, TEMPERATURE, P/N: 4130002911003, AIR CONDITIONING GROUP P345, FOR ROAD ROLLER SDLG MODEL: RS7120H, ENGINE MODEL: WP6G125E202, ENGINE NUMBER: 6P22B011931, MFR: SDLG | SENSOR, TEMPERATURE, P/N: 4130002911003, AIR CONDITIONING GROUP P345, FOR ROAD ROLLER SDLG MODEL: RS7120H, ENGINE MODEL: WP6G125E202, ENGINE NUMBER: 6P22B011931, MFR: SDLG | EA | 0 | 0 | STOCK | Min-Max | CRITICAL | B | 0 | PD | 5620 | ERSA | OTHER | N | N/A | N/A | N/A | Y | 4130002911003 | 90 | EX | SDLG | EA | B |  | https://tashiyaba.com/temperature-sensor-226e5e931c-sdlg |  | SDLG | 4130002911003 | [12 empty] | ROAD ROLLER C/W ENGINE NO 6P22B011931 | RS7120H,WP6G125E202 | SDLG | [7 empty] | CLEANSED | SENSOR | TEMPERATURE | TYPE |  | SENSING RANGE |  | ACCURACY |  | CONNECTION TYPE |  | MATERIAL |  | CABLE TYPE |  | MOUNTING TYPE |  | SIZE |  | HAZARD CLASS |  | CERTIFICATION/STANDARD |  | ADDITIONAL FEATURES EN | AIR CONDITIONING GROUP P345 | ADDITIONAL FEATURES ES |  | ADDITIONAL FEATURES FR | [35 empty] | Production Completed
STP_005-003 | Data Enrichment | RYM | RYM | completed | 2023-03-17 | 2023-03-21 |  | PSR954741 | 954741 | PSR954741 | SENSOR, VIBRATION, MODEL: HS-421 SERIES, | SENSOR, VIBRATION, MODEL: HS-421 SERIES, DUAL OUTPUT VIBRATION SENSOR, ACCELEROMETER, TOP ENTRY, 4-20 MA OUTPUT PROPORTIONAL TO RMS (VELOCITY), AC OUTPUT 'g' FOR DATA COLLECTORS, | SENSOR, VIBRATION, MODEL: HS-421 SERIES, DUAL OUTPUT VIBRATION SENSOR, ACCELEROMETER, TOP ENTRY, 4-20 MA OUTPUT PROPORTIONAL TO RMS (VELOCITY), AC OUTPUT 'g' FOR DATA COLLECTORS, M8 MALE MOUNTING 316 STAINLESS STEEL, 3 CORE SCREENED OVERBRAIDED CABLE, -25 TO 90C, IP67, CABLE LENGTH: 10 METERS, MFR: HANSFORD (UK) | EA | 0 | 0 | STOCK | Min-Max | CRITICAL | B | 0 | PD | 5100 | ERSA | OTHER | N | N/A | N/A | N/A | Y | HS-421 | 90 | EX | N/A | EA | B |  | https://www.hansfordsensors.com/wp-content/uploads/datasheets/TS102.pdf |  | HANSFORD (UK) | HS-421 | [22 empty] | CLEANSED | ACCELEROMETER | NO MODIFIER | TYPE | DUAL OUTPUT VIBRATION | MEASURING RANGE |  | ACCURACY |  | SENSITIVITY | 5 PCT | INPUT RATING |  | OUTPUT TYPE | 4-20 MA | MOUNTING TYPE | M8 MALE | FREQUENCY RATING |  | BANDWIDTH |  | SIZE |  | INTERFACE TYPE |  | TEMPERATURE RATING | -25 TO 90 DEG C | HAZARD CLASS |  | CERTIFICATION/STANDARD |  | ADDITIONAL FEATURES EN | ENCLOSURE:IP67, CABLE LENGTH:10 M,MOUNTING MATERIAL:316 STAINLESS STEEL,TOP ENTRY, PROPORTIONAL TO RMS (VELOCITY), AC OUTPUT 'G' FOR DATA COLLECTORS, 3 CORE SCREENED OVERBRAIDED CABLE | ADDITIONAL FEATURES ES |  | ADDITIONAL FEATURES FR | [27 empty] | Production Completed
STP_005-003 | Data Enrichment | RYM | RYM | COMPLETED | 2023-03-17 | 2023-03-20 |  | PSR043475 | 043475 | PSR043475 | SHAFT, DRIVE, PART NO.: 6G, MATERIAL: S4 | SHAFT, DRIVE, PART NO.: 6G, MATERIAL: S45C-D, FOR APM TRANSFER DEVICE NO.: 1, MANUFACTURER: MESCO | SHAFT, DRIVE, PART NO.: 6G, MATERIAL: S45C-D, FOR APM TRANSFER DEVICE NO.: 1, MANUFACTURER: MESCO | PC | 0 | 0 | STOCK | Min-Max | CRITICAL | A | 0 | PD | 5920 | ERSA | OTHER | Y | 6G | 3000725 | MESCO | N | N/A | 30 | EX | N/A | PC |  |  | URL NOT FOUND |  | MESCO | 6G | [22 empty] | CLEANSED | SHAFT | NO MODIFIER | TYPE | DRIVE | SIZE |  | MATERIAL | STEEL S45C-D | HAZARD CLASS |  | CERTIFICATION/STANDARD |  | ADDITIONAL FEATURES EN | FOR APM TRANSFER DEVICE NO 1 | ADDITIONAL FEATURES ES |  | ADDITIONAL FEATURES FR | [45 empty] | Production Completed
STP_005-003 | Data Enrichment | RYM | RYM | COMPLETED | 2023-03-17 | 2023-03-20 |  | PSR425083 | 425083 | PSR425083 | SHEET METAL, SUS 304, PLAIN, 1.2 MM THIC | SHEET METAL, SUS 304, PLAIN, 1.2 MM THICK X 1.200 METERS WIDE X 2.400 METERS LONG, MATERIAL: STAINLESS STEEL TYPE 304 | SHEET METAL, SUS 304, PLAIN, 1.2 MM THICK X 1.200 METERS WIDE X 2.400 METERS LONG, MATERIAL: STAINLESS STEEL TYPE 304 | SH | 0 | 0 | STOCK | Min-Max | CONSUMABLES | C | 0 | PD | 1810 | ERSA | OTHER | N | N/A | N/A | N/A | N | N/A | 30 | EX | N/A | EA |  |  | URL NOT FOUND | [25 empty] | CLEANSED | SHEET | METALLIC | TYPE | PLAIN | WIDTH | 1.2 M | LENGTH | 2.4 M | THICKNESS | 1.2 MM | MATERIAL | STAINLESS STEEL 304 | MATERIAL SPECIFICATION |  | FABRICATION METHOD |  | SURFACE TREATMENT |  | COATING/FINISH |  | GRADE |  | HAZARD CLASS |  | CERTIFICATION/STANDARD |  | ADDITIONAL FEATURES EN |  | ADDITIONAL FEATURES ES |  | ADDITIONAL FEATURES FR | [31 empty] | Production Completed
STP_005-003 | Data Enrichment | RYM | RYM | completed | 2023-03-17 | 2023-03-21 |  | PSR618106 | 618106 | PSR618106 | SHOES, SAFETY, HIGH CUT, SIZE 5.0, CONFO | SHOES, SAFETY, HIGH CUT, SIZE 5.0, CONFORM-ING TO Z41-1983, DIN & BS EN345 STANDARD; MADE FROM HEAVY DUTY GENUINE COWHIDE LEATHER WITH NON-WOVEN BREATHABLE LINING; NYLON PADDED COLLAR; DIRECTLY MOLDED POLYURETHANE SOLE; LIGHT AND NON- | SHOES, SAFETY, HIGH CUT, SIZE 5.0, CONFORM-ING TO Z41-1983, DIN & BS EN345 STANDARD; MADE FROM HEAVY DUTY GENUINE COWHIDE LEATHER WITH NON-WOVEN BREATHABLE LINING; NYLON PADDED COLLAR; DIRECTLY MOLDED POLYURETHANE SOLE; LIGHT AND NON- CORROSIVE CARBON STEEL TOE CAP WITH 200 JOULES IMPACT RESISTANCE; CONTOUR CUSHION INSOLE AND ANTI-STATIC, ANTI-FUNGAL INSOLE BOARD, BRAND: JACKHAMMER | PR | 0 | 0 | STOCK | Min-Max | CONSUMABLES | C | 0 | PD | 2920 | ERSA | OTHER | N | N/A | N/A | N/A | N | N/A | 30 | EX | N/A | PAA |  |  | URL NOT FOUND | [9 empty] | JACKHAMMER | [15 empty] | CLEANSED | SHOE | SAFETY | TYPE | HIGH CUT | GENDER |  | SIZE DESIGNATION | 5 | MATERIAL | HEAVY DUTY GENUINE COWHIDE LEATHER | INSOLE MATERIAL | DIRECTLY MOLDED POLYURETHANE | TOE CONSTRUCTION TYPE |  | COLOUR |  | HAZARD CLASS |  | CERTIFICATION/STANDARD | Z41-1983,DIN,BS EN345 | ADDITIONAL FEATURES EN | COLLAR MATERIAL:NYLON PADDED,W/NON-WOVEN BREATHABLE LINING,TOE CAP MATERIAL:LIGHT AND NON- CORROSIVE CARBON STEEL W/200 JOULES IMPACT RESISTANCE, CONTOUR CUSHION INSOLE AND ANTI-STATIC, ANTI-FUNGAL INSOLE BOARD | ADDITIONAL FEATURES ES |  | ADDITIONAL FEATURES FR | [37 empty] | Production Completed
STP_005-003 | Data Enrichment | RYM | RYM | COMPLETED | 2023-03-17 | 2023-03-20 |  | PSR102148 | 102148 | PSR102148 | SLEEVE, MECHANICAL, P/N 14, DRIVE SIDE, | SLEEVE, MECHANICAL, P/N 14, DRIVE SIDE, MATERIAL: S45C; FOR PSA OXYGEN COMPRESSOR, TYPE RF-250NP, MFG. NO. JS-0186, REFERENCE DWG. NO. 1RA-35580, MFR: TAIKO KIKAI INDUSTRIES CO., LTD., JAPAN | SLEEVE, MECHANICAL, P/N 14, DRIVE SIDE, MATERIAL: S45C; FOR PSA OXYGEN COMPRESSOR, TYPE RF-250NP, MFG. NO. JS-0186, REFERENCE DWG. NO. 1RA-35580, MFR: TAIKO KIKAI INDUSTRIES CO., LTD., JAPAN | PC | 0 | 0 | STOCK | Min-Max | CONSUMABLES | C | 0 | PD | 3000 | ERSA | OTHER | N | N/A | N/A | N/A | N | 14 | 90 | EX | TAIKO KIKAI INDUSTRIES CO., LTD., JAPAN | PC | C |  | URL NOT FOUND |  |  | 14 | [12 empty] | PSA OXYGEN COMPRESSOR | RF-250NP | TAIKO KIKAI INDUSTRIES CO., LTD., JAPAN | 1RA-35580 | [5 empty] | JS-0186 | CLEANSED | SLEEVE | NO MODIFIER | TYPE | MECHANICAL,DRIVE SIDE | SIZE |  | MATERIAL | CARBON STEEL GRADE S45C | HAZARD CLASS |  | CERTIFICATION/STANDARD |  | ADDITIONAL FEATURES EN |  | ADDITIONAL FEATURES ES |  | ADDITIONAL FEATURES FR | [45 empty] | Production Completed
STP_005-003 | Data Enrichment | RYM | RYM | COMPLETED | 2023-03-17 | 2023-03-20 |  | PSR117524 | 117524 | PSR117524 | SLING, WEB, NYLON, 2-PLY, 75.0 mm X 2.0 | SLING, WEB, NYLON, 2-PLY, 75.0 mm X 2.0 METERS LONG, 2.0 TONS STRAIGHT HANGING CAPACITY, FLAT EYE-AND-EYE TYPE | SLING, WEB, NYLON, 2-PLY, 75.0 mm X 2.0 METERS LONG, 2.0 TONS STRAIGHT HANGING CAPACITY, FLAT EYE-AND-EYE TYPE | PC | 0 | 0 | STOCK | Min-Max | CONSUMABLES | C | 0 | PD | 4090 | ERSA | OTHER | N | N/A | N/A | N/A | N | N/A | 30 | EX | N/A | PC |  |  | URL NOT FOUND | [25 empty] | CLEANSED | SLING | WEB | TYPE |  | LENGTH | 2 M | WIDTH | 75 MM | MATERIAL | NYLON | NUMBER OF PLYS | 2 | LOAD RATING | 2 TON | END TYPE | FLAT EYE X EYE | COLOUR |  | HAZARD CLASS |  | CERTIFICATION/STANDARD |  | ADDITIONAL FEATURES EN | STRAIGHT HANG | ADDITIONAL FEATURES ES |  | ADDITIONAL FEATURES FR | [35 empty] | Production Completed
STP_005-003 | Data Enrichment | RYM | RYM | COMPLETED | 2023-03-17 | 2023-03-20 |  | PSR013493 | 013493 | PSR013493 | SOLUTION, POTASSIUM NITRATE (SAT), ELECT | SOLUTION, POTASSIUM NITRATE (SAT), ELECTROLYTE KNO3-1MOL/L, 250 ml BOTTLE | SOLUTION, POTASSIUM NITRATE (SAT), ELECTROLYTE KNO3-1MOL/L, 250 ml BOTTLE | ML | 250 | 500 | STOCK | Min-Max | CONSUMABLES | B | 0 | V1 | 5380 | HIBE | OTHER | N | N/A | N/A | N/A | N | N/A | 30 | HB | N/A | ML |  |  | URL NOT FOUND | [25 empty] | CLEANSED | SOLUTION | NO MODIFIER | TYPE | POTASSIUM NITRATE (SAT) | CHEMICAL/TRADE NAME | ELECTROLYTE KNO3 | CONTAINER | 250 ML PER BOTTLE | CONCENTRATION | 1 MOL/L | HAZARD CLASS |  | CERTIFICATION/STANDARD |  | ADDITIONAL FEATURES EN |  | ADDITIONAL FEATURES ES |  | ADDITIONAL FEATURES FR | [43 empty] | Production Completed
STP_005-003 | Data Enrichment | RYM | RYM | COMPLETED | 2023-03-17 | 2023-03-20 |  | PSR016308 | 016308 | PSR016308 | SPEAKERPHONE, BLUETOOTH OR USB , FOR CON | SPEAKERPHONE, BLUETOOTH OR USB , FOR CONFERENCE SPEAKERPHONE | SPEAKERPHONE, BLUETOOTH OR USB , FOR CONFERENCE SPEAKERPHONE | UT | 0 | 0 | STOCK | Min-Max | CONSUMABLES | C | 0 | PD | 4500 | ERSA | OTHER | N | N/A | N/A | N/A | N | N/A | 30 | EX | N/A | EA |  |  | URL NOT FOUND | [25 empty] | CLEANSED | SPEAKER | NO MODIFIER | TYPE | BLUETOOTH/USB PHONE | VOLTAGE RATING |  | POWER RATING |  | IMPEDANCE |  | RESISTANCE RANGE |  | SIZE |  | MOUNTING TYPE |  | COMPATIBILITY |  | HAZARD CLASS |  | CERTIFICATION/STANDARD |  | ADDITIONAL FEATURES EN | FOR CONFERENCE SPEAKERPHONE | ADDITIONAL FEATURES ES |  | ADDITIONAL FEATURES FR | [35 empty] | Production Completed
STP_005-003 | Data Enrichment | RYM | RYM | COMPLETED | 2023-03-17 | 2023-03-20 |  | PSR954620 | 954620 | PSR954620 | SPRING, HOOK TYPE, P/N: 64361-91500, FOR | SPRING, HOOK TYPE, P/N: 64361-91500, FORK LOCK GROUP, FOR CATERPILLAR FORKLIFT MODEL: DP60, MNFR: CATERPILLAR | SPRING, HOOK TYPE, P/N: 64361-91500, FORK LOCK GROUP, FOR CATERPILLAR FORKLIFT MODEL: DP60, MNFR: CATERPILLAR | PC | 0 | 0 | STOCK | Min-Max | CRITICAL | B | 0 | PD | 5920 | ERSA | OTHER | Y | P/N 64361-91500 | 3000003 | CATERPILLAR | N | N/A | 90 | EX | N/A | PC |  |  | URL NOT FOUND |  | CATERPILLAR | 64361-91500 | [12 empty] | FORKLIFT | DP60 | CATERPILLAR | [7 empty] | CLEANSED | SPRING | NO MODIFIER | TYPE | HOOK | SIZE |  | MATERIAL |  | MATERIAL SPECIFICATION |  | COATING/FINISH |  | HAZARD CLASS |  | CERTIFICATION/STANDARD |  | ADDITIONAL FEATURES EN | FORK LOCK GROUP | ADDITIONAL FEATURES ES |  | ADDITIONAL FEATURES FR | [41 empty] | Production Completed
STP_005-003 | Data Enrichment | RYM | RYM | completed | 2023-03-17 | 2023-03-17 |  | PSR391440 | 391440 | PSR391440 | SPRINKLER, REVOLVING/ROTATING, PLASTIC, | SPRINKLER, REVOLVING/ROTATING, PLASTIC, ADJUSTABLE SPRAY PATTERN, WITH STANDARD FEMALE GARDEN HOSE THREAD (GHT) INLET AND SLED TYPE BASE. | SPRINKLER, REVOLVING/ROTATING, PLASTIC, ADJUSTABLE SPRAY PATTERN, WITH STANDARD FEMALE GARDEN HOSE THREAD (GHT) INLET AND SLED TYPE BASE. | PC | 0 | 0 | STOCK | Min-Max | CONSUMABLES | C | 0 | PD | 4090 | ERSA | OTHER | N | N/A | N/A | N/A | N | N/A | 30 | EX | N/A | PC |  |  | URL NOT FOUND | [25 empty] | CLEANSED | SPRINKLER | NO MODIFIER | TYPE | REVOLVING/ROTATING | FLOW RATING |  | MATERIAL | PLASTIC | ANGLE OF ROTATION |  | SPACING |  | SIZE |  | THROW RADIUS |  | PRESSURE RATING |  | HAZARD CLASS |  | CERTIFICATION/STANDARD |  | ADDITIONAL FEATURES EN | C/W STANDARD FEMALE GARDEN HOSE THREAD (GHT) INLET AND SLED TYPE BASE,ADJUSTABLE SPRAY PATTERN | ADDITIONAL FEATURES ES |  | ADDITIONAL FEATURES FR | [35 empty] | Production Completed
STP_005-003 | Data Enrichment | RYM | RYM | COMPLETED | 2023-03-17 | 2023-03-20 |  | PSR039851 | 039851 | PSR039851 | STAND, TARPAULIN, ADJUSTABLE, WITH METAL | STAND, TARPAULIN, ADJUSTABLE, WITH METAL BASE PLATE ON EACH POST, DIMENSION: 18 FT WIDTH X 36 FT LENGTH X 5.5 FT HEIGHT; FOR CATHODE OPENYARD STOCKPILING; FOR FABRICATION | STAND, TARPAULIN, ADJUSTABLE, WITH METAL BASE PLATE ON EACH POST, DIMENSION: 18 FT WIDTH X 36 FT LENGTH X 5.5 FT HEIGHT; FOR CATHODE OPENYARD STOCKPILING; FOR FABRICATION | PC | 0 | 0 | STOCK | Min-Max | CONSUMABLES | C | 0 | PD | 4090 | ERSA | OTHER | N | N/A | N/A | N/A | N | N/A | 90 | EX | N/A | PC |  |  | URL NOT FOUND | [25 empty] | CLEANSED | STAND | NO MODIFIER | TYPE | ADJUSTABLE TARPAULIN | SIZE | WD 18 X LG 36 X HT 5.5 FT | MATERIAL |  | NUMBER OF LEGS |  | MOUNTING TYPE |  | HAZARD CLASS |  | CERTIFICATION/STANDARD |  | ADDITIONAL FEATURES EN | C/W METAL BASE PLATE ON EACH POST,FOR CATHODE OPENYARD STOCKPILING,FABRICATION | ADDITIONAL FEATURES ES |  | ADDITIONAL FEATURES FR | [41 empty] | Production Completed
STP_005-003 | Data Enrichment | RYM | RYM | SUITABLE NM NOT FOUND | 2023-03-17 | 2023-03-17 |  | PSR202150 | 202150 | PSR202150 | STERILIZER / DRYER, TABLEWARE AND KITCHE | STERILIZER / DRYER, TABLEWARE AND KITCHEN UTENSILS, MODEL MSTD-108BYU, MARKES OF CANADA | STERILIZER / DRYER, TABLEWARE AND KITCHEN UTENSILS, MODEL MSTD-108BYU, MARKES OF CANADA | UT | 0 | 0 | STOCK | Min-Max | CONSUMABLES | C | 0 | PD | 4090 | ERSA | OTHER | N | N/A | N/A | N/A | N | N/A | 30 | EX | N/A | EA |  |  | URL NOT FOUND |  | MARKES OF CANADA | MSTD-108BYU | [85 empty] | Production Completed
STP_005-003 | Data Enrichment | RYM | RYM | COMPLETED | 2023-03-17 | 2023-03-20 |  | PSR023706 | 023706 | PSR023706 | STICKER, CUSTOMIZED, LOGO, TEXT AND/OR G | STICKER, CUSTOMIZED, LOGO, TEXT AND/OR GRAPHICS AS SHOWN IN ATTACHMENT; FOR HARD HAT AND/OR OUTDOOR USE. | STICKER, CUSTOMIZED, LOGO, TEXT AND/OR GRAPHICS AS SHOWN IN ATTACHMENT; FOR HARD HAT AND/OR OUTDOOR USE. | PC | 0 | 0 | STOCK | Min-Max | CONSUMABLES | C | 7 | PD | 4090 | ERSA | OTHER | N | N/A | N/A | N/A | N | N/A | 30 | EX | N/A | PC |  |  | URL NOT FOUND | [25 empty] | CLEANSED | STICKER | NO MODIFIER | TYPE | CUSTOMIZED,LOGO | LEGEND |  | DIMENSIONS |  | LEGEND COLOUR |  | BACKGROUND COLOUR |  | MATERIAL |  | HAZARD CLASS |  | CERTIFICATION/STANDARD |  | ADDITIONAL FEATURES EN | TEXT AND/OR GRAPHICS AS SHOWN IN ATTACHMENT,FOR HARD HAT AND/OR OUTDOOR | ADDITIONAL FEATURES ES |  | ADDITIONAL FEATURES FR | [39 empty] | Production Completed
STP_005-003 | Data Enrichment | RYM | RYM | completed | 2023-03-17 | 2023-03-21 |  | PSR027948 | 027948 | PSR027948 | STUB-END, SHORT SPIGOT, 12" NOMINAL DIAM | STUB-END, SHORT SPIGOT, 12" NOMINAL DIAMETER, IPS SDR 17 PE 4710, PN10 OR 150LB, JIS10K PRESSURE RATING, BUTT HEAT FUSION, CONFORMING TO ASTM D3261 | STUB-END, SHORT SPIGOT, 12" NOMINAL DIAMETER, IPS SDR 17 PE 4710, PN10 OR 150LB, JIS10K PRESSURE RATING, BUTT HEAT FUSION, CONFORMING TO ASTM D3261 | PC | 0 | 0 | STOCK | Min-Max | CONSUMABLES | C | 0 | PD | 5920 | ERSA | OTHER | N | N/A | N/A | N/A | N | N/A | 30 | EX | N/A | PC |  |  | URL NOT FOUND | [25 empty] | CLEANSED | STUB | PIPE | TYPE | END,SHORT SPIGOT | NOMINAL SIZE | 12 IN | LAP DIAMETER |  | OUTER DIAMETER |  | END CONNECTION | BUTT HEAT FUSION | SCHEDULE/WALL THICKNESS |  | PRESSURE RATING | PN10/150 LB | MATERIAL | HDPE | MATERIAL SPECIFICATION | PE4710 | COATING/FINISH |  | OVERALL LENGTH |  | HAZARD CLASS |  | CERTIFICATION/STANDARD | ASTM D3261 | ADDITIONAL FEATURES EN | PRESSURE CLASS:JIS 10K,DIMENSION RATIO (DR):17,IPS | ADDITIONAL FEATURES ES |  | ADDITIONAL FEATURES FR | [29 empty] | Production Completed
STP_005-003 | Data Enrichment | RYM | RYM | completed | 2023-03-17 | 2023-03-21 |  | PSR940904 | 940904 | PSR940904 | SYSTEM, VIBRATION MONITOR, MODEL: 9201 S | SYSTEM, VIBRATION MONITOR, MODEL: 9201 SERIES, COMPLETE SET WITH VIBRATION SENSOR, MEASURING FREQUENCY RANGE: 20 T0 500 HZ (WITHIN + - 6%), MEASURING RANGE: 0 TO 150 µm P-P, MONITOR: ALARM µm P-P | SYSTEM, VIBRATION MONITOR, MODEL: 9201 SERIES, COMPLETE SET WITH VIBRATION SENSOR, MEASURING FREQUENCY RANGE: 20 T0 500 HZ (WITHIN + - 6%), MEASURING RANGE: 0 TO 150 µm P-P, MONITOR: ALARM µm P-P, TRIP µm P-P, PICKUP MODEL: VP3144D, OPERATING SPEED: RPM, MFR: IMV CORP. | UT | 0 | 0 | STOCK | Min-Max | CONSUMABLES | C | 0 | PD | 1600 | ERSA | OTHER | N | N/A | N/A | N/A | N | N/A | 30 | EX | N/A | EA |  |  | URL NOT FOUND |  | IMV CORP | 9201 | IMV CORP | VP3144D | [20 empty] | CLEANSED | MONITOR | NO MODIFIER | TYPE | VIBRATION | MEASURING RANGE | 0-150 UM M(P-P) | ACCURACY |  | DISPLAY TYPE |  | DISPLAY SIZE |  | ELECTRICAL RATING |  | MATERIAL |  | MOUNTING TYPE |  | HAZARD CLASS |  | CERTIFICATION/STANDARD |  | ADDITIONAL FEATURES EN | MEASURING FREQUENCY RANGE:20-500 HZ (WITHIN +/-6 PCT),MONITOR:ALARM UM m P-P, TRIP UM m P-P, PICKUP MODEL:VP3144D, OPERATING SPEED: RPM,COMPLETE SET C/W VIBRATION SENSOR | ADDITIONAL FEATURES ES |  | ADDITIONAL FEATURES FR | [35 empty] | Production Completed
STP_005-003 | Data Enrichment | RYM | RYM | COMPLETED | 2023-03-17 | 2023-03-20 |  | PSR022262 | 022262 | PSR022262 | TABLE, ROUND, 25 mm (T) X 800 mm DIAMETE | TABLE, ROUND, 25 mm (T) X 800 mm DIAMETER X 740 (H) mm, MAPLE MFC FINISH, TUBULAR LEG WITH STEPPED ROUND BASE (WITHOUT RUBBER PROTECTOR). | TABLE, ROUND, 25 mm (T) X 800 mm DIAMETER X 740 (H) mm, MAPLE MFC FINISH, TUBULAR LEG WITH STEPPED ROUND BASE (WITHOUT RUBBER PROTECTOR). | SE | 0 | 0 | STOCK | Min-Max | CONSUMABLES | C | 0 | PD | 2700 | ERSA | OTHER | N | N/A | N/A | N/A | N | N/A | 30 | EX | N/A | EA |  |  | URL NOT FOUND | [25 empty] | CLEANSED | TABLE | NO MODIFIER | TYPE | ROUND | DIMENSIONS | DIA 800 X HT 740 X THK 25 MM | MATERIAL |  | COLOUR |  | HAZARD CLASS |  | CERTIFICATION/STANDARD |  | ADDITIONAL FEATURES EN | FINISH:MAPLE MFC,TUBULAR LEG C/W STEPPED ROUND BASE (W/O RUBBER PROTECTOR) | ADDITIONAL FEATURES ES |  | ADDITIONAL FEATURES FR | [43 empty] | Production Completed
STP_005-003 | Data Enrichment | RYM | RYM | completed | 2023-03-17 | 2023-03-21 | URL FOR REFERENCE | PSR328887 | 328887 | PSR328887 | TAPE, HYPOALLERGENIC, 1 X 10 YARDS/ROLL, | TAPE, HYPOALLERGENIC, 1 X 10 YARDS/ROLL, TRANSPORE WHITE, BRAND: 3M | TAPE, HYPOALLERGENIC, 1 X 10 YARDS/ROLL, TRANSPORE WHITE, BRAND: 3M | RL | 0 | 0 | STOCK | Min-Max | CONSUMABLES | C | 0 | PD | 4090 | ERSA | OTHER | Y | - | 3000220 | 3M | N | N/A | 30 | EX | N/A | ROL |  |  | https://www.3mindia.in/3M/en_IN/p/d/b10057822/ |  | 3M | [23 empty] | CLEANSED | TAPE | ADHESIVE | TYPE | HYPOALLERGENIC | WIDTH |  | LENGTH |  | THICKNESS |  | MATERIAL |  | COLOUR | TRANSPORE WHITE | LEGEND |  | PACKAGE TYPE | 1 X 10 YARDS PER ROLL | HAZARD CLASS |  | CERTIFICATION/STANDARD |  | ADDITIONAL FEATURES EN |  | ADDITIONAL FEATURES ES |  | ADDITIONAL FEATURES FR | [35 empty] | Production Completed
STP_005-003 | Data Enrichment | RYM | RYM | NM DOUBT | 2023-03-17 | 2023-03-21 |  | PSR954781 | 954781 | PSR954781 | TAPE,ELECTRICAL;MNFR:3M,PTNO:SCOTCH 35,T | TAPE,ELECTRICAL;MNFR:3M,PTNO:SCOTCH 35,TYPE:COLOUR CODED,PHASE IDENTIFICATION,SIZE:WD 19.05 MM X LG 20 M,COLOUR:WHITE,MATERIAL:RUBBER,BACKING:VINYL,MATERIAL THICKNESS:0.18 MM,TEMPERATURE RATING:MAX 105 DEG C, | TAPE,ELECTRICAL;MNFR:3M,PTNO:SCOTCH 35,TYPE:COLOUR CODED,PHASE IDENTIFICATION,SIZE:WD 19.05 MM X LG 20 M,COLOUR:WHITE,MATERIAL:RUBBER,BACKING:VINYL,MATERIAL THICKNESS:0.18 MM,TEMPERATURE RATING:MAX 105 DEG C,DIELECTRIC STRENGTH:30 N/10 MM,CERTIFICATION/STANDARD:ROHS 2015/863/EU,ADDITIONAL FEATURES EN:FLAME RETARDANT,VOLTAGE RATING:600 V | EA | 0 | 0 | STOCK | Min-Max | CONSUMABLES | B | 0 | PD | 1600 | ERSA | OTHER | Y | SCOTCH 24 | 3000220 | 3M | N | N/A | 90 | EX | N/A | EA | B |  | https://www.3m.com/3M/en_US/p/d/b10180533/ |  | 3M | SCOTCH 24 | [22 empty] | ENRICHED | TAPE | ELECTRICAL | TYPE | COLOR CODED,PHASE IDENTIFICATION | SIZE | WD 19.05 MM X LG 20 M | COLOUR | WHITE | MATERIAL | RUBBER | MATERIAL THICKNESS | 0.18 MM | TEMPERATURE RATING | 105 DEG C | DIELECTRIC STRENGTH | 30 N/10 MM | HAZARD CLASS |  | CERTIFICATION/STANDARD | ROHS 2015/863/EU | ADDITIONAL FEATURES EN | BACKING MATERIAL:VINYL,VOLTAGE RATING:600 V,FLAME RETARDANT | ADDITIONAL FEATURES ES |  | ADDITIONAL FEATURES FR | [37 empty] | Production Completed
STP_005-003 | Data Enrichment | RYM | RYM | completed | 2023-03-17 | 2023-03-21 |  | PSR100347 | 100347 | PSR100347 | TEE, STRAIGHT, PIPE, SCH 80, B. I., 125 | TEE, STRAIGHT, PIPE, SCH 80, B. I., 125 MM ND, SOCKET-WELDING TYPE | TEE, STRAIGHT, PIPE, SCH 80, B. I., 125 MM ND, SOCKET-WELDING TYPE | PC | 0 | 0 | STOCK | Min-Max | CONSUMABLES | C | 2231.25 | PD | 2200 | ERSA | OTHER | N | N/A | N/A | N/A | N | N/A | 30 | EX | N/A | PC |  |  | URL NOT FOUND | [25 empty] | CLEANSED | TEE | PIPE | TYPE | STRAIGHT | NOMINAL SIZE | 125 MM | END CONNECTION | SOCKET WELD | PRESSURE CLASS/RATING |  | SCHEDULE/WALL THICKNESS | SCH 80 | MATERIAL | IRON | MATERIAL SPECIFICATION |  | COATING/FINISH | BLACK | LENGTH |  | HAZARD CLASS |  | CERTIFICATION/STANDARD |  | ADDITIONAL FEATURES EN |  | ADDITIONAL FEATURES ES |  | ADDITIONAL FEATURES FR | [33 empty] | Production Completed
STP_005-003 | Data Enrichment | RYM | RYM | ATTRIBUTE | 2023-03-17 | 2023-03-21 |  | PSR011193 | 011193 | PSR011193 | THERMOMETER, THERMOCOUPLE, DIGI-SENSE, D | THERMOMETER, THERMOCOUPLE, DIGI-SENSE, DUAL INPUT, MODEL: RK-9100-40, RESOLUTION: 0.1°F/C BETWEEN -150° AND 999.9°; 1° BELOW -150° AND ABOVE 999.9°; ACCURACY: BELOW -150°C (-238°F): +/-0.1% OF READING PLUS 0.4 C (0.7 F), | THERMOMETER, THERMOCOUPLE, DIGI-SENSE, DUAL INPUT, MODEL: RK-9100-40, RESOLUTION: 0.1°F/C BETWEEN -150° AND 999.9°; 1° BELOW -150° AND ABOVE 999.9°; ACCURACY: BELOW -150°C (-238°F): +/-0.1% OF READING PLUS 0.4 C (0.7 F), BATTERY LIFE: 750 hrs., DISTRIBUTOR: COLE PARMER | UT | 0 | 0 | STOCK | Min-Max | CONSUMABLES | C | 0 | PD | 1600 | ERSA | OTHER | N | N/A | N/A | N/A | N | N/A | 30 | EX | N/A | EA |  |  | URL NOT FOUND | [9 empty] | COLE PARMER | RK-9100-40 | [14 empty] | CLEANSED | THERMOMETER | DIGITAL | TYPE | THERMOCOUPLE | MEASURING RANGE |  | ACCURACY | BELOW -150 DEG C (-238 DEG F) +/-0.1 PCT OF READING PLUS 0.4 DEG C (0.7 DEG F) | RESOLUTION | 0.1 DEG F/C BETWEEN -150 DEG AND 999.9 DEG, 1 DEG BELOW -150 DEG AND ABOVE 999.9 DEG | DIAL SIZE |  | SENSOR TYPE |  | POWER SUPPLY |  | SIZE |  | STORAGE |  | SPECTRAL RANGE |  | MATERIAL |  | HAZARD CLASS |  | CERTIFICATION/STANDARD |  | ADDITIONAL FEATURES EN | BATTERY LIFE:750 HR | ADDITIONAL FEATURES ES |  | ADDITIONAL FEATURES FR | [29 empty] | Production Completed
STP_005-003 | Data Enrichment | RYM | RYM | completed | 2023-03-17 | 2023-03-21 |  | PSR413510 | 413510 | PSR413510 | TONGS, FOOD | TONGS, FOOD | TONGS, FOOD | PC | 0 | 0 | STOCK | Min-Max | CONSUMABLES | C | 450 | PD | 4030 | ERSA | OTHER | N | N/A | N/A | N/A | N | N/A | 30 | EX | N/A | PC |  |  | URL NOT FOUND | [25 empty] | CLEANSED | TONG | NO MODIFIER | TYPE | FOOD | SIZE |  | JAW TYPE |  | JAW LENGTH |  | MATERIAL |  | CAPACITY |  | OVERALL LENGTH |  | HAZARD CLASS |  | CERTIFICATION/STANDARD |  | ADDITIONAL FEATURES EN |  | ADDITIONAL FEATURES ES |  | ADDITIONAL FEATURES FR | [37 empty] | Production Completed
STP_005-003 | Data Enrichment | RYM | RYM | completed | 2023-03-17 | 2023-03-21 |  | PSR041863 | 041863 | PSR041863 | TRANSFORMER, CONTROL, TYPE: BK-3000VA, I | TRANSFORMER, CONTROL, TYPE: BK-3000VA, INPUT VOLTAGE: 440VAC, OUTPUT VOLTAGE: 220/110VAC, FREQUENCY 60HZ, MANUFACTURER: CNSHAFE | TRANSFORMER, CONTROL, TYPE: BK-3000VA, INPUT VOLTAGE: 440VAC, OUTPUT VOLTAGE: 220/110VAC, FREQUENCY 60HZ, MANUFACTURER: CNSHAFE | PC | 0 | 0 | STOCK | Min-Max | CRITICAL | A | 0 | PD | 5610 | ERSA | OTHER | N | N/A | N/A | N/A | N | N/A | 30 | EX | N/A | PC |  |  | http://www.sencipower.com/UploadFiles/201171356984393.pdf |  | CNSHAFE | BK-3000VA | [22 empty] | CLEANSED | TRANSFORMER | NO MODIFIER | TYPE | CONTROL | VOLTAGE RATING | 440 VAC (I/P),220/110 VAC (O/P) | NUMBER OF PHASE |  | CURRENT RATING |  | FREQUENCY RATING | 60 HZ | ENCLOSURE |  | HAZARD CLASS |  | CERTIFICATION/STANDARD |  | ADDITIONAL FEATURES EN | POWER RATING:3000 VA | ADDITIONAL FEATURES ES |  | ADDITIONAL FEATURES FR | [39 empty] | Production Completed
STP_005-003 | Data Enrichment | RYM | RYM | completed | 2023-03-17 | 2023-03-21 |  | PSR012454 | 012454 | PSR012454 | TRAY, CABLE, HORIZONTAL TEE TYPE, 600 mm | TRAY, CABLE, HORIZONTAL TEE TYPE, 600 mm W X 70 mm H, 2 mm THICKNESS, STAINLESS STEEL MATERIAL: SUS 304, COMPLETE WITH CONNECTORS, BOLTS NUTS AND PLAIN WASHER, WITH COVER AND BONDING JUMPER | TRAY, CABLE, HORIZONTAL TEE TYPE, 600 mm W X 70 mm H, 2 mm THICKNESS, STAINLESS STEEL MATERIAL: SUS 304, COMPLETE WITH CONNECTORS, BOLTS NUTS AND PLAIN WASHER, WITH COVER AND BONDING JUMPER | SE | 0 | 0 | STOCK | Min-Max | CONSUMABLES | C | 0 | PD | 1810 | ERSA | OTHER | N | N/A | N/A | N/A | N | N/A | 30 | EX | N/A | EA |  |  | URL NOT FOUND | [25 empty] | CLEANSED | TRAY | CABLE | TYPE | HORIZONTAL TEE | WIDTH | 600 MM | LENGTH | 70 MM | DEPTH | 2 MM | MATERIAL | STAINLESS STEEL 304 | SHAPE |  | CAPACITY |  | HAZARD CLASS |  | CERTIFICATION/STANDARD |  | ADDITIONAL FEATURES EN | COMPLETE C/W CONNECTORS, BOLTS NUTS,PLAIN WASHER,COVER,BONDING JUMPER | ADDITIONAL FEATURES ES |  | ADDITIONAL FEATURES FR | [37 empty] | Production Completed
STP_005-003 | Data Enrichment | RYM | RYM | completed | 2023-03-17 | 2023-03-21 |  | PSR057341 | 057341 | PSR057341 | TUBE, AIR, ITEM 8, PART NUMBER: 105893A. | TUBE, AIR, ITEM 8, PART NUMBER: 105893A. FOR SAG MILL EATON AIRFLEX CLUTCH. BM-0604-MP-01, MNFR: EATON | TUBE, AIR, ITEM 8, PART NUMBER: 105893A. FOR SAG MILL EATON AIRFLEX CLUTCH. BM-0604-MP-01, MNFR: EATON | PC | 0 | 0 | STOCK | Min-Max | CONSUMABLES | C | 0 | PD | 4090 | ERSA | OTHER | Y | 10583A | 3000267 | EATON | N | N/A | 90 | EX | N/A | PC |  |  | URL NOT FOUND |  | EATON | 10583A |  | 8 |  |  |  |  | AIRFLEX | [15 empty] | CLEANSED | TUBE | NO MODIFIER | TYPE | AIR | SIZE |  | MATERIAL |  | MATERIAL SPECIFICATION |  | PRESSURE RATING |  | TEMPERATURE RATING |  | HAZARD CLASS |  | CERTIFICATION/STANDARD |  | ADDITIONAL FEATURES EN | FOR SAG MILL CLUTCH P/N BM-0604-MP-01 | ADDITIONAL FEATURES ES |  | ADDITIONAL FEATURES FR | [39 empty] | Production Completed
STP_005-003 | Data Enrichment | RYM | RYM | completed | 2023-03-17 | 2023-03-21 | SERIES MATCH | PSR057774 | 057774 | PSR057774 | U-BOLT, 316L SS, 500 MM PIPE DIAMETER, R | U-BOLT, 316L SS, 500 MM PIPE DIAMETER, ROD SIZE: 1'', C DIMENSION: 21-1/8'', ANVIL FIG.137 OR EQUAL, WITH 4 HEX NUTS | U-BOLT, 316L SS, 500 MM PIPE DIAMETER, ROD SIZE: 1'', C DIMENSION: 21-1/8'', ANVIL FIG.137 OR EQUAL, WITH 4 HEX NUTS | SE | 0 | 0 | STOCK | Min-Max | CONSUMABLES | C | 0 | PD | 1540 | ERSA | OTHER | N | N/A | N/A | N/A | N | N/A | 30 | EX | N/A | EA |  |  | https://www.dillonsupply.com/Product/anvil-0500320148 | https://www.asc-es.com/resource/137%20and%20137S%20Standard%20U-Bolt%20Submittal | ANVIL | FIG 137 | [22 empty] | CLEANSED | BOLT | U | TYPE |  | INSIDE WIDTH |  | INSIDE LENGTH |  | LOAD RATING |  | THREAD DIAMETER |  | THREAD LENGTH |  | MATERIAL | STAINLESS STEEL 316L | MATERIAL SPECIFICATION |  | THREAD PITCH |  | THREAD SERIES |  | COATING/FINISH |  | HAZARD CLASS |  | CERTIFICATION/STANDARD |  | ADDITIONAL FEATURES EN | PIPE DIA:500 MM,ROD SIZE:1 IN,WIDTH:21-1/8 IN,C/W 4 HEX NUT | ADDITIONAL FEATURES ES |  | ADDITIONAL FEATURES FR | [29 empty] | Production Completed
STP_005-003 | Data Enrichment | RYM | RYM | completed | 2023-03-17 | 2023-03-21 |  | PSR937455 | 937455 | PSR937455 | VAN, OFFICE, 10 FOOTER CONTAINER VAN, IN | VAN, OFFICE, 10 FOOTER CONTAINER VAN, INCLUDES WHITE VYNIL TILES ON FLOORING, WHITE COLOR INDSIDE, W/ AIRCON, WATER DISPENSER, LIGHTINGS AND OUTLETS, 2 WOODEN BENCHES | VAN, OFFICE, 10 FOOTER CONTAINER VAN, INCLUDES WHITE VYNIL TILES ON FLOORING, WHITE COLOR INDSIDE, W/ AIRCON, WATER DISPENSER, LIGHTINGS AND OUTLETS, 2 WOODEN BENCHES, ALUMINUM SLIDING GLASS WINDOW (4 WINDOWS ALL, 1 WINDOW EACH OF THE 4 SIDES), 1- STEEL MAIN DOOR W/ LEVER TYPE DOOR KNOB AND HEAVY DUTY DOOR CLOSER | UT | 0 | 0 | STOCK | Min-Max | CONSUMABLES | C | 0 | PD | 4090 | ERSA | OTHER | N | N/A | N/A | N/A | N | N/A | 60 | EX | N/A | EA |  |  | URL NOT FOUND | [25 empty] | CLEANSED | CONTAINER | NO MODIFIER | TYPE | OFFICE VAN | CAPACITY |  | MATERIAL |  | OVERALL SIZE |  | COLOUR |  | HAZARD CLASS |  | CERTIFICATION/STANDARD |  | ADDITIONAL FEATURES EN | 10 FOOTER,INCLUDES WHITE VYNIL TILES ON FLOORING, WHITE COLOR INDSIDE,C/W AIRCONDITIONER, WATER DISPENSER, LIGHTINGS AND OUTLETS, 2 WOODEN BENCHES, ALUMINUM SLIDING GLASS WINDOW (4 WINDOWS ALL, 1 WINDOW EACH OF THE 4 SIDES), 1 STEEL MAIN DOOR,LEVER TYPE DOOR KNOB AND HEAVY DUTY DOOR CLOSER | ADDITIONAL FEATURES ES |  | ADDITIONAL FEATURES FR | [41 empty] | Production Completed
STP_005-003 | Data Enrichment | RYM | RYM | completed | 2023-03-17 | 2023-03-21 |  | PSR940207 | 940207 | PSR940207 | WALL MOUNTED EQUIPMENT PLATFORM - (FOR W | WALL MOUNTED EQUIPMENT PLATFORM - (FOR WATER HEATER), 24"X24"X4" WITH STEEL DRAIN, HANGER RODS AND HARDWARE. MANUF/MODEL: HOLDRITE MODEL 30-SWHP-WM | WALL MOUNTED EQUIPMENT PLATFORM - (FOR WATER HEATER), 24"X24"X4" WITH STEEL DRAIN, HANGER RODS AND HARDWARE. MANUF/MODEL: HOLDRITE MODEL 30-SWHP-WM | PC | 0 | 0 | STOCK | Min-Max | CONSUMABLES | C | 0 | PD | 4090 | ERSA | OTHER | N | N/A | N/A | N/A | N | N/A | 30 | EX | N/A | PC |  |  | https://www.holdrite.com/us/en/water-heater/platforms-stands/quick-stand-wall-mounted-water-heater-platform |  | HOLDRITE | 30-SWHP-WM | [22 empty] | CLEANSED | PLATFORM | NO MODIFIER | TYPE | WALL MOUNTED WATER HEATER | SIZE | 24 X 24 X 4 IN | LOAD CAPACITY | 300 LBS | MATERIAL | STEEL | HAZARD CLASS |  | CERTIFICATION/STANDARD |  | ADDITIONAL FEATURES EN | C/W STEEL DRAIN, HANGER RODS,HARDWARE | ADDITIONAL FEATURES ES |  | ADDITIONAL FEATURES FR | [43 empty] | Production Completed
STP_005-003 | Data Enrichment | RYM | RYM | completed | 2023-03-17 | 2023-03-21 | SOURCE BASED ON ITEM NO | PSR056796 | 056796 | PSR056796 | WASHER, PARTS, ITEM NO: PW-20, 20 GALLON | WASHER, PARTS, ITEM NO: PW-20, 20 GALLON CAPACITY, 804X540X885MM; MFR: SHOWA | WASHER, PARTS, ITEM NO: PW-20, 20 GALLON CAPACITY, 804X540X885MM; MFR: SHOWA | AY | 0 | 0 | STOCK | Min-Max | CONSUMABLES | C | 0 | PD | 1540 | ERSA | OTHER | N | N/A | N/A | N/A | N | N/A | 30 | EX | N/A | EA |  |  | http://www.pandatools.ph/Showa_Part_Washer |  | SHOWA | [19 empty] | PW-20 |  |  |  | CLEANSED | WASHER | PRESSURE CLEANING | TYPE | PARTS | FLOW RATE |  | PRESSURE RATING |  | ELECTRICAL RATING |  | HAZARD CLASS |  | CERTIFICATION/STANDARD |  | ADDITIONAL FEATURES EN | CAPACITY:20 GAL,SIZE:804 X 540 X 885 MM | ADDITIONAL FEATURES ES |  | ADDITIONAL FEATURES FR | [43 empty] | Production Completed
STP_005-003 | Data Enrichment | RYM | RYM | completed | 2023-03-17 | 2023-03-21 |  | PSR453934 | 453934 | PSR453934 | WHEEL, GRINDING, CARBORUNDUM, 22 mm I.D. | WHEEL, GRINDING, CARBORUNDUM, 22 mm I.D. X 150 mm O.D. X 25 mm THICK, GRIT #60 | WHEEL, GRINDING, CARBORUNDUM, 22 mm I.D. X 150 mm O.D. X 25 mm THICK, GRIT #60 | PC | 0 | 0 | STOCK | Min-Max | CONSUMABLES | C | 235 | PD | 2500 | ERSA | OTHER | N | N/A | N/A | N/A | N | N/A | 30 | EX | N/A | PC |  |  | URL NOT FOUND |  | CARBORUNDUM | [23 empty] | CLEANSED | WHEEL | WIRE | TYPE | GRINDING | DIAMETER | ID 22 X OD 150 MM | WIRE SIZE |  | WIRE MATERIAL |  | TRIM LENGTH |  | FACE WIDTH | 25 MM | MOUNTING TYPE |  | ARBOR SIZE |  | SHANK SIZE |  | HUB MATERIAL |  | SPEED RATING |  | HAZARD CLASS |  | CERTIFICATION/STANDARD |  | ADDITIONAL FEATURES EN | GRIT #60 | ADDITIONAL FEATURES ES |  | ADDITIONAL FEATURES FR | [29 empty] | Production Completed