## Sheet1
Project Code | Activities | Batch | Elec/Mech | Production User | CA Code | Production Comments | Start Date | End Date | Remarks | Griha ID | Record ID | Concat1 | MAKT_Material_Description | MARA_Manufacturer_Part_Number | Manufacturer_Name | PO_TEXT_ENGLISH | PO Text Consolidated | SUPPLIER NAME | Supplier Material Code/Item code | Manufacturer Name | Manufacturer Part # | Part Description Manufacturer | Part Description supplier Industrial | PO text | COMPANY TYPE | TRUE MANUFACTURER | TRUE MANUFACTURER PART NUMBER | ADDITIONAL INFORMATION ( MODEL, DIMENSIONS, ETC..) | PHOTO (YES/NO) | Reference URL | Reference URL1 | Reference URL2 | Manufacturer | Manufacturer Status | MPN 1 | Model Number | Reference Text | ENRICHED/CLEANSED | MRO/NON-MRO Classification | UNSPSC | UNSPSC Description | Noun | Modifier | Attribute Name 1 | Attribute Value 1 | Attribute Name 2 | Attribute Value 2 | Attribute Name 3 | Attribute Value 3 | Attribute Name 4 | Attribute Value 4 | Attribute Name 5 | Attribute Value 5 | Attribute Name 6 | Attribute Value 6 | Attribute Name 7 | Attribute Value 7 | Attribute Name 8 | Attribute Value 8 | Attribute Name 9 | Attribute Value 9 | Attribute Name 10 | Attribute Value 10 | Attribute Name 11 | Attribute Value 11 | Attribute Name 12 | Attribute Value 12 | Attribute Name 13 | Attribute Value 13 | Attribute Name 14 | Attribute Value 14 | Attribute Name 15 | Attribute Value 15 | Attribute Name 16 | Attribute Value 16 | Attribute Name 17 | Attribute Value 17 | Attribute Name 18 | Attribute Value 18 | Attribute Name 19 | Attribute Value 19 | Attribute Name 20 | Attribute Value 20 | Attribute Name 21 | Attribute Value 21 | Attribute Name 22 | Attribute Value 22 | Attribute Name 23 | Attribute Value 23 | Attribute Name 24 | Attribute Value 24 | Attribute Name 25 | Attribute Value 25 | Attribute Name 26 | Attribute Value 26 | Attribute Name 27 | Attribute Value 27 | Attribute Name 28 | Attribute Value 28 | Attribute Name 29 | Attribute Value 29 | Attribute Name 30 | Attribute Value 30 | Prospecta Remarks | Status
STP-007 | DATA ENRICHMENT | Batch_1 | Elec | ATS | ATS | ok | 04-05-2023 | 13-05-2023 |  | 561946 | 561946 | FR41-LF1411040 | PROGRAMMATEUR DE CYCLE LFL1.333 / 1 322 | 600 163 |  |  | PROGRAMMATEUR DE CYCLE LANDIS : LFL1.333 WEISHAUP : REF.: 600255 REF. CONSTRUCTEUR DE DIETRICH : 97956150 §§§§ SUITE DEVIS N° D7496 DU 18.12.2018 §§§§ ( EN REMPLACEMENT DU PROGRAMMATEUR DE CYCLE LFL 1.322 - REF. 600.163 - OBSOLETE ) | [12 empty] | https://mall.industry.siemens.com/mall/en/nz/Catalog/Products/10287781 |  |  | SIEMENS AG | OPM | LFL1.333/1322 | LFL1.333/1322 | ALTERNATE MANUFACTURER NAME:WEISHAUP ¦ DE DIETRICH ;ALTERNATE MANUFACTURER PART NUMBER:600255,97956150;FOLLOWING QUOTATION NUMBER:D7496 DATED 18.12.2018;REFERENCE NUMBER:600.163 - OBSOLETE | ENRICHED | MRO | 39121500 | Electrical controls and accessories | CONTROL |  | TYPE | GAS BURNER | CURRENT | 5 A | FREQUENCY | 50-60 Hz | VOLTAGE | 230 VAC | OUTPUT POWER |  | PRESSURE RATING |  | RATIO |  | ADDITIONAL FEATURES |  | CONNECTION SIZE | [44 empty] | Production Completed
STP-007 | DATA ENRICHMENT | Batch_1 | Elec | ATS | ATS | ok | 04-05-2023 | 13-05-2023 |  | 149790 | 149790 | 8349-50475111 | CONTR,PUMP,PMP-25,LOAD CONT | PMP-25 | Load Controls Inc | CONTROL,PUMP,DETAILS:LOAD CONT,MANUFACTURER:LOAD CONTROLS INC,MFR PART NUMBER:PMP-25 | [13 empty] | https://www.loadcontrols.com/product/pmp-25-pump-load-control/ | https://www.loadcontrols.com/wp-content/uploads/PMP-25-Installation.pdf | https://buy.wesco.com/Tools-and-Installation/Pumps-and-Compressors/Hydraulic-Accessories-and-Replacement-Parts/LOAD-CONTROLS-INC/Control-Digital-Pump-Load-3-1-4-x-6-1-4-x-2-in-For-Use-With-For-Motors-up-to-50-hp/PMP-25/p/78940599999-1 | LOAD CELL SHOP | OPM | PMP-25 | PMP-25 |  | ENRICHED | MRO | 40151500 | Pumps | CONTROL | PUMP | POWER RATING |  | VOLTAGE RATING | 240/300 VAC | TYPE | DIGITAL | RESOLUTION |  | RATIO |  | RANGE |  | DISPLAY | LED | CURRENT RATING | 4-20- mA | ACCURACY |  | TEMPERATURE RANGE | 0-55 DEG C | MATERIAL | GLASS FILLED POLYCARBONATE | INTERFACE TYPE |  | INPUT |  | FLOW RATE |  | ADDITIONAL FEATURES | RESPONSE TIME:500 mSEC | [31 empty] | Production Completed
STP-007 | DATA ENRICHMENT | Batch_1 | Elec | ATS | ATS | ok | 04-05-2023 | 13-05-2023 |  | 375490 | 375490 | BE33-5463395 | SIMATIC PCS7 RACK 6ES7654-8XK03-3BF0 | 6ES7654-8XK03-3BF0 <> SIEMENS |  | RACK PREASSEMBLE SIMATIC PCS7 SINGLE AS SANS CARTE MEMOIRE, AVEC CPU 417-4, INCL.AS RT PO 100 AVEC 1 x CP443-1 IE/PN AVEC UR2 (9 SLOTS) RACK ALU AVEC 1 x ALIM.120/230VCA 10ACC SANS PILE, INCL. LICENCE RUNTIME BUNDLE EDITION F, CPU ET CP UPDATE, SANS LIAIS | RACK PREASSEMBLE SIMATIC PCS7 SINGLE AS SANS CARTE MEMOIRE, AVEC CPU 417-4, INCL.AS RT PO 100 AVEC 1 x CP443-1 IE/PN AVEC UR2 (9 SLOTS) RACK ALU AVEC 1 x ALIM.120/230VCA 10ACC SANS PILE, INCL. LICENCE RUNTIME BUNDLE EDITION F, CPU ET CP UPDATE, SANS LIAIS | [12 empty] | https://mall.industry.siemens.com/mall/en/WW/Catalog/Product/6ES7654-8XK03-3BF0 |  |  | SIEMENS | OPM | 6ES7654-8XK03-3BF0 | 6ES7654-8XK03-3BF0 |  | ENRICHED | MRO | 39121500 | Electrical Controls And Accessories | CONTROL | SYSTEM | TYPE |  | VOLTAGE RATING | 120/230 VAC,10VAC | FREQUENCY |  | ENCLOSURE |  | NUMBER OF NC CONTACTS |  | MOUNTING |  | SIZE |  | CURRENT RATING |  | POWER RATING |  | CONTACT CONFIGURATION |  | MATERIAL |  | COATING/FINISH |  | ADDITIONAL FEATURES | PRE-ASSEMBLED RACK SIMATIC PCS7 SINGLE AS WITHOUT MEMORY CARD,WITH CPU 417-4 | [34 empty] | Part number is not available so we updated model number as part number | Production Completed
STP-007 | DATA ENRICHMENT | Batch_1 | Elec | ATS | ATS | ok | 04-05-2023 | 13-05-2023 |  | 376762 | 376762 | BE33-5557704 | BAC GRACO INVISIPAC HM25C 8CH PC8 25C703 | 25C703 <> GRACO |  | BAC GRACO INVISIPAC HM25C 8CH PC8 REF GRACO: 25C703 | BAC GRACO INVISIPAC HM25C 8CH PC8 REF GRACO: 25C703¦¦BAC GRACO INVISIPAC HM25C 8CH PC8 REF GRACO: 25C703 | [12 empty] | https://www.graco.com/us/en/in-plant-manufacturing/product/25c703-invisipac-hm25c.html | https://www.graco.com/content/dam/graco/tech_documents/manuals/3A4/3A4938/3A4938EN-K.pdf |  | GRACO INC | OPM | 25C703 | INVISIPAC HM25C PC8 |  | ENRICHED | MRO | 39121500 | Electrical Controls And Accessories | CONTROL | SYSTEM | TYPE |  | VOLTAGE RATING | 200-240 V | FREQUENCY | 50/60 Hz | ENCLOSURE |  | NUMBER OF NC CONTACTS |  | MOUNTING |  | SIZE | 25.4 WD X 49.3 HT X 16.5 DP IN | CURRENT RATING | 32 A | POWER RATING |  | CONTACT CONFIGURATION |  | MATERIAL |  | COATING/FINISH |  | ADDITIONAL FEATURES | [35 empty] | Part number is not available so we updated model number as part number | Production Completed
STP-007 | DATA ENRICHMENT | Batch_1 | Elec | ATS | ATS | ok | 04-05-2023 | 13-05-2023 |  | 471155 | 471155 | EG01-EG31010064 | TESTER LEAKEGE VPS 50427 7001-514-014 | [16 empty] | https://www.dungs.com/fileadmin/media/Downloads/DBs_BMAs/219547.pdf | https://www.dungs.com/de/produkt/vps-504-ventilpruefsystem-fuer-mehrfachstellgeraete |  | KARL DUNGS GMBH & CO. KG | OPM | VPS 50427 | VPS 50427 | ALTERNATE MANUFACTURER PART NUMBER:7001-514-014 | ENRICHED | MRO | 39121500 | Electrical controls and accessories | CONTROL | SYSTEM | TYPE | VALVE LEAKAGE | VOLTAGE RATING | 230 V | FREQUENCY | 50 Hz | ENCLOSURE | IP40 | NUMBER OF NC CONTACTS | 1 | MOUNTING | DIN RAIL | SIZE |  | CURRENT RATING | 4 A | POWER RATING |  | CONTACT CONFIGURATION |  | MATERIAL |  | COATING/FINISH |  | ADDITIONAL FEATURES | TEMPERATURE RATING:-15 TO 70 DEG C | [35 empty] | Production Completed
STP-007 | DATA ENRICHMENT | Batch_1 | Elec | ATS | ATS | ok | 04-05-2023 | 13-05-2023 |  | 756026 | 756026 | RU02-5444533 | TDH-101178 LEAKAGE CONTROL VPS504 | [16 empty] | https://www.dungs.com/de/produkt/vps-504-ventilpruefsystem-fuer-mehrfachstellgeraete |  |  | KARL DUNGS GMBH & CO. KG | OPM | VPS 504 | VPS 504 | ALTERNATE MANUFACTURER PART NUMBER:TDH-101178 | ENRICHED | MRO | 39121500 | Electrical controls and accessories | CONTROL | SYSTEM | TYPE | VALVE LEAKAGE | VOLTAGE RATING | 230 V | FREQUENCY | 50 Hz | ENCLOSURE | IP40 | NUMBER OF NC CONTACTS | 1 | MOUNTING | DIN RAIL | SIZE |  | CURRENT RATING | 4 A | POWER RATING |  | CONTACT CONFIGURATION |  | MATERIAL |  | COATING/FINISH |  | ADDITIONAL FEATURES | TEMPERATURE RATING:-15 TO 70 DEG C | [35 empty] | Production Completed
STP-007 | DATA ENRICHMENT | Batch_1 | Elec | ATS | ATS | ok | 04-05-2023 | 13-05-2023 |  | 687169 | 687169 | MA02-BMR6CV0015 | THERMOCONTROL DATALOGIC ES 100 | [16 empty] | https://www.electricautomationnetwork.com/PDF/ENGLISH/DATALOGIC/SENSORS/THE_SERIES.pdf |  |  | DATALOGIC | OPM | ES 100 | ES 100 |  | ENRICHED | MRO | 39121500 | Electrical Controls And Accessories | CONTROL |  | TYPE | THERMO | CURRENT |  | FREQUENCY |  | VOLTAGE | 80-240 VAC | OUTPUT POWER |  | PRESSURE RATING |  | RATIO |  | ADDITIONAL FEATURES |  | CONNECTION SIZE | [43 empty] | Part number is not available so we updated model number as part number | Production Completed
STP-007 | DATA ENRICHMENT | Batch_1 | Elec | ATS | ATS | ok | 04-05-2023 | 13-05-2023 |  | 17742 | 17742 | 8308-52212128 | IHM VEPXX.5-ATOM SET BOSCH 54974690 |  |  | IHM INDRACONTROL; DADOS TECNICOS: VEPXX.5-ATOM SET; CODIGO DO FABRICANTE: 54974690; FABRICANTE: BOSCH | IHM INDRACONTROL; DADOS TECNICOS: VEPXX.5-ATOM SET; CODIGO DO FABRICANTE: 54974690; FABRICANTE: BOSCH | [12 empty] | https://www.boschrexroth.com/documents/12605/25199805/R911337775_03.pdf/cb0ff2bb-32cd-6565-64b7-106c9d5d6065?routed=true |  |  | REXROTH | OPM | VEPXX.5-ATOM SET | VEPXX.5-ATOM SET | OEM:BOSCH;OEM PART NUMBER:54974690 | ENRICHED | MRO | 39121500 | Electrical Controls And Accessories | CONTROL |  | TYPE |  | CURRENT | 1.5 A | FREQUENCY | 10-150 Hz | VOLTAGE | 24 VDC | OUTPUT POWER | 36 W | PRESSURE RATING | 2000 mBAR | RATIO |  | ADDITIONAL FEATURES |  | CONNECTION SIZE | [43 empty] | Part number is not available so we updated model number as part number | Production Completed
STP-007 | DATA ENRICHMENT | Batch_1 | Elec | ATS | ATS | ok | 04-05-2023 | 13-05-2023 |  | 561848 | 561848 | FR41-LF1240012 | BLOC DE SECURITE ET D'ALLUMAGE CSS01-12S | DEN BOER : PA1079336 |  |  | BLOC DE SECURITE ET D'ALLUMAGE PA1079336 Boitier de contrôle TYPE SE 2-0-10 XSP (ZV) ( EN REMPLACEMENT DES ANCIENNES REFERENCE DEN BOER : 50190 SE 2/0/10/XSP (CSS01-12SJ-V14) ) | [12 empty] | https://www.pactrolsolutions.com/404700v02-css-1-12s-v02-ce-13-p.asp |  |  | PACTROL | OPM | CSS01-12S | CSS01-12S | ALTERNATE PART NUMBER:PA1079336 | ENRICHED | MRO | 39121500 | Electrical Controls And Accessories | CONTROL |  | TYPE | GAS | CURRENT |  | FREQUENCY |  | VOLTAGE | 230 V | OUTPUT POWER |  | PRESSURE RATING |  | RATIO |  | ADDITIONAL FEATURES |  | CONNECTION SIZE | [43 empty] | Part number is not available so we updated model number as part number | Production Completed
STP-007 | DATA ENRICHMENT | Batch_1 | Elec | ATS | ATS | ok | 04-05-2023 | 13-05-2023 |  | 172118 | 172118 | 8352-52214844 | CONTR,WEIGH SCALE,T57000P100000E0000 | T57000P100000E0000 | Mettler-Toledo Inc | CONTROL,WEIGH SCALE,DETAILS:IND570 RPLACES IND560,MANUFACTURER:METTLER-TOLEDO INC,MFR PART NUMBER:T57000P100000E0000 | [13 empty] | https://www.volza.com/p/weighing-scale/import/hsn-code-9032/ |  |  | METTLER TOLEDO | OPM | T57000P100000E0000 | T57000P100000E0000 |  | ENRICHED | MRO | 39121500 | Electrical Controls And Accessories | CONTROL |  | TYPE | WEIGH SCALE | CURRENT |  | FREQUENCY |  | VOLTAGE |  | OUTPUT POWER |  | PRESSURE RATING |  | RATIO |  | ADDITIONAL FEATURES |  | CONNECTION SIZE | [43 empty] | Part number is not available so we updated model number as part number | Production Completed
STP-007 | DATA ENRICHMENT | Batch_1 | Elec | ATS | ATS | ok | 04-05-2023 | 13-05-2023 |  | 658190 | 658190 | IN05-ED060849 | 51013721DRIVE CONTROL GROUP- AS4814I ETV |  |  | 51013721 Drive Control group- AS4814i / ETV | [13 empty] | https://www.orangeparts.com/jungheinrich-51013721-drive-control-group-hydraulics/ |  | https://www.logisnextamericas.com/ltspartsstore/part/detail/mitsubishiforklifts-51013721 | JUNGHEINRICH AG | OEM | 51013721 | 51013721 | GROUP- AS4814I/ETV | ENRICHED | MRO | 39121500 | Electrical Controls And Accessories | CONTROL |  | TYPE | DRIVE | CURRENT |  | FREQUENCY |  | VOLTAGE |  | OUTPUT POWER |  | PRESSURE RATING |  | RATIO |  | ADDITIONAL FEATURES |  | CONNECTION SIZE | [43 empty] | Model number is not available so we updated Part number as Model number | Production Completed
STP-007 | DATA ENRICHMENT | Batch_1 | Elec | ATS | ATS | ok | 04-05-2023 | 13-05-2023 |  | 384410 | 384410 | BE35-LBH09455 | GASCONTROL PACTROL CSA 12 220V | PACTROL CSA 12 220V 400200 |  | GASCONTROL PACTROL TYPE CSA 12 220/240 V - 50/60 HZ - 2 A PARTNR.: 400200 | GASCONTROL PACTROL TYPE CSA 12 220/240 V - 50/60 HZ - 2 A PARTNR.: 400200¦¦GASCONTROL PACTROL TYPE CSA 12 220/240 V - 50/60 HZ - 2 A PARTNR.: 400200¦¦GASCONTROL PACTROL TYPE CSA 12 220/240 V - 50/60 HZ - 2 A PARTNR.: 400200 | [12 empty] | https://www.pactrolsolutions.com/400200v01-csa-12-26-p.asp |  | https://www.eboutique-richardvisav.fr/pieces-bruleurs-chaudieres/controleur-flamme/boitier-csa-12-400200-vo1-pac20015-pactrol-controls.html | PACTROL | OPM | 400200 | 400200 |  | ENRICHED | MRO | 39121500 | Electrical Controls And Accessories | CONTROL |  | TYPE | PACTROL | CURRENT | 8 mA | FREQUENCY | 50-60 Hz | VOLTAGE | 220-240 VAC | OUTPUT POWER |  | PRESSURE RATING |  | RATIO |  | ADDITIONAL FEATURES |  | CONNECTION SIZE | [43 empty] | Model number is not available so we updated Part number as Model number | Production Completed
STP-007 | DATA ENRICHMENT | Batch_1 | Elec | ATS | ATS | ok | 04-05-2023 | 13-05-2023 |  | 277395 | 277395 | 8385-52228006 | PROGRAMADOR LGK 16335A17 SIEMENS |  |  | PROGAMADOR LGK 16335A17 SIEMEN | [13 empty] | https://www.kempstoncontrols.co.uk/LGK16-335-A17/Siemens-Burners/sku/415549 | https://files.kempstoncontrols.com/files/f9381d251ea5053fa44a9c1ab0bbb521/LGK16.335.A17.pdf |  | SIEMENS | OPM | LKG 16.335 A17 | LKG 16.335 A17 |  | ENRICHED | MRO | 39121500 | Electrical Controls And Accessories | CONTROL |  | TYPE | GAS BURNER | CURRENT |  | FREQUENCY | 50-60 Hz | VOLTAGE | 240 VAC | OUTPUT POWER | 3.5 VA | PRESSURE RATING |  | RATIO |  | ADDITIONAL FEATURES |  | CONNECTION SIZE | [43 empty] | Part number is not available so we updated model number as part number | Production Completed
STP-007 | DATA ENRICHMENT | Batch_1 | Elec | ATS | ATS | ok | 04-05-2023 | 13-05-2023 |  | 376814 | 376814 | BE33-5559977 | ENS COMPENSATEUR M410IW/IWX/IWW RJ2+PCES | <> FANUC |  | ENSEMBLE DE PIECES POUR COMPENSATEUR COMPOSE DE : - 1 X BALANCER M-410IW/IWX/IWW RJ2, REF FANUC: A290-7037-V301; - 1 X SHAFT ASSEMBLY RJ2, REF FANUC: A290-7037-V304; - 1 X SHAFT RJ2, REF FANUC: A290-7037-X322; - 20 X BOLT RJ3, REF FANUC: A6-BA-12X25; - 20 | ENSEMBLE DE PIECES POUR COMPENSATEUR COMPOSE DE : - 1 X BALANCER M-410IW/IWX/IWW RJ2, REF FANUC: A290-7037-V301; - 1 X SHAFT ASSEMBLY RJ2, REF FANUC: A290-7037-V304; - 1 X SHAFT RJ2, REF FANUC: A290-7037-X322; - 20 X BOLT RJ3, REF FANUC: A6-BA-12X25; - 20 | [12 empty] | https://fanucworld.com/products/m-410i-r-j2/ |  |  | FANUC ROBOTICS | OPM | M-410I (R-J2) | M-410I (R-J2) | REFERENCE TEXT:ENSEMBLE DE PIECES POUR COMPENSATEUR COMPOSE DE:- 1 X BALANCER M-410IW/IWX/IWW RJ2,REF FANUC:A290-7037-V301,- 1 X SHAFT ASSEMBLY RJ2,REF FANUC:A290-7037-V304,- 1 X SHAFT RJ2,REF FANUC:A290-7037-X322,- 20 X BOLT RJ3,REF FANUC:A6-BA-12X25,- 2 | ENRICHED | MRO | 39121500 | Electrical Controls And Accessories | CONTROL |  | TYPE |  | CURRENT |  | FREQUENCY |  | VOLTAGE |  | OUTPUT POWER |  | PRESSURE RATING |  | RATIO |  | ADDITIONAL FEATURES |  | CONNECTION SIZE | [43 empty] | Part number is not available so we updated model number as part number | Production Completed
STP-007 | DATA ENRICHMENT | Batch_1 | Elec | ATS | ATS | ok | 04-05-2023 | 13-05-2023 |  | 645061 | 645061 | IN03-ED035440 | OPERATOR TERMINAL VEP30.4 REXROTH |  |  | OBJECT ID 8110.580.109 | [13 empty] | https://www.mt24.com/out/media/R911337517_en.pdf |  |  | REXROTH | OPM | VEP30.4 | VEP30.4 |  | ENRICHED | MRO | 39121500 | Electrical Controls And Accessories | CONTROL |  | TYPE | EMBEDDED TERMINAL | CURRENT | 1.5 A | FREQUENCY |  | VOLTAGE | 24 VDC | OUTPUT POWER | 36 W | PRESSURE RATING |  | RATIO |  | ADDITIONAL FEATURES | DEGREE OF PROTECTION:IP20 | CONNECTION SIZE | [43 empty] | Part number is not available so we updated model number as part number | Production Completed
STP-007 | DATA ENRICHMENT | Batch_1 | Elec | ATS | ATS | ok | 04-05-2023 | 13-05-2023 |  | 8652 | 8652 | 8301-52194686 | PROGRAMADOR GAS LGB22330A27 |  |  | * DUPLICADO COM: 52195365* PROGRAMADOR DE CHAMA SIEMENS; TENSAO ALIMENTACAO: 220; FREQUENCIA: 60HZ; TEMPERATURA OPERACAO: - 20...+60 Â° C; TIPO QUEIMADOR APLICADO: ;TEMPO ESTABILIZACAO CHAMA; FABRICANTE: SIEMENS; FORNECEDOR EXCLUSIVO:NÃƒO; FORNECEDOR: COM | * DUPLICADO COM: 52195365* PROGRAMADOR DE CHAMA SIEMENS; TENSAO ALIMENTACAO: 220; FREQUENCIA: 60HZ; TEMPERATURA OPERACAO: - 20...+60 Â° C; TIPO QUEIMADOR APLICADO: ;TEMPO ESTABILIZACAO CHAMA; FABRICANTE: SIEMENS; FORNECEDOR EXCLUSIVO:NÃƒO; FORNECEDOR: COM | [12 empty] | https://www.nexinstrument.com/LGB22330A27 | http://combustioncontrols.pk/lgb22.330a27-siemens-burner-controller.html |  | SIEMENS AG | OPM | LGB22.330A27 | LGB22.330A27 | DISTRIBUTER:COMMERCIAL ELECTRICAL DW;REFERENCE NUMBER:52195365;EQUIPMENT NUMBER:10152219 | ENRICHED | MRO | 39121500 | Electrical Controls And Accessories | CONTROL |  | TYPE | FLAME PROGRAMMER | CURRENT |  | FREQUENCY | 50-60 Hz | VOLTAGE | 220-240 VAC | OUTPUT POWER |  | PRESSURE RATING |  | RATIO |  | ADDITIONAL FEATURES |  | CONNECTION SIZE | [44 empty] | Production Completed
STP-007 | DATA ENRICHMENT | Batch_1 | Elec | ATS | ATS | ok | 04-05-2023 | 13-05-2023 |  | 275100 | 275100 | 8385-52172495 | CONTROL DE LLAMA TIPO LGB 22 330A27 |  |  |  | CONTROL DE LLAMA TIPO LGB-22-330A27 DE 220/240 3 VA 50-60 HZ TS MAX 3 SEC LANDIS & GYR | [12 empty] | https://www.nexinstrument.com/LGB22330A27 | http://combustioncontrols.pk/lgb22.330a27-siemens-burner-controller.html |  | SIEMENS AG | OPM | LGB22.330A27 | LGB22.330A27 |  | ENRICHED | MRO | 39121500 | Electrical Controls And Accessories | CONTROL |  | TYPE | FLAME PROGRAMMER | CURRENT |  | FREQUENCY | 50-60 Hz | VOLTAGE | 220-240 VAC | OUTPUT POWER |  | PRESSURE RATING |  | RATIO |  | ADDITIONAL FEATURES |  | CONNECTION SIZE | [43 empty] | Part number is not available so we updated model number as part number | Production Completed
STP-007 | DATA ENRICHMENT | Batch_1 | Elec | ATS | ATS | ok | 04-05-2023 | 13-05-2023 |  | 188506 | 188506 | 8353-52252638 | CONECTOR-SALID/DSN6/61-68043-264/MELTRIC | 61-64043-264 | Meltric Corp | [14 empty] | https://meltric.com/media/contentmanager/content/meltric-catalog-dsn-en.pdf |  |  | MELTRIC CORP | OPM | 61-64043-264 DSN6 | 61-64043-264 DSN6 |  | ENRICHED | MRO | 39121406 | ELECTRICAL RECEPTACLES | RECEPTACLE | ELECTRICAL | VOLTAGE RATING | 600 VAC | CURRENT RATING | 20-150 A | NEMA/IEC SIZE | NOT AVAILABLE | NUMBER OF POLES | NOT AVAILABLE | TERMINAL TYPE | NOT AVAILABLE | TYPE |  | NUMBER OF WIRES |  | DEGREE OF PROTECTION |  | MOUNTING TYPE |  | MATERIAL | POLYESTER | SIZE |  | HAZARD CLASS |  | CERTIFICATION/STANDARD | UL,CSA | ADDITIONAL FEATURES | TEMPERATURE RATING:-40 TO 140 DEG F;FREQUENCY RATING:50-400 HZ | [33 empty] | Production Completed
STP-007 | DATA ENRICHMENT | Batch_1 | Elec | ATS | ATS | ok | 04-05-2023 | 13-05-2023 |  | 382395 | 382395 | BE35-LBH02857 | STOPKONTAKT 2P+T NIKO 700-36600 | NIKO STOPK. NEW HYDRO (OPBOUW) |  | STOPKONTAKT NEW HYDRO 2P+A+KV NIKO 700-36600 | STOPKONTAKT NEW HYDRO 2P+A+KV NIKO 700-36600¦¦STOPKONTAKT NEW HYDRO 2P+A+KV NIKO 700-36600¦¦STOPKONTAKT NEW HYDRO 2P+A+KV NIKO 700-36600 | [12 empty] | https://www.niko.eu/-/downloadfile/fd0eaa636dff4718a756ae5d00dcadd7 |  |  | NIKO | OPM | 700-36600 | 700-36600 |  | ENRICHED | MRO | 39121406 | Electrical Receptacles | RECEPTACLE | ELECTRICAL | VOLTAGE RATING | 250 VAC | CURRENT RATING | 16 A | NEMA/IEC SIZE | NOT AVAILABLE | NUMBER OF POLES | NOT AVAILABLE | TERMINAL TYPE | SCREW | TYPE | SPLASHPROOF SOCKET | NUMBER OF WIRES |  | DEGREE OF PROTECTION | IP55 | MOUNTING TYPE |  | MATERIAL | UREUMFORMALDEHYDE,WHITE RAL9010 | SIZE |  | HAZARD CLASS |  | CERTIFICATION/STANDARD | CE | ADDITIONAL FEATURES | NUMBER OF MECHANISM:1;TEMPERATURE RATING:-25 TO 55 DEG C | [33 empty] | Production Completed
STP-007 | DATA ENRICHMENT | Batch_1 | Elec | ATS | ATS | ok | 04-05-2023 | 13-05-2023 |  | 240766 | 240766 | 8380-50169663 | RECEPT,ELECT,HBL2743,TWIST LOCK,30A,600V | HBL2743 | Hubbell Wiring Device | RECEPTACLE,ELECTRIC,TYPE:TWIST LOCK,ELEC_CURR_CAP:30A,V_RATING:600V,MANUFACTURER:HUBBELL WIRING DEVICE,MFR PART NUMBER:HBL2743 |  | Wesco | 78358503939 | Hubbell Wiring Device | HBL2743 | RECEPTACLE,ELECTRIC,TYPE:TWIST LOCK,ELEC_CURR_CAP:30A,V_RATING:600V,MANUFACTURER:HUBBELL WIRING DEVICE,MFR PART NUMBER:HBL2743 | [7 empty] | https://www.hubbell.com/wiringdevice-kellems/en/Products/Electrical-Electronic/Wiring-Devices/Locking-Devices/Insulgrip-Twist-Lock/Locking-Devices-Twist-Lock-Industrial-Female-Connector-Body-30A-3-Phase-Delta-600V-AC-3-Pole-4-Wire-Grounding-L17-30R-Screw- | https://hubbellcdn.com/catalogpage/Wiring_Catalog_B33_CatPage.pdf | https://buy.wesco.com/Electrical-and-Power-Distribution/Electrical-Outlets-and-Switches/Straight-Blade-Devices/Straight-Blade-Connectors/HUBBELL/Locking-Connector-30A-600V-3-Phase-3P-4W-Nylon-Black-White/HBL2743/p/78358503939-1?dimId=18jos1cZldopj1Z53pd5e | HUBBELL WIRING DEVICE-KELLEMS | OPM | HBL2743 | HBL2743 |  | ENRICHED | MRO | 39121406 | Electrical receptacles | RECEPTACLE | ELECTRICAL | VOLTAGE RATING | 600 VAC | CURRENT RATING | 30 A | NEMA/IEC SIZE | 4X, 12 | NUMBER OF POLES | 3 | TERMINAL TYPE | SCREW | TYPE | TWIST-LOCK LOCKING | NUMBER OF WIRES | 4 | DEGREE OF PROTECTION | IP66 | MOUNTING TYPE | CORD | MATERIAL | NYLON | SIZE | 2-5/16 WD X 2-5/16 LG X 3-7/8 HT IN | HAZARD CLASS |  | CERTIFICATION/STANDARD | CSA,UL | ADDITIONAL FEATURES | [34 empty] | Production Completed
STP-007 | DATA ENRICHMENT | Batch_1 | Elec | ATS | ATS | ok | 04-05-2023 | 13-05-2023 | NM CHANGEd TO PLUG_ELECTRICAL_completed | 192588 | 192588 | 8364-50102065 | PLUG,ELECT,ME420P7W,WIRING DEVICE,20A | ME420P7W | Mennekes Electronics Inc | PLUG,ELECTRICAL,TYPE:WIRING DEVICE,ELEC_CURR_CAP:20A,V_RATING:480V,MANUFACTURER:MENNEKES ELECTRONICS INC,MFR PART NUMBER:ME420P7W |  | Wesco | 40127198990 | Mennekes Electronics Inc | ME420P7W | PLUG,ELECTRICAL,TYPE:WIRING DEVICE,ELEC_CURR_CAP:20A,V_RATING:480V,MANUFACTURER:MENNEKES ELECTRONICS INC,MFR PART NUMBER:ME420P7W | [7 empty] | https://www.lockingpowercords.com/products/4304-420p7w-plug.aspx |  |  | MENNEKES INTERNACIONAL | OPM | ME420P7W | ME420P7W |  | ENRICHED | MRO | 39121406 | ELECTRICAL RECEPTACLES | PLUG | ELECTRICAL | NUMBER OF PINS |  | PIN MATERIAL |  | CONNECTION TYPE |  | SIZE | 2.76 DIA X 6.4 LG IN | VOLTAGE RATING | 480 VAC | CURRENT RATING | 20 A | NUMBER OF POLES | 3 | BODY MATERIAL |  | NUMBER OF PHASE | 3 | HAZARD CLASS |  | CERTIFICATION/STANDARD | IEC, UL | ADDITIONAL FEATURES |  | TYPE | WATERTIGHT, WIRING DEVICE | [35 empty] | Production Completed
STP-007 | DATA ENRICHMENT | Batch_1 | Elec | ATS | ATS | ok | 04-05-2023 | 13-05-2023 |  | 248366 | 248366 | 8380-52226119 | PLUG,ELECT,420C5W,FEMALE WATERTIGHT,20A | 420C5W | HUBBELL LIGHTING | PLUG,ELECTRICAL,TYPE:FEMALE WATERTIGHT,ELECTRIC CURRENT CAPACITY:20A,VOLTAGE RATING:600V,MANUFACTURER:HUBBELL LIGHTING,MFR PART NUMBER:420C5W |  | Wesco | 78178625102 | HUBBELL LIGHTING | 420C5W | PLUG,ELECTRICAL,TYPE:FEMALE WATERTIGHT,ELECTRIC CURRENT CAPACITY:20A,VOLTAGE RATING:600V,MANUFACTURER:HUBBELL LIGHTING,MFR PART NUMBER:420C5W | [7 empty] | https://www.hubbell.com/hubbellcanada/en/Products/Electrical-Electronic/Wiring-Devices/Pin-Sleeve/IEC-Devices/Heavy-Duty-Products-IEC-Pin-and-Sleeve-Devices-Industrial-Grade-Female-Connector-Body-20A-3-Phase-Delta-600V-AC-Watertight/p/1631382 |  |  | HUBBELL LIGHTING | OPM | 420C5W | 420C5W |  | ENRICHED | MRO | 39121406 | ELECTRICAL RECEPTACLES | RECEPTACLE | ELECTRICAL | VOLTAGE RATING | 600 VAC | CURRENT RATING | 20 A | NEMA/IEC SIZE | NOT AVAILABLE | NUMBER OF POLES | 3 | TERMINAL TYPE | SCREW | TYPE | FEMALE WATERTIGHT | NUMBER OF WIRES | 4 | DEGREE OF PROTECTION | IP76 | MOUNTING TYPE | CORD | MATERIAL |  | SIZE |  | HAZARD CLASS |  | CERTIFICATION/STANDARD | IEC | ADDITIONAL FEATURES | [34 empty] | Production Completed
STP-007 | DATA ENRICHMENT | Batch_1 | Elec | ATS | ATS | ok | 04-05-2023 | 13-05-2023 | NM CHANGEd TO PLUG_ELECTRICAL_completed | 135652 | 135652 | 8349-50102065 | PLUG,ELECT,ME420P7W,WIRING DEVICE,20A | ME420P7W | Mennekes Electronics Inc | PLUG,ELECTRICAL,TYPE:WIRING DEVICE,ELEC_CURR_CAP:20A,V_RATING:480V,MANUFACTURER:MENNEKES ELECTRONICS INC,MFR PART NUMBER:ME420P7W |  | Wesco | 40127198990 | Mennekes Electronics Inc | ME420P7W | PLUG,ELECTRICAL,TYPE:WIRING DEVICE,ELEC_CURR_CAP:20A,V_RATING:480V,MANUFACTURER:MENNEKES ELECTRONICS INC,MFR PART NUMBER:ME420P7W | [7 empty] | https://www.lockingpowercords.com/products/4304-420p7w-plug.aspx |  |  | MENNEKES INTERNACIONAL | OPM | ME420P7W | ME420P7W |  | ENRICHED | MRO | 39121406 | ELECTRICAL RECEPTACLES | PLUG | ELECTRICAL | NUMBER OF PINS |  | PIN MATERIAL |  | CONNECTION TYPE |  | SIZE | 2.76 DIA X 6.4 LG IN | VOLTAGE RATING | 480 VAC | CURRENT RATING | 20 A | NUMBER OF POLES | 3 | BODY MATERIAL |  | NUMBER OF PHASE | 3 | HAZARD CLASS |  | CERTIFICATION/STANDARD | IEC, UL | ADDITIONAL FEATURES |  | TYPE | WATERTIGHT, WIRING DEVICE | [35 empty] | Production Completed
STP-007 | DATA ENRICHMENT | Batch_1 | Elec | ATS | ATS | ok | 04-05-2023 | 13-05-2023 |  | 134342 | 134342 | 8349-50030049 | CONN,CABLE CONDU,HBL5269C,FEMALE | HBL5269C | Hubbell Wiring Device | CONNECTOR,CABLE CONDUIT,TYPE:FEMALE,MANUFACTURER:HUBBELL WIRING DEVICE,MFR PART NUMBER:HBL5269C |  | Wesco | 78358517325 | Hubbell Wiring Device | HBL5269C | CONNECTOR,CABLE CONDUIT,TYPE:FEMALE,MANUFACTURER:HUBBELL WIRING DEVICE,MFR PART NUMBER:HBL5269C | [7 empty] | https://www.hubbell.com/wiringdevice-kellems/en/Products/Electrical-Electronic/Wiring-Devices/Straight-Blade-Devices/Plugs-Connectors/Straight-Blade-Devices-Female-Connector-Body-Insulgrip-Heavy-Duty-IndustrialCommercial-Grade-Straight-15A-125V-5-15R-and-White/p/169952?queryID=9850ca6919591f0b696fb852c206d213&indexName=Products |  |  | HUBBELL LIGHTING | OPM | HBL5269C | HBL5269C |  | ENRICHED | MRO | 39121406 | ELECTRICAL RECEPTACLES | RECEPTACLE | ELECTRICAL | VOLTAGE RATING | 125 VAC | CURRENT RATING | 15 A | NEMA/IEC SIZE | 5-15R | NUMBER OF POLES | 2 | TERMINAL TYPE | SCREW | TYPE | INSULGRIP HEAVY DUTY | NUMBER OF WIRES | 3 | DEGREE OF PROTECTION | IP20 | MOUNTING TYPE | CORD | MATERIAL | POLYCARBONATE | SIZE | 1-1/2 WD X 2-5/8 HT IN | HAZARD CLASS |  | CERTIFICATION/STANDARD | CSA,UL | ADDITIONAL FEATURES | [34 empty] | Production Completed
STP-007 | DATA ENRICHMENT | Batch_1 | Elec | ATS | ATS | ok | 04-05-2023 | 13-05-2023 |  | 239863 | 239863 | 8380-50055168 | CONN,CABLE CONDU,HBL430C9W,TWIST LOCK | HBL430C9W | Hubbell Wiring Device | CONNECTOR,CABLE CONDUIT,TYPE:TWIST LOCK,MANUFACTURER:HUBBELL WIRING DEVICE,MFR PART NUMBER:HBL430C9W |  | Wesco | 78358540454 | Hubbell Wiring Device | HBL430C9W | CONNECTOR,CABLE CONDUIT,TYPE:TWIST LOCK,MANUFACTURER:HUBBELL WIRING DEVICE,MFR PART NUMBER:HBL430C9W | [7 empty] | https://www.hubbell.com/hubbell/en/Products/Electrical-Electronic/Wiring-Devices/Pin-Sleeve/IEC-Devices/Heavy-Duty-Products-IEC-Pin-and-Sleeve-Devices-Industrial-Grade-Female-Connector-Body-30A-3-Phase-Delta-250V-AC-Watertight/p/1638623#prod-detail-sectio |  |  | HUBBELL LIGHTING | OPM | HBL430C9W | HBL430C9W |  | ENRICHED | MRO | 39121406 | ELECTRICAL RECEPTACLES | RECEPTACLE | ELECTRICAL | VOLTAGE RATING | 250 VAC | CURRENT RATING | 30 A | NEMA/IEC SIZE | NOT AVAILABLE | NUMBER OF POLES | 3 | TERMINAL TYPE | SCREW | TYPE | HEAVY DUTY,TWIST LOCK | NUMBER OF WIRES | 4 | DEGREE OF PROTECTION | IP67 | MOUNTING TYPE | CORD | MATERIAL | POLYESTER | SIZE |  | HAZARD CLASS |  | CERTIFICATION/STANDARD | CSA,UL | ADDITIONAL FEATURES | [34 empty] | Production Completed
STP-007 | DATA ENRICHMENT | Batch_1 | Elec | ATS | ATS | ok | 04-05-2023 | 13-05-2023 |  | 311566 | 311566 | AU03-EA621899 | DECONTACTOR,EJECTING,415V,32A,5P,NYLON | CUTLER-HAMMER 61-34017-972 |  | CUTLER-HAMMER 61-34017-972 | [13 empty] | https://www.revereelectric.com/4202601/Product/ |  |  | MELTRIC-MARECHAL ELECTRIC | OPM | 61-34017-972 | 61-34017-972 | ALTERNATE OPM:CUTLER HAMMER | ENRICHED | MRO | 39121406 | ELECTRICAL RECEPTACLES | RECEPTACLE | ELECTRICAL | VOLTAGE RATING | 415 VAC | CURRENT RATING | 32 A | NEMA/IEC SIZE | NOT AVAILABLE | NUMBER OF POLES | 3 | TERMINAL TYPE | NOT AVAILABLE | TYPE | FEMALE SOCKET OUTLET | NUMBER OF WIRES |  | DEGREE OF PROTECTION | IP66/IP67 | MOUNTING TYPE |  | MATERIAL | NYLON | SIZE |  | HAZARD CLASS |  | CERTIFICATION/STANDARD |  | ADDITIONAL FEATURES | TEMPERATURE RATING:-40 TO 60 DEG C;FREQUENCY RATING:50 Hz;NUMBER OF PIN:5 | [33 empty] | Production Completed
STP-007 | DATA ENRICHMENT | Batch_1 | Elec | ATS | ATS | ok | 04-05-2023 | 13-05-2023 |  | 191823 | 191823 | 8364-50053243 | RECEPT,ELECT,HBL5969VY,STRAIGHT,15A,125V | HBL5969VY | Hubbell Wiring Device | RECEPTACLE,ELECTRIC,TYPE:STRAIGHT,ELEC_CURR_CAP:15A,V_RATING:125V,MANUFACTURER:HUBBELL WIRING DEVICE,MFR PART NUMBER:HBL5969VY |  | Wesco | 78358501310 | Hubbell Wiring Device | HBL5969VY | RECEPTACLE,ELECTRIC,TYPE:STRAIGHT,ELEC_CURR_CAP:15A,V_RATING:125V,MANUFACTURER:HUBBELL WIRING DEVICE,MFR PART NUMBER:HBL5969VY | [7 empty] | https://www.hubbell.com/hubbell/en/Products/Electrical-Electronic/Wiring-Devices/Straight-Blade-Devices/Plugs-Connectors/Straight-Blade-Devices-Female-Connector-Body-Valise-Series-IndustrialCommercial-Grade-Straight-2-Pole-3--Wire-Grounding-15A-125V-5-15R | https://hubbellcdn.com/catalogpage/Wiring_Catalog_A34_CatPage.pdf | https://www.sourceatlantic.ca/Product/5969VY-HBL | HUBBELL WIRING DEVICE-KELLEMS | OPM | HBL5969VY | HBL5969VY |  | ENRICHED | MRO | 39121406 | Electrical receptacles | RECEPTACLE | ELECTRICAL | VOLTAGE RATING | 125 VAC | CURRENT RATING | 15 A | NEMA/IEC SIZE | 5-15R | NUMBER OF POLES | 2 | TERMINAL TYPE | SCREW | TYPE | FEMALE,STRAIGHT | NUMBER OF WIRES | 3 | DEGREE OF PROTECTION | IP20 | MOUNTING TYPE | CORD | MATERIAL | NYLON | SIZE | 1-5/16 WD X 2-11/16 LG X 2-11/16 HT IN | HAZARD CLASS |  | CERTIFICATION/STANDARD | CSA,UL | ADDITIONAL FEATURES | [34 empty] | Production Completed
STP-007 | DATA ENRICHMENT | Batch_1 | Elec | ATS | ATS | ok | 04-05-2023 | 13-05-2023 |  | 249375 | 249375 | 8380-52254998 | RECEPT,DSN30 63-34143-972,MELTRIC | DSN30 63-34143-972 | Meltric Corp | RECEPTACLE,DETAILS:L20 Oiler,MANUFACTURER:MELTRIC CORP,MFR PART NUMBER:DSN30 63-34143-972 | [13 empty] | https://franklinempire.com/en/63-34143-972-1605-6334143972.html |  |  | MELTRIC-MARECHAL ELECTRIC | OPM | DSN30 63-34143-972 | DSN30 63-34143-972 | SERIES NUMBER:DSN30 | ENRICHED | MRO | 39121406 | ELECTRICAL RECEPTACLES | RECEPTACLE | ELECTRICAL | VOLTAGE RATING | 347-600 V | CURRENT RATING | 30 A | NEMA/IEC SIZE | NOT AVAILABLE | NUMBER OF POLES | 3 | TERMINAL TYPE | NOT AVAILABLE | TYPE | SWITCH RATED | NUMBER OF WIRES | 4 | DEGREE OF PROTECTION | IP66 | MOUNTING TYPE |  | MATERIAL | POLYESTER | SIZE | 2-13/16 DIA X 3-7/16 LG IN | HAZARD CLASS |  | CERTIFICATION/STANDARD | UL,CSA | ADDITIONAL FEATURES | TERMINAL TYPE:SCREW;FREQUENCY:60 Hz;TEMPERATURE RATING:-40 TO 140 DEG C | [33 empty] | Production Completed
STP-007 | DATA ENRICHMENT | Batch_1 | Elec | ATS | ATS | ok | 04-05-2023 | 13-05-2023 |  | 249638 | 249638 | 8380-52261531 | RECEPT,63-34043-972,MELTRIC,FEMALE | 63-34043-972 | Meltric Corp | RECEPTACLE,DETAILS:FEMALE,MANUFACTURER:MELTRIC CORP,MFR PART NUMBER:63-34043-972 | [13 empty] | https://meltric.com/productpdf/download/file/id/330156/name/63-34043-972.pdf/ | https://www.nexengroup.com/nxn/default/products/details/id/802870 |  | MELTRIC-MARECHAL ELECTRIC | OPM | 63-34043-972 | 63-34043-972 |  | ENRICHED | MRO | 39121406 | ELECTRICAL RECEPTACLES | RECEPTACLE | ELECTRICAL | VOLTAGE RATING | 480 VDC | CURRENT RATING | 30 A | NEMA/IEC SIZE | 4X | NUMBER OF POLES | NOT AVAILABLE | TERMINAL TYPE | SCREW | TYPE |  | NUMBER OF WIRES |  | DEGREE OF PROTECTION | IP66/IP67 | MOUNTING TYPE |  | MATERIAL | POLY | SIZE |  | HAZARD CLASS |  | CERTIFICATION/STANDARD | CCSAUS,UL 1682 | ADDITIONAL FEATURES | TEMPERATURE RATING:-40 TO 60 DEG C;COLOR:BLUE;CONTACT CONFIGURATION:3P+G;SHORT CIRCUIT RATING:100 KA;HORSEPOWER RATING:15 HP | [33 empty] | Production Completed
STP-007 | DATA ENRICHMENT | Batch_1 | Elec | ATS | ATS | ok | 04-05-2023 | 13-05-2023 |  | 302925 | 302925 | AT31-5560820 | 7000-P8121-P841000 MURR BUCHSE FREIES EN | 7000-P8121-P841000 | MURR ELECTRONIK | VORDERWANDMONT. | MQ-15-X-Power | [12 empty] | https://shop.murrelektronik.com/index.php?lang=1&cl=details&fnc=outputSpecSheet&anid=7000-P8121-P841000_1 |  |  | MURR ELECTRONIK | OPM | 7000-P8181-P841000 | MQ15X-X-POWER |  | ENRICHED | MRO | 39121406 | ELECTRICAL RECEPTACLES | RECEPTACLE | ELECTRICAL | VOLTAGE RATING | 600 VAC | CURRENT RATING | 13 A | NEMA/IEC SIZE | NOT AVAILABLE | NUMBER OF POLES | 6 | TERMINAL TYPE | NOT AVAILABLE | TYPE |  | NUMBER OF WIRES |  | DEGREE OF PROTECTION | IP67 | MOUNTING TYPE | INSERTED,TIGHTENDED | MATERIAL | POLYURETHANE | SIZE |  | HAZARD CLASS |  | CERTIFICATION/STANDARD | UL,CSA | ADDITIONAL FEATURES | TEMPERATURE RATING:-50 TO 80 DEG C | [33 empty] | Production Completed
STP-007 | DATA ENRICHMENT | Batch_1 | Elec | ATS | ATS | ok | 04-05-2023 | 13-05-2023 |  | 171140 | 171140 | 8352-52196116 | PLUG,ELECT,HBL420P7W,4 PIN MALE,20A,480V | HBL420P7W | Hubbell Wiring Device | PLUG,ELECTRICAL,TYPE:4 PIN MALE,ELECTRIC CURRENT CAPACITY:20A,VOLTAGE RATING:480V,MANUFACTURER:HUBBELL WIRING DEVICE,MFR PART NUMBER:HBL420P7W | [13 empty] | https://assets.alliedelec.com/v1578999638/Datasheets/0debaa6aa4d7719120889555ef70599b.pdf | https://www.hubbell.com/hubbell/en/Products/Electrical-Electronic/Wiring-Devices/Pin-Sleeve/IEC-Devices/Heavy-Duty-Products-IEC-Pin-and-Sleeve-Devices-Industrial-Grade-MalePlug-20A-3-Phase-Delta-480V-AC-3-Pole-4-Wire-Grounding-Watertight/p/166658?queryID=d22ca713ce273ca2999aad0e6a3102e7&indexName=Products |  | HUBBELL LIGHTING | OPM | HBL420P7W | HBL420P7W |  | ENRICHED | MRO | 39121406 | ELECTRICAL RECEPTACLES | RECEPTACLE | ELECTRICAL | VOLTAGE RATING | 480 VAC | CURRENT RATING | 20 A | NEMA/IEC SIZE | NOT AVAILABLE | NUMBER OF POLES | 3 | TERMINAL TYPE | SCREW | TYPE | PIN AND SLEEVE, WATERTIGHT | NUMBER OF WIRES | 4 | DEGREE OF PROTECTION | IP68/IP69K | MOUNTING TYPE | CORD | MATERIAL | POLYBUTYLENE TEREPHTHALATE | SIZE |  | HAZARD CLASS |  | CERTIFICATION/STANDARD | IEC 60309-1,IEC 60309-2 | ADDITIONAL FEATURES | TEMPERATURE RANGE:-40 TO 75 DEG C;ELECTRICAL CONNECTION:4 PIN MALE | [33 empty] | Production Completed
STP-007 | DATA ENRICHMENT | Batch_1 | Elec | ATS | ATS | ok | 04-05-2023 | 13-05-2023 |  | 302924 | 302924 | AT31-5560817 | 7000-P8181-P800025 MURR FLANSCHSTECKER | 7000-P8181-P800025 | MURR ELECTRONIK | MQ15X-X-Power | MQ15X-X-Power | [12 empty] | https://shop.murrelektronik.com/index.php?lang=1&cl=details&fnc=outputSpecSheet&anid=7000-P8181-P800025_1 |  |  | MURR ELECTRONIK | OPM | 7000-P8181-P800025 | MQ15X-X-POWER |  | ENRICHED | MRO | 39121406 | ELECTRICAL RECEPTACLES | RECEPTACLE | ELECTRICAL | VOLTAGE RATING | 600 VAC | CURRENT RATING | 16 A | NEMA/IEC SIZE | NOT AVAILABLE | NUMBER OF POLES | 6 | TERMINAL TYPE | NOT AVAILABLE | TYPE |  | NUMBER OF WIRES |  | DEGREE OF PROTECTION |  | MOUNTING TYPE | INSERTED,TIGHTENDED | MATERIAL | POLYVINYL CHLORIDE | SIZE |  | HAZARD CLASS |  | CERTIFICATION/STANDARD | UL,CSA | ADDITIONAL FEATURES | TEMPERATURE RATING:-40 TO 70 DEG C | [33 empty] | Production Completed
STP-007 | DATA ENRICHMENT | Batch_1 | Elec | ATS | ATS | ok | 04-05-2023 | 13-05-2023 | NM CHANGEd TO PLUG_ELECTRICAL_completed | 135629 | 135629 | 8349-50101037 | PLUG,ELECT,ME430P7W,WIRING DEVICE,30A | ME430P7W | Mennekes Electronics Inc | PLUG,ELECTRICAL,TYPE:WIRING DEVICE,ELEC_CURR_CAP:30A,V_RATING:480V,MANUFACTURER:MENNEKES ELECTRONICS INC,MFR PART NUMBER:ME430P7W |  | BDI | 25172875 | MENNEKES | ME430P7W | ME430P7W PIN AND SLEEVE RECEPTACLE | [7 empty] | https://www.lockingpowercords.com/products/4314-430p7w-plug.aspx |  |  | MENNEKES INTERNACIONAL | OPM | ME430P7W | ME430P7W |  | ENRICHED | MRO | 39121406 | ELECTRICAL RECEPTACLES | PLUG | ELECTRICAL | NUMBER OF PINS |  | PIN MATERIAL |  | CONNECTION TYPE |  | SIZE | 2.76 DIA X 6.4 LG IN | VOLTAGE RATING | 480 VAC | CURRENT RATING | 30 A | NUMBER OF POLES | 3 | BODY MATERIAL |  | NUMBER OF PHASE | 3 | HAZARD CLASS |  | CERTIFICATION/STANDARD | IEC, UL | ADDITIONAL FEATURES |  | TYPE | WATERTIGHT, WIRING DEVICE | [35 empty] | Production Completed
STP-007 | DATA ENRICHMENT | Batch_1 | Elec | ATS | ATS | ok | 04-05-2023 | 13-05-2023 | NM CHANGEd TO PLUG_ELECTRICAL_completed | 192562 | 192562 | 8364-50101037 | PLUG,ELECT,ME430P7W,WIRING DEVICE,30A | ME430P7W | Mennekes Electronics Inc | PLUG,ELECTRICAL,TYPE:WIRING DEVICE,ELEC_CURR_CAP:30A,V_RATING:480V,MANUFACTURER:MENNEKES ELECTRONICS INC,MFR PART NUMBER:ME430P7W |  | Wesco | 40127192004 | Mennekes Electronics Inc | ME430P7W | PLUG,ELECTRICAL,TYPE:WIRING DEVICE,ELEC_CURR_CAP:30A,V_RATING:480V,MANUFACTURER:MENNEKES ELECTRONICS INC,MFR PART NUMBER:ME430P7W | [7 empty] | https://www.lockingpowercords.com/products/4314-430p7w-plug.aspx |  |  | MENNEKES INTERNACIONAL | OPM | ME430P7W | ME430P7W |  | ENRICHED | MRO | 39121406 | ELECTRICAL RECEPTACLES | PLUG | ELECTRICAL | NUMBER OF PINS |  | PIN MATERIAL |  | CONNECTION TYPE |  | SIZE | 2.76 DIA X 6.4 LG IN | VOLTAGE RATING | 480 VAC | CURRENT RATING | 30 A | NUMBER OF POLES | 3 | BODY MATERIAL |  | NUMBER OF PHASE | 3 | HAZARD CLASS |  | CERTIFICATION/STANDARD | IEC, UL | ADDITIONAL FEATURES |  | TYPE | WATERTIGHT, WIRING DEVICE | [35 empty] | Production Completed
STP-007 | DATA ENRICHMENT | Batch_1 | Elec | ATS | ATS | ok | 04-05-2023 | 13-05-2023 | URL UPDATED | 247208 | 247208 | 8380-52196116 | PLUG,ELECT,HBL420P7W,4 PIN MALE,20A,480V | HBL420P7W | Hubbell Wiring Device | PLUG,ELECTRICAL,TYPE:4 PIN MALE,ELECTRIC CURRENT CAPACITY:20A,VOLTAGE RATING:480V,MANUFACTURER:HUBBELL WIRING DEVICE,MFR PART NUMBER:HBL420P7W |  | Wesco | 78358540437 | Hubbell Wiring Device | HBL420P7W | PLUG,ELECTRICAL,TYPE:4 PIN MALE,ELECTRIC CURRENT CAPACITY:20A,VOLTAGE RATING:480V,MANUFACTURER:HUBBELL WIRING DEVICE,MFR PART NUMBER:HBL420P7W | [7 empty] | https://assets.alliedelec.com/v1578999638/Datasheets/0debaa6aa4d7719120889555ef70599b.pdf | https://www.hubbell.com/hubbell/en/Products/Electrical-Electronic/Wiring-Devices/Pin-Sleeve/IEC-Devices/Heavy-Duty-Products-IEC-Pin-and-Sleeve-Devices-Industrial-Grade-MalePlug-20A-3-Phase-Delta-480V-AC-3-Pole-4-Wire-Grounding-Watertight/p/166658?queryID=d22ca713ce273ca2999aad0e6a3102e7&indexName=Products |  | HUBBELL LIGHTING | OPM | HBL420P7W | HBL420P7W |  | ENRICHED | MRO | 39121406 | ELECTRICAL RECEPTACLES | RECEPTACLE | ELECTRICAL | VOLTAGE RATING | 480 VAC | CURRENT RATING | 20 A | NEMA/IEC SIZE | NOT AVAILABLE | NUMBER OF POLES | 3 | TERMINAL TYPE | SCREW | TYPE | PIN AND SLEEVE, WATERTIGHT | NUMBER OF WIRES | 4 | DEGREE OF PROTECTION | IP68/IP69K | MOUNTING TYPE | CORD | MATERIAL | POLYBUTYLENE TEREPHTHALATE | SIZE |  | HAZARD CLASS |  | CERTIFICATION/STANDARD | IEC 60309-1,IEC 60309-2 | ADDITIONAL FEATURES | TEMPERATURE RANGE:-40 TO 75 DEG C;ELECTRICAL CONNECTION:4 PIN MALE | [33 empty] | Production Completed
STP-007 | DATA ENRICHMENT | Batch_1 | Elec | ATS | ATS | ok | 04-05-2023 | 13-05-2023 |  | 46386 | 46386 | 8314-50115637 | CONN,CABLE CONDU,USE 50037177 HBL4729C | USE 50037177 HBL4729C | Hubbell Wiring Device | CONNECTOR,CABLE CONDUIT,TYPE:TWIST LOCK,MANUFACTURER:HUBBELL WIRING DEVICE,MFR PART NUMBER:USE 50037177 HBL4729C | [13 empty] | https://www.hubbell.com/wiringdevice-kellems/en/Products/Electrical-Electronic/Wiring-Devices/Locking-Devices/Insulgrip-Twist-Lock/Locking-Devices-Twist-Lock-Industrial-Female-Connector-Body-15A-125V-2-Pole-3-Wire-Grounding-L5-15R-Screw-Terminal-Black-and |  |  | HUBBELL LIGHTING | OPM | USE 50037177 HBL4729C | USE 50037177 HBL4729C |  | ENRICHED | MRO | 39121406 | ELECTRICAL RECEPTACLES | RECEPTACLE | ELECTRICAL | VOLTAGE RATING | 125 VAC | CURRENT RATING | 15 A | NEMA/IEC SIZE | L5-15P | NUMBER OF POLES | 2 | TERMINAL TYPE | SCREW | TYPE | TWIST LOCK,FEMALE | NUMBER OF WIRES | 3 | DEGREE OF PROTECTION |  | MOUNTING TYPE | CORD | MATERIAL | NYLON | SIZE | 2-3/4 X 1-1/2 X 1-1/2 IN | HAZARD CLASS |  | CERTIFICATION/STANDARD | CSA,UL | ADDITIONAL FEATURES | TEMPERATURE RATING:-40 TO 75 DEG C | [33 empty] | Production Completed
STP-007 | DATA ENRICHMENT | Batch_1 | Elec | ATS | ATS | ok | 04-05-2023 | 13-05-2023 |  | 279431 | 279431 | 8386-50053243 | RECEPT,ELECT,HBL5969VY,STRAIGHT,15A,125V | HBL5969VY | Hubbell Wiring Device | RECEPTACLE,ELECTRIC,TYPE:STRAIGHT,ELEC_CURR_CAP:15A,V_RATING:125V,MANUFACTURER:HUBBELL WIRING DEVICE,MFR PART NUMBER:HBL5969VY |  | BDI | HBL HBL5969VY | Hubbell Wiring Device | HBL5969VY | RECEPT,ELECT,HBL5969VY,STRAIGHT,15A,125V | [7 empty] | https://www.hubbell.com/hubbell/en/Products/Electrical-Electronic/Wiring-Devices/Straight-Blade-Devices/Plugs-Connectors/Straight-Blade-Devices-Female-Connector-Body-Valise-Series-IndustrialCommercial-Grade-Straight-2-Pole-3--Wire-Grounding-15A-125V-5-15R | https://hubbellcdn.com/catalogpage/Wiring_Catalog_A34_CatPage.pdf | https://www.sourceatlantic.ca/Product/5969VY-HBL | HUBBELL WIRING DEVICE-KELLEMS | OPM | HBL5969VY | HBL5969VY |  | ENRICHED | MRO | 39121406 | Electrical receptacles | RECEPTACLE | ELECTRICAL | VOLTAGE RATING | 125 VAC | CURRENT RATING | 15 A | NEMA/IEC SIZE | 5-15R | NUMBER OF POLES | 2 | TERMINAL TYPE | SCREW | TYPE | FEMALE,STRAIGHT | NUMBER OF WIRES | 3 | DEGREE OF PROTECTION | IP20 | MOUNTING TYPE | CORD | MATERIAL | NYLON | SIZE | 1-5/16 WD X 2-11/16 LG X 2-11/16 HT IN | HAZARD CLASS |  | CERTIFICATION/STANDARD | CSA,UL | ADDITIONAL FEATURES | [34 empty] | Production Completed
STP-007 | DATA ENRICHMENT | Batch_1 | Elec | ATS | ATS | ok | 04-05-2023 | 13-05-2023 |  | 110625 | 110625 | 8339-52215914 | RECEPT,ELECT,AR6347 | AR6347 | Cooper Crouse-Hinds | RECEPTACLE,ELECTRIC,TYPE:4 PIN FEMALE STRAIGHT,ELECTRIC CURRENT CAPACITY:30A,VOLTAGE RATING:600V,MANUFACTURER:COOPER CROUSE-HINDS,MFR PART NUMBER:AR6347 |  | Wesco | 78227406675 | Cooper Crouse-Hinds | AR6347 | RECEPTACLE,ELECTRIC,TYPE:4 PIN FEMALE STRAIGHT,ELECTRIC CURRENT CAPACITY:30A,VOLTAGE RATING:600V,MANUFACTURER:COOPER CROUSE-HINDS,MFR PART NUMBER:AR6347 | [7 empty] | https://www.eaton.com/ca/en-gb/skuPage.AR6347.specifications.html |  |  | EATON GROUP | OPM | AR6347 | AR6347 | ALTERNATE OPM:COOPER CROUSE-HINDS,WESCO INDUSTRIAL PRODUCTS INC | ENRICHED | MRO | 39121406 | ELECTRICAL RECEPTACLES | RECEPTACLE | ELECTRICAL | VOLTAGE RATING | 250-600 V | CURRENT RATING | 30 A | NEMA/IEC SIZE | NOT AVAILABLE | NUMBER OF POLES | 4 | TERMINAL TYPE | NOT AVAILABLE | TYPE | ROUND FLANGE | NUMBER OF WIRES |  | DEGREE OF PROTECTION |  | MOUNTING TYPE |  | MATERIAL | COPPER-FREE ALUMINUM | SIZE | 4-3/4 WD X 3-7/8 LG X 4-3/4 HT IN | HAZARD CLASS |  | CERTIFICATION/STANDARD | NEC,CEC | ADDITIONAL FEATURES | 4 PIN;FEMALE STRAIGHT | [33 empty] | Production Completed
STP-007 | DATA ENRICHMENT | Batch_1 | Elec | ATS | ATS | ok | 04-05-2023 | 13-05-2023 |  | 279343 | 279343 | 8386-50030049 | CONN,CABLE CONDU,HBL5269C,FEMALE | HBL5269C | Hubbell Wiring Device | CONNECTOR,CABLE CONDUIT,TYPE:FEMALE,MANUFACTURER:HUBBELL WIRING DEVICE,MFR PART NUMBER:HBL5269C |  | Wesco | 78358517325 | Hubbell Wiring Device | HBL5269C | CONNECTOR,CABLE CONDUIT,TYPE:FEMALE,MANUFACTURER:HUBBELL WIRING DEVICE,MFR PART NUMBER:HBL5269C | [7 empty] | https://www.hubbell.com/wiringdevice-kellems/en/Products/Electrical-Electronic/Wiring-Devices/Straight-Blade-Devices/Plugs-Connectors/Straight-Blade-Devices-Female-Connector-Body-Insulgrip-Heavy-Duty-IndustrialCommercial-Grade-Straight-15A-125V-5-15R-and- |  |  | HUBBELL LIGHTING | OPM | HBL5269C | HBL5269C |  | ENRICHED | MRO | 39121406 | ELECTRICAL RECEPTACLES | RECEPTACLE | ELECTRICAL | VOLTAGE RATING | 125 VAC | CURRENT RATING | 15 A | NEMA/IEC SIZE | 5-15R | NUMBER OF POLES | 2 | TERMINAL TYPE | SCREW | TYPE | INDUSTRIAL | NUMBER OF WIRES | 3 | DEGREE OF PROTECTION | IP20 | MOUNTING TYPE | CORD | MATERIAL | POLYCARBONATE | SIZE | 1-1/2 WD X 2-5/8 HT IN | HAZARD CLASS |  | CERTIFICATION/STANDARD | CSA,UL | ADDITIONAL FEATURES | TEMPERATURE RATING:-40 TO 75 DEG C | [33 empty] | Production Completed
STP-007 | DATA ENRICHMENT | Batch_1 | Elec | ATS | ATS | ok | 04-05-2023 | 13-05-2023 |  | 279866 | 279866 | 8386-50169663 | RECEPT,ELECT,HBL2743,TWIST LOCK,30A,600V | HBL2743 | Hubbell Wiring Device | RECEPTACLE,ELECTRIC,TYPE:TWIST LOCK,ELEC_CURR_CAP:30A,V_RATING:600V,MANUFACTURER:HUBBELL WIRING DEVICE,MFR PART NUMBER:HBL2743 |  | Wesco | 78358503939 | Hubbell Wiring Device | HBL2743 | RECEPTACLE,ELECTRIC,TYPE:TWIST LOCK,ELEC_CURR_CAP:30A,V_RATING:600V,MANUFACTURER:HUBBELL WIRING DEVICE,MFR PART NUMBER:HBL2743 | [7 empty] | https://www.hubbell.com/wiringdevice-kellems/en/Products/Electrical-Electronic/Wiring-Devices/Locking-Devices/Insulgrip-Twist-Lock/Locking-Devices-Twist-Lock-Industrial-Female-Connector-Body-30A-3-Phase-Delta-600V-AC-3-Pole-4-Wire-Grounding-L17-30R-Screw- | https://hubbellcdn.com/catalogpage/Wiring_Catalog_B33_CatPage.pdf | https://buy.wesco.com/Electrical-and-Power-Distribution/Electrical-Outlets-and-Switches/Straight-Blade-Devices/Straight-Blade-Connectors/HUBBELL/Locking-Connector-30A-600V-3-Phase-3P-4W-Nylon-Black-White/HBL2743/p/78358503939-1?dimId=18jos1cZldopj1Z53pd5e | HUBBELL WIRING DEVICE-KELLEMS | OPM | HBL2743 | HBL2743 |  | ENRICHED | MRO | 39121406 | Electrical receptacles | RECEPTACLE | ELECTRICAL | VOLTAGE RATING | 600 VAC | CURRENT RATING | 30 A | NEMA/IEC SIZE | 4X, 12 | NUMBER OF POLES | 3 | TERMINAL TYPE | SCREW | TYPE | TWIST LOCK,FEMALE | NUMBER OF WIRES | 4 | DEGREE OF PROTECTION | IP66 | MOUNTING TYPE | CORD | MATERIAL | NYLON | SIZE | 2-5/16 WD X 2-5/16 LG X 3-7/8 HT IN | HAZARD CLASS |  | CERTIFICATION/STANDARD | CSA,UL | ADDITIONAL FEATURES | [34 empty] | Production Completed
STP-007 | DATA ENRICHMENT | Batch_1 | Elec | ATS | ATS | ok | 04-05-2023 | 13-05-2023 |  | 145472 | 145472 | 8349-50243931 | RECEPT,ELECT,63-34043-972,FEMALE,30A | 63-34043-972 | Meltric Corp | RECEPTACLE,ELECTRIC,TYPE:FEMALE,ELEC_CURR_CAP:30A,V_RATING:277-480V,MANUFACTURER:MELTRIC CORP,MFR PART NUMBER:63-34043-972 |  | Wesco | 78447454607 | Meltric Corp | 63-34043-972 | RECEPTACLE,ELECTRIC,TYPE:FEMALE,ELEC_CURR_CAP:30A,V_RATING:277-480V,MANUFACTURER:MELTRIC CORP,MFR PART NUMBER:63-34043-972 | [7 empty] | https://meltric.com/63-34043-972.html | https://www.revereelectric.com/4252931/Product/ | https://www.mc-mc.com/Product/meltric-63-34043-972?option=MELT6334043972 | MELTRIC CORPORATION | OPM | 63-34043-972 | 63-34043-972 |  | ENRICHED | MRO | 39121406 | Electrical receptacles | RECEPTACLE | ELECTRICAL | VOLTAGE RATING | 277-480 VAC | CURRENT RATING | 30 A | NEMA/IEC SIZE | TYPE 4X | NUMBER OF POLES | 3 | TERMINAL TYPE | SCREW | TYPE | FEMALE | NUMBER OF WIRES | 2 | DEGREE OF PROTECTION | IP69/66/67 | MOUNTING TYPE | PANEL | MATERIAL | POLYESTER | SIZE |  | HAZARD CLASS |  | CERTIFICATION/STANDARD | UL,CCSAUS | ADDITIONAL FEATURES | [34 empty] | Production Completed
STP-007 | DATA ENRICHMENT | Batch_1 | Elec | ATS | ATS | ok | 04-05-2023 | 13-05-2023 |  | 45970 | 45970 | 8314-50030049 | CONN,CABLE CONDU,HBL5269C,FEMALE | HBL5269C | Hubbell Wiring Device | CONNECTOR,CABLE CONDUIT,TYPE:FEMALE,MANUFACTURER:HUBBELL WIRING DEVICE,MFR PART NUMBER:HBL5269C |  | BDI | 21496351 | HUBBELL ELECTRICAL | HBL5269C | HBL5269C | [7 empty] | https://www.hubbell.com/wiringdevice-kellems/en/Products/Electrical-Electronic/Wiring-Devices/Straight-Blade-Devices/Plugs-Connectors/Straight-Blade-Devices-Female-Connector-Body-Insulgrip-Heavy-Duty-IndustrialCommercial-Grade-Straight-15A-125V-5-15R-and- |  |  | HUBBELL LIGHTING | OPM | HBL5269C | HBL5269C |  | ENRICHED | MRO | 39121406 | ELECTRICAL RECEPTACLES | RECEPTACLE | ELECTRICAL | VOLTAGE RATING | 125 VAC | CURRENT RATING | 15 A | NEMA/IEC SIZE | 5-15R | NUMBER OF POLES | 2 | TERMINAL TYPE | SCREW | TYPE | INDUSTRIAL | NUMBER OF WIRES | 3 | DEGREE OF PROTECTION | IP20 | MOUNTING TYPE | CORD | MATERIAL | POLYCARBONATE | SIZE | 1-1/2 WD X 2-5/8 HT IN | HAZARD CLASS |  | CERTIFICATION/STANDARD | CSA,UL | ADDITIONAL FEATURES | TEMPERATURE RATING:-40 TO 75 DEG C | [33 empty] | Production Completed
STP-007 | DATA ENRICHMENT | Batch_1 | Elec | ATS | ATS | ok | 04-05-2023 | 13-05-2023 |  | 139036 | 139036 | 8349-50169663 | RECEPT,ELECT,HBL2743,TWIST LOCK,30A,600V | HBL2743 | Hubbell Wiring Device | RECEPTACLE,ELECTRIC,TYPE:TWIST LOCK,ELEC_CURR_CAP:30A,V_RATING:600V,MANUFACTURER:HUBBELL WIRING DEVICE,MFR PART NUMBER:HBL2743 |  | Wesco | 78358503939 | Hubbell Wiring Device | HBL2743 | RECEPTACLE,ELECTRIC,TYPE:TWIST LOCK,ELEC_CURR_CAP:30A,V_RATING:600V,MANUFACTURER:HUBBELL WIRING DEVICE,MFR PART NUMBER:HBL2743 | [7 empty] | https://www.hubbell.com/wiringdevice-kellems/en/Products/Electrical-Electronic/Wiring-Devices/Locking-Devices/Insulgrip-Twist-Lock/Locking-Devices-Twist-Lock-Industrial-Female-Connector-Body-30A-3-Phase-Delta-600V-AC-3-Pole-4-Wire-Grounding-L17-30R-Screw- | https://hubbellcdn.com/catalogpage/Wiring_Catalog_B33_CatPage.pdf | https://buy.wesco.com/Electrical-and-Power-Distribution/Electrical-Outlets-and-Switches/Straight-Blade-Devices/Straight-Blade-Connectors/HUBBELL/Locking-Connector-30A-600V-3-Phase-3P-4W-Nylon-Black-White/HBL2743/p/78358503939-1?dimId=18jos1cZldopj1Z53pd5e | HUBBELL WIRING DEVICE-KELLEMS | OPM | HBL2743 | HBL2743 |  | ENRICHED | MRO | 39121406 | Electrical receptacles | RECEPTACLE | ELECTRICAL | VOLTAGE RATING | 600 VAC | CURRENT RATING | 30 A | NEMA/IEC SIZE | 4X, 12 | NUMBER OF POLES | 3 | TERMINAL TYPE | SCREW | TYPE | TWIST LOCK,FEMALE | NUMBER OF WIRES | 4 | DEGREE OF PROTECTION | IP66 | MOUNTING TYPE | CORD | MATERIAL | NYLON | SIZE | 2-5/16 WD X 2-5/16 LG X 3-7/8 HT IN | HAZARD CLASS |  | CERTIFICATION/STANDARD | CSA,UL | ADDITIONAL FEATURES | [34 empty] | Production Completed
STP-007 | DATA ENRICHMENT | Batch_1 | Elec | ATS | ATS | ok | 04-05-2023 | 13-05-2023 |  | 28077 | 28077 | 8312-50346839 | RECEPT,ELECT,63-64043-972,6 PIN,60A,480V | 63-64043-972 | Meltric Corp | RECEPTACLE,ELECTRIC,TYPE:6 PIN,ELEC_CURR_CAP:60A,V_RATING:480V,MANUFACTURER:MELTRIC CORP,MFR PART NUMBER:63-64043-972 |  | Wesco | 78447454723 | Meltric Corp | 63-64043-972 | RECEPTACLE,ELECTRIC,TYPE:6 PIN,ELEC_CURR_CAP:60A,V_RATING:480V,MANUFACTURER:MELTRIC CORP,MFR PART NUMBER:63-64043-972 | [7 empty] | https://meltric.com/63-64043-972.html |  |  | MELTRIC CORP | OPM | 63-64043-972 | 63-64043-972 |  | ENRICHED | MRO | 39121406 | ELECTRICAL RECEPTACLES | RECEPTACLE | ELECTRICAL | VOLTAGE RATING | 480 VAC | CURRENT RATING | 60 A | NEMA/IEC SIZE | NOT AVAILABLE | NUMBER OF POLES | NOT AVAILABLE | TERMINAL TYPE | NOT AVAILABLE | TYPE | AUXILIARY | NUMBER OF WIRES | 2 | DEGREE OF PROTECTION | IP66/IP67 | MOUNTING TYPE |  | MATERIAL | POLYESTER | SIZE |  | HAZARD CLASS |  | CERTIFICATION/STANDARD |  | ADDITIONAL FEATURES | CONTACT CONFIGURATION:3P+G;COLOR:BLUE;POWER:20 HP | [33 empty] | Production Completed
STP-007 | DATA ENRICHMENT | Batch_1 | Elec | ATS | ATS | ok | 04-05-2023 | 13-05-2023 |  | 58719 | 58719 | 8319-50003719 | PLUG,ELECT,ACP6034BC,CLAMPING RING,60A | ACP6034BC | Appleton Electric Co | PLUG,ELECTRICAL,TYPE:CLAMPING RING,ELEC_CURR_CAP:60A,V_RATING:600V/250VDC,MANUFACTURER:APPLETON ELECTRIC CO,MFR PART NUMBER:ACP6034B |  | Wesco |  | Appleton Electric Co | ACP6034BC | PLUG,ELECTRICAL,TYPE:CLAMPING RING,ELEC_CURR_CAP:60A,V_RATING:600V/250VDC,MANUFACTURER:APPLETON ELECTRIC CO,MFR PART NUMBER:ACP6034B | [7 empty] | https://shop.metallogics.com/products/appleton-acp6034b-60a-pin-sleeve-plug-to-2x-30a-twist-lock-outlets |  |  | APPLETON ELECTRIC CO | OPM | ACP6034B | ACP6034B |  | ENRICHED | MRO | 39121406 | ELECTRICAL RECEPTACLES | RECEPTACLE | ELECTRICAL | VOLTAGE RATING | 600 VDC | CURRENT RATING | 60 A | NEMA/IEC SIZE | NOT AVAILABLE | NUMBER OF POLES | NOT AVAILABLE | TERMINAL TYPE | NOT AVAILABLE | TYPE | PIN AND SLEEVE | NUMBER OF WIRES |  | DEGREE OF PROTECTION |  | MOUNTING TYPE |  | MATERIAL |  | SIZE |  | HAZARD CLASS |  | CERTIFICATION/STANDARD |  | ADDITIONAL FEATURES | [34 empty] | Production Completed
STP-007 | DATA ENRICHMENT | Batch_1 | Elec | ATS | ATS | ok | 04-05-2023 | 13-05-2023 |  | 100161 | 100161 | 8339-50038646 | RECEPT,ELECT,HBL430R7W,PIN AND SLEEVE | HBL430R7W | Hubbell Wiring Device | RECEPTACLE,ELECTRIC,TYPE:PIN AND SLEEVE,ELEC_CURR_CAP:30A,V_RATING:480V,MANUFACTURER:HUBBELL WIRING DEVICE,MFR PART NUMBER:HBL430R7W |  | Wesco | 7847708552 | Hubbell Wiring Device | HBL430R7W | RECEPTACLE,ELECTRIC,TYPE:PIN AND SLEEVE,ELEC_CURR_CAP:30A,V_RATING:480V,MANUFACTURER:HUBBELL WIRING DEVICE,MFR PART NUMBER:HBL430R7W | [7 empty] | https://www.hubbell.com/hubbell/en/Products/Electrical-Electronic/Wiring-Devices/Pin-Sleeve/IEC-Devices/Heavy-Duty-Products-IEC-Pin-and-Sleeve-Devices-Industrial-Grade-Female-Receptacle-30A-3-Phase-Delta-480V-AC-3-Pole-4-Wire-Grounding-Watertight/p/163596 |  |  | HUBBELL WIRING DEVICE-KELLEMS | OPM | HBL430R7W | HBL430R7W |  | ENRICHED | MRO | 39121406 | Electrical Receptacles | RECEPTACLE | ELECTRICAL | VOLTAGE RATING | 480 VAC | CURRENT RATING | 30 A | NEMA/IEC SIZE | NOT AVAILABLE | NUMBER OF POLES | 3 | TERMINAL TYPE | SCREW | TYPE | PIN AND SLEEVE,SINGLE FLANGED | NUMBER OF WIRES | 4 | DEGREE OF PROTECTION |  | MOUNTING TYPE | SCREW | MATERIAL | THERMOPLASTIC | SIZE |  | HAZARD CLASS |  | CERTIFICATION/STANDARD | CSA,UL | ADDITIONAL FEATURES | [34 empty] | Production Completed
STP-007 | DATA ENRICHMENT | Batch_1 | Elec | ATS | ATS | ok | 04-05-2023 | 13-05-2023 |  | 180640 | 180640 | 8353-52191575 | RECEPTACLE 3F/60A/MEL6364043843/MELTRIC |  | WESCO DISTRIBUTION DE MEXICO S DE | [14 empty] | https://motorsandcontrol.com/meltric-63-64043-843-receptacle/ |  |  | MELTRIC-MARECHAL ELECTRIC | OPM | 6364043843 | 6364043843 |  | ENRICHED | MRO | 39121406 | ELECTRICAL RECEPTACLES | RECEPTACLE | ELECTRICAL | VOLTAGE RATING | 480 VAC | CURRENT RATING | 60 A | NEMA/IEC SIZE | 4X | NUMBER OF POLES | NOT AVAILABLE | TERMINAL TYPE | NOT AVAILABLE | TYPE | SWITCH-RATED | NUMBER OF WIRES |  | DEGREE OF PROTECTION | IP66/IP67 | MOUNTING TYPE |  | MATERIAL | POLY | SIZE |  | HAZARD CLASS |  | CERTIFICATION/STANDARD |  | ADDITIONAL FEATURES | FREQUENCY RATING:60 Hz;SERIES:DSN60;TEMPERATURE RATING:140 DEG F | [33 empty] | Production Completed
STP-007 | DATA ENRICHMENT | Batch_1 | Elec | ATS | ATS | ok | 04-05-2023 | 13-05-2023 |  | 198155 | 198155 | 8364-50346839 | RECEPT,ELECT,63-64043-972,6 PIN,60A,480V | 63-64043-972 | Meltric Corp | RECEPTACLE,ELECTRIC,TYPE:6 PIN,ELEC_CURR_CAP:60A,V_RATING:480V,MANUFACTURER:MELTRIC CORP,MFR PART NUMBER:63-64043-972 |  | Wesco | 78447454723 | Meltric Corp | 63-64043-972 | RECEPTACLE,ELECTRIC,TYPE:6 PIN,ELEC_CURR_CAP:60A,V_RATING:480V,MANUFACTURER:MELTRIC CORP,MFR PART NUMBER:63-64043-972 | [7 empty] | https://meltric.com/63-64043-972.html |  |  | MELTRIC CORP | OPM | 63-64043-972 | 63-64043-972 |  | ENRICHED | MRO | 39121406 | ELECTRICAL RECEPTACLES | RECEPTACLE | ELECTRICAL | VOLTAGE RATING | 480 VAC | CURRENT RATING | 60 A | NEMA/IEC SIZE | NOT AVAILABLE | NUMBER OF POLES | NOT AVAILABLE | TERMINAL TYPE | NOT AVAILABLE | TYPE | AUXILIARY | NUMBER OF WIRES | 2 | DEGREE OF PROTECTION | IP66/IP67 | MOUNTING TYPE |  | MATERIAL | POLYESTER | SIZE |  | HAZARD CLASS |  | CERTIFICATION/STANDARD |  | ADDITIONAL FEATURES | CONTACT CONFIGURATION:3P+G;COLOR:BLUE;POWER:20 HP | [33 empty] | Production Completed
STP-007 | DATA ENRICHMENT | Batch_1 | Elec | ATS | ATS | ok | 04-05-2023 | 13-05-2023 |  | 239696 | 239696 | 8380-50038646 | RECEPT,ELECT,HBL430R7W,PIN AND SLEEVE | HBL430R7W | Hubbell Wiring Device | RECEPTACLE,ELECTRIC,TYPE:PIN AND SLEEVE,ELEC_CURR_CAP:30A,V_RATING:480V,MANUFACTURER:HUBBELL WIRING DEVICE,MFR PART NUMBER:HBL430R7W |  | Wesco |  | Hubbell Wiring Device | HBL430R7W | RECEPTACLE,ELECTRIC,TYPE:PIN AND SLEEVE,ELEC_CURR_CAP:30A,V_RATING:480V,MANUFACTURER:HUBBELL WIRING DEVICE,MFR PART NUMBER:HBL430R7W | [7 empty] | https://www.hubbell.com/hubbell/en/Products/Electrical-Electronic/Wiring-Devices/Pin-Sleeve/IEC-Devices/Heavy-Duty-Products-IEC-Pin-and-Sleeve-Devices-Industrial-Grade-Female-Receptacle-30A-3-Phase-Delta-480V-AC-3-Pole-4-Wire-Grounding-Watertight/p/163596 |  |  | HUBBELL WIRING DEVICE-KELLEMS | OPM | HBL430R7W | HBL430R7W |  | ENRICHED | MRO | 39121406 | Electrical Receptacles | RECEPTACLE | ELECTRICAL | VOLTAGE RATING | 480 VAC | CURRENT RATING | 30 A | NEMA/IEC SIZE | NOT AVAILABLE | NUMBER OF POLES | 3 | TERMINAL TYPE | SCREW | TYPE | PIN AND SLEEVE,SINGLE FLANGED | NUMBER OF WIRES | 4 | DEGREE OF PROTECTION |  | MOUNTING TYPE | SCREW | MATERIAL | THERMOPLASTIC | SIZE |  | HAZARD CLASS |  | CERTIFICATION/STANDARD | CSA,UL | ADDITIONAL FEATURES | [34 empty] | Production Completed
STP-007 | DATA ENRICHMENT | Batch_1 | Elec | ATS | ATS | ok | 04-05-2023 | 13-05-2023 |  | 241185 | 241185 | 8380-50243931 | RECEPT,ELECT,63-34043-972,FEMALE,30A | 63-34043-972 | Meltric Corp | RECEPTACLE,ELECTRIC,TYPE:FEMALE,ELEC_CURR_CAP:30A,V_RATING:277-480V,MANUFACTURER:MELTRIC CORP,MFR PART NUMBER:63-34043-972 |  | Wesco | 78447454607 | Meltric Corp | 63-34043-972 | RECEPTACLE,ELECTRIC,TYPE:FEMALE,ELEC_CURR_CAP:30A,V_RATING:277-480V,MANUFACTURER:MELTRIC CORP,MFR PART NUMBER:63-34043-972 | [7 empty] | https://meltric.com/63-34043-972.html | https://www.revereelectric.com/4252931/Product/ | https://www.mc-mc.com/Product/meltric-63-34043-972?option=MELT6334043972 | MELTRIC CORPORATION | OPM | 63-34043-972 | 63-34043-972 |  | ENRICHED | MRO | 39121406 | Electrical receptacles | RECEPTACLE | ELECTRICAL | VOLTAGE RATING | 277-480 VAC | CURRENT RATING | 30 A | NEMA/IEC SIZE | TYPE 4X | NUMBER OF POLES | 3 | TERMINAL TYPE | SCREW | TYPE | FEMALE | NUMBER OF WIRES | 2 | DEGREE OF PROTECTION | IP69/66/67 | MOUNTING TYPE | PANEL | MATERIAL | POLYESTER | SIZE |  | HAZARD CLASS |  | CERTIFICATION/STANDARD | UL,CCSAUS | ADDITIONAL FEATURES | [34 empty] | Production Completed
STP-007 | DATA ENRICHMENT | Batch_1 | Elec | ATS | ATS | ok | 04-05-2023 | 13-05-2023 |  | 374923 | 374923 | BE33-5413113 | PRISE MOBILE CEE 380V 16A 3PH+T FEMELLE | 051180 <> LEGRAND |  | PRISE MOBILE CEE 380V 16A 3PH+T FEMELLE AVEC BAGUE DE BLOCAGE BAILLONNETTE REF LEGRAND: HYPRA 051180 | PRISE MOBILE CEE 380V 16A 3PH+T FEMELLE AVEC BAGUE DE BLOCAGE BAILLONNETTE REF LEGRAND: HYPRA 051180¦¦PRISE MOBILE CEE 380V 16A 3PH+T FEMELLE AVEC BAGUE DE BLOCAGE BAILLONNETTE REF LEGRAND: HYPRA 051180 | [12 empty] | https://www.legrand.com/ecatalogue/051180-mobile-socket-hypra-ip66-67-55.html |  |  | LEGRAND | OPM | HYPRA 051180 | HYPRA 051180 |  | ENRICHED | MRO | 39121400 | ELECTRICAL LUGS PLUGS AND CONNECTORS | SOCKET | ELECTRICAL | CONFIGURATION | NOT AVAILABLE | NUMBER OF POLES | 3 | VOLTAGE RATING | 380-415 VAC | CURRENT RATING | 16 A | CONNECTION TYPE | FNPT | TYPE | MOBILE | MOUNTING TYPE |  | SIZE |  | MATERIAL | PLASTIC | COLOUR | RED | HAZARD CLASS |  | CERTIFICATION/STANDARD |  | ADDITIONAL FEATURES | ENCLOSURE:IP55-66/67;WITH BAILLONETTE LOCKING RING;CEE;E | [35 empty] | Production Completed
STP-007 | DATA ENRICHMENT | Batch_1 | Elec | ATS | ATS | ok | 04-05-2023 | 13-05-2023 |  | 611710 | 611710 | ID01-5045189 | ANGLED PLUG SOCKET PEV-1/4-WD-LED-24 | [16 empty] | https://www.festo.com/hk/en/a/download-document/datasheet/164274 |  |  | FESTO GROUP | OPM | 164274 | PEV-1/4-WD-LED-24 |  | ENRICHED | MRO | 39121400 | ELECTRICAL LUGS PLUGS AND CONNECTORS | SOCKET | ELECTRICAL | CONFIGURATION | NOT AVAILABLE | NUMBER OF POLES | NOT AVAILABLE | VOLTAGE RATING | 15 TO 30 VDC | CURRENT RATING | 8 A | CONNECTION TYPE | SCREW TERMINAL | TYPE | ANGLED PLUG | MOUNTING TYPE | THROUGH HOLE | SIZE |  | MATERIAL | PA6 REINFORCED HOUSING | COLOUR | YELLOW | HAZARD CLASS |  | CERTIFICATION/STANDARD | CE, ROHS | ADDITIONAL FEATURES | [36 empty] | Production Completed
STP-007 | DATA ENRICHMENT | Batch_1 | Elec | ATS | ATS | ok | 04-05-2023 | 13-05-2023 | URL UPDATED | 487885 | 487885 | ES32-5217786 | CONECTOR HEMBRA IFM EVF566 | XZCC12FCM40 B |  |  | SDOAH040VASFKPG | [12 empty] | https://www.ifm.com/vn/en/product/EVF566 |  |  | I.F.M.ELECTRONIC (IRL.) LTD. | OPM | EVF566 | XZCC12FCM40 B |  | ENRICHED | MRO | 39121400 | Electrical lugs plugs and connectors | SOCKET | ELECTRICAL | CONFIGURATION | NOT AVAILABLE | NUMBER OF POLES | NOT AVAILABLE | VOLTAGE RATING | 250 VAC/300 VDC | CURRENT RATING | 4 A | CONNECTION TYPE | SCREW TERMINAL | TYPE | WIRABLE,STRAIGHT | MOUNTING TYPE |  | SIZE | 21 WD X 47 HT X 42 DP MM | MATERIAL | PA 6.6, EPDM | COLOUR | GRAY | HAZARD CLASS |  | CERTIFICATION/STANDARD | CE,UKCA,EAC,CLRUS | ADDITIONAL FEATURES | [36 empty] | Production Completed
STP-007 | DATA ENRICHMENT | Batch_1 | Elec | ATS | ATS | ok | 04-05-2023 | 13-05-2023 |  | 196492 | 196492 | 8364-50199676 | SOCK,ELECT,W80651,600V | W80651 | Woodhead Industries Inc | SOCKET,ELECTRICAL,V_RATING:600V,MANUFACTURER:WOODHEAD INDUSTRIES INC,MFR PART NUMBER:W80651 | [13 empty] | https://www.ifm.com/ca/en/product/W80651 |  |  | IFM ELECTRONIC GMBH | OPM | W80651 | W80651 | ALTERNATE OPM:WOODHEAD INDUSTRIES INC | ENRICHED | MRO | 39121400 | ELECTRICAL LUGS PLUGS AND CONNECTORS | SOCKET | ELECTRICAL | CONFIGURATION | NOT AVAILABLE | NUMBER OF POLES | NOT AVAILABLE | VOLTAGE RATING | 600 VAC/DC | CURRENT RATING | NOT AVAILABLE | CONNECTION TYPE | CABLE | TYPE |  | MOUNTING TYPE |  | SIZE | 12.7 MM DIA | MATERIAL | POLYVINYL CHLORIDE | COLOUR | YELLOW | HAZARD CLASS |  | CERTIFICATION/STANDARD |  | ADDITIONAL FEATURES | [36 empty] | Production Completed
STP-007 | DATA ENRICHMENT | Batch_1 | Elec | ATS | ATS | ok | 04-05-2023 | 13-05-2023 |  | 311148 | 311148 | AU03-EA616855 | POWER POINT,SKT,415V,20A,7 PIN,IP66,GREY | CLIPSAL 56SO720GY |  | CLIPSAL 56SO720GY | [13 empty] | https://www.clipsal.com/products/detail?CatNo=56SO720&itemno=56SO720-GY&tab-document-1=0 |  |  | CLIPSAL | OPM | 56SO720GY | 56SO720GY |  | ENRICHED | MRO | 39121400 | ELECTRICAL LUGS PLUGS AND CONNECTORS | SOCKET | ELECTRICAL | CONFIGURATION | NOT AVAILABLE | NUMBER OF POLES | 3 | VOLTAGE RATING | 500 VAC | CURRENT RATING | 20 A | CONNECTION TYPE | NOT AVAILABLE | TYPE | POWER POINT | MOUNTING TYPE | SURFACE | SIZE | 101 WD X 107 HT X 102 DP MM | MATERIAL | POLYCARBONATE COVER | COLOUR | GREY | HAZARD CLASS |  | CERTIFICATION/STANDARD | ROHS | ADDITIONAL FEATURES | SKT,7 PIN,IP66 | [35 empty] | Production Completed
STP-007 | DATA ENRICHMENT | Batch_1 | Elec | ATS | ATS | ok | 04-05-2023 | 13-05-2023 |  | 508150 | 508150 | ES36-5332159 | 849-6106 BASE AEREA 2P+T HEMBRA C/TAPA | 0095 51364 |  |  | Según su Catálogo ofertado a Mondelez-Viana-Esteban Sáez Toma RS PRO Tipo F - Schuko alemán de 2P+E de color Negro, para Alemania, 250 V, 16A Montaje de Cable Código RS 849-6106 Fabricante RS PRO | [12 empty] | https://uk.rs-online.com/web/p/mains-plugs-sockets/8496106 |  |  | RS PRO | OPM | 849-6106 | 849-6106 | ALTERNATE MANUFACTURER PART NUMBER:0095 51364 | ENRICHED | MRO | 39121400 | Electrical lugs plugs and connectors | SOCKET | ELECTRICAL | CONFIGURATION | NOT AVAILABLE | NUMBER OF POLES | 2 | VOLTAGE RATING | 250 V | CURRENT RATING | 16 A | CONNECTION TYPE | FEMALE THREADED | TYPE | GERMAN MAINS | MOUNTING TYPE | CABLE | SIZE |  | MATERIAL | RUBBER | COLOUR | BLACK | HAZARD CLASS |  | CERTIFICATION/STANDARD |  | ADDITIONAL FEATURES | [36 empty] | Production Completed
STP-007 | DATA ENRICHMENT | Batch_1 | Elec | ATS | ATS | ok | 04-05-2023 | 13-05-2023 |  | 550027 | 550027 | FR38-LFH002 | BUREAU PRISE LEG69731 | 8401294 | [15 empty] | https://www.legrand.com/ecatalogue/069731-socket-outlet-plexo-ip55-fr.html | https://in.rsdelivers.com/product/legrand/0-697-31/legrand-grey-1-gang-plug-socket-16a-type-e-french/0189633 |  | LEGRAND | OPM | 0 697 31 | 0 697 31 | ALTERNATE MANUFACTURER PART NUMBER:8401294 | ENRICHED | MRO | 39121400 | Electrical lugs plugs and connectors | SOCKET | ELECTRICAL | CONFIGURATION | NOT AVAILABLE | NUMBER OF POLES | 2 | VOLTAGE RATING | 250 VAC | CURRENT RATING | 16 A | CONNECTION TYPE | PLUG | TYPE |  | MOUNTING TYPE | SURFACE | SIZE | 80 WD MM | MATERIAL | ABS | COLOUR | GRAY | HAZARD CLASS |  | CERTIFICATION/STANDARD | ANSI/ESD,BS EN,NFC | ADDITIONAL FEATURES | [36 empty] | Production Completed
STP-007 | DATA ENRICHMENT | Batch_1 | Elec | ATS | ATS | ok | 04-05-2023 | 13-05-2023 |  | 311138 | 311138 | AU03-EA616831 | SOCKET OUTLET,SW,7PIN,RD,10A,1G,SF,PVC | CLIPSAL 56C710 GY |  | CLIPSAL 56C710 GY | [13 empty] | https://eref.se.com/au/en/clipsal/product-pdf/56C710-GY | https://www.clipsal.com/products/detail?CatNo=56C710&itemno=56C710-GY&tab-document-1=0 |  | CLIPSAL | OPM | 56C710-GY | 56C710-GY |  | ENRICHED | MRO | 39121400 | ELECTRICAL LUGS PLUGS AND CONNECTORS | SOCKET | ELECTRICAL | CONFIGURATION | NOT AVAILABLE | NUMBER OF POLES | 3 | VOLTAGE RATING | 500 VAC | CURRENT RATING | 10 A | CONNECTION TYPE | NOT AVAILABLE | TYPE | SWITCHED | MOUNTING TYPE | SURFACE | SIZE | 101 WD X 204 HT X 108 DP MM | MATERIAL | POLYCARBONATE | COLOUR | GRAY | HAZARD CLASS |  | CERTIFICATION/STANDARD | AS/NZS 3123 | ADDITIONAL FEATURES | [36 empty] | Production Completed
STP-007 | DATA ENRICHMENT | Batch_1 | Elec | ATS | ATS | ok | 04-05-2023 | 13-05-2023 |  | 706161 | 706161 | PH41-5017417 | PLUG, FEMALE, 3PH 32A, 1242-6, BRAND:PCE | [16 empty] | https://www.pcelectric.at/shop/en/detail/cee-industrial-plugs-and-sockets/cee-wall-mounted-sockets/cee-wall-mounted-socket-32a-4p-6h-ip67-1242-6.html |  |  | PCE | OPM | 1242-6 | 1242-6 |  | ENRICHED | MRO | 39121400 | ELECTRICAL LUGS PLUGS AND CONNECTORS | SOCKET | ELECTRICAL | CONFIGURATION | NOT AVAILABLE | NUMBER OF POLES | 4 | VOLTAGE RATING | 380-415 VAC | CURRENT RATING | 32 A | CONNECTION TYPE | SCREW TERMINAL | TYPE |  | MOUNTING TYPE | SURFACE | SIZE |  | MATERIAL | PLASTIC | COLOUR | RED | HAZARD CLASS |  | CERTIFICATION/STANDARD |  | ADDITIONAL FEATURES | [36 empty] | Production Completed
STP-007 | DATA ENRICHMENT | Batch_1 | Elec | ATS | ATS | ok | 04-05-2023 | 13-05-2023 |  | 537936 | 537936 | FR35-LF74609 | SOCLE MARECHAL 32A 3P+N+T 6134017 DSN3 | [16 empty] | https://marechal.com/marechal/en/gamme/industrial/decontactorswitchsocket-outlet/dsn-20-63a-ip66ip67ip69/dsn3-32-a-36?anchor=1977 | https://docmar.azureedge.net/shared/MarketDocs/MARECHAL%20DSN3%20DECONTACTOR%20RANGE%20EN.pdf |  | MARECHAL ELECTRIC | OPM | 6134017 | DSN3 |  | ENRICHED | MRO | 39121400 | Electrical lugs plugs and connectors | SOCKET | ELECTRICAL | CONFIGURATION | NOT AVAILABLE | NUMBER OF POLES | 3 | VOLTAGE RATING | 380-440 V | CURRENT RATING | 32 A | CONNECTION TYPE | FEMALE | TYPE |  | MOUNTING TYPE |  | SIZE | 77 WD X 171 LG MM | MATERIAL | POLY | COLOUR |  | HAZARD CLASS |  | CERTIFICATION/STANDARD | EN,IEC | ADDITIONAL FEATURES | [36 empty] | Production Completed
STP-007 | DATA ENRICHMENT | Batch_1 | Elec | ATS | ATS | ok | 04-05-2023 | 13-05-2023 |  | 305360 | 305360 | AU02-EA502119 | SOCKET OUTLET 5P 500V 32A RD IP56 RO | 56SO532RO | [15 empty] | https://eref.se.com/au/en/clipsal/product-pdf/56SO532/6-GY |  |  | CLIPSAL | OPM | 56SO532/6-GY | 56SO532/6-GY |  | ENRICHED | MRO | 39121400 | ELECTRICAL LUGS PLUGS AND CONNECTORS | SOCKET | ELECTRICAL | CONFIGURATION | NOT AVAILABLE | NUMBER OF POLES | 3 | VOLTAGE RATING | 500 VAC | CURRENT RATING | 32 A | CONNECTION TYPE | SCREW TERMINAL | TYPE | LOW VOLTAGE | MOUNTING TYPE | SURFACE | SIZE | 101 WD X 107 HT X 102 DP MM | MATERIAL | POLYCARBONATE | COLOUR | GRAY | HAZARD CLASS |  | CERTIFICATION/STANDARD | IEC 309 | ADDITIONAL FEATURES | NUMBER OF PIN:5, ENCLOSURE RATING: IP56 | [35 empty] | Production Completed
STP-007 | DATA ENRICHMENT | Batch_1 | Elec | ATS | ATS | ok | 04-05-2023 | 13-05-2023 |  | 557181 | 557181 | FR40-LF4874 | PRISE MARECHAL FEM 6P+T 16A ENCASTRABLE | PN7C 01004061 | [15 empty] | https://docmar.azureedge.net/shared/Datasheets/Multi_PN%20-%20Technical%20Datasheet.pdf |  |  | MARECHAL ELECTRIC | OPM | PN7C | PN7C | REFERENCE NUMBER:01004061 | ENRICHED | MRO | 39121400 | ELECTRICAL LUGS PLUGS AND CONNECTORS | SOCKET | ELECTRICAL | CONFIGURATION | NOT AVAILABLE | NUMBER OF POLES | NOT AVAILABLE | VOLTAGE RATING | 750 VDC | CURRENT RATING | 16 A | CONNECTION TYPE | NOT AVAILABLE | TYPE |  | MOUNTING TYPE |  | SIZE |  | MATERIAL | ALUMINUM ALLOY | COLOUR | BLUE | HAZARD CLASS |  | CERTIFICATION/STANDARD | EAC,UL,SA | ADDITIONAL FEATURES | [36 empty] | Production Completed
STP-007 | DATA ENRICHMENT | Batch_1 | Elec | ATS | ATS | ok | 04-05-2023 | 13-05-2023 |  | 376883 | 376883 | BE33-5563506 | PRISE CEE 3P+T 16A +VERROU+AUX 7284ZA | 7284ZA <> MENNEKES |  | COFFRET AVEC PRISE CEE 3P+T 400V 16A 6h + VERROUILLAGE MECANIQUE + CONTACT AUXILLIAIRE IP67 REF MENNEKES: 7284ZA | COFFRET AVEC PRISE CEE 3P+T 400V 16A 6h + VERROUILLAGE MECANIQUE + CONTACT AUXILLIAIRE IP67 REF MENNEKES: 7284ZA¦¦COFFRET AVEC PRISE CEE 3P+T 400V 16A 6h + VERROUILLAGE MECANIQUE + CONTACT AUXILLIAIRE IP67 REF MENNEKES: 7284ZA | [12 empty] | https://www.mennekes.co.uk/fileadmin/products_media/downloads/produktinfo/20210628/7284_en_GB.pdf |  |  | MENNEKES INTERNACIONAL | OPM | 7284 | 7284 |  | ENRICHED | MRO | 39121400 | ELECTRICAL LUGS PLUGS AND CONNECTORS | SOCKET | ELECTRICAL | CONFIGURATION | NOT AVAILABLE | NUMBER OF POLES | 4 | VOLTAGE RATING | 400 VAC | CURRENT RATING | 16 A | CONNECTION TYPE | SCREW TERMINAL | TYPE |  | MOUNTING TYPE | WALL | SIZE |  | MATERIAL | PLASTIC | COLOUR |  | HAZARD CLASS |  | CERTIFICATION/STANDARD | VDE, EAC, CQC | ADDITIONAL FEATURES | PROTECTION TYPE:IP67;MECHANICAL LOCK | [35 empty] | Production Completed
STP-007 | DATA ENRICHMENT | Batch_1 | Elec | ATS | ATS | ok | 04-05-2023 | 13-05-2023 |  | 311136 | 311136 | AU03-EA616828 | POWER POINT,SW/SKT,250V,15A,3PIN,RCD | CLIPSAL 56C315/4EL, |  | CLIPSAL 56C315/4EL, | [13 empty] | https://www.clipsal.com/products/detail?CatNo=56C315/4EL&itemno=56C315/4EL-RO&tab-document-1=0 |  |  | CLIPSAL | OPM | 56C315/4EL | 56C315/4EL |  | ENRICHED | MRO | 39121400 | ELECTRICAL LUGS PLUGS AND CONNECTORS | SOCKET | ELECTRICAL | CONFIGURATION | NOT AVAILABLE | NUMBER OF POLES | 3 | VOLTAGE RATING | 250 VAC | CURRENT RATING | 15 A | CONNECTION TYPE | NOT AVAILABLE | TYPE | POWER POINT | MOUNTING TYPE | SURFACE | SIZE | 101 WD X 204 HT X 100 DP MM | MATERIAL | POLYVINYL CHLORIDE | COLOUR |  | HAZARD CLASS |  | CERTIFICATION/STANDARD |  | ADDITIONAL FEATURES | [36 empty] | Production Completed
STP-007 | DATA ENRICHMENT | Batch_1 | Elec | ATS | ATS | ok | 04-05-2023 | 13-05-2023 |  | 310442 | 310442 | AU03-EA601725 | SOCKET OUTLET,SW,3PIN,FLT,10A,1G,SF,PVC | NHP ISOC310GY |  | SOCKET OUTLET,SWITCH,NO. OF PINS:3 PIN,SHAPE:FLAT,AMPS:10A,GANGS:1 GANG ,MOUNTING:SURFACE,MATERIAL TYPE:POLYVINYL CHLORIDE--,MANUFACTURER PART NUMBER-NHP ISOC310GY | [13 empty] | https://cdn2.idealelectrical.com/medias/sys_Auideal/sheets/sheets/h8d/h0d/9110264643614/ISOSO310PG-pds.pdf | https://www.blackwoods.com.au/electrical/switches-powerpoints/industrial-powerpoints/nhp-iso-socket-outlet-3-pin-10a-250v-ac-flat-pin-grey-38mm-base-isoso310pg/p/00780542 |  | NPH | OPM | ISOSO310PG | ISOSO310PG |  | ENRICHED | MRO | 39121400 | ELECTRICAL LUGS PLUGS AND CONNECTORS | SOCKET | ELECTRICAL | CONFIGURATION | NOT AVAILABLE | NUMBER OF POLES | 3 | VOLTAGE RATING | 250 VAC | CURRENT RATING | 10 A | CONNECTION TYPE | SCREW TERMINAL | TYPE | OUTLET | MOUNTING TYPE | SURFACE | SIZE | 38 MM | MATERIAL | POLYCARBONATE | COLOUR | GRAY | HAZARD CLASS |  | CERTIFICATION/STANDARD | AS/NZS 3123:2005 | ADDITIONAL FEATURES | DEGREE OF PROTECTION:IP66 | [35 empty] | Production Completed
STP-007 | DATA ENRICHMENT | Batch_1 | Elec | ATS | ATS | ok | 04-05-2023 | 13-05-2023 |  | 310443 | 310443 | AU03-EA601727 | SOCKET OUTLET,UNSW,3PIN,FLT,10A,1G,SF | CLIPSAL CLI56SO310LEGY |  | Clipsal PN: CLI56SO310LEGY - 3PIN FLAT | [13 empty] | https://directwholesale.com.au/amfile/file/download/file/856/product/5805/ |  |  | CLIPSAL | OPM | 56SO310LE-GY | 56SO310LE-GY |  | ENRICHED | MRO | 39121400 | ELECTRICAL LUGS PLUGS AND CONNECTORS | SOCKET | ELECTRICAL | CONFIGURATION | NOT AVAILABLE | NUMBER OF POLES | 3 | VOLTAGE RATING | 250 VAC | CURRENT RATING | 10 A | CONNECTION TYPE | SCREW TERMINAL | TYPE | LOW VOLTAGE | MOUNTING TYPE | SURFACE | SIZE | 101 WD X 107 HT X 64 DP MM | MATERIAL | POLYCARBONATE | COLOUR | GRAY | HAZARD CLASS |  | CERTIFICATION/STANDARD | AS/NZS 3112 | ADDITIONAL FEATURES | TEMPERATUE RATING:-25 TO 75 DEG C;DEGREE OF PROTECTION:IP66 | [35 empty] | Production Completed
STP-007 | DATA ENRICHMENT | Batch_1 | Elec | ATS | ATS | ok | 04-05-2023 | 13-05-2023 |  | 83529 | 83529 | 8326-52152730 | TOMA COMBINADA LEGRAND HYPRA 658121 |  |  | TOMA COMBINADA CON INTERRUPTOR 440/460V 16A 3P+TIERRA MARCA LEGRAND TIPO HYPRA IP66/67 No DE PARTE 658 121 FICHA TECNICA ANEXA FECHA 24/08/16 | [13 empty] | https://www.acomee.com.mx/articulo.php?search=658%20121&id=LEGRAND&pro=658%20121 |  |  | LEGRAND | OPM | 658121 | 658121 |  | ENRICHED | MRO | 39121400 | ELECTRICAL LUGS PLUGS AND CONNECTORS | SOCKET | ELECTRICAL | CONFIGURATION | NOT AVAILABLE | NUMBER OF POLES | 3 | VOLTAGE RATING | 440-460 VAC | CURRENT RATING | NOT AVAILABLE | CONNECTION TYPE | NOT AVAILABLE | TYPE |  | MOUNTING TYPE |  | SIZE |  | MATERIAL |  | COLOUR | RED | HAZARD CLASS |  | CERTIFICATION/STANDARD |  | ADDITIONAL FEATURES | ENCLOSURE RATING:IP66/IP67;WITH SWITCH | [35 empty] | Production Completed
STP-007 | DATA ENRICHMENT | Batch_1 | Elec | ATS | ATS | ok | 04-05-2023 | 13-05-2023 |  | 625938 | 625938 | IE32-CB60041755 | SOCKET,INTERLOCKED,UBC 316-6-S,GARO | [16 empty] | https://www.garo.co.uk/docs/2020/specs/UBC316-6S%20SPCE.pdf |  |  | GARO | OPM | UBC316-6S | UBC316-6S |  | ENRICHED | MRO | 39121400 | ELECTRICAL LUGS PLUGS AND CONNECTORS | SOCKET | ELECTRICAL | CONFIGURATION | NOT AVAILABLE | NUMBER OF POLES | 4 | VOLTAGE RATING | 400 VAC | CURRENT RATING | 16 A | CONNECTION TYPE | CABLE | TYPE | INTERLOCKED | MOUNTING TYPE | WALL | SIZE |  | MATERIAL | BRASS CONTACTS | COLOUR |  | HAZARD CLASS |  | CERTIFICATION/STANDARD |  | ADDITIONAL FEATURES | [36 empty] | Production Completed
STP-007 | DATA ENRICHMENT | Batch_1 | Elec | ATS | ATS | ok | 04-05-2023 | 13-05-2023 |  | 580787 | 580787 | GB36-5616398 | EMERSON NETWORK POWER RS NO 049 1175 | MFR. PART NO.PRE516RR |  | Emerson Network Power Surface Mount 3PN+E Industrial Power Socket ATEX, IECEx, Rated At 16.0A, 380-415Vac 50/60Hz RS Stock No.491-175BrandEmerson Network PowerMfr. Part No.PRE516RREmerson Network Power Surface Mount Socket Outlet Unique isolating socket d | [13 empty] | https://www.emerson.com/documents/automation/catalog-power-control-connectivity-solutions-appleton-en-us-184516.pdf | https://uk.rs-online.com/web/p/industrial-power-connectors/0491175 |  | EMERSON | OPM | PRE516RR | PRE516RR |  | ENRICHED | MRO | 39121400 | Electrical lugs plugs and connectors | SOCKET | ELECTRICAL | CONFIGURATION | NOT AVAILABLE | NUMBER OF POLES | 3 | VOLTAGE RATING | 380-415 VAC | CURRENT RATING | 16 A | CONNECTION TYPE | 1 X M20 CABLE GLAND,2 X M20 BLANKING PLUG | TYPE | LOW VOLTAGE | MOUNTING TYPE | WALL | SIZE | 82.5 WD X 272 HT X 120 DP MM | MATERIAL | FIBERGLASS REINFORCED POLYESTER | COLOUR | RED | HAZARD CLASS |  | CERTIFICATION/STANDARD | ATEX,IECEX,CE,PCX | ADDITIONAL FEATURES | FREQUENCY RATING:50/60 Hz;GENDER:FEMALE;TEMPERATURE RATING;-40 TO 55 DEG C;ENCLOUSER:IP66;EMERSON NETWORK POWER SURFACE MOUNT 3PN+E INDUSTRIAL POWER SOCKET ATEX,IECEX,RATED AT 16.0A,380-415VAC 50/60HZ;RS STOCK NO.491-175 BRAND EMERSON NETWORK POWERMFR. PA | [35 empty] | Production Completed
STP-007 | DATA ENRICHMENT | Batch_1 | Elec | ATS | ATS | ok | 04-05-2023 | 13-05-2023 |  | 822734 | 822734 | UA01-5439053 | CONNECTOR FESTO KMEB-1-24-5-LED | [16 empty] | https://www.festo.com/media/pim/510/D15000100122510.PDF | https://www.festo.com/us/en/a/151689/?q=151689~:festoSortOrderScored | https://www.festo.com/us/en/a/download-document/datasheet/151689 | FESTO GROUP | OPM | 151689 | KMEB-1-24-5-LED |  | ENRICHED | MRO | 39121400 | Electrical Lugs Plugs And Connectors | SOCKET | ELECTRICAL | CONFIGURATION |  | NUMBER OF POLES | 3 | VOLTAGE RATING | 24 VDC | CURRENT RATING |  | CONNECTION TYPE |  | TYPE | PLUG | MOUNTING TYPE |  | SIZE |  | MATERIAL | PA66-GF30 | COLOUR |  | HAZARD CLASS |  | CERTIFICATION/STANDARD | CE | ADDITIONAL FEATURES | WITH CABLE | [35 empty] | Production Completed
STP-007 | DATA ENRICHMENT | Batch_1 | Elec | ATS | ATS | ok | 04-05-2023 | 13-05-2023 |  | 835879 | 835879 | VN02-EV011408 | CABLE,SOLENOID,KMEB-1-24-5-LED | [16 empty] | https://www.festo.com/media/pim/510/D15000100122510.PDF | https://www.festo.com/us/en/a/151689/?q=151689~:festoSortOrderScored | https://www.festo.com/us/en/a/download-document/datasheet/151689 | FESTO GROUP | OPM | 151689 | KMEB-1-24-5-LED |  | ENRICHED | MRO | 39121400 | Electrical Lugs Plugs And Connectors | SOCKET | ELECTRICAL | CONFIGURATION |  | NUMBER OF POLES | 3 | VOLTAGE RATING | 24 VDC | CURRENT RATING |  | CONNECTION TYPE |  | TYPE | PLUG | MOUNTING TYPE |  | SIZE |  | MATERIAL | PA66-GF30 | COLOUR |  | HAZARD CLASS |  | CERTIFICATION/STANDARD | CE | ADDITIONAL FEATURES | WITH CABLE | [34 empty] | Manufacturer Part Number Updated As Per URL | Production Completed
STP-007 | DATA ENRICHMENT | Batch_1 | Elec | ATS | ATS | ok | 04-05-2023 | 13-05-2023 |  | 610352 | 610352 | ID01-5001225 | RELAY 24VDC LY4 + SOCKET PTF14A-E OMRON | [16 empty] | https://www.mouser.in/datasheet/2/307/omrn_s_a0010803820_1-2279927.pdf | https://www.mouser.in/ProductDetail/Omron-Automation-and-Safety/PTF14A-E?qs=kyocjfxn8IqFhFIvoZSuSQ%3D%3D |  | OMRON ELECTRONICS | OPM/OEM | PTF14A-E | PTF14A-E |  | ENRICHED | MRO | 39122335 | RELAY SOCKET OR BASE | SOCKET | RELAY | NUMBER OF PINS | 14 | VOLTAGE RATING | 24 VDC | CURRENT RATING | 20 A | TERMINAL TYPE | SCREW | TYPE | SQUARE | MOUNTING TYPE | DIN RAIL | SIZE | 45.5 WD X 78.5 LG MM | MATERIAL | BRASS CONDUCTOR | HAZARD CLASS |  | CERTIFICATION/STANDARD |  | ADDITIONAL FEATURES | [40 empty] | Production Completed
STP-007 | DATA ENRICHMENT | Batch_1 | Elec | ATS | ATS | ok | 04-05-2023 | 13-05-2023 |  | 308000 | 308000 | AU02-EA508858 | TERMINAL TYPE RELAY 24VDC PHOENIX EACH | PLC-BSC-24UC/21-2966029 |  | PLC-BSC-24UC/21-2966029 | [13 empty] | https://docs.rs-online.com/2a78/0900766b8105760a.pdf |  |  | PHOENIX CONTACT | OPM | 2966029 | PLC-BSC-24UC/21 |  | ENRICHED | MRO | 39122335 | Relay Socket Or Base | SOCKET | RELAY | NUMBER OF PINS | NOT AVAILABLE | VOLTAGE RATING | 24 VAC/DC | CURRENT RATING | NOT AVAILABLE | TERMINAL TYPE | NOT AVAILABLE | TYPE |  | MOUNTING TYPE | DIN RAIL | SIZE | 6.2 WD X 80 HT X 94 DP MM | MATERIAL |  | HAZARD CLASS |  | CERTIFICATION/STANDARD | CULUS,EAC,GL,UL | ADDITIONAL FEATURES | COLOUR:GREEN | [39 empty] | Production Completed
STP-007 | DATA ENRICHMENT | Batch_1 | Elec | ATS | ATS | ok | 04-05-2023 | 13-05-2023 |  | 586306 | 586306 | GB38-5626677 | SOCKET, ATEX, 3 PIN 10A | GHG5713608R0001 | EATON ELECTRICAL | [14 empty] | https://en.elektrotools.de/Product/Explosion-proof-CEE-plug/coupler-24-V-10-A-4-GHG5713608R0001 |  |  | EATON GROUP | OPM | GHG5713608R0001 | GHG5713608R0001 |  | ENRICHED | MRO | 39122335 | RELAY SOCKET OR BASE | SOCKET | RELAY | NUMBER OF PINS | 3 | VOLTAGE RATING | 24 V | CURRENT RATING | 10 A | TERMINAL TYPE | NOT AVAILABLE | TYPE | COUPLER | MOUNTING TYPE |  | SIZE |  | MATERIAL | PLASTIC | HAZARD CLASS |  | CERTIFICATION/STANDARD | EN 60309-2 | ADDITIONAL FEATURES | [40 empty] | Production Completed