## Sheet1
Project Code | Activities | Batch | Elec/Mech | Production User | CA Code | Production Comments | Start Date | End Date | Remarks | Griha ID | Record ID | Concat1 | MAKT_Material_Description | MARA_Manufacturer_Part_Number | Manufacturer_Name | PO_TEXT_ENGLISH | PO Text Consolidated | SUPPLIER NAME | Supplier Material Code/Item code | Manufacturer Name | Manufacturer Part # | Part Description Manufacturer | Part Description supplier Industrial | PO text | COMPANY TYPE | TRUE MANUFACTURER | TRUE MANUFACTURER PART NUMBER | ADDITIONAL INFORMATION ( MODEL, DIMENSIONS, ETC..) | PHOTO (YES/NO) | Reference URL | Reference URL1 | Reference URL2 | Manufacturer | Manufacturer Status | MPN 1 | Model Number | Reference Text | ENRICHED/CLEANSED | MRO/NON-MRO Classification | UNSPSC | UNSPSC Description | Noun | Modifier | Attribute Name 1 | Attribute Value 1 | Attribute Name 2 | Attribute Value 2 | Attribute Name 3 | Attribute Value 3 | Attribute Name 4 | Attribute Value 4 | Attribute Name 5 | Attribute Value 5 | Attribute Name 6 | Attribute Value 6 | Attribute Name 7 | Attribute Value 7 | Attribute Name 8 | Attribute Value 8 | Attribute Name 9 | Attribute Value 9 | Attribute Name 10 | Attribute Value 10 | Attribute Name 11 | Attribute Value 11 | Attribute Name 12 | Attribute Value 12 | Attribute Name 13 | Attribute Value 13 | Attribute Name 14 | Attribute Value 14 | Attribute Name 15 | Attribute Value 15 | Attribute Name 16 | Attribute Value 16 | Attribute Name 17 | Attribute Value 17 | Attribute Name 18 | Attribute Value 18 | Attribute Name 19 | Attribute Value 19 | Attribute Name 20 | Attribute Value 20 | Attribute Name 21 | Attribute Value 21 | Attribute Name 22 | Attribute Value 22 | Attribute Name 23 | Attribute Value 23 | Attribute Name 24 | Attribute Value 24 | Attribute Name 25 | Attribute Value 25 | Attribute Name 26 | Attribute Value 26 | Attribute Name 27 | Attribute Value 27 | Attribute Name 28 | Attribute Value 28 | Attribute Name 29 | Attribute Value 29 | Attribute Name 30 | Attribute Value 30 | Prospecta Remarks | Status
STP-007 | DATA ENRICHMENT | Batch_1 | Mech | NEN | NEN |  | 04-05-2023 |  | PV- On Hold | 21265 | 21265 | 8308-52237038 | ROLAMENTO LINEAR AL KWD-025-SNS-C1-N-1 |  |  | ROLAMENTO; TIPO: LINEAR; MODELO: AL KWD-025-SNS-C1-N-1; APLICACAO: DISTRIBUIDOR DBS; LINHA: BOMBOM; FORNECEDOR: REXROTH; REFERENCIA: R163221420 | ROLAMENTO; TIPO: LINEAR; MODELO: AL KWD-025-SNS-C1-N-1; APLICACAO: DISTRIBUIDOR DBS; LINHA: BOMBOM; FORNECEDOR: REXROTH; REFERENCIA: R163221420 | [7 empty] | OPM | REXROTH | R163221420 | ROLAMENTO; TIPO: LINEAR; MODELO: AL KWD-025-SNS-C1-N-1 | NO | https://store.boschrexroth.com/apex/ccrz__ProductDetails?cclcl=en_HR&seoid=BALL-RUNNER-BLOCK-ALUMINUM_R163221420&sku=R163221420 |  |  | BOSCH REXROTH AG | OPM | R163221420 | AL KWD-025-SNS-C1-N-1 |  | ENRICHED | MRO | 23153030 | Linear motion guides | GUIDE | SLIDE | SIZE | 48 WD X 86.2 LG X 29.9 HT MM | MATERIAL | ALUMINUM | TYPE | BALL RUNNER BLOCK | HAZARD CLASS |  | CERTIFICATION/STANDARD |  | ADDITIONAL FEATURES | PRELOAD FORCE:460 N,DYNAMIC LOAD CAPACITY:28600 N | [49 empty] | PRODUCTION COMPLETED
STP-007 | DATA ENRICHMENT | Batch_1 | Mech | NEN | NEN |  | 04-05-2023 |  | PV- On Hold | 5958 | 5958 | 8301-52065823 | GUIA LINEAR SERIE LM SHS25 CABECOTE DOSA |  |  | GUIA LINEAR; TIPO: SÉRIE LM SHS25; APLICACAO: CABEÇOTE DOSADOR; MODELO (APLICACAO): SHS 25C SS C1 G; PART NUMBER: ; FABRICANTE: THK; FABRICANTE: THK; FORNECEDOR: ROLSUL; FORNECEDOR EXCLUSIVO: SIM; TECNOLOGIA: J-02188-89; EQUIPAMENTO: CB2301; | GUIA LINEAR; TIPO: SÉRIE LM SHS25; APLICACAO: CABEÇOTE DOSADOR; MODELO (APLICACAO): SHS 25C SS C1 G; PART NUMBER: ; FABRICANTE: THK; FABRICANTE: THK; FORNECEDOR: ROLSUL; FORNECEDOR EXCLUSIVO: SIM; TECNOLOGIA: J-02188-89; EQUIPAMENTO: CB2301; | [7 empty] | OPM | THK | SHS-25 |  | NO | https://tech.thk.com/en/products/pdf/en_a01_092.pdf |  |  | THK CO., LTD. | OPM | SHS 25C SS C1 G | SHS 25C SS C1 G | SUPPLIER NAME:ROLSUL;REFERENCE NUMBER:J-02188-89;EQUIPMENT MODEL:CB2301 | ENRICHED | MRO | 23153030 | Linear motion guides | GUIDE | SLIDE | SIZE | M8 X 36 MM | MATERIAL | STAINLESS STEEL | TYPE | RAIL | HAZARD CLASS |  | CERTIFICATION/STANDARD |  | ADDITIONAL FEATURES | LENGTH:92 MM,WIDTH:70 MM RAIL | [48 empty] | MODEL NUMBER ONLY AVAILABLE FROM INPUTPart number is not available so we updated Model number as Part number | PRODUCTION COMPLETED
STP-007 | DATA ENRICHMENT | Batch_1 | Mech | NEN | NEN |  | 04-05-2023 |  | PV- On Hold | 314599 | 314599 | AU04-5031325 | GDE,LIN,DSCRG,LINMOT,4510.080.203 | 4510.080.203 | [10 empty] | OPM | NTI AG LinMot & MagSpring | Art# 0150-5018 | LinMot H01-23x166/180 | yes | https://shop.linmot.com/E/linear-modules-&-guides/linear-guides-h/linear-guides-h01-23/h01-23x166-180.htm |  |  | LINMOT | OPM | H01-23x166/180 | H01-23x166/180 | ALTERNATE PART NUMBER:4510.080.203;ARTICLE NUMBER:0150-5018 | ENRICHED | MRO | 23153030 | Linear Motion Guides | GUIDE | SLIDE | SIZE | 435.5 LG MM | MATERIAL | NOT AVAILABLE | TYPE | LINEAR | HAZARD CLASS |  | CERTIFICATION/STANDARD |  | ADDITIONAL FEATURES | DISCHARGE,STROKE SIZE:180 MM | [48 empty] | Part number is not available so we updated model number as part number | PRODUCTION COMPLETED
STP-007 | DATA ENRICHMENT | Batch_1 | Mech | NEN | NEN |  | 04-05-2023 |  | PV- On Hold | 314640 | 314640 | AU04-5031371 | TLT,BKT,ELVT,CREMER,1680.200.061 | 1680.200.061 |  | SERVO,TILTING,ACTIVATOR,SET | [8 empty] | OPM | NTI AG LinMot & MagSpring | Art# 0150-5017 | LinMot H01-23x166/80 | YES | https://shop.linmot.com/E/linear-modules-&-guides/linear-guides-h/linear-guides-h01-23/h01-23x166-80.htm |  |  | LINMOT | OPM | H01-23x166/80 | H01-23x166/80 | ALTERNATE MANUFACTURER NAME:CREMER;ALTERNATE PART NUMBER:1680.200.061;ARTICLE NUMBER:0150-5017 | ENRICHED | MRO | 23153030 | Linear Motion Guides | GUIDE | SLIDE | SIZE | 305.5 LG MM | MATERIAL | NOT AVAILABLE | TYPE | LINEAR | HAZARD CLASS |  | CERTIFICATION/STANDARD |  | ADDITIONAL FEATURES | STROKE SIZE:80 MM,SERVO,TILTING,ACTIVATOR,SET | [48 empty] | Part number is not available so we updated model number as part number | PRODUCTION COMPLETED
STP-007 | DATA ENRICHMENT | Batch_1 | Mech | NEN | NEN |  | 04-05-2023 |  | PV- On Hold | 586109 | 586109 | GB38-5584142 | BEARING, CASSETTE FDA25K | FDA25K |  | FDA25K Cassette | [8 empty] | OPM | Franke | FDA25K | 8734 | YES | https://www.franke-gmbh.com/linear-systems/standard-program/double-rail-with-cassette/fda-standard/ |  |  | FRANKE GMBH | OPM | FDA25K | FDA25K | REFERENCE NUMBER:008734 | ENRICHED | MRO | 23153030 | Linear motion guides | GUIDE | SLIDE | SIZE | 70 X 36 X 98 MM,4000 LG MM RAIL | MATERIAL | ANODIZED ALUMINUM | TYPE | LINEAR | HAZARD CLASS |  | CERTIFICATION/STANDARD |  | ADDITIONAL FEATURES | DOUBLE RAIL AND CASSETTE,TEMPERATURE RATING:?20 TO 80 DEG C,SPEED:10 mSEC,RACEWAYS:PRING STEEL,ROLLER:BEARING STEEL | [48 empty] | Part number is not available so we updated Model number as Part number | PRODUCTION COMPLETED
STP-007 | DATA ENRICHMENT | Batch_1 | Mech | NEN | NEN |  | 04-05-2023 |  | PV- On Hold | 684902 | 684902 | MA02-5580841 | PUMPEROTOR STRAIGHT REF 72179498 | [11 empty] | OEM | Airtec Pneumatic GmbH | Zahnriemenzylinder ???: ZR 25 0300 ? Serien Nr.: 3331285 | ZR 25 300 4 | YES | https://www.airtec.de/files/Contents/Kobenstangenlose_Zylinder/Data_sheets/Series%20ZR.pdf |  |  | AIRTEC PNEUMATIC GMBH | OEM | ZR-25 300 4 | ZR-25 300 4 | REFERENCE TEXT:72179498 | ENRICHED | MRO | 23153030 | Linear motion guides | GUIDE | SLIDE | SIZE | 25 MM PISTON,300 MM STROKE | MATERIAL | ALUMINUM CYLINDER,END CAPS,PA,PDF,NBR SEAL | TYPE | RODLESS CYLINDER | HAZARD CLASS |  | CERTIFICATION/STANDARD | ISO 8573-1:2010 | ADDITIONAL FEATURES | AIR CONNECTION:DOUBLE AIR CONNECTION AT 4,TEMPERATURE RATING:-15 TO 70 DEG C,PRESSURE RATING:1-8 BAR,PUMP ROTOR STRAIGHT | [48 empty] | CONFLICT,ENRICHED BASED ON CLIENT FEEDBACKPart number is not available so we updated Model number as Part number | PRODUCTION COMPLETED
STP-007 | DATA ENRICHMENT | Batch_1 | Mech | NEN | NEN |  | 04-05-2023 |  | PV- On Hold | 538871 | 538871 | FR36-5441886 | RLTS HGW15CA2R640Z1CII ENCA L1 | HGW15CA2R640Z1CII |  |  | HGW15CA2R640Z1CII AVEC RAIL DE GUIDAGE | [7 empty] | OEM | TBIMOTION | H15 FN 130731-00052-H | Engineered Parts no drawing available | YES | https://www.hiwin.tw/download/tech_doc/gw/Linear_Guideway-(E).pdf |  |  | TBIMOTION | OEM | H15 FN 130731-00052-H | HGW15CA2R640Z1CII |  | ENRICHED | MRO | 23153030 | Linear motion guides | GUIDE | SLIDE | SIZE | 15 MM | MATERIAL | NOT AVAILABLE | TYPE |  | HAZARD CLASS |  | CERTIFICATION/STANDARD |  | ADDITIONAL FEATURES | SERIES:HG,BLOCK TYPE:FLANGE TYPE,LOAD TYPE:HEAVY LOAD,BLOCK MOUNTING:MOUNTING FROM TOP,NO OF BLOCKS PER RAIL:2,RAIL MOUNTING TYPE:MOUNTING FROM TOP,RAIL LENGTH:640 MM,PRECISION CODE:C,NO OF RAILS PER AXIS SET:II | [49 empty] | PRODUCTION COMPLETED
STP-007 | DATA ENRICHMENT | Batch_1 | Mech | NEN | NEN |  | 04-05-2023 |  | PV- On Hold | 687335 | 687335 | MA02-BMR6HS0103 | VERIN PNEUMATIQ ZR 25 300 4 | [11 empty] | OPM | Airtec Pneumatic GmbH | SEE PHOTO |  | YES | https://www.airtec.de/files/Contents/Kobenstangenlose_Zylinder/Data_sheets/Series%20ZR.pdf |  |  | AIRTEC PNEUMATIC GMBH | OPM | ZR 25 0300 4 F1 | ZR 25 0300 4 F1 | SERIAL NUMBER:33319852,ALTERNATE PART NUMBER:ZR-25 300 4 F1 | ENRICHED | MRO | 23153030 | Linear motion guides | GUIDE | SLIDE | SIZE | 25 MM PISTON,300 MM STROKE | MATERIAL | ALUMINUM CYLINDER,END CAPS,PA,PDF,NBR SEAL | TYPE | RODLESS CYLINDER | HAZARD CLASS |  | CERTIFICATION/STANDARD | ISO 8573-1:2010 | ADDITIONAL FEATURES | AIR CONNECTION:DOUBLE AIR CONNECTION AT 4,TEMPERATURE RATING:-15 TO 70 DEG C,PRESSURE RATING:1-8 BAR,OTHER OPTION:EXTENDED SHAFT F/SYNCHRONISATION | [48 empty] | Part number is not available so we updated Model number as Part number | PRODUCTION COMPLETED
STP-007 | DATA ENRICHMENT | Batch_1 | Mech | NEN | NEN |  | 04-05-2023 |  | PV- On Hold | 206105 | 206105 | 8364-50472219 | GUIDE,INFEED,RM10-0372,NEW ERA MA | RM10-0372 | New Era Machines PVT LTD | GUIDE,INFEED,DETAILS:NEW ERA MA,MANUFACTURER:NEW ERA MACHINES PVT LTD,MFR PART NUMBER:RM10-0372 | [8 empty] | OEM | New Era Machines PVT LTD | RM10-0372 | There is no physical spare part, to take technical data | NO | https://www.nbd.ltd/trader/info/NBDD3Y529237471 |  |  | NEW ERA MACHINES | OEM | RM10-0372 | RM10-0372 |  | CLARIFICATION | MRO | 23153000 | Holding and positioning and guiding systems and devices | GUIDE |  | SIZE | NOT AVAILABLE | MATERIAL | NOT AVAILABLE | TYPE | INFEED | HAZARD CLASS |  | ADDITIONAL FEATURES | ENGG. METAL PART | CERTIFICATION/STANDARD |  | THREAD SIZE |  | FIBER SIZE | [45 empty] | Cleansed based on OEM items | PRODUCTION COMPLETED
STP-007 | DATA ENRICHMENT | Batch_1 | Mech | NEN | NEN |  | 04-05-2023 |  | PV- On Hold | 206107 | 206107 | 8364-50472224 | GUIDE,INFEED,RM10-0375,NEW ERA MA | RM10-0375 | New Era Machines PVT LTD | GUIDE,INFEED,DETAILS:NEW ERA MA,MANUFACTURER:NEW ERA MACHINES PVT LTD,MFR PART NUMBER:RM10-0375 | [8 empty] | OEM | New Era Machines PVT LTD | RM10-0375 | There is no physical spare part, to take technical data | NO | https://www.nbd.ltd/trader/info/NBDD3Y529237471 |  |  | NEW ERA MACHINES | OEM | RM10-0375 | RM10-0375 |  | CLARIFICATION | MRO | 23153000 | Holding And Positioning And Guiding Systems And Devices | GUIDE |  | SIZE | NOT AVAILABLE | MATERIAL | NOT AVAILABLE | TYPE | INFEED | HAZARD CLASS |  | ADDITIONAL FEATURES | ENGG. METAL PART | CERTIFICATION/STANDARD |  | THREAD SIZE |  | FIBER SIZE | [45 empty] | Cleansed based on OEM items | PRODUCTION COMPLETED
STP-007 | DATA ENRICHMENT | Batch_1 | Mech | NEN | NEN |  | 04-05-2023 |  | PV- On Hold | 407031 | 407031 | BH02-5621278 | GIS 2T X 10 MITER LIFT ELETRICAL HOIST | [11 empty] | OPM | GIS AG | GP 1000/2 NF | 0 | YES | https://www.gis-ag.ch/mediathek/pdf/englisch/01-elektrokettenzug/modell%20gp/9500_9105_1%20Technical%20data%20sheet%20GP%20-%20trolleys.pdf |  |  | GIS AG | OPM | GP1000/2NF | GP1000/2NF |  | ENRICHED | MRO | 24101602 | Hoists | HOIST | CHAIN | STANDARD LIFT | 10 M | MIN BEND RADIUS | NOT AVAILABLE | TYPE | ELECTRICAL | HAND CHAIN LENGTH |  | NUMBER OF STRANDS |  | HOISTING ELEMENT |  | LOAD CAPACITY | 2500 KG | TROLLEY TYPE |  | CHAIN MATERIAL |  | CHAIN LENGTH |  | HAZARD CLASS |  | CERTIFICATION/STANDARD |  | ADDITIONAL FEATURES | [35 empty] | Part number is not available so we updated Model number as Part number | PRODUCTION COMPLETED
STP-007 | DATA ENRICHMENT | Batch_1 | Mech | NEN | NEN |  | 04-05-2023 |  | PV- On Hold | 396495 | 396495 | BG31-BG30120563 | IMPELLER NR1051814 | NR1051814 | SPX FLOW | [9 empty] | OPM | SPX FLOW | 09-1028B |  | YES | https://www.spxflow.com/assets/original/JPM-Marine-Catalog-2018-US.pdf | https://www.mercury.com.cy/product/johnson-pump-impeller-09-1028b/ |  | APV - SPX FLOW | OPM/OEM | 09-1028B | 09-1028B |  | ENRICHED | MRO | 40151730 | PUMP IMPELLER | IMPELLER | PUMP | BORE DIAMETER | NOT AVAILABLE | IMPELLER DIAMETER | 65 MM | IMPELLER DESIGN | NOT AVAILABLE | NUMBER OF BLADES | NOT AVAILABLE | MATERIAL | NEOPRENE | TYPE |  | PUMP TYPE | ELECTROMAGNETIC CLUTCH | HAZARD CLASS |  | CERTIFICATION/STANDARD |  | ADDITIONAL FEATURES | CONNECTION:1 IN NPT | [41 empty] | PRODUCTION COMPLETED
STP-007 | DATA ENRICHMENT | Batch_1 | Mech | NEN | NEN |  | 04-05-2023 |  | PV- On Hold | 139857 | 139857 | 8349-50170536 | IMP,PUMP,443-0431-208,AURORA PUM | 443-0431-208 | Aurora Pump Inc | IMPELLER,PUMP,DETAILS:AURORA PUM,MANUFACTURER:AURORA PUMP INC,MFR PART NUMBER:443-0431-208 | [9 empty] | Aurora Pump Inc | 443-0431-208 | NO EXTRA INFO | Yes | http://files.pentairliterature.com/aurora/A-03-230.pdf | https://www.pumpagents.com/AuroraPumps/443-0431-208.html |  | AURORA PUMP INC | OPM | 443-0431-208 | 443-0431-208 |  | ENRICHED | MRO | 40151730 | Pump Impeller | IMPELLER | PUMP | BORE DIAMETER | NOT AVAILABLE | IMPELLER DIAMETER | 1-1/4 X 9B | IMPELLER DESIGN | NOT AVAILABLE | NUMBER OF BLADES | NOT AVAILABLE | MATERIAL | NOT AVAILABLE | TYPE |  | PUMP TYPE |  | HAZARD CLASS |  | CERTIFICATION/STANDARD |  | ADDITIONAL FEATURES | [42 empty] | PRODUCTION COMPLETED
STP-007 | DATA ENRICHMENT | Batch_1 | Mech | NEN | NEN |  | 04-05-2023 |  | PV- On Hold | 627740 | 627740 | IE33-CB41905196 | IMPELLER,PUMP,145/18MM,FP-722,FRISTAM | 145/18MM,FP-722 |  | IMPELLER,PUMP,145/18MM,FP-722,FRISTAM | [8 empty] | OPM | FRISTAM PUMPS | FP-722 | IMPELLER,PUMP,145/18MM,FP-722,FRISTAM | NO | http://www.moodydirect.com/wp-content/resources/engineeringcatalogue/fristam-pumps-fp.pdf | https://gs-industrieservice.de/en/produkt/kreiselpumpe-2/ |  | FRISTAM PUMP | OPM | FP-722 | FP-722 |  | ENRICHED | MRO | 40151730 | Pump Impeller | IMPELLER | PUMP | BORE DIAMETER | NOT AVAILABLE | IMPELLER DIAMETER | 130 MM | IMPELLER DESIGN | NOT AVAILABLE | NUMBER OF BLADES | NOT AVAILABLE | MATERIAL | NOT AVAILABLE | TYPE |  | PUMP TYPE |  | HAZARD CLASS |  | CERTIFICATION/STANDARD |  | ADDITIONAL FEATURES | OUTLET SIZE:35 MM,FLOW RATING:500 CU M/HR,SPEED RATING:2900 RPM,DISCHARGE PRESSURE:UPTO 11 BAR | [40 empty] | Part number is not available so we updated model number as part number | PRODUCTION COMPLETED
STP-007 | DATA ENRICHMENT | Batch_1 | Mech | NEN | NEN |  | 04-05-2023 |  | PV- On Hold | 686695 | 686695 | MA02-BMR5CV0016 | COUTEAU DIS 3291112503 | [11 empty] | OEM | Airtec Pneumatic GmbH | Zahnriemenzylinder ???: ZR 25 300 1 F4 Serien Nr.: 4031210157 Zahnriemenzylinder ???: ZR 25 300 1 F4 Serien Nr.: 4031210157 Zahnriemenzylinder ???: ZR 25 300 1 F4 Serien Nr.: 4031210157 | ZR 25 300 1 | YES | https://www.airtec-usa.com/Content/documents/cms/product_subcategory_pdf/series-zr.pdf |  |  | AIRTEC PNEUMATIC GMBH | OEM | 32.91112503 | 32.91112503 | REFERENCE TEXT:ZR 25 300 1 | CLARIFICATION | NON MRO | 23241609 | Knives and skives | KNIFE |  | TYPE | NOT AVAILABLE | OVERALL LENGTH | NOT AVAILABLE | MATERIAL | NOT AVAILABLE | HANDLE MATERIAL |  | NUMBER OF BLADES |  | HAZARD CLASS |  | CERTIFICATION/STANDARD |  | ADDITIONAL FEATURES | [45 empty] | Model number is not available so we updated Part number as Model number | PRODUCTION COMPLETED
STP-007 | DATA ENRICHMENT | Batch_1 | Mech | NEN | NEN |  | 04-05-2023 |  | PV- On Hold | 406380 | 406380 | BH02-5613686 | MEMBRANE BIOSIDE |  |  |  |  | Deska | 119670 | KOCH | PSH-41 | PUR ROW PSH-41 PVDF |  |  | OPM | KOCH | PUR ROW PSH-41 PVDF |  | YES | https://www.kochseparation.com/wp-content/uploads/2020/10/Puron-MBR-PSH-rows.pdf |  |  | KOCH | OPM | PSH-41 | PSH-41 |  | ENRICHED | MRO | 40161507 | Filter membranes | MEMBRANE | FILTER | MEDIUM | NOT AVAILABLE | FILTRATION SIZE | NOT AVAILABLE | MATERIAL | PVDF | DIMENSIONS | 828 WD X 2319 HT MM | HAZARD CLASS |  | CERTIFICATION/STANDARD |  | ADDITIONAL FEATURES | TYPE:HOLLOW FIBER SUBMERGED ROW | [46 empty] | Part number is not available so we updated Model number as Part number | PRODUCTION COMPLETED
STP-007 | DATA ENRICHMENT | Batch_1 | Mech | NEN | NEN |  | 04-05-2023 |  | PV- On Hold | 384986 | 384986 | BE35-LBH10528 | VUILBLIK PP 30 CM BLAUW | KUIS VUILBLIK PP 30 CM BLAUW |  | VUILBLIK BOMA FOOD 30 CM BLAUW 176730B | VUILBLIK BOMA FOOD 30 CM BLAUW 176730B¦¦VUILBLIK BOMA FOOD 30 CM BLAUW 176730B¦¦VUILBLIK BOMA FOOD 30 CM BLAUW 176730B | [7 empty] | OPM | BOMA | 176730B | VUILBLIK BOMA FOOD 30 CM BLAUW 176730B | NO | https://shop.eriks.be/en/maintenance-products-cleaning-cleaning-tools-and-equipment-dustpan/dustbins-and-dustpans-pr-rc002164-0001-jlr/ |  |  | BOMA | OPM | 176730B | 176730B |  | ENRICHED | NON MRO | 47131601 | Dust Brushes Or Pans | PAN | DUST | SIZE | 300 X 310 MM | MATERIAL |  | TYPE | DIRT CAN | CAPACITY |  | HAZARD CLASS |  | CERTIFICATION/STANDARD |  | ADDITIONAL FEATURES | [47 empty] | Part number is not available so we updated Model number as Part number | PRODUCTION COMPLETED
STP-007 | DATA ENRICHMENT | Batch_1 | Mech | NEN | NEN |  | 04-05-2023 |  | PV- On Hold | 734702 | 734702 | PL37-5432356 | PROFIL_G?BKOWY_OSTRZEGAWCZY |  |  |  | 07-01104-AC | Rubix |  | not idenitfied | not identified |  | PROFIL_GABKOWY_OSTRZEGAWCZY |  | OPM | KAISERKRAF |  | PROFIL OSTRZEGAWCZY ?Ó?TO-CZARNY ?R.4 D?.5M 927885, https://spinet.biz.pl/index.htm?q=PROFIL+OSTRZEGAWCZY&b=599&ipp=25&iLang=PL&iMod=katalog&spinetmode=quicksearch | YES | https://spinet.biz.pl/index.htm?q=PROFIL+OSTRZEGAWCZY&b=599&ipp=25&iLang=PL&iMod=katalog&spinetmode=quicksearch |  |  | KAISERKRAFT | OPM | 927885 | 927885 |  | ENRICHED | MRO | 30102300 | Profiles | PROFILE |  | TYPE | WARNING | SIZE | 5 LG M | MATERIAL | NOT AVAILABLE | HAZARD CLASS |  | CERTIFICATION/STANDARD |  | ADDITIONAL FEATURES | COLOR:YELLOW-BLACK,SPONGE | [48 empty] | Part number is not available so we updated model number as part number | PRODUCTION COMPLETED
STP-007 | DATA ENRICHMENT | Batch_1 | Mech | NEN | NEN |  | 04-05-2023 |  | PV- On Hold | 230713 | 230713 | 8373-52235469 | ELECTROBOMBA CENTRIFUGA C1.5X2.5-11.5T |  |  | BOMBA CENTRIFUGA SERIE: 2011077897 MARCA: HIDROSTAL USO: SISTEMA PTAR FUNCION: ALIMENTA AGUA HELADA A CHOCOLATE | [8 empty] | OPM | HIDROSTAL | 0 | 0 | YES | http://www.hidrostal-shop.com.pe/shop/product/b1ctc3nnns001-bomba-c1-1-2-x-2-1-2-11-5t-272 |  |  | HIDROSTAL | OPM | C1.1/2 X 2.1/2-11.5T | C1.1/2 X 2.1/2-11.5T |  | ENRICHED | MRO | 40151503 | Centrifugal Pumps | PUMP | CENTRIFUGAL | HEAD RANGE | NOT AVAILABLE | POWER RATING | 11.5 HP | FLOW RATING | 9 L/SEC | INLET SIZE | 2-1/2 IN | OUTLET SIZE | 1-1/2 IN | NUMBER OF STAGES |  | DISCHARGE PRESSURE | NOT AVAILABLE | TYPE | THREE PHASE CONNECTION | SUCTION PRESSURE |  | SPEED RATING | 3500 RPM | DRIVE DETAILS |  | ELECTRICAL RATING | 220/380/440 V,60 Hz | IMPELLER DIAMETER |  | IMPELLER MATERIAL |  | CASE MATERIAL |  | END CONNECTION | NPT | TEMPERATURE RATING |  | HAZARD CLASS |  | CERTIFICATION/STANDARD |  | ADDITIONAL FEATURES | SERVICE FACTOR:1.0,USE: WWTP SYSTEM FUNCTION:SUPPLY ICE WATER TO CHOCOLATE,SERIES:2011077897 | [20 empty] | MPN CAPTURED BASED ON CLIENT GIVEN IMAGE | PRODUCTION COMPLETED
STP-007 | DATA ENRICHMENT | Batch_1 | Mech | NEN | NEN |  | 04-05-2023 |  | PV- On Hold | 584895 | 584895 | GB37-CB60004680 | PUMP,ROTARY LOBE,SR6/246/LS/3A,4" IDF |  |  | C/W Frame and geared unit. |  | Rubix | 0 | ALFA LAVAL | SR672467LS/3A | 0 | PUMP,ROTARY LOBE,SR6/246/LS/3A,4" IDF | 0 | OPM | Alfa Laval Pumps Ltd | Model: SR/6/246/LS/3A Supplied by Rubix (Brammer) | Model: SR/6/246/LS/3A Supplied by Rubix (Ordered with "PUMP,ROTARY LOBE,SR6/246/LS/3A,4" IDF" data), Distributor (Rubix) | YES | https://www.secondhand-equipment.com/products/lobe-pump-sru |  |  | ALFA LAVAL LTD | OPM | SR/6/246/ LS/3A | SR/6/246/ LS/3A | DISTRIBUTOR NAME:BRAMMER | ENRICHED | MRO | 40151556 | Rotary Lobe Pumps | PUMP | LOBE | HEAD RANGE | NOT AVAILABLE | POWER RATING | 15 KW | FLOW RATING | NOT AVAILABLE | INLET SIZE | NOT AVAILABLE | OUTLET SIZE | NOT AVAILABLE | TYPE | ROTARY | PRESSURE RATING |  | SPEED RATING |  | DRIVE DETAILS |  | ELECTRICAL RATING |  | GEAR MATERIAL |  | VANE MATERIAL |  | SHAFT MATERIAL |  | CASE MATERIAL | STAINLESS STEEL | SHAFT SIZE | 4 IN | TEMPERATURE RATING |  | HAZARD CLASS |  | CERTIFICATION/STANDARD |  | ADDITIONAL FEATURES | C/W FRAME AND GEARED UNIT | [23 empty] | PRODUCTION COMPLETED
STP-007 | DATA ENRICHMENT | Batch_1 | Mech | NEN | NEN |  | 04-05-2023 |  | PV- On Hold | 107858 | 107858 | 8339-50409755 | ASSY,FAB,ENM37251,PUMP | ENM37251 | Imaje International | ASSEMBLY,FABRICATED,TYPE:PUMP,MANUFACTURER:IMAJE INTERNATIONAL,MFR PART NUMBER:ENM37251 | [8 empty] | OPM | Imaje International | ENM37251 | NO EXTRA INFO | Yes | https://www.radwell.com/en-US/Buy/DOVER%20CORPORATION/MARKEM%20IMAJE/ENM37251/ |  |  | MARKEM-IMAJE | OEM | ENM37251 | ENM37251 |  | ENRICHED | MRO | 40151500 | Pumps | PUMP |  | HEAD RANGE | NOT AVAILABLE | FLOW RATING | NOT AVAILABLE | INLET SIZE | NOT AVAILABLE | OUTLET SIZE | NOT AVAILABLE | DISCHARGE PRESSURE | NOT AVAILABLE | TYPE | INK CIRCUIT MODULE | SUCTION PRESSURE |  | DRIVE DETAILS |  | CASE MATERIAL |  | TEMPERATURE RATING |  | HAZARD CLASS |  | CERTIFICATION/STANDARD |  | ADDITIONAL FEATURES | ASSEMBLY FABRICATED,F/9020/9030 PRINTERS | [34 empty] | MFR NAME CAPTURED BASED ON WEB SOURCE,NM ASSIGNED BASED ON CLIENT GIVEN IMAGE | PRODUCTION COMPLETED
STP-007 | DATA ENRICHMENT | Batch_1 | Mech | NEN | NEN |  | 04-05-2023 |  | PV- On Hold | 177403 | 177403 | 8353-52114265 | BOMBA/AGUA/HAZA-18737-001/MODOMIX | HAZA-18737-001 | Hass Manufacturing Co | COMBI UNIT L6-L9 | [8 empty] | OPM | Grundfos | CME-2A-R-A-E-AQQE E1-A-A-N | SEE DATA SHEET IN THE SHAREPOINT | YES | http://www.pumppower.com.au/wp-content/uploads/2017/06/CM_CME-Data-booklet.pdf |  |  | GRUNDFOS PUMPS | OPM | CME-2A-R-A-E-AQQE E1-A-A-N | CME-2A-R-A-E-AQQE E1-A-A-N | REFERENCE MNRF NAME:HASS MANUFACTURING CO/ALTERNATE PART NUMBER:HAZA-18737-001 | ENRICHED | MRO | 40151523 | Positive Displacement Pumps | PUMP |  | HEAD RANGE | NOT AVAILABLE | FLOW RATING | NOT AVAILABLE | INLET SIZE | NOT AVAILABLE | OUTLET SIZE | NOT AVAILABLE | DISCHARGE PRESSURE | NOT AVAILABLE | TYPE | NOT AVAILABLE | SUCTION PRESSURE |  | DRIVE DETAILS |  | CASE MATERIAL | CAST IRON | TEMPERATURE RATING | -20 TO 90 DEG C | HAZARD CLASS |  | CERTIFICATION/STANDARD |  | SHAFT MATERIAL | SEAL MATERIAL:EPDM,ELECTRICAL RATING:3 X 208-230/440-480 V, 60 HZ | [35 empty] | PRODUCTION COMPLETED
STP-007 | DATA ENRICHMENT | Batch_1 | Mech | NEN | NEN |  | 04-05-2023 |  | PV- On Hold | 394961 | 394961 | BG31-5613533 | PUMP,2.2KW-3000RPM-230/400/50/3/IE3 | 2.2KW-3000RPM-230/400/50/3/IE3 | GEA REFRIGERATION ROMANIA SR | [9 empty] | OPM | Baltimore aircoil CO | see photo | see photo | YES | http://onrion-usa.com/product/300579rtr/3286025 |  |  | BALTIMORE AIRCOIL COMPANY | OPM | 300579RTR | 300579RTR | ALTERNATE OPM:GEA REFRIGERATION ROMANIA SR | CLEANSED | MRO | 40151500 | Pumps | PUMP |  | HEAD RANGE | NOT AVAILABLE | FLOW RATING | 383 GPM | INLET SIZE | NOT AVAILABLE | OUTLET SIZE | NOT AVAILABLE | DISCHARGE PRESSURE | NOT AVAILABLE | TYPE | NOT AVAILABLE | SUCTION PRESSURE |  | DRIVE DETAILS |  | CASE MATERIAL |  | TEMPERATURE RATING |  | HAZARD CLASS |  | CERTIFICATION/STANDARD | IE3 | ADDITIONAL FEATURES | POWER RATING:2.2 KW;SPEED:3000 RPM;VOLTAGE RATING:230/400 VAC;PHASE:3;FREQUENCY RATING:50 Hz;IMPELLER DIAMETER:4.5 IN | [34 empty] | MPN CAPTURED BASED ON CLIENT GIVEN IMAGE | PRODUCTION COMPLETED
STP-007 | DATA ENRICHMENT | Batch_1 | Mech | NEN | NEN |  | 04-05-2023 |  | PV- On Hold | 5263 | 5263 | 8301-52024129 | ESTATOR BOMBA NEMO NM038 02 S SBBPF | NM038 02 S SBBPF | Netzsch USA Inc | [9 empty] | OPM | NETZSCH | NM038 02 S SBBPF | 0 | YES | https://accapumps.com/netzsch-nm-pump-models/ | https://pumps-systems.netzsch.com/en-IN/products-and-accessories/nemo-progressing-cavity-pumps/nemo-by-progressing-cavity-pump-in-industrial-design |  | NETZSCH GROUP | OEM | NM038 02S | NM038 02S | REFERENCE TEXT:SBBPF | ENRICHED | MRO | 40151523 | Positive Displacement Pumps | PUMP |  | HEAD RANGE |  | FLOW RATING |  | INLET SIZE |  | OUTLET SIZE |  | DISCHARGE PRESSURE | 24 BAR | TYPE | PROGRESSING CAVITY PUMP | SUCTION PRESSURE |  | DRIVE DETAILS |  | CASE MATERIAL |  | TEMPERATURE RATING |  | HAZARD CLASS |  | CERTIFICATION/STANDARD |  | ADDITIONAL FEATURES | NUMBER OF STAGES:1,STATOR | [34 empty] | MPN SERIES MATHCED | PRODUCTION COMPLETED
STP-007 | DATA ENRICHMENT | Batch_1 | Mech | NEN | NEN |  | 04-05-2023 |  | PV- On Hold | 301832 | 301832 | AT31-5502301 | INA PROFILSCHIENE TKVD 30-B G3 L=2450MM | TKVD 30-B G3 L=2450MM | INA | TKVD 30-2450mm/25/25 1 Stk.=2450mm | TKVD 30-2450mm/25/25 1 Stk.=2450mm | [7 empty] | OPM | Schaeffler Technologies AG & Co. KG | TKVD 30-B G3 L=2450MM | TKVD 30-2450mm/25/25 1 Stk.=2450mm | NO | https://www.schaeffler.com/remotemedien/media/_shared_media/08_media_library/01_publications/schaeffler_2/catalogue_1/downloads_6/pf1_de_en.pdf |  |  | SCHAEFFLER AG | OPM | TKVD 30-B G3 | TKVD 30-B G3 |  | CLEANSED | MRO | 30103100 | Rails | RAIL |  | TYPE | NOT AVAILABLE | SIZE | 2450 MM LG | MATERIAL | NOT AVAILABLE | HAZARD CLASS |  | CERTIFICATION/STANDARD |  | ADDITIONAL FEATURES | [49 empty] | Cleansed based on OEM items | PRODUCTION COMPLETED
STP-007 | DATA ENRICHMENT | Batch_1 | Mech | NEN | NEN |  | 04-05-2023 |  | PV- On Hold | 780324 | 780324 | RU07-5626515 | BRAND AQUA M®-COMPOSITE;1L | [11 empty] | OPM | Fisher Chemical | Catalog No. 805.1000 | AQUA M®-COMPOSITE, Fisher's reagent. Brand Aqua M®-Composite TITRANT 5 MN. https://www.dia-m.ru/catalog/reactive/reaktiv-fishera-marka-akva-m-kompozit-titrant-5-mn/ | NO | https://www.dia-m.ru/catalog/reactive/reaktiv-fishera-marka-akva-m-kompozit-titrant-5-mn/ | https://www.dia-m.ru/upload/iblock/47d/analogi_dlya_reaktivov_fishera.pdf |  | THERMO FISHER SCIENTIFIC | OPM | 805.1000 | 805.1000 |  | ENRICHED | MRO | 41181600 | Immunology laboratory equipment and reagents | REAGENT | LAB | FORM |  | CONTAINER | 1 L | CONCENTRATION |  | TYPE |  | TEMPERATURE RANGE |  | HAZARD CLASS |  | CERTIFICATION/STANDARD |  | ADDITIONAL FEATURES | BRAND:AQUA M-COMPOSITE TITRANT 5 MN | [44 empty] | Part number is not available so we updated model number as part number | PRODUCTION COMPLETED
STP-007 | DATA ENRICHMENT | Batch_1 | Mech | NEN | NEN |  | 04-05-2023 |  | PV- On Hold | 292444 | 292444 | AT31-5271926 | TESTOMAT TYP.305 (500ML) 303 0027 | [11 empty] | OPM | Gebrüder Heyl Analysentechnik GmbH | Indikator 500ml |  | NO | https://www.lenntech.com/Data-sheets/Testomat-indicator-305-L.pdf | https://www.analytics-shop.com/gb/gh141006-gb.html |  | GEBRUDER HEYL ANALYSIS TECHNOLOGY GMBH | OPM | GH141006 | GH141006 | REFERENCE NUMBER:303 0027 | ENRICHED | NON MRO | 12161500 | Indicators And Reagents | REAGENT |  | FORM | FLUID | CONTAINER | 500 mL | CONCENTRATION | NOT AVAILABLE | TYPE | TESTOMAT-INDIKATOR TYP 305 | TEMPERATURE RANGE | 15-25 DEG C | HAZARD CLASS |  | CERTIFICATION/STANDARD | 1907/2006/EC | ADDITIONAL FEATURES | COLOR:GREEN;DENSITY:1.11 G/CC | [44 empty] | Part number is not available so we updated model number as part number | PRODUCTION COMPLETED
STP-007 | DATA ENRICHMENT | Batch_1 | Mech | NEN | NEN |  | 04-05-2023 |  | PV- On Hold | 768107 | 768107 | RU03-5487021 | REAGENT;NALCO_131S | [11 empty] | OPM | Nalco/Ecolab | 131S.11R |  | NO | https://all.biz/industrial-chemicals-defoamer-nalco-131s-g9691452RU |  |  | NALCO | OPM | 131S.11R | 131S.11R | ALTERNATE OPM:ECOLAB | ENRICHED | NON MRO | 12161500 | Indicators And Reagents | REAGENT |  | FORM | NOT AVAILABLE | CONTAINER | NOT AVAILABLE | CONCENTRATION | NOT AVAILABLE | TYPE |  | TEMPERATURE RANGE | 10 DEG C | HAZARD CLASS |  | CERTIFICATION/STANDARD | FDA | ADDITIONAL FEATURES | [45 empty] | Model number is not available so we updated Part number as Model number | PRODUCTION COMPLETED
STP-007 | DATA ENRICHMENT | Batch_1 | Mech | NEN | NEN |  | 04-05-2023 |  | PV- On Hold | 2920 | 2920 | 8301-52010196 | RETENTOR 130X160X12MM ABERTO ATOXICO |  |  | RETENTOR 130X160X12MM ABERTO ATÓXICO REFERÊNCIAS: RB2/RR2/R-2 GRUPO PREPARAÇÃO | RETENTOR 130X160X12MM ABERTO ATÓXICO REFERÊNCIAS: RB2/RR2/R-2 GRUPO PREPARAÇÃO | Fastnel | 14177-00046 | ROMACO ROLAMENTOS | 52010196 | PILHA ALCALINA 1.5V C | RETENTOR 130X160X12MM ABERTO ATOXICO SABO | RETENTOR 130X160X12M | OPM | SABÓ | 01193BR |  | NO | https://lojavirtual.sodivel.com.br/produtos/retentor-sabo-01193br-13000x16000x1200mm/ |  |  | SABO | OPM | 01193BR | 01193BR |  | ENRICHED | MRO | 31163200 | Retaining hardware | RETAINER |  | TYPE | NOT AVAILABLE | SIZE | 130 X 160 X 12 MM | MATERIAL | NITRILE RUBBER | HAZARD CLASS |  | CERTIFICATION/STANDARD | ISO 1629 AND DIN 376 | ADDITIONAL FEATURES | REFERENCES:RB2/RR2/R-2 PREPARATION GROUP;OPEN NON-TOXIC;MINIMUM TEMPERATURE:-35 DEG C | [48 empty] | Part number is not available so we updated Model number as Part number | PRODUCTION COMPLETED
STP-007 | DATA ENRICHMENT | Batch_1 | Mech | NEN | NEN |  | 04-05-2023 |  | PV- On Hold | 18303 | 18303 | 8308-52221834 | RETENTOR INA G 9X13X3MM |  |  | RETENTOR INA G 9X13X3MM; ALTURA: 3MM; DUREZA: 5MM; TIPO VEDACAO: INA G; MATERIAL: BORRACHA NITRILICA; DIAMETRO INTERNO: 9MM; DIAMETRO EXTERNO: 13MM; REFERENCIA: ; FABRICANTE: INA; FORNECEDOR EXCLUSIVO: NÃO; FORNECEDOR: ABECOM; Nº EQUIPAMENTO SAP: 10239756 | RETENTOR INA G 9X13X3MM; ALTURA: 3MM; DUREZA: 5MM; TIPO VEDACAO: INA G; MATERIAL: BORRACHA NITRILICA; DIAMETRO INTERNO: 9MM; DIAMETRO EXTERNO: 13MM; REFERENCIA: ; FABRICANTE: INA; FORNECEDOR EXCLUSIVO: NÃO; FORNECEDOR: ABECOM; Nº EQUIPAMENTO SAP: 10239756 | [7 empty] | OPM | INA | 0 | RETENTOR INA G 9X13X3MM; ALTURA: 3MM; DUREZA: 5MM; TIPO VEDACAO: INA G; MATERIAL: BORRACHA NITRILICA; DIAMETRO INTERNO: 9MM; DIAMETRO EXTERNO: 13MM | NO | https://shop.mmfe.at/en/g10-14-3-ina-shaft-seals-io-10-mm-oo-14-mm-width-3-mm-10099527-g10143-inag10-14-3-g10-14-3ina-ean-4054369204025.html |  |  | GENERIC | GENERIC | NBR-9X13X3MM | NBR-9X13X3MM | ALTERNATE MANUFACTURER NAME:INA GROUP;OEM NAME:ABECOM;SAP EQUIPMENT NUMBER:10239756,10239757,10239758,10239759 | GENERIC CLEANSED | MRO | 31163200 | Retaining Hardware | RETAINER | SEAL | RETAINER DIMENSIONS OR SIZE | 9 ID X 13 OD X 3 HT MM | DESIGN OR TYPE |  | SHAFT DIAMETER | 9 MM | CONNECTION DATA |  | ADDITIONAL FEATURES |  | RETAINER MATERIAL | NBR | [48 empty] | Model number is not available so we updated Part number as Model number | PRODUCTION COMPLETED
STP-007 | DATA ENRICHMENT | Batch_1 | Mech | NEN | NEN |  | 04-05-2023 |  | PV- On Hold | 1809 | 1809 | 8301-52006691 | RETENTOR G-10X14X3 |  |  | RETENTOR G-10X14X3 (INA)G-10X14X3 (INA) 10X14X3 10X14X3-G (INA) 440INA-G10143 (C & M) Grupo = Mecanica | RETENTOR G-10X14X3 (INA)G-10X14X3 (INA) 10X14X3 10X14X3-G (INA) 440INA-G10143 (C & M) Grupo = Mecanica | Fastnel | 14177-00183 | GTXE NEGOCIOS E PARTICIPACOES LTDA | OS10143 | RETENTOR BORRACHA NITRILICA 1 LABIO 75X95X10MM | RETENTOR G-10X14X3 IKO | RETENTOR G-10X14X3 | OPM | INA+O96 | 440INA-G10143 | 0 | NO | https://vwimpex.com/product/ina-sealssnap-rings-g-10x14x3 |  |  | INA GROUP | OPM | 440INA-G10143 | 440INA-G10143 |  | CLEANSED | MRO | 31163200 | Retaining hardware | RETAINER |  | TYPE | NOT AVAILABLE | SIZE | 10 X 14 X 3 MM | MATERIAL | NITRILE RUBBER | HAZARD CLASS |  | CERTIFICATION/STANDARD |  | ADDITIONAL FEATURES | [49 empty] | URL FOR REFERENCE | PRODUCTION COMPLETED
STP-007 | DATA ENRICHMENT | Batch_1 | Mech | NEN | NEN |  | 04-05-2023 |  | PV- On Hold | 359154 | 359154 | BE32-5619087 | STAAFMAGNEET NEODYMIUM | A0157492 |  |  | Staafmagneet Neodymium BAR-N-23-180-25-2M8-NW-B Vendor Rubix | Rubix |  | Goudsmit magnetic systems | SBAMA100040-180 |  |  |  | DISTRIBUTOR | SEE RUBIX FILE |  | Rod Magnet NEODYMIUM | NO | https://www.goudsmitmagnets.com/solutions/magnetic-filtering-separating/bar-magnets | https://www.goudsmitmagnets.com/dam/jcr:9426e7d0-f8e7-4e21-bb85-100ad0eeffec/Brochure_Magnetic_Filters_Separators_2020_EN.pdf |  | GOUDSMIT MAGNETIC SYSTEMS | OPM | BAR-N-23-180-25-2M8-NW-B | BAR-N-23-180-25-2M8-NW-B | REFERENCE TEXT:A0157492 | ENRICHED | MRO | 30102400 | Rod | ROD |  | TYPE | MAGNET | DIAMETER | NOT AVAILABLE | LENGTH | 180 MM | MATERIAL | NEODYMIUM | WIDTH | 23 MM | MATERIAL SPECIFICATION |  | COATING/FINISH |  | HAZARD CLASS |  | CERTIFICATION/STANDARD |  | ADDITIONAL FEATURES | THREADED HOLE:M8X2 | [40 empty] | Generic Item With Mandatory Information | PRODUCTION COMPLETED
STP-007 | DATA ENRICHMENT | Batch_1 | Mech | NEN | NEN |  | 04-05-2023 |  | PV- On Hold | 326576 | 326576 | AU04-EA630746 | ROD,WELDING,TIG,1MM,SS | TALWELD ER316L |  | TALWELD ER316L | [8 empty] | OPM | TALWELD | SEE PHOTO | TALWELD ER316L | yes | https://www.hampdon.com.au/1kg-1.0mm-ER316L-Stainless-Steel-TIG-Filler-Rod |  |  | TALWELD | OPM | ER316L | ER316L |  | ENRICHED |  | 23271812 | Welding rod | ROD | WELDING | AWS CLASS |  | LENGTH |  | MATERIAL | STAINLESS STEEL 316L | SIZE | 1 MM | TYPE | FILLER | COATING/FINISH |  | ELECTRICAL RATING |  | TENSILE STRENGTH |  | HAZARD CLASS |  | CERTIFICATION/STANDARD |  | ADDITIONAL FEATURES | [40 empty] | PRODUCTION COMPLETED
STP-007 | DATA ENRICHMENT | Batch_1 | Mech | NEN | NEN |  | 04-05-2023 |  | PV- On Hold | 248656 | 248656 | 8380-52239257 | ROD,IGN,HAZD-35159-001 | HAZD-35159-001 | Franz Haas Machinery of America | ROD,IGNITOR,DETAILS:389 MM FOR RMPH 30,MANUFACTURER:FRANZ HAAS MACHINERY OF AMERICA,MFR PART NUMBER:HAZD-35159-001 | [9 empty] | IONSTAV ECLISPE | 100049-3 | 1/2" NPT, I : 389 MM | NO | https://www.eclipse.org/downloads/packages/installer |  |  | IONSTAV ECLISPE | OEM | 100049-3 | 100049-3 | ALTERNATE OEM:FRANZ HAAS MACHINERY OF AMERICA;ALTERNATE OEM PART NUMBER:HAZD-35159-001;EQUIPMENT MODEL NUMBER:RMPH30 | CLEANSED | MRO | 30102400 | Rod | ROD |  | TYPE | IGNITOR | DIAMETER | NOT AVAILABLE | LENGTH | 389 MM | MATERIAL | NOT AVAILABLE | WIDTH | NOT AVAILABLE | MATERIAL SPECIFICATION |  | COATING/FINISH |  | HAZARD CLASS |  | CERTIFICATION/STANDARD |  | ADDITIONAL FEATURES | CONNECTION SIZE:1/2 IN NPT,ENGG. METAL PART | [40 empty] | Cleansed based on OEM items | PRODUCTION COMPLETED
STP-007 | DATA ENRICHMENT | Batch_1 | Mech | NEN | NEN |  | 04-05-2023 |  | PV- On Hold | 248655 | 248655 | 8380-52239252 | ROD,FLAME,HAZD-35160-001 | HAZD-35160-001 | Franz Haas Machinery of America | ROD,FLAME,DETAILS:389 MM FOR RMPH30,MANUFACTURER:FRANZ HAAS MACHINERY OF AMERICA,MFR PART NUMBER:HAZD-35160-001 | [9 empty] | IONSTAV ECLISPE | 100050-3 | 1/2" NPT, I : 389 MM | NO | https://www.eclipse.org/downloads/packages/installer |  |  | IONSTAV ECLISPE | OEM | 100050-3 | 100050-3 | ALTERNATE OEM:FRANZ HAAS MACHINERY OF AMERICA;ALTERNATE OEM PART NUMBER:HAZD-35160-001;EQUIPMENT MODEL NUMBER:RMPH30 | CLEANSED | MRO | 30102400 | Rod | ROD |  | TYPE | FLAME | DIAMETER | NOT AVAILABLE | LENGTH | 389 MM | MATERIAL | NOT AVAILABLE | WIDTH | NOT AVAILABLE | MATERIAL SPECIFICATION |  | COATING/FINISH |  | HAZARD CLASS |  | CERTIFICATION/STANDARD |  | ADDITIONAL FEATURES | CONNECTION SIZE:1/2 IN NPT,ENGG. METAL PART | [40 empty] | Cleansed based on OEM items | PRODUCTION COMPLETED
STP-007 | DATA ENRICHMENT | Batch_1 | Mech | NEN | NEN |  | 04-05-2023 |  | PV- On Hold | 352927 | 352927 | BE32-5072924 | LAS-ELECTRODE: ZILVER 12% 35601 |  |  |  | HARDSOLDEER 35601 ZILVER 12% 41.37.00.02 | [7 empty] | OPM | CASTOLIN | 181F | BRAZING ROD | NO | https://www.castolin.com/product/181-f-brazing-rods |  |  | CASTOLIN | OPM | 181F | 181F | REFERENCE NUMBER:41.37.00.02 | ENRICHED | MRO | 30102400 | Rod | ROD |  | TYPE | NOT AVAILABLE | DIAMETER | NOT AVAILABLE | LENGTH | NOT AVAILABLE | MATERIAL | BRAZING ALLOY | WIDTH | NOT AVAILABLE | MATERIAL SPECIFICATION |  | COATING/FINISH |  | HAZARD CLASS |  | CERTIFICATION/STANDARD |  | ADDITIONAL FEATURES | LAS-ELECTRODE:SILVER 12 PCT,HARD SOLDERED 35601,LIQUID TEMPERATURE:815 DEG C,TENSILE STRENGTH:400-460 MPa | [40 empty] | Part number is not available so we updated model number as part number | PRODUCTION COMPLETED
STP-007 | DATA ENRICHMENT | Batch_1 | Mech | NEN | NEN |  | 04-05-2023 |  | PV- On Hold | 200542 | 200542 | 8364-50371925 | ROLLER,CONV,KC-L10WR2.5X48,48 IN,2.5 IN | KC-L10WR2.5X48 | JDB Manufacturing Inc | ROLLER,CONVEYOR,LEN:48 IN,DIA:2.5 IN,MANUFACTURER:JDB MANUFACTURING INC,MFR PART NUMBER:KC-L10WR2.5X48 | [8 empty] | OPM | JDB Manufacturing Inc | KC-L10WR2.5X48 | ROLLER CONVEYOR LEN:48 IN,DIA:2.5 IN bearing: ER-16 / SEAL MASTERROLLER CONVEYOR LEN:48 IN,DIA:2.5 IN | YES | https://www.grainger.com/product/SEALMASTER-Insert-Bearing-ER-16-44A660 |  |  | JDB MANUFACTURING INC | OPM | KC-L10WR2.5X48 | KC-L10WR2.5X48 | REFERENCE PART NUMBER:ER-16;REFERENCE MFR:SEAL MASTER | CLEANSED | MRO | 24101709 | Roller Conveyors | ROLLER | CONVEYOR | FACE WIDTH | NOT AVAILABLE | SHAFT DIAMETER | NOT AVAILABLE | SHAFT LENGTH | NOT AVAILABLE | FACE MATERIAL | NOT AVAILABLE | MATERIAL | NOT AVAILABLE | OVERALL LENGTH | 48 IN | DIAMETER | 2-1/2 IN | TYPE |  | HAZARD CLASS |  | ADDITIONAL FEATURES | W/ ER-16 SEAL MASTER BEARING | [40 empty] | Cleansed based on OEM items | PRODUCTION COMPLETED
STP-007 | DATA ENRICHMENT | Batch_1 | Mech | NEN | NEN |  | 04-05-2023 |  | PV- On Hold | 200540 | 200540 | 8364-50371922 | ROLLER,CONV,KC-L10WR2.5X52,52 IN,2.5 IN | KC-L10WR2.5X52 | JDB Manufacturing Inc | ROLLER,CONVEYOR,LEN:52 IN,DIA:2.5 IN,MANUFACTURER:JDB MANUFACTURING INC,MFR PART NUMBER:KC-L10WR2.5X52 | [8 empty] | OPM | JDB Manufacturing Inc | KC-L10WR2.5X52 | ROLLER CONVEYOR LEN:52 IN,DIA:2.5 IN bearing: ER-16 / SEAL MASTERROLLER CONVEYOR LEN:52 IN,DIA:2.5 IN | YES | https://www.grainger.com/product/SEALMASTER-Insert-Bearing-ER-16-44A660 |  |  | JDB MANUFACTURING INC | OPM | KC-L10WR2.5X52 | KC-L10WR2.5X52 | REFERENCE PART NUMBER:ER-16;REFERENCE MFR:SEAL MASTER | CLEANSED | MRO | 24101709 | Roller Conveyors | ROLLER | CONVEYOR | FACE WIDTH | NOT AVAILABLE | SHAFT DIAMETER | NOT AVAILABLE | SHAFT LENGTH | NOT AVAILABLE | FACE MATERIAL | NOT AVAILABLE | MATERIAL | NOT AVAILABLE | OVERALL LENGTH | 52 IN | DIAMETER | 2-1/2 IN | TYPE |  | HAZARD CLASS |  | ADDITIONAL FEATURES | SIZE:1/4 IN;W/ ER-16 SEAL MASTER BEARING | [40 empty] | Cleansed based on OEM items | PRODUCTION COMPLETED
STP-007 | DATA ENRICHMENT | Batch_1 | Mech | NEN | NEN |  | 04-05-2023 |  | PV- On Hold | 200541 | 200541 | 8364-50371923 | ROLLER,CONV,KC-L2GR2.5X50,50 IN,2.5 IN | KC-L2GR2.5X50 | JDB Manufacturing Inc | ROLLER,CONVEYOR,LEN:50 IN,DIA:2.5 IN,MANUFACTURER:JDB MANUFACTURING INC,MFR PART NUMBER:KC-L2GR2.5X50 | [8 empty] | OPM | JDB Manufacturing Inc | KC-L2GR2.5X50 | ROLLER CONVEYOR LEN:50 IN,DIA:2.5 IN bearing: ER-16 / SEAL MASTER | YES | https://www.grainger.com/product/SEALMASTER-Insert-Bearing-ER-16-44A660 |  |  | JDB MANUFACTURING INC | OPM | KC-L2GR2.5X50 | KC-L2GR2.5X50 | REFERENCE PART NUMBER:ER-16;REFERENCE MFR:SEAL MASTER | CLEANSED | MRO | 24101709 | Roller Conveyors | ROLLER | CONVEYOR | FACE WIDTH | NOT AVAILABLE | SHAFT DIAMETER | NOT AVAILABLE | SHAFT LENGTH | NOT AVAILABLE | FACE MATERIAL | NOT AVAILABLE | MATERIAL | NOT AVAILABLE | OVERALL LENGTH | 50 IN | DIAMETER | 2-1/2 IN | TYPE |  | HAZARD CLASS |  | ADDITIONAL FEATURES | W/ ER-16 SEAL MASTER BEARING | [40 empty] | Cleansed based on OEM items | PRODUCTION COMPLETED
STP-007 | DATA ENRICHMENT | Batch_1 | Mech | NEN | NEN |  | 04-05-2023 |  | PV- On Hold | 634631 | 634631 | IN03-ED011454 | WEIGHING INDICATOR ASSY NOVA 400 4-20MA | [11 empty] | OEM | PRECIA MOLEN | DST-SS-400-FM |  | NO | https://www.smeshops.com/nova-400-digital-weight-indicatorb4138159/ |  |  | PRECIA MOLEN GROUP | OPM | DST-SS-400-FM | NOVA 400 |  | ENRICHED | NON MRO | 41111500 | Weight measuring instruments | SCALE | WEIGH | ACCURACY | NOT AVAILABLE | RESOLUTION | NOT AVAILABLE | MEASURING RANGE | 4-20 mA | PLATFORM SIZE |  | MATERIAL | STAINLESS STEEL | POWER SUPPLY | 24 VDC | HAZARD CLASS |  | ADDITIONAL FEATURES | ENCLOSURE:IP65 | TYPE | [44 empty] | PRODUCTION COMPLETED
STP-007 | DATA ENRICHMENT | Batch_1 | Mech | NEN | NEN |  | 04-05-2023 |  | PV- On Hold | 722506 | 722506 | PL34-5607067 | ^^MECHANIZM,SRUBOWO-TLOCZNY,L=482 | SKL,BRAMMER |  |  |  | Rubix | 579939 | REXROTH | part number not provided | 0 | 0 | 0 | DISTRIBUTOR | SEE RUBIX FILE | 0 | 0 | NO | https://www.sotekshop.com/en/prod/bosch-rexroth/r151634710/ |  |  | BOSCH REXROTH AG | OPM | SNR 32X10RX3,969 | SNR 32X10RX3,969 |  | ENRICHED | MRO | 26111535 | Ballscrews Or Ballscrew Assemblies | SCREW | BALL | TYPE | NOT AVAILABLE | THREAD DIAMETER | NOT AVAILABLE | LEAD TYPE | NOT AVAILABLE | LENGTH | 482 MM | MATERIAL | NOT AVAILABLE | ADDITIONAL FEATURES | [49 empty] | Part number is not available so we updated Model number as Part number | PRODUCTION COMPLETED
STP-007 | DATA ENRICHMENT | Batch_1 | Mech | NEN | NEN |  | 04-05-2023 |  | PV- On Hold | 510697 | 510697 | ES36-5414378 | TORNILLO ALLEN AVELL. 6X16 DIN7991 INOX | 79910617055 |  |  |  | Rubix | 798959315000 | FABORY | 0 | 0 | DIN 7991 INOX.A2 TORN.ALLEN C/AVELL. 06X016 | 0 | 0 | FABORY | 0 | 0 | 0 | https://www.fasteners.eu/standards/DIN/7991/ |  |  | GENERIC MANUFACTURER | Generic items | SS-M6-16MM-A2 | SS-M6-16MM-A2 | DISTRIBUTOR:FABORY;REFRENCE NUMBER:79910617055 | CLEANSED | MRO | 31161501 | Cap Screws | SCREW | CAP | THREAD PITCH | NOT AVAILABLE | THREAD TYPE | NOT AVAILABLE | THREAD LENGTH | NOT AVAILABLE | MATERIAL | STAINLESS STEEL | THREAD DIAMETER | M6 | OVERALL LENGTH | 16 MM | HEAD | HEXAGONAL SOCKET | TYPE |  | MATERIAL SPECIFICATION | GR A2 | COATING/FINISH |  | DRIVE TYPE |  | HEAD SIZE |  | TENSILE STRENGTH |  | HAZARD CLASS |  | CERTIFICATION/STANDARD | DIN 7991 | ADDITIONAL FEATURES | [29 empty] | Generic Item With Mandatory Information | PRODUCTION COMPLETED
STP-007 | DATA ENRICHMENT | Batch_1 | Mech | NEN | NEN |  | 04-05-2023 |  | PV- On Hold | 182452 | 182452 | 8353-52219504 | TORN/CABEZA-PLANA/ALLEN/M6X30/ACERO.INOX |  | FASTENAL MEXICO S DE RL DE CV | [9 empty] | 0 | LINDSTROM | FHS1X0620 | SEE FASTENAL FILE AVAILABLE IN THE SHAREPOINT | 0 | http://www.lindstromfasteners.com/wp-content/uploads/2017/06/Lindstrom-Technical-Manual-2017.pdf |  |  | LINDSTRÖM GROUP | OPM | FHS1X0620 | FHS1X0620 |  | ENRICHED | MRO | 31161501 | Cap Screws | SCREW | CAP | THREAD PITCH | 1 IN | THREAD TYPE | METRIC COARSE | THREAD LENGTH | NOT AVAILABLE | MATERIAL | STAINLESS STEEL | THREAD DIAMETER | M6 | OVERALL LENGTH | 30 MM | HEAD | FLAT | TYPE |  | MATERIAL SPECIFICATION |  | COATING/FINISH | PLAIN | DRIVE TYPE | HEXAGONAL | HEAD SIZE |  | TENSILE STRENGTH | 101500 PSIG | HAZARD CLASS |  | CERTIFICATION/STANDARD | ANSI B18.3.5M,DIN 7991,ISO 10642 | ADDITIONAL FEATURES | HEAD ANGLE:90 DEG | [28 empty] | Part number is not available so we updated model number as part number | PRODUCTION COMPLETED
STP-007 | DATA ENRICHMENT | Batch_1 | Mech | NEN | NEN |  | 04-05-2023 |  | PV- On Hold | 510680 | 510680 | ES36-5414361 | TORNILLO ALLEN AVELL. 5X10 DIN7991 INOX | 798073192000 |  |  |  | Rubix | 798959321000 | FABORY | 0 | 0 | DIN 7991 INOX.A2 TORN.ALLEN C/AVELL. 05X010 | 0 | 0 | FABORY | 0 | 0 | 0 | https://www.fasteners.eu/standards/DIN/7991/ |  |  | GENERIC MANUFACTURER | Generic items | SS-M5-10MM-A2 | SS-M5-10MM-A2 | DISTRIBUTOR:FABORY;REFRENCE NUMBER:798073192000 | CLEANSED | MRO | 31161501 | Cap Screws | SCREW | CAP | THREAD PITCH | NOT AVAILABLE | THREAD TYPE | NOT AVAILABLE | THREAD LENGTH | NOT AVAILABLE | MATERIAL | STAINLESS STEEL | THREAD DIAMETER | M5 | OVERALL LENGTH | 10 MM | HEAD | HEXAGONAL SOCKET | TYPE |  | MATERIAL SPECIFICATION | GR A2 | COATING/FINISH |  | DRIVE TYPE |  | HEAD SIZE |  | TENSILE STRENGTH |  | HAZARD CLASS |  | CERTIFICATION/STANDARD | DIN 7991 | ADDITIONAL FEATURES | [29 empty] | Generic Item With Mandatory Information | PRODUCTION COMPLETED
STP-007 | DATA ENRICHMENT | Batch_1 | Mech | NEN | NEN |  | 04-05-2023 |  | PV- On Hold | 510702 | 510702 | ES36-5414383 | TORNILLO ALLEN AVELL. 6X90 DIN7991 INOX | 798232979000 | [10 empty] | 0 | FABORY | 0 | 0 | 0 | https://www.fasteners.eu/standards/DIN/7991/ |  |  | GENERIC MANUFACTURER | Generic items | SS-M6-90MM | SS-M6-90MM | DISTRIBUTOR:FABORY;REFRENCE NUMBER:798232979000 | CLEANSED | MRO | 31161501 | Cap Screws | SCREW | CAP | THREAD PITCH | NOT AVAILABLE | THREAD TYPE | NOT AVAILABLE | THREAD LENGTH | NOT AVAILABLE | MATERIAL | STAINLESS STEEL | THREAD DIAMETER | M6 | OVERALL LENGTH | 90 MM | HEAD | HEXAGONAL SOCKET | TYPE |  | MATERIAL SPECIFICATION |  | COATING/FINISH |  | DRIVE TYPE |  | HEAD SIZE |  | TENSILE STRENGTH |  | HAZARD CLASS |  | CERTIFICATION/STANDARD | DIN 7991 | ADDITIONAL FEATURES | [29 empty] | Generic Item With Mandatory Information | PRODUCTION COMPLETED
STP-007 | DATA ENRICHMENT | Batch_1 | Mech | NEN | NEN |  | 04-05-2023 |  | PV- On Hold | 510724 | 510724 | ES36-5414405 | TORNILLO ALLEN AVELL. 8X20 DIN7991 INOX | 798062555000 |  |  |  | Rubix | 798959309000 | FABORY | 0 | 0 | DIN 7991 INOX.A2 TORN.ALLEN C/AVELL. 08X020 | 0 | 0 | FABORY | 0 | 0 | 0 | https://www.fasteners.eu/standards/DIN/7991/ |  |  | GENERIC MANUFACTURER | Generic items | SS-M8-20MM-A2 | SS-M8-20MM-A2 | DISTRIBUTOR:FABORY;REFRENCE NUMBER:798059194000 | CLEANSED | MRO | 31161501 | Cap Screws | SCREW | CAP | THREAD PITCH | NOT AVAILABLE | THREAD TYPE | NOT AVAILABLE | THREAD LENGTH | NOT AVAILABLE | MATERIAL | STAINLESS STEEL | THREAD DIAMETER | M8 | OVERALL LENGTH | 20 MM | HEAD | HEXAGONAL SOCKET | TYPE |  | MATERIAL SPECIFICATION | GR A2 | COATING/FINISH |  | DRIVE TYPE |  | HEAD SIZE |  | TENSILE STRENGTH |  | HAZARD CLASS |  | CERTIFICATION/STANDARD | DIN 7991 | ADDITIONAL FEATURES | [29 empty] | Generic Item With Mandatory Information | PRODUCTION COMPLETED
STP-007 | DATA ENRICHMENT | Batch_1 | Mech | NEN | NEN |  | 04-05-2023 |  | PV- On Hold | 182455 | 182455 | 8353-52219507 | TORN/CABEZA-PLANA/ALLEN/M6X60/ACERO.INOX |  | FASTENAL MEXICO S DE RL DE CV | [9 empty] | 0 | LINDSTROM | FHS1X0660 | SEE FASTENAL FILE AVAILABLE IN THE SHAREPOINT | 0 | http://www.lindstromfasteners.com/wp-content/uploads/2017/06/Lindstrom-Technical-Manual-2017.pdf |  |  | LINDSTRÖM GROUP | OPM | FHS1X0660 | FHS1X0660 |  | ENRICHED | MRO | 31161501 | Cap Screws | SCREW | CAP | THREAD PITCH | 1 IN | THREAD TYPE | METRIC COARSE | THREAD LENGTH | NOT AVAILABLE | MATERIAL | STAINLESS STEEL | THREAD DIAMETER | M6 | OVERALL LENGTH | 60 MM | HEAD | FLAT | TYPE |  | MATERIAL SPECIFICATION |  | COATING/FINISH | PLAIN | DRIVE TYPE | HEXAGONAL | HEAD SIZE |  | TENSILE STRENGTH | 101500 PSIG | HAZARD CLASS |  | CERTIFICATION/STANDARD | ANSI B18.3.5M,DIN 7991,ISO 10642 | ADDITIONAL FEATURES | HEAD ANGLE:90 DEG | [28 empty] | Part number is not available so we updated model number as part number | PRODUCTION COMPLETED
STP-007 | DATA ENRICHMENT | Batch_1 | Mech | NEN | NEN |  | 04-05-2023 |  | PV- On Hold | 510657 | 510657 | ES36-5414338 | TORNILLO ALLEN AVELL. 4X16 DIN7991 INOX | 798081734000 |  |  |  | Rubix | 798959326000 | FABORY | 0 | 0 | DIN 7991 INOX.A2 TORN.ALLEN C/AVELL. 04X016 | 0 | 0 | FABORY | 0 | 0 | 0 | https://www.fasteners.eu/standards/DIN/7991/ |  |  | GENERIC MANUFACTURER | Generic items | SS-M4-16MM-A2 | SS-M4-16MM-A2 | DISTRIBUTOR:FABORY;REFRENCE NUMBER:798081734000 | CLEANSED | MRO | 31161501 | Cap Screws | SCREW | CAP | THREAD PITCH | NOT AVAILABLE | THREAD TYPE | NOT AVAILABLE | THREAD LENGTH | NOT AVAILABLE | MATERIAL | STAINLESS STEEL | THREAD DIAMETER | M4 | OVERALL LENGTH | 16 MM | HEAD | HEXAGONAL SOCKET | TYPE |  | MATERIAL SPECIFICATION | GR A2 | COATING/FINISH |  | DRIVE TYPE |  | HEAD SIZE |  | TENSILE STRENGTH |  | HAZARD CLASS |  | CERTIFICATION/STANDARD | DIN 7991 | ADDITIONAL FEATURES | [29 empty] | Generic Item With Mandatory Information | PRODUCTION COMPLETED
STP-007 | DATA ENRICHMENT | Batch_1 | Mech | NEN | NEN |  | 04-05-2023 |  | PV- On Hold | 510684 | 510684 | ES36-5414365 | TORNILLO ALLEN AVELL. 5X30 DIN7991 INOX | 798063486000 |  |  |  | Rubix | 798959318000 | FABORY | 0 | 0 | DIN 7991 INOX.A2 TORN.ALLEN C/AVELL. 05X030 | 0 | 0 | FABORY | 0 | 0 | 0 | https://www.fasteners.eu/standards/DIN/7991/ |  |  | GENERIC MANUFACTURER | Generic items | SS-M5-30MM-DIN7991 | SS-M5-30MM-DIN7991 | DISTRIBUTOR:FABORY;REFRENCE NUMBER:798063486000 | CLEANSED | MRO | 31161501 | Cap Screws | SCREW | CAP | THREAD PITCH | NOT AVAILABLE | THREAD TYPE | NOT AVAILABLE | THREAD LENGTH | NOT AVAILABLE | MATERIAL | STAINLESS STEEL | THREAD DIAMETER | M5 | OVERALL LENGTH | 30 MM | HEAD | HEXAGONAL SOCKET | TYPE |  | MATERIAL SPECIFICATION | GR A2 | COATING/FINISH |  | DRIVE TYPE |  | HEAD SIZE |  | TENSILE STRENGTH |  | HAZARD CLASS |  | CERTIFICATION/STANDARD | DIN 7991 | ADDITIONAL FEATURES | [29 empty] | Generic Item With Mandatory Information | PRODUCTION COMPLETED
STP-007 | DATA ENRICHMENT | Batch_1 | Mech | NEN | NEN |  | 04-05-2023 |  | PV- On Hold | 182456 | 182456 | 8353-52219508 | TORN/CABEZA-PLANA/ALLEN/M8X20/ACERO.INOX |  | FASTENAL MEXICO S DE RL DE CV | [9 empty] | 0 | LINDSTROM | FHS1X0820 | SEE FASTENAL FILE AVAILABLE IN THE SHAREPOINT | 0 | http://www.lindstromfasteners.com/wp-content/uploads/2017/06/Lindstrom-Technical-Manual-2017.pdf |  |  | LINDSTRÖM GROUP | OPM | FHS1X0820 | FHS1X0820 |  | ENRICHED | MRO | 31161501 | Cap Screws | SCREW | CAP | THREAD PITCH | 1-1/4 IN | THREAD TYPE | METRIC COARSE | THREAD LENGTH | NOT AVAILABLE | MATERIAL | STAINLESS STEEL | THREAD DIAMETER | M8 | OVERALL LENGTH | 20 MM | HEAD | FLAT | TYPE |  | MATERIAL SPECIFICATION |  | COATING/FINISH | PLAIN | DRIVE TYPE | HEXAGONAL | HEAD SIZE |  | TENSILE STRENGTH | 101500 PSIG | HAZARD CLASS |  | CERTIFICATION/STANDARD | ANSI B18.3.5M,DIN 7991,ISO 10642 | ADDITIONAL FEATURES | HEAD ANGLE:90 DEG | [28 empty] | Part number is not available so we updated model number as part number | PRODUCTION COMPLETED
STP-007 | DATA ENRICHMENT | Batch_1 | Mech | NEN | NEN |  | 04-05-2023 |  | PV- On Hold | 510685 | 510685 | ES36-5414366 | TORNILLO ALLEN AVELL. 5X35 DIN7991 INOX | 798232702000 |  |  |  | Rubix | 798624218000 | FABORY | 0 | 0 | DIN 7991 INOX.A2 TORN.ALLEN C/AVELL. 05X035 | 0 | 0 | FABORY | 0 | 0 | 0 | https://www.fasteners.eu/standards/DIN/7991/ |  |  | GENERIC MANUFACTURER | Generic items | SS-M5-35MM | SS-M5-35MM | DISTRIBUTOR:FABORY;REFRENCE NUMBER:798232702000 | CLEANSED | MRO | 31161501 | Cap Screws | SCREW | CAP | THREAD PITCH | NOT AVAILABLE | THREAD TYPE | NOT AVAILABLE | THREAD LENGTH | NOT AVAILABLE | MATERIAL | STAINLESS STEEL | THREAD DIAMETER | M5 | OVERALL LENGTH | 35 MM | HEAD | HEXAGONAL SOCKET | TYPE |  | MATERIAL SPECIFICATION | GR A2 | COATING/FINISH |  | DRIVE TYPE |  | HEAD SIZE |  | TENSILE STRENGTH |  | HAZARD CLASS |  | CERTIFICATION/STANDARD | DIN 7991 | ADDITIONAL FEATURES | [29 empty] | Generic Item With Mandatory Information | PRODUCTION COMPLETED
STP-007 | DATA ENRICHMENT | Batch_1 | Mech | NEN | NEN |  | 04-05-2023 |  | PV- On Hold | 510725 | 510725 | ES36-5414406 | TORNILLO ALLEN AVELL. 8X25 DIN7991 INOX | 798078112000 |  |  |  | Rubix | 798265006000 | NONE | 0 | 0 | TORN. DIN 7991 M8X25 INOX | 0 | 0 | FABORY | 0 | 0 | 0 | https://www.fasteners.eu/standards/DIN/7991/ |  |  | GENERIC MANUFACTURER | Generic items | SS-M8-25MM | SS-M8-25MM | DISTRIBUTOR:FABORY;REFRENCE NUMBER:798078112000 | CLEANSED | MRO | 31161501 | Cap Screws | SCREW | CAP | THREAD PITCH | NOT AVAILABLE | THREAD TYPE | NOT AVAILABLE | THREAD LENGTH | NOT AVAILABLE | MATERIAL | STAINLESS STEEL | THREAD DIAMETER | M8 | OVERALL LENGTH | 25 MM | HEAD | HEXAGONAL SOCKET | TYPE |  | MATERIAL SPECIFICATION |  | COATING/FINISH |  | DRIVE TYPE |  | HEAD SIZE |  | TENSILE STRENGTH |  | HAZARD CLASS |  | CERTIFICATION/STANDARD | DIN 7991 | ADDITIONAL FEATURES | [29 empty] | Generic Item With Mandatory Information | PRODUCTION COMPLETED
STP-007 | DATA ENRICHMENT | Batch_1 | Mech | NEN | NEN |  | 04-05-2023 |  | PV- On Hold | 71671 | 71671 | 8321-52219556 | TORNILLO/ALLEN/M8X30/ACERO.INOX |  | FASTENAL MEXICO S DE RL DE CV | [9 empty] | 0 | LINDSTROM | SCXX208030 | SEE FASTENAL FILE AVAILABLE IN THE SHAREPOINT | 0 | http://www.lindstromfasteners.com/wp-content/uploads/2017/06/Lindstrom-Technical-Manual-2017.pdf |  |  | LINDSTRÖM GROUP | OPM | SCXX208030 | SCXX208030 |  | ENRICHED | MRO | 31161501 | Cap Screws | SCREW | CAP | THREAD PITCH | 1.25 MM | THREAD TYPE | METRIC COARSE | THREAD LENGTH | 40 MM | MATERIAL | STAINLESS STEEL | THREAD DIAMETER | M8 | OVERALL LENGTH | 30 MM | HEAD | SOCKET | TYPE | ALLEN | MATERIAL SPECIFICATION |  | COATING/FINISH | PLAIN | DRIVE TYPE | HEXAGONAL | HEAD SIZE |  | TENSILE STRENGTH |  | HAZARD CLASS |  | CERTIFICATION/STANDARD | ANSI B18.3.5M,DIN912,ISO4762 | ADDITIONAL FEATURES | [29 empty] | Part number is not available so we updated model number as part number | PRODUCTION COMPLETED
STP-007 | DATA ENRICHMENT | Batch_1 | Mech | NEN | NEN |  | 04-05-2023 |  | PV- On Hold | 510656 | 510656 | ES36-5414337 | TORNILLO ALLEN AVELL. 4X10 DIN7991 INOX | 798063483000 |  |  |  | Rubix | 798959328000 | FABORY | 0 | 0 | DIN 7991 INOX.A2 TORN.ALLEN C/AVELL. 04X010 | 0 | 0 | FABORY | 0 | 0 | 0 | https://www.fasteners.eu/standards/DIN/7991/ |  |  | GENERIC MANUFACTURER | Generic items | SS-M4-10MM-A2 | SS-M4-10MM-A2 | DISTRIBUTOR:FABORY;REFRENCE NUMBER:798063483000 | CLEANSED | MRO | 31161501 | Cap Screws | SCREW | CAP | THREAD PITCH | NOT AVAILABLE | THREAD TYPE | NOT AVAILABLE | THREAD LENGTH | NOT AVAILABLE | MATERIAL | STAINLESS STEEL | THREAD DIAMETER | M4 | OVERALL LENGTH | 10 MM | HEAD | HEXAGONAL SOCKET | TYPE |  | MATERIAL SPECIFICATION | GR A2 | COATING/FINISH |  | DRIVE TYPE |  | HEAD SIZE |  | TENSILE STRENGTH |  | HAZARD CLASS |  | CERTIFICATION/STANDARD | DIN 7991 | ADDITIONAL FEATURES | [29 empty] | Generic Item With Mandatory Information | PRODUCTION COMPLETED
STP-007 | DATA ENRICHMENT | Batch_1 | Mech | NEN | NEN |  | 04-05-2023 |  | PV- On Hold | 182523 | 182523 | 8353-52219576 | TORNILLO/ALLEN/3/16"X1/2"/ACERO.INOX |  | FASTENAL MEXICO S DE RL DE CV | [9 empty] | 0 | BRIGHTON-BEST INTERNATIONAL INC | 130072 | SEE FASTENAL FILE AVAILABLE IN THE SHAREPOINT | 0 | https://www.brightonbest.com/download/pds/Socket_Flat_Countersunk_Head_Cap_Screws_2019.pdf | http://www.brightonbest.com.au/the_real_stuffs_AU/downloadAU/catalogs/au/AU_master_catalog.pdf |  | BRIGHTON-BEST INTERNATIONAL INC | OPM | 130072 | 130072 |  | ENRICHED | MRO | 31161501 | Cap Screws | SCREW | CAP | THREAD PITCH | NOT AVAILABLE | THREAD TYPE | UNC | THREAD LENGTH | NOT AVAILABLE | MATERIAL | STAINLESS STEEL | THREAD DIAMETER | 3/16 IN | OVERALL LENGTH | 1/2 IN | HEAD | FLAT COUNTERSUNK | TYPE | ALLEN,HEXAGON SOCKET | MATERIAL SPECIFICATION | ASTM F879 | COATING/FINISH |  | DRIVE TYPE | HEXAGONAL | HEAD SIZE |  | TENSILE STRENGTH |  | HAZARD CLASS |  | CERTIFICATION/STANDARD | ANSI,ASTM,DIN,ISO | ADDITIONAL FEATURES | HEAD ANGLE:82 DEG | [28 empty] | Model number is not available so we updated Part number as Model number | PRODUCTION COMPLETED
STP-007 | DATA ENRICHMENT | Batch_1 | Mech | NEN | NEN |  | 04-05-2023 |  | PV- On Hold | 510696 | 510696 | ES36-5414377 | TORNILLO ALLEN AVELL. 6X10 DIN7991 INOX | 798061339000 |  |  |  | Rubix | 798959317000 | FABORY | 0 | 0 | DIN 7991 INOX.A2 TORN.ALLEN C/AVELL. 06X010 | 0 | 0 | FABORY | 0 | 0 | 0 | https://www.fasteners.eu/standards/DIN/7991/ |  |  | GENERIC MANUFACTURER | Generic items | SS-M6-10MM-A2 | SS-M6-10MM-A2 | DISTRIBUTOR:FABORY;REFRENCE NUMBER:798061339000 | CLEANSED | MRO | 31161501 | Cap Screws | SCREW | CAP | THREAD PITCH | NOT AVAILABLE | THREAD TYPE | NOT AVAILABLE | THREAD LENGTH | NOT AVAILABLE | MATERIAL | STAINLESS STEEL | THREAD DIAMETER | M6 | OVERALL LENGTH | 10 MM | HEAD | HEXAGONAL SOCKET | TYPE |  | MATERIAL SPECIFICATION | GR A2 | COATING/FINISH |  | DRIVE TYPE |  | HEAD SIZE |  | TENSILE STRENGTH |  | HAZARD CLASS |  | CERTIFICATION/STANDARD | DIN 7991 | ADDITIONAL FEATURES | [29 empty] | Generic Item With Mandatory Information | PRODUCTION COMPLETED
STP-007 | DATA ENRICHMENT | Batch_1 | Mech | NEN | NEN |  | 04-05-2023 |  | PV- On Hold | 783444 | 783444 | RU07-TRU40011591 | SCREW;DIN912_12.9;M18X50 | [11 empty] | OPM | WURTH | 00083 18 50 | All data on dimensions and material are contained in the standard DIN912 | NO | https://eshop.wurth.co.uk/Product-categories/ISO-4762-DIN-912-steel-12.9-plain/31083511140106.cyid/3108.cgid/en/GB/GBP/ |  |  | WURTH GROUP | OPM | 00083 18 50 | 00083 18 50 |  | ENRICHED | MRO | 31161501 | Cap Screws | SCREW | CAP | THREAD PITCH | NOT AVAILABLE | THREAD TYPE | HALF | THREAD LENGTH | NOT AVAILABLE | MATERIAL | STEEL | THREAD DIAMETER | M18 | OVERALL LENGTH | 50 MM | HEAD | SOCKET HEAD | TYPE | METRIC | MATERIAL SPECIFICATION | CLASS 12.9 | COATING/FINISH | PLAIN | DRIVE TYPE | HEXAGONAL | HEAD SIZE |  | TENSILE STRENGTH |  | HAZARD CLASS |  | CERTIFICATION/STANDARD | DIN 912,ROHS | ADDITIONAL FEATURES | [29 empty] | Part number is not available so we updated model number as part number | PRODUCTION COMPLETED
STP-007 | DATA ENRICHMENT | Batch_1 | Mech | NEN | NEN |  | 04-05-2023 |  | PV- On Hold | 182447 | 182447 | 8353-52219499 | TORN/CABEZA-PLANA/ALLEN/M4X40/ACERO.INOX |  | FASTENAL MEXICO S DE RL DE CV | [9 empty] | 0 | LINDSTROM | FHS1X0440 | SEE FASTENAL FILE AVAILABLE IN THE SHAREPOINT | 0 | http://www.lindstromfasteners.com/wp-content/uploads/2017/06/Lindstrom-Technical-Manual-2017.pdf |  |  | LINDSTRÖM GROUP | OPM | FHS1X0440 | FHS1X0440 |  | ENRICHED | MRO | 31161501 | Cap Screws | SCREW | CAP | THREAD PITCH | 11/16 IN | THREAD TYPE | METRIC COARSE | THREAD LENGTH | NOT AVAILABLE | MATERIAL | STAINLESS STEEL | THREAD DIAMETER | M4 | OVERALL LENGTH | 40 MM | HEAD | FLAT | TYPE |  | MATERIAL SPECIFICATION |  | COATING/FINISH | PLAIN | DRIVE TYPE | HEXAGONAL | HEAD SIZE |  | TENSILE STRENGTH | 101500 PSIG | HAZARD CLASS |  | CERTIFICATION/STANDARD | ANSI B18.3.5M,DIN 7991,ISO 10642 | ADDITIONAL FEATURES | HEAD ANGLE:90 DEG | [28 empty] | Part number is not available so we updated model number as part number | PRODUCTION COMPLETED
STP-007 | DATA ENRICHMENT | Batch_1 | Mech | NEN | NEN |  | 04-05-2023 |  | PV- On Hold | 71621 | 71621 | 8321-52219505 | TORN/CABEZA-PLANA/ALLEN/M6X40/ACERO.INOX |  | FASTENAL MEXICO S DE RL DE CV | [9 empty] | 0 | LINDSTROM | FHS1X0640 | SEE FASTENAL FILE AVAILABLE IN THE SHAREPOINT | 0 | http://www.lindstromfasteners.com/wp-content/uploads/2017/06/Lindstrom-Technical-Manual-2017.pdf |  |  | LINDSTRÖM GROUP | OPM | FHS1X0640 | FHS1X0640 |  | ENRICHED | MRO | 31161501 | Cap Screws | SCREW | CAP | THREAD PITCH | 1 MM | THREAD TYPE | METRIC COARSE | THREAD LENGTH | NOT AVAILABLE | MATERIAL | STAINLESS STEEL | THREAD DIAMETER | M6 | OVERALL LENGTH | 40 MM | HEAD | FLAT | TYPE | ALLEN,SOCKET | MATERIAL SPECIFICATION |  | COATING/FINISH | PLAIN | DRIVE TYPE | HEXAGONAL | HEAD SIZE |  | TENSILE STRENGTH | 101500 LB/SQ IN | HAZARD CLASS |  | CERTIFICATION/STANDARD | ANSI B18.3.5M,DIN7991,ISO10642 | ADDITIONAL FEATURES | HEAD ANGLE:90 DEG | [28 empty] | Part number is not available so we updated model number as part number | PRODUCTION COMPLETED
STP-007 | DATA ENRICHMENT | Batch_1 | Mech | NEN | NEN |  | 04-05-2023 |  | PV- On Hold | 182270 | 182270 | 8353-52218009 | TORN/CABEZA-PLANA/ALLEN/M2.5X6/ACERO.INO |  | FASTENAL MEXICO S DE RL DE CV | [9 empty] | 0 | METRIC & MULTISTANDARD | I015978 | SEE FASTENAL FILE AVAILABLE IN THE SHAREPOINT | 0 | https://www.metricmcc.com/flat-socket-head-cap-screw-p-6562.html |  |  | METRIC & MULTISTANDARD | OPM | I015978 | I015978 |  | ENRICHED | MRO | 31161501 | Cap Screws | SCREW | CAP | THREAD PITCH | NOT AVAILABLE | THREAD TYPE | NOT AVAILABLE | THREAD LENGTH | NOT AVAILABLE | MATERIAL | STAINLESS STEEL 304 | THREAD DIAMETER | M2.5 | OVERALL LENGTH | 6 MM | HEAD | FLAT SOCKET | TYPE |  | MATERIAL SPECIFICATION | STAINLESS STEEL 304 | COATING/FINISH |  | DRIVE TYPE | HEXAGONAL | HEAD SIZE |  | TENSILE STRENGTH |  | HAZARD CLASS |  | CERTIFICATION/STANDARD |  | ADDITIONAL FEATURES | [29 empty] | Model number is not available so we updated Part number as Model number | PRODUCTION COMPLETED
STP-007 | DATA ENRICHMENT | Batch_1 | Mech | NEN | NEN | OK | 04-05-2023 |  | PV- On Hold | 182525 | 182525 | 8353-52219578 | TORNILLO/ALLEN/3/16"X3/2"/ACERO.INOX |  | FASTENAL MEXICO S DE RL DE CV | [9 empty] | 0 | BRIGHTON-BEST INTERNATIONAL INC | 12105 | SEE FASTENAL FILE AVAILABLE IN THE SHAREPOINT | 0 | https://www.brightonbest.com/download/pds/Socket_Flat_Countersunk_Head_Cap_Screws_2019.pdf | http://www.brightonbest.com.au/the_real_stuffs_AU/downloadAU/catalogs/au/AU_master_catalog.pdf | https://www.blackcomro.com/viewProduct?rlProdNum=BC059043 | BRIGHTON-BEST INTERNATIONAL INC | OPM | 12105 | 12105 |  | ENRICHED | MRO | 31161501 | Cap Screws | SCREW | CAP | THREAD PITCH | 24 TPI | THREAD TYPE | UNC | THREAD LENGTH | NOT AVAILABLE | MATERIAL | STAINLESS STEEL | THREAD DIAMETER | 3/16 IN | OVERALL LENGTH | 3/2 IN | HEAD | ROUND SOCKET | TYPE | ALLEN | MATERIAL SPECIFICATION | ASTM F879 | COATING/FINISH |  | DRIVE TYPE | HEXAGONAL | HEAD SIZE |  | TENSILE STRENGTH |  | HAZARD CLASS |  | CERTIFICATION/STANDARD | ANSI,ASTM,DIN,ISO | ADDITIONAL FEATURES | HEAD ANGLE:82 DEG | [28 empty] | Model number is not available so we updated Part number as Model number | PRODUCTION COMPLETED
STP-007 | DATA ENRICHMENT | Batch_1 | Mech | NEN | NEN |  | 04-05-2023 |  | PV- On Hold | 484206 | 484206 | ES32-5210266 | TORNILLO INOX AVEL/ALLEN DIN-7991 M5X20 |  |  |  |  | Rubix | 798954304000 | FABORY | 0 | 0 | DIN 7991 INOX.A2 TORN.ALLEN C/AVELL. 05X020 | 0 | 0 | FABORY | 0 | SEE RUBIX/BRAMMER FILE AVAILABLE IN THE SHAREPOINT | 0 | https://www.fasteners.eu/standards/DIN/7991/ |  |  | GENERIC MANUFACTURER | Generic items | SS-M5-20MM-HEX | SS-M5-20MM-HEX | DISTRIBUTOR:FABORY,BRAMMER GMBH | CLEANSED | MRO | 31161501 | Cap Screws | SCREW | CAP | THREAD PITCH | NOT AVAILABLE | THREAD TYPE | NOT AVAILABLE | THREAD LENGTH | NOT AVAILABLE | MATERIAL | STAINLESS STEEL | THREAD DIAMETER | M5 | OVERALL LENGTH | 20 MM | HEAD | HEXAGONAL SOCKET | TYPE |  | MATERIAL SPECIFICATION | GR A2 | COATING/FINISH |  | DRIVE TYPE |  | HEAD SIZE |  | TENSILE STRENGTH |  | HAZARD CLASS |  | CERTIFICATION/STANDARD | DIN 7991 | ADDITIONAL FEATURES | [29 empty] | Generic Item With Mandatory Information | PRODUCTION COMPLETED
STP-007 | DATA ENRICHMENT | Batch_1 | Mech | NEN | NEN |  | 04-05-2023 |  | PV- On Hold | 510658 | 510658 | ES36-5414339 | TORNILLO ALLEN AVELL. 4X20 DIN7991 INOX | 798117086000 |  |  |  | Rubix | 798959325000 | FABORY | 0 | 0 | DIN 7991 INOX.A2 TORN.ALLEN C/AVELL. 04X020 | 0 | 0 | FABORY | 0 | 0 | 0 | https://www.fasteners.eu/standards/DIN/7991/ |  |  | GENERIC MANUFACTURER | Generic items | SS-M4-20MM-A2 | SS-M4-20MM-A2 | DISTRIBUTOR:FABORY;REFRENCE NUMBER:798117086000 | CLEANSED | MRO | 31161501 | Cap Screws | SCREW | CAP | THREAD PITCH | NOT AVAILABLE | THREAD TYPE | NOT AVAILABLE | THREAD LENGTH | NOT AVAILABLE | MATERIAL | STAINLESS STEEL | THREAD DIAMETER | M4 | OVERALL LENGTH | 20 MM | HEAD | HEXAGONAL SOCKET | TYPE |  | MATERIAL SPECIFICATION | GR A2 | COATING/FINISH |  | DRIVE TYPE |  | HEAD SIZE |  | TENSILE STRENGTH |  | HAZARD CLASS |  | CERTIFICATION/STANDARD | DIN 7991 | ADDITIONAL FEATURES | [29 empty] | Generic Item With Mandatory Information | PRODUCTION COMPLETED
STP-007 | DATA ENRICHMENT | Batch_1 | Mech | NEN | NEN | OK | 04-05-2023 |  | PV- On Hold | 182470 | 182470 | 8353-52219522 | TORN/CABEZA-PLANA/ALLEN/1/8"X1/2"/A.INOX |  | FASTENAL MEXICO S DE RL DE CV | [9 empty] | 0 | BRIGHTON-BEST INTERNATIONAL INC | 712064 | SEE FASTENAL FILE AVAILABLE IN THE SHAREPOINT | 0 | https://www.brightonbest.com/download/pds/Socket_Flat_Countersunk_Head_Cap_Screws_2019.pdf | http://www.brightonbest.com.au/the_real_stuffs_AU/downloadAU/catalogs/au/AU_master_catalog.pdf | https://www.blackcomro.com/viewProduct?rlProdNum=BC239473 | BRIGHTON-BEST INTERNATIONAL INC | OPM | 712064 | 712064 |  | ENRICHED | MRO | 31161501 | Cap Screws | SCREW | CAP | THREAD PITCH | 40 TPI | THREAD TYPE | UNC | THREAD LENGTH | NOT AVAILABLE | MATERIAL | STAINLESS STEEL | THREAD DIAMETER | M5 | OVERALL LENGTH | 1/2 IN | HEAD | FLAT SOCKET | TYPE | ALLEN,SEMI STANDARD | MATERIAL SPECIFICATION | ASTM F879 | COATING/FINISH |  | DRIVE TYPE | HEXAGONAL | HEAD SIZE | 1/4 IN | TENSILE STRENGTH | 145000 PSIG | HAZARD CLASS |  | CERTIFICATION/STANDARD | ANSI,ASTM,DIN,ISO | ADDITIONAL FEATURES | HEAD ANGLE:82 DEG,KEY SIZE:5/64 IN | [28 empty] | Model number is not available so we updated Part number as Model number | PRODUCTION COMPLETED
STP-007 | DATA ENRICHMENT | Batch_1 | Mech | NEN | NEN |  | 04-05-2023 |  | PV- On Hold | 510748 | 510748 | ES36-5414429 | TORNILLO ALLEN AVELL. 10X30 DIN7991 INOX | 798090977000 |  |  |  | Rubix | 798337783000 | FABORY | 0 | 0 | DIN 7991 INOX.A2 TORN.ALLEN C/AVELL. 10X030 | 0 | 0 | FABORY | 0 | 0 | 0 | https://www.fasteners.eu/standards/DIN/7991/ |  |  | GENERIC MANUFACTURER | Generic items | SS-M10-30MM | SS-M10-30MM | DISTRIBUTOR:FABORY;REFRENCE NUMBER:798090977000 | CLEANSED | MRO | 31161501 | Cap Screws | SCREW | CAP | THREAD PITCH | NOT AVAILABLE | THREAD TYPE | NOT AVAILABLE | THREAD LENGTH | NOT AVAILABLE | MATERIAL | STAINLESS STEEL | THREAD DIAMETER | M10 | OVERALL LENGTH | 30 MM | HEAD | HEXAGONAL SOCKET | TYPE |  | MATERIAL SPECIFICATION | GR A2 | COATING/FINISH |  | DRIVE TYPE |  | HEAD SIZE |  | TENSILE STRENGTH |  | HAZARD CLASS |  | CERTIFICATION/STANDARD | DIN 7991 | ADDITIONAL FEATURES | [29 empty] | Generic Item With Mandatory Information | PRODUCTION COMPLETED
STP-007 | DATA ENRICHMENT | Batch_1 | Mech | NEN | NEN | OK | 04-05-2023 |  | PV- On Hold | 489685 | 489685 | ES32-5302209 | TORNILLO INOX C/ALLEN DIN-912 M4X10 |  |  |  |  | Rubix | 798959391000 | FABORY | 0 | 0 | TOR.ALLEN DIN-912 A/INOX.18/8 M-4X10 | 0 | 0 | FABORY | 0 | SEE RUBIX/BRAMMER FILE AVAILABLE IN THE SHAREPOINT | 0 | https://www.fasteners.eu/standards/DIN/912/ |  |  | GENERIC MANUFACTURER | Generic items | SS-M4-10MM-HEX | SS-M4-10MM-HEX | DISTRIBUTOR:FABORY,BRAMMER GMBH | ENRICHED | MRO | 31161501 | Cap Screws | SCREW | CAP | THREAD PITCH | 0.7 MM | THREAD TYPE | NOT AVAILABLE | THREAD LENGTH | 20 MM | MATERIAL | STAINLESS STEEL | THREAD DIAMETER | M4 | OVERALL LENGTH | 10 MM | HEAD | HEXAGONAL SOCKET | TYPE | ALLEN | MATERIAL SPECIFICATION | GR A2,A4 | COATING/FINISH |  | DRIVE TYPE |  | HEAD SIZE | 7.22 DIA X 4 HT MM | TENSILE STRENGTH |  | HAZARD CLASS |  | CERTIFICATION/STANDARD | DIN 912,ISO 4762,CSN 021143 | ADDITIONAL FEATURES | [29 empty] | Generic Item With Mandatory Information | PRODUCTION COMPLETED
STP-007 | DATA ENRICHMENT | Batch_1 | Mech | NEN | NEN | OK | 04-05-2023 |  | PV- On Hold | 510773 | 510773 | ES36-5414454 | TORNILLO ALLEN 12X70 DIN912 INOX | 798073949000 |  |  |  | Rubix | 798959414000 | FABORY | 0 | 0 | DIN 912 INOX.A2 TORNILLO ALLEN 12X070 | 0 | 0 | FABORY | 0 | 0 | 0 | https://www.fasteners.eu/standards/DIN/912/ |  |  | GENERIC MANUFACTURER | Generic items | SS-M12-70MM | SS-M12-70MM | DISTRIBUTOR:FABORY,REFRENCE NUMBER:798073949000 | ENRICHED | MRO | 31161501 | Cap Screws | SCREW | CAP | THREAD PITCH | 1.75 MM | THREAD TYPE | NOT AVAILABLE | THREAD LENGTH | 36 MM | MATERIAL | STAINLESS STEEL | THREAD DIAMETER | M12 | OVERALL LENGTH | 70 MM | HEAD | HEXAGONAL SOCKET | TYPE | ALLEN | MATERIAL SPECIFICATION | GR A2,A4 | COATING/FINISH |  | DRIVE TYPE |  | HEAD SIZE | 18.27 DIA X 12 HT MM | TENSILE STRENGTH |  | HAZARD CLASS |  | CERTIFICATION/STANDARD | DIN 912,ISO 4762,CSN 021143 | ADDITIONAL FEATURES | [29 empty] | Generic Item With Mandatory Information | PRODUCTION COMPLETED
STP-007 | DATA ENRICHMENT | Batch_1 | Mech | NEN | NEN | OK | 04-05-2023 |  | PV- On Hold | 182522 | 182522 | 8353-52219575 | TORNILLO/ALLEN/1/8"X3/2"/ACERO.INOX |  | FASTENAL MEXICO S DE RL DE CV | [9 empty] | 0 | BRIGHTON-BEST INTERNATIONAL INC | 592117 | SEE FASTENAL FILE AVAILABLE IN THE SHAREPOINT | 0 | https://www.brightonbest.com/download/pds/Socket_Flat_Countersunk_Head_Cap_Screws_2019.pdf | http://www.brightonbest.com.au/the_real_stuffs_AU/downloadAU/catalogs/au/AU_master_catalog.pdf | https://www.aftfasteners.com/5-40-x-1-1-2-socket-head-cap-screw-coarse-18-8-ss-a2/ | BRIGHTON-BEST INTERNATIONAL INC | OPM | 592117 | 592117 |  | ENRICHED | MRO | 31161501 | Cap Screws | SCREW | CAP | THREAD PITCH | 40 TPI | THREAD TYPE | UNC | THREAD LENGTH | NOT AVAILABLE | MATERIAL | STAINLESS STEEL | THREAD DIAMETER | M5 | OVERALL LENGTH | 3/2 IN | HEAD | SOCKET | TYPE | ALLEN | MATERIAL SPECIFICATION | ASTM F879 | COATING/FINISH | PLAIN | DRIVE TYPE | HEXAGONAL | HEAD SIZE |  | TENSILE STRENGTH |  | HAZARD CLASS |  | CERTIFICATION/STANDARD | ANSI,ASTM,DIN,ISO | ADDITIONAL FEATURES | HEAD ANGLE:82 DEG,KEY SIZE:5/64 IN | [28 empty] | Model number is not available so we updated Part number as Model number | PRODUCTION COMPLETED
STP-007 | DATA ENRICHMENT | Batch_1 | Mech | NEN | NEN |  | 04-05-2023 |  | PV- On Hold | 71616 | 71616 | 8321-52219500 | TORN/CABEZA-PLANA/ALLEN/M4X50/ACERO.INOX |  | FASTENAL MEXICO S DE RL DE CV | [9 empty] | 0 | LINDSTROM | FHS1X0450 | SEE FASTENAL FILE AVAILABLE IN THE SHAREPOINT | 0 | http://www.lindstromfasteners.com/wp-content/uploads/2017/06/Lindstrom-Technical-Manual-2017.pdf |  |  | LINDSTRÖM GROUP | OPM | FHS1X0450 | FHS1X0450 |  | ENRICHED | MRO | 31161501 | Cap Screws | SCREW | CAP | THREAD PITCH | 0.7 MM | THREAD TYPE | METRIC COARSE | THREAD LENGTH | NOT AVAILABLE | MATERIAL | STAINLESS STEEL | THREAD DIAMETER | M4 | OVERALL LENGTH | 50 MM | HEAD | FLAT | TYPE | ALLEN,SOCKET | MATERIAL SPECIFICATION |  | COATING/FINISH | PLAIN | DRIVE TYPE | HEXAGONAL | HEAD SIZE |  | TENSILE STRENGTH | 101500 LB/SQ IN | HAZARD CLASS |  | CERTIFICATION/STANDARD | ANSI B18.3.5M,DIN7991,ISO10642 | ADDITIONAL FEATURES | HEAD ANGLE:90 DEG | [28 empty] | Part number is not available so we updated model number as part number | PRODUCTION COMPLETED
STP-007 | DATA ENRICHMENT | Batch_1 | Mech | NEN | NEN |  | 04-05-2023 |  | PV- On Hold | 783424 | 783424 | RU07-TRU40011571 | SCREW;DIN912_12.9;M6X18 | [11 empty] | OPM | WURTH | 00083 6 18 | All data on dimensions and material are contained in the standard DIN912 | NO | https://eshop.wurth.co.uk/Product-categories/ISO-4762-DIN-912-steel-12.9-plain/31083511140106.cyid/3108.cgid/en/GB/GBP/ |  |  | WURTH GROUP | OPM | 00083 6 18 | 00083 6 18 |  | ENRICHED | MRO | 31161501 | Cap Screws | SCREW | CAP | THREAD PITCH | NOT AVAILABLE | THREAD TYPE | HALF | THREAD LENGTH | NOT AVAILABLE | MATERIAL | STEEL | THREAD DIAMETER | M6 | OVERALL LENGTH | 18 MM | HEAD | SOCKET HEAD | TYPE | METRIC | MATERIAL SPECIFICATION | CLASS 12.9 | COATING/FINISH | PLAIN | DRIVE TYPE | HEXAGONAL | HEAD SIZE |  | TENSILE STRENGTH |  | HAZARD CLASS |  | CERTIFICATION/STANDARD | DIN 912,ROHS | ADDITIONAL FEATURES | [29 empty] | Part number is not available so we updated model number as part number | PRODUCTION COMPLETED
STP-007 | DATA ENRICHMENT | Batch_1 | Mech | NEN | NEN |  | 04-05-2023 |  | PV- On Hold | 71622 | 71622 | 8321-52219506 | TORN/CABEZA-PLANA/ALLEN/M6X50/ACERO.INOX |  | FASTENAL MEXICO S DE RL DE CV | [9 empty] | 0 | LINDSTROM | FHS1X0650 | SEE FASTENAL FILE AVAILABLE IN THE SHAREPOINT | 0 | http://www.lindstromfasteners.com/wp-content/uploads/2017/06/Lindstrom-Technical-Manual-2017.pdf |  |  | LINDSTRÖM GROUP | OPM | FHS1X0650 | FHS1X0650 |  | ENRICHED | MRO | 31161501 | Cap Screws | SCREW | CAP | THREAD PITCH | 1 MM | THREAD TYPE | METRIC COARSE | THREAD LENGTH | NOT AVAILABLE | MATERIAL | STAINLESS STEEL | THREAD DIAMETER | M6 | OVERALL LENGTH | 50 MM | HEAD | FLAT | TYPE | ALLEN,SOCKET | MATERIAL SPECIFICATION |  | COATING/FINISH | PLAIN | DRIVE TYPE | HEXAGONAL | HEAD SIZE |  | TENSILE STRENGTH | 101500 LB/SQ IN | HAZARD CLASS |  | CERTIFICATION/STANDARD | ANSI B18.3.5M,DIN7991,ISO10642 | ADDITIONAL FEATURES | HEAD ANGLE:90 DEG | [28 empty] | Part number is not available so we updated model number as part number | PRODUCTION COMPLETED
STP-007 | DATA ENRICHMENT | Batch_1 | Mech | NEN | NEN | OK | 04-05-2023 |  | PV- On Hold | 510674 | 510674 | ES36-5414355 | TORNILLO ALLEN 5X25 DIN912 INOX | 798112010000 |  |  |  | Rubix | 798959382000 | SPARTEX | 0 | 0 | DIN 912 M-05X025 INOX A2 TORNILLO ALLEN - REF CHC5X25PFA2 | 0 | 0 | FABORY | 0 | 0 | 0 | https://www.fasteners.eu/standards/DIN/912/ |  |  | GENERIC MANUFACTURER | Generic items | SS-M5-25MM-HEX | SS-M5-25MM-HEX | DISTRIBUTOR:FABORY,REFRENCE NUMBER:CHC5X25PFA2,798112010000 | ENRICHED | MRO | 31161501 | Cap Screws | SCREW | CAP | THREAD PITCH | 0.8 MM | THREAD TYPE | NOT AVAILABLE | THREAD LENGTH | 22 MM | MATERIAL | STAINLESS STEEL | THREAD DIAMETER | M5 | OVERALL LENGTH | 25 MM | HEAD | HEXAGONAL SOCKET | TYPE | ALLEN | MATERIAL SPECIFICATION | GR A2,A4 | COATING/FINISH |  | DRIVE TYPE |  | HEAD SIZE | 8.72 DIA X 5 HT MM | TENSILE STRENGTH |  | HAZARD CLASS |  | CERTIFICATION/STANDARD | DIN 912,ISO 4762,CSN 021143 | ADDITIONAL FEATURES | [29 empty] | Generic Item With Mandatory Information | PRODUCTION COMPLETED
STP-007 | DATA ENRICHMENT | Batch_1 | Mech | NEN | NEN |  | 04-05-2023 |  | PV- On Hold | 510682 | 510682 | ES36-5414363 | TORNILLO ALLEN AVELL. 5X20 DIN7991 INOX | 798063484000 |  |  |  | Rubix | 798954304000 | FABORY | 0 | 0 | DIN 7991 INOX.A2 TORN.ALLEN C/AVELL. 05X020 | 0 | 0 | FABORY | 0 | 0 | 0 | https://www.fasteners.eu/standards/DIN/7991/ |  |  | GENERIC MANUFACTURER | Generic items | SS-M5-20MM-A2 | SS-M5-20MM-A2 | DISTRIBUTOR:FABORY;REFRENCE NUMBER:798063484000 | CLEANSED | MRO | 31161501 | Cap Screws | SCREW | CAP | THREAD PITCH | NOT AVAILABLE | THREAD TYPE | NOT AVAILABLE | THREAD LENGTH | NOT AVAILABLE | MATERIAL | STAINLESS STEEL | THREAD DIAMETER | M5 | OVERALL LENGTH | 20 MM | HEAD | HEXAGONAL SOCKET | TYPE |  | MATERIAL SPECIFICATION | GR A2 | COATING/FINISH |  | DRIVE TYPE |  | HEAD SIZE |  | TENSILE STRENGTH |  | HAZARD CLASS |  | CERTIFICATION/STANDARD | DIN 7991 | ADDITIONAL FEATURES | [29 empty] | Generic Item With Mandatory Information | PRODUCTION COMPLETED
STP-007 | DATA ENRICHMENT | Batch_1 | Mech | NEN | NEN |  | 04-05-2023 |  | PV- On Hold | 71614 | 71614 | 8321-52219498 | TORN/CABEZA-PLANA/ALLEN/M4X30/ACERO.INOX |  | FASTENAL MEXICO S DE RL DE CV | [9 empty] | 0 | LINDSTROM | FHS1X0430 | SEE FASTENAL FILE AVAILABLE IN THE SHAREPOINT | 0 | http://www.lindstromfasteners.com/wp-content/uploads/2017/06/Lindstrom-Technical-Manual-2017.pdf |  |  | LINDSTRÖM GROUP | OPM | FHS1X0430 | FHS1X0430 |  | ENRICHED | MRO | 31161501 | Cap Screws | SCREW | CAP | THREAD PITCH | 0.7 MM | THREAD TYPE | METRIC COARSE | THREAD LENGTH | NOT AVAILABLE | MATERIAL | STAINLESS STEEL | THREAD DIAMETER | M4 | OVERALL LENGTH | 30 MM | HEAD | FLAT | TYPE | ALLEN,SOCKET | MATERIAL SPECIFICATION |  | COATING/FINISH | PLAIN | DRIVE TYPE | HEXAGONAL | HEAD SIZE |  | TENSILE STRENGTH | 101500 LB/SQ IN | HAZARD CLASS |  | CERTIFICATION/STANDARD | ANSI B18.3.5M,DIN7991,ISO10642 | ADDITIONAL FEATURES | HEAD ANGLE:90 DEG | [28 empty] | Part number is not available so we updated model number as part number | PRODUCTION COMPLETED
STP-007 | DATA ENRICHMENT | Batch_1 | Mech | NEN | NEN |  | 04-05-2023 |  | PV- On Hold | 71648 | 71648 | 8321-52219532 | TORN/CABEZA-PLANA/ALLEN/1/4"X3/2"/A.INOX |  | FASTENAL MEXICO S DE RL DE CV | [9 empty] | 0 | BRIGHTON-BEST INTERNATIONAL INC | 212083 | SEE FASTENAL FILE AVAILABLE IN THE SHAREPOINT | 0 | https://www.blackcomro.com/viewProduct?rlProdNum=BC055570 | http://www.brightonbest.com.au/the_real_stuffs_AU/downloadAU/catalogs/au/AU_master_catalog.pdf |  | BRIGHTON-BEST INTERNATIONAL INC | OPM | 212083 | 212083 |  | ENRICHED | MRO | 31161501 | Cap Screws | SCREW | CAP | THREAD PITCH | NOT AVAILABLE | THREAD TYPE | UNC | THREAD LENGTH | NOT AVAILABLE | MATERIAL | STAINLESS STEEL | THREAD DIAMETER | 1/4 IN | OVERALL LENGTH | 1-1/2 IN | HEAD | FLAT | TYPE | ALLEN,SOCKET | MATERIAL SPECIFICATION |  | COATING/FINISH |  | DRIVE TYPE | HEXAGONAL | HEAD SIZE |  | TENSILE STRENGTH | 145000 LB/SQ IN | HAZARD CLASS |  | CERTIFICATION/STANDARD | ANSI,ASTM,DIN,ISO | ADDITIONAL FEATURES | [29 empty] | Model number is not available so we updated Part number as Model number | PRODUCTION COMPLETED
STP-007 | DATA ENRICHMENT | Batch_1 | Mech | NEN | NEN |  | 04-05-2023 |  | PV- On Hold | 71619 | 71619 | 8321-52219503 | TORN/CABEZA-PLANA/ALLEN/M6X20/ACERO.INOX |  | FASTENAL MEXICO S DE RL DE CV | [9 empty] | 0 | LINDSTROM | FHS1X0620 | SEE FASTENAL FILE AVAILABLE IN THE SHAREPOINT | 0 | http://www.lindstromfasteners.com/wp-content/uploads/2017/06/Lindstrom-Technical-Manual-2017.pdf |  |  | LINDSTRÖM GROUP | OPM | FHS1X0620 | FHS1X0620 |  | ENRICHED | MRO | 31161501 | Cap Screws | SCREW | CAP | THREAD PITCH | 1 MM | THREAD TYPE | METRIC COARSE | THREAD LENGTH | NOT AVAILABLE | MATERIAL | STAINLESS STEEL | THREAD DIAMETER | M6 | OVERALL LENGTH | 20 MM | HEAD | FLAT | TYPE | ALLEN,SOCKET | MATERIAL SPECIFICATION |  | COATING/FINISH | PLAIN | DRIVE TYPE | HEXAGONAL | HEAD SIZE |  | TENSILE STRENGTH | 101500 LB/SQ IN | HAZARD CLASS |  | CERTIFICATION/STANDARD | ANSI B18.3.5M,DIN7991,ISO10642 | ADDITIONAL FEATURES | HEAD ANGLE:90 DEG | [28 empty] | Part number is not available so we updated model number as part number | PRODUCTION COMPLETED
STP-007 | DATA ENRICHMENT | Batch_1 | Mech | NEN | NEN |  | 04-05-2023 |  | PV- On Hold | 510683 | 510683 | ES36-5414364 | TORNILLO ALLEN AVELL. 5X25 DIN7991 INOX | 798063485000 |  |  |  | Rubix | 798063485000 | NONE | 0 | 0 | TORNILLO DIN7991 M5X25 INOX A2 | 0 | 0 | FABORY | 0 | 0 | 0 | https://www.fasteners.eu/standards/DIN/7991/ |  |  | GENERIC MANUFACTURER | Generic items | SS-M5-25MM-A2 | SS-M5-25MM-A2 | DISTRIBUTOR:FABORY;REFRENCE NUMBER:798063485000 | CLEANSED | MRO | 31161501 | Cap Screws | SCREW | CAP | THREAD PITCH | NOT AVAILABLE | THREAD TYPE | NOT AVAILABLE | THREAD LENGTH | NOT AVAILABLE | MATERIAL | STAINLESS STEEL | THREAD DIAMETER | M5 | OVERALL LENGTH | 25 MM | HEAD | HEXAGONAL SOCKET | TYPE |  | MATERIAL SPECIFICATION | GR A2 | COATING/FINISH |  | DRIVE TYPE |  | HEAD SIZE |  | TENSILE STRENGTH |  | HAZARD CLASS |  | CERTIFICATION/STANDARD | DIN 7991 | ADDITIONAL FEATURES | [29 empty] | Generic Item With Mandatory Information | PRODUCTION COMPLETED
STP-007 | DATA ENRICHMENT | Batch_1 | Mech | NEN | NEN |  | 04-05-2023 |  | PV- On Hold | 182272 | 182272 | 8353-52218011 | TORNILLO/PLANA/ALLEN/M4X20/ACERO.INOX |  | FASTENAL MEXICO S DE RL DE CV | [9 empty] | 0 | LINDSTROM | FHS1X0420 | SEE FASTENAL FILE AVAILABLE IN THE SHAREPOINT | 0 | http://www.lindstromfasteners.com/wp-content/uploads/2017/06/Lindstrom-Technical-Manual-2017.pdf |  |  | LINDSTRÖM GROUP | OPM | FHS1X0420 | FHS1X0420 |  | ENRICHED | MRO | 31161501 | Cap Screws | SCREW | CAP | THREAD PITCH | 11/16 IN | THREAD TYPE | METRIC COARSE | THREAD LENGTH | NOT AVAILABLE | MATERIAL | STAINLESS STEEL | THREAD DIAMETER | M4 | OVERALL LENGTH | 20 MM | HEAD | FLAT | TYPE |  | MATERIAL SPECIFICATION |  | COATING/FINISH | PLAIN | DRIVE TYPE | HEXAGONAL | HEAD SIZE |  | TENSILE STRENGTH | 101500 PSIG | HAZARD CLASS |  | CERTIFICATION/STANDARD | ANSI B18.3.5M,DIN 7991,ISO 10642 | ADDITIONAL FEATURES | HEAD ANGLE:90 DEG | [28 empty] | Part number is not available so we updated model number as part number | PRODUCTION COMPLETED
STP-007 | DATA ENRICHMENT | Batch_1 | Mech | NEN | NEN |  | 04-05-2023 |  | PV- On Hold | 484210 | 484210 | ES32-5210270 | TORNILLO INOX AVEL/ALLEN DIN-7991 M6X30 |  |  |  |  | Rubix | 798546273000 | FABORY | 0 | 0 | DIN 7991 INOX A2 M-06X30 TORN. CAB. AVELLANADA HEXALOBULAR | 0 | 0 | FABORY | 0 | SEE RUBIX/BRAMMER FILE AVAILABLE IN THE SHAREPOINT | 0 | https://www.fasteners.eu/standards/DIN/7991/ |  |  | GENERIC MANUFACTURER | Generic items | SS-M6-30MM-A2 | SS-M6-30MM-A2 | DISTRIBUTOR:FABORY,BRAMMER GMBH | CLEANSED | MRO | 31161501 | Cap Screws | SCREW | CAP | THREAD PITCH | NOT AVAILABLE | THREAD TYPE | NOT AVAILABLE | THREAD LENGTH | NOT AVAILABLE | MATERIAL | STAINLESS STEEL | THREAD DIAMETER | M6 | OVERALL LENGTH | 30 MM | HEAD | HEXAGONAL SOCKET | TYPE |  | MATERIAL SPECIFICATION | GR A2 | COATING/FINISH |  | DRIVE TYPE |  | HEAD SIZE |  | TENSILE STRENGTH |  | HAZARD CLASS |  | CERTIFICATION/STANDARD | DIN 7991 | ADDITIONAL FEATURES | [29 empty] | Generic Item With Mandatory Information | PRODUCTION COMPLETED
STP-007 | DATA ENRICHMENT | Batch_1 | Mech | NEN | NEN | OK | 04-05-2023 |  | PV- On Hold | 510651 | 510651 | ES36-5414332 | TORNILLO ALLEN 3X20 DIN912 INOX | 798059192000 |  |  |  | Rubix | 798959431000 | FABORY | 0 | 0 | DIN 912 INOX.A2 TORNILLO ALLEN 03X020 | 0 | 0 | FABORY | 0 | 0 | 0 | https://www.fasteners.eu/standards/DIN/912/ |  |  | GENERIC MANUFACTURER | Generic items | SS-M3-20MM | SS-M3-20MM | DISTRIBUTOR:FABORY,REFRENCE NUMBER:798059192000 | ENRICHED | MRO | 31161501 | Cap Screws | SCREW | CAP | THREAD PITCH | 0.5 MM | THREAD TYPE | NOT AVAILABLE | THREAD LENGTH | 18 MM | MATERIAL | STAINLESS STEEL | THREAD DIAMETER | M3 | OVERALL LENGTH | 20 MM | HEAD | HEXAGONAL SOCKET | TYPE | ALLEN | MATERIAL SPECIFICATION | GR A2,A4 | COATING/FINISH |  | DRIVE TYPE |  | HEAD SIZE | 5.68 DIA X 3 HT MM | TENSILE STRENGTH |  | HAZARD CLASS |  | CERTIFICATION/STANDARD | DIN 912,ISO 4762,CSN 021143 | ADDITIONAL FEATURES | [29 empty] | Generic Item With Mandatory Information | PRODUCTION COMPLETED
STP-007 | DATA ENRICHMENT | Batch_1 | Mech | NEN | NEN | OK | 04-05-2023 |  | PV- On Hold | 510665 | 510665 | ES36-5414346 | TORNILLO ALLEN 4X40 DIN912 INOX | 798065194000 |  |  |  | Rubix | 798512000000 | CHAVESBAO | 0 | 0 | DIN 912 INOX A2 M-04X040 TORNILLO ALLEN | 0 | 0 | FABORY | 0 | 0 | 0 | https://www.fasteners.eu/standards/DIN/912/ |  |  | GENERIC MANUFACTURER | Generic items | SS-M4-40MM | SS-M4-40MM | DISTRIBUTOR:FABORY,REFRENCE NUMBER:798065194000 | ENRICHED | MRO | 31161501 | Cap Screws | SCREW | CAP | THREAD PITCH | 0.7 MM | THREAD TYPE | NOT AVAILABLE | THREAD LENGTH | 20 MM | MATERIAL | STAINLESS STEEL | THREAD DIAMETER | M4 | OVERALL LENGTH | 40 MM | HEAD | HEXAGONAL SOCKET | TYPE | ALLEN | MATERIAL SPECIFICATION | GR A2,A4 | COATING/FINISH |  | DRIVE TYPE |  | HEAD SIZE | 7.22 DIA X 4 HT MM | TENSILE STRENGTH |  | HAZARD CLASS |  | CERTIFICATION/STANDARD | DIN 912,ISO 4762,CSN 021143 | ADDITIONAL FEATURES | [29 empty] | Generic Item With Mandatory Information | PRODUCTION COMPLETED
STP-007 | DATA ENRICHMENT | Batch_1 | Mech | NEN | NEN |  | 04-05-2023 |  | PV- On Hold | 510699 | 510699 | ES36-5414380 | TORNILLO ALLEN AVELL. 6X25 DIN7991 INOX | 798112009000 | [10 empty] | 0 | FABORY | 0 | 0 | 0 | https://www.fasteners.eu/standards/DIN/7991/ |  |  | GENERIC MANUFACTURER | Generic items | SS-M6-25MM | SS-M6-25MM | DISTRIBUTOR:FABORY;REFRENCE NUMBER:79910617055 | CLEANSED | MRO | 31161501 | Cap Screws | SCREW | CAP | THREAD PITCH | NOT AVAILABLE | THREAD TYPE | NOT AVAILABLE | THREAD LENGTH | NOT AVAILABLE | MATERIAL | STAINLESS STEEL | THREAD DIAMETER | M6 | OVERALL LENGTH | 25 MM | HEAD | HEXAGONAL SOCKET | TYPE |  | MATERIAL SPECIFICATION |  | COATING/FINISH |  | DRIVE TYPE |  | HEAD SIZE |  | TENSILE STRENGTH |  | HAZARD CLASS |  | CERTIFICATION/STANDARD | DIN 7991 | ADDITIONAL FEATURES | [29 empty] | Generic Item With Mandatory Information | PRODUCTION COMPLETED
STP-007 | DATA ENRICHMENT | Batch_1 | Mech | NEN | NEN |  | 04-05-2023 |  | PV- On Hold | 510701 | 510701 | ES36-5414382 | TORNILLO ALLEN AVELL. 6X50 DIN7991 INOX | 798061342000 | [10 empty] | 0 | FABORY | 0 | 0 | 0 | https://www.fasteners.eu/standards/DIN/7991/ |  |  | GENERIC MANUFACTURER | Generic items | SS-M6-50MM | SS-M6-50MM | DISTRIBUTOR:FABORY;REFRENCE NUMBER:798061342000 | CLEANSED | MRO | 31161501 | Cap Screws | SCREW | CAP | THREAD PITCH | NOT AVAILABLE | THREAD TYPE | NOT AVAILABLE | THREAD LENGTH | NOT AVAILABLE | MATERIAL | STAINLESS STEEL | THREAD DIAMETER | M6 | OVERALL LENGTH | 50 MM | HEAD | HEXAGONAL SOCKET | TYPE |  | MATERIAL SPECIFICATION |  | COATING/FINISH |  | DRIVE TYPE |  | HEAD SIZE |  | TENSILE STRENGTH |  | HAZARD CLASS |  | CERTIFICATION/STANDARD | DIN 7991 | ADDITIONAL FEATURES | [29 empty] | Generic Item With Mandatory Information | PRODUCTION COMPLETED
STP-007 | DATA ENRICHMENT | Batch_1 | Mech | NEN | NEN |  | 04-05-2023 |  | PV- On Hold | 783425 | 783425 | RU07-TRU40011572 | SCREW;DIN912_12.9;M6X40 | [11 empty] | OPM | WURTH | 00083 6 40 | All data on dimensions and material are contained in the standard DIN912 | NO | https://eshop.wurth.co.uk/Product-categories/ISO-4762-DIN-912-steel-12.9-plain/31083511140106.cyid/3108.cgid/en/GB/GBP/ |  |  | WURTH GROUP | OPM | 00083 6 40 | 00083 6 40 |  | ENRICHED | MRO | 31161501 | Cap Screws | SCREW | CAP | THREAD PITCH | NOT AVAILABLE | THREAD TYPE | HALF | THREAD LENGTH | NOT AVAILABLE | MATERIAL | STEEL | THREAD DIAMETER | M6 | OVERALL LENGTH | 40 MM | HEAD | SOCKET HEAD | TYPE | METRIC | MATERIAL SPECIFICATION | CLASS 12.9 | COATING/FINISH | PLAIN | DRIVE TYPE | HEXAGONAL | HEAD SIZE |  | TENSILE STRENGTH |  | HAZARD CLASS |  | CERTIFICATION/STANDARD | DIN 912,ROHS | ADDITIONAL FEATURES | [29 empty] | Part number is not available so we updated model number as part number | PRODUCTION COMPLETED
STP-007 | DATA ENRICHMENT | Batch_1 | Mech | NEN | NEN |  | 04-05-2023 |  | PV- On Hold | 71808 | 71808 | 8321-52221927 | TORN/CABEZA-PLANA/ALLEN/M5X10/ACERO.INOX | M42540010A20000 | FASTENAL MEXICO S DE RL DE CV | [9 empty] | 0 | LINDSTROM | FHS1X0510 | SEE FASTENAL FILE AVAILABLE IN THE SHAREPOINT | 0 | http://www.lindstromfasteners.com/wp-content/uploads/2017/06/Lindstrom-Technical-Manual-2017.pdf |  |  | LINDSTRÖM GROUP | OPM | FHS1X0510 | FHS1X0510 |  | ENRICHED | MRO | 31161501 | Cap Screws | SCREW | CAP | THREAD PITCH | 0.8 MM | THREAD TYPE | METRIC COARSE | THREAD LENGTH | NOT AVAILABLE | MATERIAL | STAINLESS STEEL | THREAD DIAMETER | M5 | OVERALL LENGTH | 10 MM | HEAD | FLAT | TYPE | ALLEN,SOCKET | MATERIAL SPECIFICATION |  | COATING/FINISH | PLAIN | DRIVE TYPE | HEXAGONAL | HEAD SIZE |  | TENSILE STRENGTH | 101500 LB/SQ IN | HAZARD CLASS |  | CERTIFICATION/STANDARD | ANSI B18.3.5M,DIN7991,ISO10642 | ADDITIONAL FEATURES | HEAD ANGLE:90 DEG | [28 empty] | Part number is not available so we updated model number as part number | PRODUCTION COMPLETED
STP-007 | DATA ENRICHMENT | Batch_1 | Mech | NEN | NEN |  | 04-05-2023 |  | PV- On Hold | 182445 | 182445 | 8353-52219497 | TORN/CABEZA-PLANA/ALLEN/M4X20/ACERO.INOX |  | FASTENAL MEXICO S DE RL DE CV | [9 empty] | 0 | LINDSTROM | FHS1X0420 | SEE FASTENAL FILE AVAILABLE IN THE SHAREPOINT | 0 | http://www.lindstromfasteners.com/wp-content/uploads/2017/06/Lindstrom-Technical-Manual-2017.pdf |  |  | LINDSTRÖM GROUP | OPM | FHS1X0420 | FHS1X0420 |  | ENRICHED | MRO | 31161501 | Cap Screws | SCREW | CAP | THREAD PITCH | 11/16 IN | THREAD TYPE | METRIC COARSE | THREAD LENGTH | NOT AVAILABLE | MATERIAL | STAINLESS STEEL | THREAD DIAMETER | M4 | OVERALL LENGTH | 20 MM | HEAD | FLAT | TYPE |  | MATERIAL SPECIFICATION |  | COATING/FINISH | PLAIN | DRIVE TYPE | HEXAGONAL | HEAD SIZE |  | TENSILE STRENGTH | 101500 PSIG | HAZARD CLASS |  | CERTIFICATION/STANDARD | ANSI B18.3.5M,DIN 7991,ISO 10642 | ADDITIONAL FEATURES | HEAD ANGLE:90 DEG | [28 empty] | Part number is not available so we updated model number as part number | PRODUCTION COMPLETED
STP-007 | DATA ENRICHMENT | Batch_1 | Mech | NEN | NEN | OK | 04-05-2023 |  | PV- On Hold | 182490 | 182490 | 8353-52219542 | TORNILLO/ALLEN/M4X10/ACERO.INOX |  | FASTENAL MEXICO S DE RL DE CV | [9 empty] | OPM | Generic manufacturer | 0 | Metric, Socket Head Cap Screw, ISO 4762, A2-70 Stainless Steel https://www.fastenal.com/content/product_specifications/M.SHCS.4762.A2-70.02.pdf | NO | https://www.fastenal.com/content/product_specifications/M.SHCS.4762.A2-70.02.pdf |  |  | GENERIC MANUFACTURER | Generic Items | SS-M4-10MM | SS-M4-10MM | DISTRIBUTOR:FASTENAL MEXICO S DE RL DE CV | ENRICHED | MRO | 31161501 | Cap Screws | SCREW | CAP | THREAD PITCH | NOT AVAILABLE | THREAD TYPE | METRIC | THREAD LENGTH | NOT AVAILABLE | MATERIAL | STAINLESS STEEL | THREAD DIAMETER | M4 | OVERALL LENGTH | 10 MM | HEAD | SOCKET | TYPE | HALF THREADED | MATERIAL SPECIFICATION | GR A2-70 | COATING/FINISH |  | DRIVE TYPE |  | HEAD SIZE | 7.22 DIA X 4 HT MM | TENSILE STRENGTH |  | HAZARD CLASS |  | CERTIFICATION/STANDARD | ISO 4762 | ADDITIONAL FEATURES | [29 empty] | Generic Item With Mandatory Information | PRODUCTION COMPLETED
STP-007 | DATA ENRICHMENT | Batch_1 | Mech | NEN | NEN |  | 04-05-2023 |  | PV- On Hold | 484209 | 484209 | ES32-5210269 | TORNILLO INOX AVEL/ALLEN DIN-7991 M6X20 |  |  |  |  | Rubix | 798959331000 | FABORY | 0 | 0 | DIN 7991 A2 M-06X020 TORNILLO ALLEN CAB. AVELLANADA | 0 | 0 | FABORY | 0 | SEE RUBIX/BRAMMER FILE AVAILABLE IN THE SHAREPOINT | 0 | https://www.fasteners.eu/standards/DIN/7991/ |  |  | GENERIC MANUFACTURER | Generic items | SS-M6-20MM-A2 | SS-M6-20MM-A2 | DISTRIBUTOR:FABORY,BRAMMER GMBH | CLEANSED | MRO | 31161501 | Cap Screws | SCREW | CAP | THREAD PITCH | NOT AVAILABLE | THREAD TYPE | NOT AVAILABLE | THREAD LENGTH | NOT AVAILABLE | MATERIAL | STAINLESS STEEL | THREAD DIAMETER | M6 | OVERALL LENGTH | 20 MM | HEAD | HEXAGONAL SOCKET | TYPE |  | MATERIAL SPECIFICATION | GR A2 | COATING/FINISH |  | DRIVE TYPE |  | HEAD SIZE |  | TENSILE STRENGTH |  | HAZARD CLASS |  | CERTIFICATION/STANDARD | DIN 7991 | ADDITIONAL FEATURES | [29 empty] | Generic Item With Mandatory Information | PRODUCTION COMPLETED
STP-007 | DATA ENRICHMENT | Batch_1 | Mech | NEN | NEN |  | 04-05-2023 |  | PV- On Hold | 783419 | 783419 | RU07-TRU40011566 | SCREW;DIN912_12.9;M4X12 | [11 empty] | OPM | WURTH | 00083 4 12 | All data on dimensions and material are contained in the standard DIN912 | NO | https://eshop.wurth.co.uk/Product-categories/ISO-4762-DIN-912-steel-12.9-plain/31083511140106.cyid/3108.cgid/en/GB/GBP/ |  |  | WURTH GROUP | OPM | 00083 4 12 | 00083 4 12 |  | ENRICHED | MRO | 31161501 | Cap Screws | SCREW | CAP | THREAD PITCH | NOT AVAILABLE | THREAD TYPE | HALF | THREAD LENGTH | NOT AVAILABLE | MATERIAL | STEEL | THREAD DIAMETER | M4 | OVERALL LENGTH | 12 MM | HEAD | SOCKET HEAD | TYPE | METRIC | MATERIAL SPECIFICATION | CLASS 12.9 | COATING/FINISH | PLAIN | DRIVE TYPE | HEXAGONAL | HEAD SIZE |  | TENSILE STRENGTH |  | HAZARD CLASS |  | CERTIFICATION/STANDARD | DIN 912,ROHS | ADDITIONAL FEATURES | [29 empty] | Part number is not available so we updated model number as part number | PRODUCTION COMPLETED
STP-007 | DATA ENRICHMENT | Batch_1 | Mech | NEN | NEN |  | 04-05-2023 |  | PV- On Hold | 71664 | 71664 | 8321-52219548 | TORNILLO/ALLEN/M6X10/ACERO.INOX |  | FASTENAL MEXICO S DE RL DE CV | [9 empty] | 0 | LINDSTROM | SCX206010 | SEE FASTENAL FILE AVAILABLE IN THE SHAREPOINT | 0 | http://www.lindstromfasteners.com/wp-content/uploads/2017/06/Lindstrom-Technical-Manual-2017.pdf |  |  | LINDSTRÖM GROUP | OPM | SCX206010 | SCX206010 |  | ENRICHED | MRO | 31161501 | Cap Screws | SCREW | CAP | THREAD PITCH | 1 MM | THREAD TYPE | METRIC COARSE | THREAD LENGTH | 35 MM | MATERIAL | STAINLESS STEEL | THREAD DIAMETER | M6 | OVERALL LENGTH | 10 MM | HEAD | SOCKET | TYPE | ALLEN | MATERIAL SPECIFICATION |  | COATING/FINISH | PLAIN | DRIVE TYPE | HEXAGONAL | HEAD SIZE |  | TENSILE STRENGTH |  | HAZARD CLASS |  | CERTIFICATION/STANDARD | ANSI B18.3.5M,DIN912,ISO4762 | ADDITIONAL FEATURES | [29 empty] | Part number is not available so we updated model number as part number | PRODUCTION COMPLETED
STP-007 | DATA ENRICHMENT | Batch_1 | Mech | NEN | NEN |  | 04-05-2023 |  | PV- On Hold | 71695 | 71695 | 8321-52219580 | TORNILLO/ALLEN/1/4"X1"/ACERO.INOX |  | FASTENAL MEXICO S DE RL DE CV | [9 empty] | 0 | BRIGHTON-BEST INTERNATIONAL INC | 12149 | SEE FASTENAL FILE AVAILABLE IN THE SHAREPOINT | 0 | https://www.blackcomro.com/viewProduct?rlProdNum=BC059081 | http://www.brightonbest.com.au/the_real_stuffs_AU/downloadAU/catalogs/au/AU_master_catalog.pdf |  | BRIGHTON-BEST INTERNATIONAL INC | OPM | 12149 | 12149 |  | ENRICHED | MRO | 31161501 | Cap Screws | SCREW | CAP | THREAD PITCH | NOT AVAILABLE | THREAD TYPE | UNC | THREAD LENGTH | NOT AVAILABLE | MATERIAL | STAINLESS STEEL | THREAD DIAMETER | 1/4 IN | OVERALL LENGTH | 1 IN | HEAD | FLAT | TYPE | ALLEN,SOCKET | MATERIAL SPECIFICATION |  | COATING/FINISH |  | DRIVE TYPE | HEXAGONAL | HEAD SIZE |  | TENSILE STRENGTH | 145000 LB/SQ IN | HAZARD CLASS |  | CERTIFICATION/STANDARD | ANSI,ASTM,DIN,ISO | ADDITIONAL FEATURES | [29 empty] | Model number is not available so we updated Part number as Model number | PRODUCTION COMPLETED
STP-007 | DATA ENRICHMENT | Batch_1 | Mech | NEN | NEN | OK | 04-05-2023 |  | PV- On Hold | 510663 | 510663 | ES36-5414344 | TORNILLO ALLEN 4X30 DIN912 INOX | 798081735000 |  |  |  | Rubix | 798314730000 | FABORY | 0 | 0 | TOR.ALLEN DIN-912 A/INOX.18/8 M-4X30 | 0 | 0 | FABORY | 0 | 0 | 0 | https://www.fasteners.eu/standards/DIN/912/ |  |  | GENERIC MANUFACTURER | Generic items | SS-M4-30MM | SS-M4-30MM | DISTRIBUTOR:FABORY,REFRENCE NUMBER:798081735000 | ENRICHED | MRO | 31161501 | Cap Screws | SCREW | CAP | THREAD PITCH | 0.7 MM | THREAD TYPE | NOT AVAILABLE | THREAD LENGTH | 20 MM | MATERIAL | STAINLESS STEEL | THREAD DIAMETER | M4 | OVERALL LENGTH | 30 MM | HEAD | HEXAGONAL SOCKET | TYPE | ALLEN | MATERIAL SPECIFICATION | GR A2,A4 | COATING/FINISH |  | DRIVE TYPE |  | HEAD SIZE | 7.22 DIA X 4 HT MM | TENSILE STRENGTH |  | HAZARD CLASS |  | CERTIFICATION/STANDARD | DIN 912,ISO 4762,CSN 021143 | ADDITIONAL FEATURES | [29 empty] | Generic Item With Mandatory Information | PRODUCTION COMPLETED
STP-007 | DATA ENRICHMENT | Batch_1 | Mech | NEN | NEN |  | 04-05-2023 |  | PV- On Hold | 780751 | 780751 | RU07-TRU38240305 | SCREW;DIN912_M6X60;12.9 | [11 empty] | OPM | WURTH | 00836 60 | All data on dimensions and material are contained in the standard DIN912 | NO | https://eshop.wurth.co.uk/Product-categories/ISO-4762-DIN-912-steel-12.9-plain/31083511140106.cyid/3108.cgid/en/GB/GBP/ |  |  | WURTH GROUP | OPM | 00836 60 | 00836 60 |  | ENRICHED | MRO | 31161501 | Cap Screws | SCREW | CAP | THREAD PITCH | NOT AVAILABLE | THREAD TYPE | HALF | THREAD LENGTH | NOT AVAILABLE | MATERIAL | STEEL | THREAD DIAMETER | M6 | OVERALL LENGTH | 60 MM | HEAD | SOCKET HEAD | TYPE | METRIC | MATERIAL SPECIFICATION | CLASS 12.9 | COATING/FINISH | PLAIN | DRIVE TYPE | HEXAGONAL | HEAD SIZE |  | TENSILE STRENGTH |  | HAZARD CLASS |  | CERTIFICATION/STANDARD | DIN 912,ROHS | ADDITIONAL FEATURES | [29 empty] | Part number is not available so we updated model number as part number | PRODUCTION COMPLETED
STP-007 | DATA ENRICHMENT | Batch_1 | Mech | NEN | NEN |  | 04-05-2023 |  | PV- On Hold | 783427 | 783427 | RU07-TRU40011574 | SCREW;DIN912_12.9;M8X16 | [11 empty] | OPM | WURTH | 00083 8 16 | All data on dimensions and material are contained in the standard DIN912 | NO | https://eshop.wurth.co.uk/Product-categories/ISO-4762-DIN-912-steel-12.9-plain/31083511140106.cyid/3108.cgid/en/GB/GBP/ |  |  | WURTH GROUP | OPM | 00083 8 16 | 00083 8 16 |  | ENRICHED | MRO | 31161501 | Cap Screws | SCREW | CAP | THREAD PITCH | NOT AVAILABLE | THREAD TYPE | HALF | THREAD LENGTH | NOT AVAILABLE | MATERIAL | STEEL | THREAD DIAMETER | M8 | OVERALL LENGTH | 16 MM | HEAD | SOCKET HEAD | TYPE | METRIC | MATERIAL SPECIFICATION | CLASS 12.9 | COATING/FINISH | PLAIN | DRIVE TYPE | HEXAGONAL | HEAD SIZE |  | TENSILE STRENGTH |  | HAZARD CLASS |  | CERTIFICATION/STANDARD | DIN 912,ROHS | ADDITIONAL FEATURES | [29 empty] | Part number is not available so we updated model number as part number | PRODUCTION COMPLETED
STP-007 | DATA ENRICHMENT | Batch_1 | Mech | NEN | NEN | OK | 04-05-2023 |  | PV- On Hold | 510650 | 510650 | ES36-5414331 | TORNILLO ALLEN 3X10 DIN912 INOX | 798059191000 |  |  |  | Rubix | 798959394000 | FABORY | 0 | 0 | TOR.ALLEN DIN-912 A/INOX.18/8 M-3X10 | 0 | 0 | FABORY | 0 | 0 | 0 | https://www.fasteners.eu/standards/DIN/912/ |  |  | GENERIC MANUFACTURER | Generic items | SS-M3-10MM | SS-M3-10MM | DISTRIBUTOR:FABORY,REFRENCE NUMBER:798059191000 | ENRICHED | MRO | 31161501 | Cap Screws | SCREW | CAP | THREAD PITCH | 0.5 MM | THREAD TYPE | NOT AVAILABLE | THREAD LENGTH | 18 MM | MATERIAL | STAINLESS STEEL | THREAD DIAMETER | M3 | OVERALL LENGTH | 10 MM | HEAD | HEXAGONAL SOCKET | TYPE | ALLEN | MATERIAL SPECIFICATION | GR A2,A4 | COATING/FINISH |  | DRIVE TYPE |  | HEAD SIZE | 5.68 DIA X 3 HT MM | TENSILE STRENGTH |  | HAZARD CLASS |  | CERTIFICATION/STANDARD | DIN 912,ISO 4762,CSN 021143 | ADDITIONAL FEATURES | [29 empty] | Generic Item With Mandatory Information | PRODUCTION COMPLETED
STP-007 | DATA ENRICHMENT | Batch_1 | Mech | NEN | NEN |  | 04-05-2023 |  | PV- On Hold | 783418 | 783418 | RU07-TRU40011565 | SCREW;DIN912_12.9;M4X10 | [11 empty] | OPM | WURTH | 00083 4 10 | All data on dimensions and material are contained in the standard DIN912 | NO | https://eshop.wurth.co.uk/Product-categories/ISO-4762-DIN-912-steel-12.9-plain/31083511140106.cyid/3108.cgid/en/GB/GBP/ |  |  | WURTH GROUP | OPM | 00083 4 10 | 00083 4 10 |  | ENRICHED | MRO | 31161501 | Cap Screws | SCREW | CAP | THREAD PITCH | NOT AVAILABLE | THREAD TYPE | HALF | THREAD LENGTH | NOT AVAILABLE | MATERIAL | STEEL | THREAD DIAMETER | M4 | OVERALL LENGTH | 10 MM | HEAD | SOCKET HEAD | TYPE | METRIC | MATERIAL SPECIFICATION | CLASS 12.9 | COATING/FINISH | PLAIN | DRIVE TYPE | HEXAGONAL | HEAD SIZE |  | TENSILE STRENGTH |  | HAZARD CLASS |  | CERTIFICATION/STANDARD | DIN 912,ROHS | ADDITIONAL FEATURES | [29 empty] | Part number is not available so we updated model number as part number | PRODUCTION COMPLETED
STP-007 | DATA ENRICHMENT | Batch_1 | Mech | NEN | NEN |  | 04-05-2023 |  | PV- On Hold | 71618 | 71618 | 8321-52219502 | TORN/CABEZA-PLANA/ALLEN/M6X10/ACERO.INOX |  | FASTENAL MEXICO S DE RL DE CV | [9 empty] | 0 | LINDSTROM | FHS1X0610 | SEE FASTENAL FILE AVAILABLE IN THE SHAREPOINT | 0 | http://www.lindstromfasteners.com/wp-content/uploads/2017/06/Lindstrom-Technical-Manual-2017.pdf |  |  | LINDSTRÖM GROUP | OPM | FHS1X0610 | FHS1X0610 |  | ENRICHED | MRO | 31161501 | Cap Screws | SCREW | CAP | THREAD PITCH | 1 MM | THREAD TYPE | METRIC COARSE | THREAD LENGTH | NOT AVAILABLE | MATERIAL | STAINLESS STEEL | THREAD DIAMETER | M6 | OVERALL LENGTH | 10 MM | HEAD | FLAT | TYPE | ALLEN,SOCKET | MATERIAL SPECIFICATION |  | COATING/FINISH | PLAIN | DRIVE TYPE | HEXAGONAL | HEAD SIZE |  | TENSILE STRENGTH | 101500 LB/SQ IN | HAZARD CLASS |  | CERTIFICATION/STANDARD | ANSI B18.3.5M,DIN7991,ISO10642 | ADDITIONAL FEATURES | HEAD ANGLE:90 DEG | [28 empty] | Part number is not available so we updated model number as part number | PRODUCTION COMPLETED
STP-007 | DATA ENRICHMENT | Batch_1 | Mech | NEN | NEN |  | 04-05-2023 |  | PV- On Hold | 783429 | 783429 | RU07-TRU40011576 | SCREW;DIN912_12.9;M8X25 | [11 empty] | OPM | WURTH | 00083 8 25 | All data on dimensions and material are contained in the standard DIN912 | NO | https://eshop.wurth.co.uk/Product-categories/ISO-4762-DIN-912-steel-12.9-plain/31083511140106.cyid/3108.cgid/en/GB/GBP/ |  |  | WURTH GROUP | OPM | 00083 8 25 | 00083 8 25 |  | ENRICHED | MRO | 31161501 | Cap Screws | SCREW | CAP | THREAD PITCH | NOT AVAILABLE | THREAD TYPE | HALF | THREAD LENGTH | NOT AVAILABLE | MATERIAL | STEEL | THREAD DIAMETER | M8 | OVERALL LENGTH | 25 MM | HEAD | SOCKET HEAD | TYPE | METRIC | MATERIAL SPECIFICATION | CLASS 12.9 | COATING/FINISH | PLAIN | DRIVE TYPE | HEXAGONAL | HEAD SIZE |  | TENSILE STRENGTH |  | HAZARD CLASS |  | CERTIFICATION/STANDARD | DIN 912,ROHS | ADDITIONAL FEATURES | [29 empty] | Part number is not available so we updated model number as part number | PRODUCTION COMPLETED
STP-007 | DATA ENRICHMENT | Batch_1 | Mech | NEN | NEN |  | 04-05-2023 |  | PV- On Hold | 182518 | 182518 | 8353-52219571 | TORNILLO/ALLEN/M6X16/ACERO.NEGRO |  | FASTENAL MEXICO S DE RL DE CV | [9 empty] | OPM | Generic manufacturer | 0 | M6-1.0 x 16mm ISO 4762 Hex Drive Class 8.8 Black Oxide Finish Steel Socket Cap Screw https://www.fastenal.com/product/details/11103341 | YES | https://www.fastenal.com/product/details/11103341 |  |  | GENERIC MANUFACTURER | Generic items | STL-M6-16MM | STL-M6-16MM | SUPPLIER NAME:FASTENAL MEXICO S DE RL DE CV | CLEANSED | MRO | 31161501 | Cap Screws | SCREW | CAP | THREAD PITCH | 1 MM | THREAD TYPE | FULL THREAD | THREAD LENGTH | 16 MM | MATERIAL | STEEL | THREAD DIAMETER | M6 | OVERALL LENGTH | NOT AVAILABLE | HEAD | NOT AVAILABLE | TYPE | SOCKET | MATERIAL SPECIFICATION |  | COATING/FINISH | BLACK OXIDE | DRIVE TYPE | HEXAGONAL | HEAD SIZE |  | TENSILE STRENGTH |  | HAZARD CLASS |  | CERTIFICATION/STANDARD | ISO 4762 | ADDITIONAL FEATURES | DRIVE SIZE:5 MM;GRADE:CLASS 8.8 | [28 empty] | Generic Item With Mandatory Information | PRODUCTION COMPLETED
STP-007 | DATA ENRICHMENT | Batch_1 | Mech | NEN | NEN |  | 04-05-2023 |  | PV- On Hold | 510653 | 510653 | ES36-5414334 | TORNILLO ALLEN AVELL. 3X40 DIN7991 INOX | 798148824000 | [10 empty] | 0 | FABORY | 0 | 0 | 0 | https://www.fasteners.eu/standards/DIN/7991/ |  |  | GENERIC MANUFACTURER | Generic items | SS-M3-40MM | SS-M3-40MM | DISTRIBUTOR:FABORY;REFRENCE NUMBER:798148824000 | CLEANSED | MRO | 31161501 | Cap Screws | SCREW | CAP | THREAD PITCH | NOT AVAILABLE | THREAD TYPE | NOT AVAILABLE | THREAD LENGTH | NOT AVAILABLE | MATERIAL | STAINLESS STEEL | THREAD DIAMETER | M3 | OVERALL LENGTH | 40 MM | HEAD | HEXAGONAL SOCKET | TYPE |  | MATERIAL SPECIFICATION |  | COATING/FINISH |  | DRIVE TYPE |  | HEAD SIZE |  | TENSILE STRENGTH |  | HAZARD CLASS |  | CERTIFICATION/STANDARD | DIN 7991 | ADDITIONAL FEATURES | [29 empty] | Generic Item With Mandatory Information | PRODUCTION COMPLETED
STP-007 | DATA ENRICHMENT | Batch_1 | Mech | NEN | NEN |  | 04-05-2023 |  | PV- On Hold | 71612 | 71612 | 8321-52219495 | TORN/CABEZA-PLANA/ALLEN/M4X10/ACERO.INOX |  | FASTENAL MEXICO S DE RL DE CV | [9 empty] | 0 | LINDSTROM | FHS1X0410 | SEE FASTENAL FILE AVAILABLE IN THE SHAREPOINT | 0 | http://www.lindstromfasteners.com/wp-content/uploads/2017/06/Lindstrom-Technical-Manual-2017.pdf |  |  | LINDSTRÖM GROUP | OPM | FHS1X0410 | FHS1X0410 |  | ENRICHED | MRO | 31161501 | Cap Screws | SCREW | CAP | THREAD PITCH | 0.7 MM | THREAD TYPE | METRIC COARSE | THREAD LENGTH | NOT AVAILABLE | MATERIAL | STAINLESS STEEL | THREAD DIAMETER | M4 | OVERALL LENGTH | 10 MM | HEAD | FLAT | TYPE | ALLEN,SOCKET | MATERIAL SPECIFICATION |  | COATING/FINISH | PLAIN | DRIVE TYPE | HEXAGONAL | HEAD SIZE |  | TENSILE STRENGTH | 101500 LB/SQ IN | HAZARD CLASS |  | CERTIFICATION/STANDARD | ANSI B18.3.5M,DIN7991,ISO10642 | ADDITIONAL FEATURES | HEAD ANGLE:90 DEG | [28 empty] | Part number is not available so we updated model number as part number | PRODUCTION COMPLETED
STP-007 | DATA ENRICHMENT | Batch_1 | Mech | NEN | NEN |  | 04-05-2023 |  | PV- On Hold | 783426 | 783426 | RU07-TRU40011573 | SCREW;DIN912_12.9;M6X45 | [11 empty] | OPM | WURTH | 00083 6 45 | All data on dimensions and material are contained in the standard DIN912 | NO | https://eshop.wurth.co.uk/Product-categories/ISO-4762-DIN-912-steel-12.9-plain/31083511140106.cyid/3108.cgid/en/GB/GBP/ |  |  | WURTH GROUP | OPM | 00083 6 45 | 00083 6 45 |  | ENRICHED | MRO | 31161501 | Cap Screws | SCREW | CAP | THREAD PITCH | NOT AVAILABLE | THREAD TYPE | HALF | THREAD LENGTH | NOT AVAILABLE | MATERIAL | STEEL | THREAD DIAMETER | M6 | OVERALL LENGTH | 45 MM | HEAD | SOCKET HEAD | TYPE | METRIC | MATERIAL SPECIFICATION | CLASS 12.9 | COATING/FINISH | PLAIN | DRIVE TYPE | HEXAGONAL | HEAD SIZE |  | TENSILE STRENGTH |  | HAZARD CLASS |  | CERTIFICATION/STANDARD | DIN 912,ROHS | ADDITIONAL FEATURES | [29 empty] | Part number is not available so we updated model number as part number | PRODUCTION COMPLETED
STP-007 | DATA ENRICHMENT | Batch_1 | Mech | NEN | NEN |  | 04-05-2023 |  | PV- On Hold | 484213 | 484213 | ES32-5210273 | TORNILLO INOX AVEL/ALLEN DIN-7991 M8X30 |  |  |  |  | Rubix | 798959307000 | FABORY | 0 | 0 | DIN 7991 INOX.A2 TORN.ALLEN C/AVELL. 08X030 | 0 | 0 | FABORY | 0 | SEE RUBIX/BRAMMER FILE AVAILABLE IN THE SHAREPOINT | 0 | https://www.fasteners.eu/standards/DIN/7991/ |  |  | GENERIC MANUFACTURER | Generic items | SS-M8-30MM-A2 | SS-M8-30MM-A2 | DISTRIBUTOR:FABORY,BRAMMER GMBH | CLEANSED | MRO | 31161501 | Cap Screws | SCREW | CAP | THREAD PITCH | NOT AVAILABLE | THREAD TYPE | NOT AVAILABLE | THREAD LENGTH | NOT AVAILABLE | MATERIAL | STAINLESS STEEL | THREAD DIAMETER | M8 | OVERALL LENGTH | 30 MM | HEAD | HEXAGONAL SOCKET | TYPE |  | MATERIAL SPECIFICATION | GR A2 | COATING/FINISH |  | DRIVE TYPE |  | HEAD SIZE |  | TENSILE STRENGTH |  | HAZARD CLASS |  | CERTIFICATION/STANDARD | DIN 7991 | ADDITIONAL FEATURES | [29 empty] | Generic Item With Mandatory Information | PRODUCTION COMPLETED
STP-007 | DATA ENRICHMENT | Batch_1 | Mech | NEN | NEN |  | 04-05-2023 |  | PV- On Hold | 783417 | 783417 | RU07-TRU40011564 | SCREW;DIN912_12.9;M4X8 | [11 empty] | OPM | WURTH | 00083 4 8 | All data on dimensions and material are contained in the standard DIN912 | NO | https://eshop.wurth.co.uk/Product-categories/ISO-4762-DIN-912-steel-12.9-plain/31083511140106.cyid/3108.cgid/en/GB/GBP/ |  |  | WURTH GROUP | OPM | 00083 4 8 | 00083 4 8 |  | ENRICHED | MRO | 31161501 | Cap Screws | SCREW | CAP | THREAD PITCH | NOT AVAILABLE | THREAD TYPE | HALF | THREAD LENGTH | NOT AVAILABLE | MATERIAL | STEEL | THREAD DIAMETER | M4 | OVERALL LENGTH | 8 MM | HEAD | SOCKET HEAD | TYPE | METRIC | MATERIAL SPECIFICATION | CLASS 12.9 | COATING/FINISH | PLAIN | DRIVE TYPE | HEXAGONAL | HEAD SIZE |  | TENSILE STRENGTH |  | HAZARD CLASS |  | CERTIFICATION/STANDARD | DIN 912,ROHS | ADDITIONAL FEATURES | [29 empty] | Part number is not available so we updated model number as part number | PRODUCTION COMPLETED
STP-007 | DATA ENRICHMENT | Batch_1 | Mech | NEN | NEN |  | 04-05-2023 |  | PV- On Hold | 783422 | 783422 | RU07-TRU40011569 | SCREW;DIN912_12.9;M5X12 | [11 empty] | OPM | WURTH | 00083 5 12 | All data on dimensions and material are contained in the standard DIN912 | NO | https://eshop.wurth.co.uk/Product-categories/ISO-4762-DIN-912-steel-12.9-plain/31083511140106.cyid/3108.cgid/en/GB/GBP/ |  |  | WURTH GROUP | OPM | 00083 5 12 | 00083 5 12 |  | ENRICHED | MRO | 31161501 | Cap Screws | SCREW | CAP | THREAD PITCH | NOT AVAILABLE | THREAD TYPE | HALF | THREAD LENGTH | NOT AVAILABLE | MATERIAL | STEEL | THREAD DIAMETER | M5 | OVERALL LENGTH | 12 MM | HEAD | SOCKET HEAD | TYPE | METRIC | MATERIAL SPECIFICATION | CLASS 12.9 | COATING/FINISH | PLAIN | DRIVE TYPE | HEXAGONAL | HEAD SIZE |  | TENSILE STRENGTH |  | HAZARD CLASS |  | CERTIFICATION/STANDARD | DIN 912,ROHS | ADDITIONAL FEATURES | [29 empty] | Part number is not available so we updated model number as part number | PRODUCTION COMPLETED
STP-007 | DATA ENRICHMENT | Batch_1 | Mech | NEN | NEN |  | 04-05-2023 |  | PV- On Hold | 783423 | 783423 | RU07-TRU40011570 | SCREW;DIN912_12.9;M5X30 | [11 empty] | OPM | WURTH | 00083 5 30 | All data on dimensions and material are contained in the standard DIN912 | NO | https://eshop.wurth.co.uk/Product-categories/ISO-4762-DIN-912-steel-12.9-plain/31083511140106.cyid/3108.cgid/en/GB/GBP/ |  |  | WURTH GROUP | OPM | 00083 5 30 | 00083 5 30 |  | ENRICHED | MRO | 31161501 | Cap Screws | SCREW | CAP | THREAD PITCH | NOT AVAILABLE | THREAD TYPE | HALF | THREAD LENGTH | NOT AVAILABLE | MATERIAL | STEEL | THREAD DIAMETER | M5 | OVERALL LENGTH | 30 MM | HEAD | SOCKET HEAD | TYPE | METRIC | MATERIAL SPECIFICATION | CLASS 12.9 | COATING/FINISH | PLAIN | DRIVE TYPE | HEXAGONAL | HEAD SIZE |  | TENSILE STRENGTH |  | HAZARD CLASS |  | CERTIFICATION/STANDARD | DIN 912,ROHS | ADDITIONAL FEATURES | [29 empty] | Part number is not available so we updated model number as part number | PRODUCTION COMPLETED
STP-007 | DATA ENRICHMENT | Batch_1 | Mech | NEN | NEN | OK | 04-05-2023 |  | PV- On Hold | 783503 | 783503 | RU07-TRU40011685 | SCREW;DIN912_A2;M6X20 | [11 empty] | 0 | GENERIC | 0 | 0 | 0 | https://www.fasteners.eu/standards/DIN/912/ |  |  | GENERIC MANUFACTURER | Generic items | SS-M6X20 | SS-M6X20 |  | ENRICHED | MRO | 31161501 | Cap Screws | SCREW | CAP | THREAD PITCH | 1 MM | THREAD TYPE | NOT AVAILABLE | THREAD LENGTH | 24 MM | MATERIAL | STAINLESS STEEL | THREAD DIAMETER | M6 | OVERALL LENGTH | 24 MM | HEAD | HEXAGONAL SOCKET | TYPE | ALLEN | MATERIAL SPECIFICATION | GR A2,A4 | COATING/FINISH |  | DRIVE TYPE |  | HEAD SIZE | 10.22 DIA X 6 HT MM | TENSILE STRENGTH |  | HAZARD CLASS |  | CERTIFICATION/STANDARD | DIN 912,ISO 4762,CSN 021143 | ADDITIONAL FEATURES | [29 empty] | Generic Item With Mandatory Information | PRODUCTION COMPLETED
STP-007 | DATA ENRICHMENT | Batch_1 | Mech | NEN | NEN |  | 04-05-2023 |  | PV- On Hold | 785423 | 785423 | RU07-TRU50006216 | SCREW;DIN912_12.9;M3X20 | [11 empty] | OPM | WURTH | 00083 3 20 | All data on dimensions and material are contained in the standard DIN912 | NO | https://eshop.wurth.co.uk/Product-categories/ISO-4762-DIN-912-steel-12.9-plain/31083511140106.cyid/3108.cgid/en/GB/GBP/ |  |  | WURTH GROUP | OPM | 00083 3 20 | 00083 3 20 |  | ENRICHED | MRO | 31161501 | Cap Screws | SCREW | CAP | THREAD PITCH | NOT AVAILABLE | THREAD TYPE | HALF | THREAD LENGTH | NOT AVAILABLE | MATERIAL | STEEL | THREAD DIAMETER | M3 | OVERALL LENGTH | 20 MM | HEAD | SOCKET HEAD | TYPE | METRIC | MATERIAL SPECIFICATION | CLASS 12.9 | COATING/FINISH | PLAIN | DRIVE TYPE | HEXAGONAL | HEAD SIZE |  | TENSILE STRENGTH |  | HAZARD CLASS |  | CERTIFICATION/STANDARD | DIN 912,ROHS | ADDITIONAL FEATURES | [29 empty] | Part number is not available so we updated model number as part number | PRODUCTION COMPLETED
STP-007 | DATA ENRICHMENT | Batch_1 | Mech | NEN | NEN |  | 04-05-2023 |  | PV- On Hold | 783420 | 783420 | RU07-TRU40011567 | SCREW;DIN912_12.9;M4X16 | [11 empty] | OPM | WURTH | 00083 4 16 | All data on dimensions and material are contained in the standard DIN912 | NO | https://eshop.wurth.co.uk/Product-categories/ISO-4762-DIN-912-steel-12.9-plain/31083511140106.cyid/3108.cgid/en/GB/GBP/ |  |  | WURTH GROUP | OPM | 00083 4 16 | 00083 4 16 |  | ENRICHED | MRO | 31161501 | Cap Screws | SCREW | CAP | THREAD PITCH | NOT AVAILABLE | THREAD TYPE | HALF | THREAD LENGTH | NOT AVAILABLE | MATERIAL | STEEL | THREAD DIAMETER | M4 | OVERALL LENGTH | 16 MM | HEAD | SOCKET HEAD | TYPE | METRIC | MATERIAL SPECIFICATION | CLASS 12.9 | COATING/FINISH | PLAIN | DRIVE TYPE | HEXAGONAL | HEAD SIZE |  | TENSILE STRENGTH |  | HAZARD CLASS |  | CERTIFICATION/STANDARD | DIN 912,ROHS | ADDITIONAL FEATURES | [29 empty] | Part number is not available so we updated model number as part number | PRODUCTION COMPLETED
STP-007 | DATA ENRICHMENT | Batch_1 | Mech | NEN | NEN |  | 04-05-2023 |  | PV- On Hold | 783421 | 783421 | RU07-TRU40011568 | SCREW;DIN912_12.9;M4X20 | [11 empty] | OPM | WURTH | 00083 4 20 | All data on dimensions and material are contained in the standard DIN912 | NO | https://eshop.wurth.co.uk/Product-categories/ISO-4762-DIN-912-steel-12.9-plain/31083511140106.cyid/3108.cgid/en/GB/GBP/ |  |  | WURTH GROUP | OPM | 00083 4 20 | 00083 4 20 |  | ENRICHED | MRO | 31161501 | Cap Screws | SCREW | CAP | THREAD PITCH | NOT AVAILABLE | THREAD TYPE | HALF | THREAD LENGTH | NOT AVAILABLE | MATERIAL | STEEL | THREAD DIAMETER | M4 | OVERALL LENGTH | 20 MM | HEAD | SOCKET HEAD | TYPE | METRIC | MATERIAL SPECIFICATION | CLASS 12.9 | COATING/FINISH | PLAIN | DRIVE TYPE | HEXAGONAL | HEAD SIZE |  | TENSILE STRENGTH |  | HAZARD CLASS |  | CERTIFICATION/STANDARD | DIN 912,ROHS | ADDITIONAL FEATURES | [29 empty] | Part number is not available so we updated model number as part number | PRODUCTION COMPLETED
STP-007 | DATA ENRICHMENT | Batch_1 | Mech | NEN | NEN |  | 04-05-2023 |  | PV- On Hold | 182271 | 182271 | 8353-52218010 | TORN/CABEZA-PLANA/ALLEN/M3X6/ACERO.INOX |  | FASTENAL MEXICO S DE RL DE CV | [9 empty] | 0 | LINDSTROM | FHS1X0306 | SEE FASTENAL FILE AVAILABLE IN THE SHAREPOINT | 0 | http://www.lindstromfasteners.com/wp-content/uploads/2017/06/Lindstrom-Technical-Manual-2017.pdf |  |  | LINDSTRÖM GROUP | OPM | FHS1X0306 | FHS1X0306 |  | ENRICHED | MRO | 31161501 | Cap Screws | SCREW | CAP | THREAD PITCH | 1/2 IN | THREAD TYPE | METRIC COARSE | THREAD LENGTH | NOT AVAILABLE | MATERIAL | STAINLESS STEEL | THREAD DIAMETER | M3 | OVERALL LENGTH | 6 MM | HEAD | FLAT | TYPE |  | MATERIAL SPECIFICATION |  | COATING/FINISH | PLAIN | DRIVE TYPE | HEXAGONAL | HEAD SIZE |  | TENSILE STRENGTH | 101500 PSIG | HAZARD CLASS |  | CERTIFICATION/STANDARD | ANSI B18.3.5M,DIN 7991,ISO 10642 | ADDITIONAL FEATURES | HEAD ANGLE:90 DEG | [28 empty] | Part number is not available so we updated model number as part number | PRODUCTION COMPLETED
STP-007 | DATA ENRICHMENT | Batch_1 | Mech | NEN | NEN |  | 04-05-2023 |  | PV- On Hold | 484205 | 484205 | ES32-5210265 | TORNILLO INOX AVEL/ALLEN DIN-7991 M5X10 | [11 empty] | 0 | FABORY | 0 | SEE RUBIX/BRAMMER FILE AVAILABLE IN THE SHAREPOINT | 0 | https://www.fasteners.eu/standards/DIN/7991/ |  |  | GENERIC MANUFACTURER | Generic items | SS-M5-10MM-DIN7991 | SS-M5-10MM-DIN7991 | DISTRIBUTOR:FABORY,BRAMMER GMBH | CLEANSED | MRO | 31161501 | Cap Screws | SCREW | CAP | THREAD PITCH | NOT AVAILABLE | THREAD TYPE | NOT AVAILABLE | THREAD LENGTH | NOT AVAILABLE | MATERIAL | STAINLESS STEEL | THREAD DIAMETER | M5 | OVERALL LENGTH | 10 MM | HEAD | HEXAGONAL SOCKET | TYPE |  | MATERIAL SPECIFICATION |  | COATING/FINISH |  | DRIVE TYPE |  | HEAD SIZE |  | TENSILE STRENGTH |  | HAZARD CLASS |  | CERTIFICATION/STANDARD | DIN 7991 | ADDITIONAL FEATURES | [29 empty] | Generic Item With Mandatory Information | PRODUCTION COMPLETED
STP-007 | DATA ENRICHMENT | Batch_1 | Mech | NEN | NEN |  | 04-05-2023 |  | PV- On Hold | 484207 | 484207 | ES32-5210267 | TORNILLO INOX AVEL/ALLEN DIN-7991 M5X30 | [11 empty] | 0 | FABORY | 0 | SEE RUBIX/BRAMMER FILE AVAILABLE IN THE SHAREPOINT | 0 | https://www.fasteners.eu/standards/DIN/7991/ |  |  | GENERIC MANUFACTURER | Generic items | SS-M5-30MM-HEX | SS-M5-30MM-HEX | DISTRIBUTOR:FABORY,BRAMMER GMBH | CLEANSED | MRO | 31161501 | Cap Screws | SCREW | CAP | THREAD PITCH | NOT AVAILABLE | THREAD TYPE | NOT AVAILABLE | THREAD LENGTH | NOT AVAILABLE | MATERIAL | STAINLESS STEEL | THREAD DIAMETER | M5 | OVERALL LENGTH | 30 MM | HEAD | HEXAGONAL SOCKET | TYPE |  | MATERIAL SPECIFICATION |  | COATING/FINISH |  | DRIVE TYPE |  | HEAD SIZE |  | TENSILE STRENGTH |  | HAZARD CLASS |  | CERTIFICATION/STANDARD | DIN 7991 | ADDITIONAL FEATURES | [29 empty] | Generic Item With Mandatory Information | PRODUCTION COMPLETED
STP-007 | DATA ENRICHMENT | Batch_1 | Mech | NEN | NEN |  | 04-05-2023 |  | PV- On Hold | 484212 | 484212 | ES32-5210272 | TORNILLO INOX AVEL/ALLEN DIN-7991 M8X20 | [11 empty] | 0 | FABORY | 0 | SEE RUBIX/BRAMMER FILE AVAILABLE IN THE SHAREPOINT | 0 | https://www.fasteners.eu/standards/DIN/7991/ |  |  | GENERIC MANUFACTURER | Generic items | SS-M8-20MM-HEX | SS-M8-20MM-HEX | DISTRIBUTOR:FABORY,BRAMMER GMBH | CLEANSED | MRO | 31161501 | Cap Screws | SCREW | CAP | THREAD PITCH | NOT AVAILABLE | THREAD TYPE | NOT AVAILABLE | THREAD LENGTH | NOT AVAILABLE | MATERIAL | STAINLESS STEEL | THREAD DIAMETER | M8 | OVERALL LENGTH | 20 MM | HEAD | HEXAGONAL SOCKET | TYPE |  | MATERIAL SPECIFICATION |  | COATING/FINISH |  | DRIVE TYPE |  | HEAD SIZE |  | TENSILE STRENGTH |  | HAZARD CLASS |  | CERTIFICATION/STANDARD | DIN 7991 | ADDITIONAL FEATURES | [29 empty] | Generic Item With Mandatory Information | PRODUCTION COMPLETED
STP-007 | DATA ENRICHMENT | Batch_1 | Mech | NEN | NEN | OK | 04-05-2023 |  | PV- On Hold | 484285 | 484285 | ES32-5210363 | TORNILLO INOX C/ALLEN DIN-912 M10X40 | [11 empty] | 0 | FABORY | 0 | SEE RUBIX/BRAMMER FILE AVAILABLE IN THE SHAREPOINT | 0 | https://www.fasteners.eu/standards/DIN/912/ |  |  | GENERIC MANUFACTURER | Generic items | SS-M10-40MM | SS-M10-40MM | DISTRIBUTOR:FABORY,BRAMMER GMBH | ENRICHED | MRO | 31161501 | Cap Screws | SCREW | CAP | THREAD PITCH | 1.5 MM | THREAD TYPE | NOT AVAILABLE | THREAD LENGTH | 32 MM | MATERIAL | STAINLESS STEEL | THREAD DIAMETER | M10 | OVERALL LENGTH | 40 MM | HEAD | HEXAGONAL SOCKET | TYPE | ALLEN | MATERIAL SPECIFICATION | GR A2,A4 | COATING/FINISH |  | DRIVE TYPE |  | HEAD SIZE | 16.27 DIA X 10 HT MM | TENSILE STRENGTH |  | HAZARD CLASS |  | CERTIFICATION/STANDARD | DIN 912,ISO 4762,CSN 021143 | ADDITIONAL FEATURES | [29 empty] | Generic Item With Mandatory Information | PRODUCTION COMPLETED
STP-007 | DATA ENRICHMENT | Batch_1 | Mech | NEN | NEN | OK | 04-05-2023 |  | PV- On Hold | 492118 | 492118 | ES32-5402162 | TORNILLO INOX DIN-965 M8X16 | [11 empty] | 0 | FABORY | 0 | SEE RUBIX/BRAMMER FILE AVAILABLE IN THE SHAREPOINT | 0 | https://www.fasteners.eu/standards/DIN/912/ |  |  | GENERIC MANUFACTURER | Generic items | SS-M8-16MM | SS-M8-16MM | DISTRIBUTOR:FABORY,BRAMMER GMBH | ENRICHED | MRO | 31161501 | Cap Screws | SCREW | CAP | THREAD PITCH | 1.25 MM | THREAD TYPE | NOT AVAILABLE | THREAD LENGTH | 28 MM | MATERIAL | STAINLESS STEEL | THREAD DIAMETER | M8 | OVERALL LENGTH | 16 MM | HEAD | HEXAGONAL SOCKET | TYPE | ALLEN | MATERIAL SPECIFICATION | GR A2,A4 | COATING/FINISH |  | DRIVE TYPE |  | HEAD SIZE | 13.27 DIA X 8 HT MM | TENSILE STRENGTH |  | HAZARD CLASS |  | CERTIFICATION/STANDARD | DIN 912,ISO 4762,CSN 021143 | ADDITIONAL FEATURES | [29 empty] | Generic Item With Mandatory Information | PRODUCTION COMPLETED
STP-007 | DATA ENRICHMENT | Batch_1 | Mech | NEN | NEN |  | 04-05-2023 |  | PV- On Hold | 510747 | 510747 | ES36-5414428 | TORNILLO ALLEN AVELL. 10X20 DIN7991 INO | 798232978000 | [10 empty] | 0 | FABORY | 0 | 0 | 0 | https://www.fasteners.eu/standards/DIN/7991/ |  |  | GENERIC MANUFACTURER | Generic items | SS-M10-20MM | SS-M10-20MM | DISTRIBUTOR:FABORY;REFRENCE NUMBER:798232978000 | CLEANSED | MRO | 31161501 | Cap Screws | SCREW | CAP | THREAD PITCH | NOT AVAILABLE | THREAD TYPE | NOT AVAILABLE | THREAD LENGTH | NOT AVAILABLE | MATERIAL | STAINLESS STEEL | THREAD DIAMETER | M10 | OVERALL LENGTH | 20 MM | HEAD | HEXAGONAL SOCKET | TYPE |  | MATERIAL SPECIFICATION |  | COATING/FINISH |  | DRIVE TYPE |  | HEAD SIZE |  | TENSILE STRENGTH |  | HAZARD CLASS |  | CERTIFICATION/STANDARD | DIN 7991 | ADDITIONAL FEATURES | [29 empty] | Generic Item With Mandatory Information | PRODUCTION COMPLETED
STP-007 | DATA ENRICHMENT | Batch_1 | Mech | NEN | NEN |  | 04-05-2023 |  | PV- On Hold | 512685 | 512685 | ES36-5510449 | TORNILLO ALLEN AVELL DIN 7991 INOX M5X12 | 798455485000 |  |  |  | Rubix | 798624220000 | FABORY | 0 | 0 | DIN 7991 INOX.A2 TORN.ALLEN C/AVELL. 05X012 | 0 | 0 | FABORY | 0 | 0 | 0 | https://www.fasteners.eu/standards/DIN/7991/ |  |  | GENERIC MANUFACTURER | Generic items | SS-M5-12MM | SS-M5-12MM | DISTRIBUTOR:FABORY;REFRENCE NUMBER:798455485000 | CLEANSED | MRO | 31161501 | Cap Screws | SCREW | CAP | THREAD PITCH | NOT AVAILABLE | THREAD TYPE | NOT AVAILABLE | THREAD LENGTH | NOT AVAILABLE | MATERIAL | STAINLESS STEEL | THREAD DIAMETER | M5 | OVERALL LENGTH | 12 MM | HEAD | HEXAGONAL SOCKET | TYPE |  | MATERIAL SPECIFICATION | GR A2 | COATING/FINISH |  | DRIVE TYPE |  | HEAD SIZE |  | TENSILE STRENGTH |  | HAZARD CLASS |  | CERTIFICATION/STANDARD | DIN 7991 | ADDITIONAL FEATURES | [29 empty] | Generic Item With Mandatory Information | PRODUCTION COMPLETED
STP-007 | DATA ENRICHMENT | Batch_1 | Mech | NEN | NEN | OK | 04-05-2023 |  | PV- On Hold | 778371 | 778371 | RU07-5544854 | SCREW;DIN912ISO4762-8.8-(A2K)-М5Х50 | [11 empty] | 0 | GENERIC | 0 | 0 | 0 | https://www.fasteners.eu/standards/DIN/912/ |  |  | GENERIC MANUFACTURER | Generic items | SS-M5X50 | SS-M5X50 |  | ENRICHED | MRO | 31161501 | Cap Screws | SCREW | CAP | THREAD PITCH | 0.8 MM | THREAD TYPE | NOT AVAILABLE | THREAD LENGTH | 22 MM | MATERIAL | STAINLESS STEEL | THREAD DIAMETER | M5 | OVERALL LENGTH | 50 MM | HEAD | HEXAGONAL SOCKET | TYPE | ALLEN | MATERIAL SPECIFICATION | GR A2,A4,8.8 | COATING/FINISH |  | DRIVE TYPE |  | HEAD SIZE | 8.72 DIA X 5 HT MM | TENSILE STRENGTH |  | HAZARD CLASS |  | CERTIFICATION/STANDARD | DIN 912,ISO 4762,CSN 021143 | ADDITIONAL FEATURES | [29 empty] | Generic Item With Mandatory Information | PRODUCTION COMPLETED
STP-007 | DATA ENRICHMENT | Batch_1 | Mech | NEN | NEN |  | 04-05-2023 |  | PV- On Hold | 783430 | 783430 | RU07-TRU40011577 | SCREW;DIN912_12.9;M8X50 | [11 empty] | OPM | WURTH | 00083 8 50 | All data on dimensions and material are contained in the standard DIN912 | NO | https://eshop.wurth.co.uk/Product-categories/ISO-4762-DIN-912-steel-12.9-plain/31083511140106.cyid/3108.cgid/en/GB/GBP/ |  |  | WURTH GROUP | OPM | 00083 8 50 | 00083 8 50 |  | ENRICHED | MRO | 31161501 | Cap Screws | SCREW | CAP | THREAD PITCH | NOT AVAILABLE | THREAD TYPE | HALF | THREAD LENGTH | NOT AVAILABLE | MATERIAL | STEEL | THREAD DIAMETER | M8 | OVERALL LENGTH | 50 MM | HEAD | SOCKET HEAD | TYPE | METRIC | MATERIAL SPECIFICATION | CLASS 12.9 | COATING/FINISH | PLAIN | DRIVE TYPE | HEXAGONAL | HEAD SIZE |  | TENSILE STRENGTH |  | HAZARD CLASS |  | CERTIFICATION/STANDARD | DIN 912,ROHS | ADDITIONAL FEATURES | [29 empty] | Part number is not available so we updated model number as part number | PRODUCTION COMPLETED
STP-007 | DATA ENRICHMENT | Batch_1 | Mech | NEN | NEN |  | 04-05-2023 |  | PV- On Hold | 783431 | 783431 | RU07-TRU40011578 | SCREW;DIN912_12.9;M8X55 | [11 empty] | OPM | WURTH | 00083 8 55 | All data on dimensions and material are contained in the standard DIN912 | NO | https://eshop.wurth.co.uk/Product-categories/ISO-4762-DIN-912-steel-12.9-plain/31083511140106.cyid/3108.cgid/en/GB/GBP/ |  |  | WURTH GROUP | OPM | 00083 8 55 | 00083 8 55 |  | ENRICHED | MRO | 31161501 | Cap Screws | SCREW | CAP | THREAD PITCH | NOT AVAILABLE | THREAD TYPE | HALF | THREAD LENGTH | NOT AVAILABLE | MATERIAL | STEEL | THREAD DIAMETER | M8 | OVERALL LENGTH | 55 MM | HEAD | SOCKET HEAD | TYPE | METRIC | MATERIAL SPECIFICATION | CLASS 12.9 | COATING/FINISH | PLAIN | DRIVE TYPE | HEXAGONAL | HEAD SIZE |  | TENSILE STRENGTH |  | HAZARD CLASS |  | CERTIFICATION/STANDARD | DIN 912,ROHS | ADDITIONAL FEATURES | [29 empty] | Part number is not available so we updated model number as part number | PRODUCTION COMPLETED
STP-007 | DATA ENRICHMENT | Batch_1 | Mech | NEN | NEN |  | 04-05-2023 |  | PV- On Hold | 783433 | 783433 | RU07-TRU40011580 | SCREW;DIN912_12.9;M8X80 | [11 empty] | OPM | WURTH | 00083 8 80 | All data on dimensions and material are contained in the standard DIN912 | NO | https://eshop.wurth.co.uk/Product-categories/ISO-4762-DIN-912-steel-12.9-plain/31083511140106.cyid/3108.cgid/en/GB/GBP/ |  |  | WURTH GROUP | OPM | 00083 8 80 | 00083 8 80 |  | ENRICHED | MRO | 31161501 | Cap Screws | SCREW | CAP | THREAD PITCH | NOT AVAILABLE | THREAD TYPE | HALF | THREAD LENGTH | NOT AVAILABLE | MATERIAL | STEEL | THREAD DIAMETER | M8 | OVERALL LENGTH | 80 MM | HEAD | SOCKET HEAD | TYPE | METRIC | MATERIAL SPECIFICATION | CLASS 12.9 | COATING/FINISH | PLAIN | DRIVE TYPE | HEXAGONAL | HEAD SIZE |  | TENSILE STRENGTH |  | HAZARD CLASS |  | CERTIFICATION/STANDARD | DIN 912,ROHS | ADDITIONAL FEATURES | [29 empty] | Part number is not available so we updated model number as part number | PRODUCTION COMPLETED
STP-007 | DATA ENRICHMENT | Batch_1 | Mech | NEN | NEN |  | 04-05-2023 |  | PV- On Hold | 783434 | 783434 | RU07-TRU40011581 | SCREW;DIN912_12.9;M10X20 | [11 empty] | OPM | WURTH | 00083 10 20 | All data on dimensions and material are contained in the standard DIN912 | NO | https://eshop.wurth.co.uk/Product-categories/ISO-4762-DIN-912-steel-12.9-plain/31083511140106.cyid/3108.cgid/en/GB/GBP/ |  |  | WURTH GROUP | OPM | 00083 10 20 | 00083 10 20 |  | ENRICHED | MRO | 31161501 | Cap Screws | SCREW | CAP | THREAD PITCH | NOT AVAILABLE | THREAD TYPE | HALF | THREAD LENGTH | NOT AVAILABLE | MATERIAL | STEEL | THREAD DIAMETER | M10 | OVERALL LENGTH | 20 MM | HEAD | SOCKET HEAD | TYPE | METRIC | MATERIAL SPECIFICATION | CLASS 12.9 | COATING/FINISH | PLAIN | DRIVE TYPE | HEXAGONAL | HEAD SIZE |  | TENSILE STRENGTH |  | HAZARD CLASS |  | CERTIFICATION/STANDARD | DIN 912,ROHS | ADDITIONAL FEATURES | [29 empty] | Part number is not available so we updated model number as part number | PRODUCTION COMPLETED
STP-007 | DATA ENRICHMENT | Batch_1 | Mech | NEN | NEN |  | 04-05-2023 |  | PV- On Hold | 783436 | 783436 | RU07-TRU40011583 | SCREW;DIN912_12.9;M10X35 | [11 empty] | OPM | WURTH | 00083 10 35 | All data on dimensions and material are contained in the standard DIN912 | NO | https://eshop.wurth.co.uk/Product-categories/ISO-4762-DIN-912-steel-12.9-plain/31083511140106.cyid/3108.cgid/en/GB/GBP/ |  |  | WURTH GROUP | OPM | 00083 10 35 | 00083 10 35 |  | ENRICHED | MRO | 31161501 | Cap Screws | SCREW | CAP | THREAD PITCH | NOT AVAILABLE | THREAD TYPE | HALF | THREAD LENGTH | NOT AVAILABLE | MATERIAL | STEEL | THREAD DIAMETER | M10 | OVERALL LENGTH | 35 MM | HEAD | SOCKET HEAD | TYPE | METRIC | MATERIAL SPECIFICATION | CLASS 12.9 | COATING/FINISH | PLAIN | DRIVE TYPE | HEXAGONAL | HEAD SIZE |  | TENSILE STRENGTH |  | HAZARD CLASS |  | CERTIFICATION/STANDARD | DIN 912,ROHS | ADDITIONAL FEATURES | [29 empty] | Part number is not available so we updated model number as part number | PRODUCTION COMPLETED
STP-007 | DATA ENRICHMENT | Batch_1 | Mech | NEN | NEN |  | 04-05-2023 |  | PV- On Hold | 783439 | 783439 | RU07-TRU40011586 | SCREW;DIN912_12.9;M10X70 | [11 empty] | OPM | WURTH | 00083 10 70 | All data on dimensions and material are contained in the standard DIN912 | NO | https://eshop.wurth.co.uk/Product-categories/ISO-4762-DIN-912-steel-12.9-plain/31083511140106.cyid/3108.cgid/en/GB/GBP/ |  |  | WURTH GROUP | OPM | 00083 10 70 | 00083 10 70 |  | ENRICHED | MRO | 31161501 | Cap Screws | SCREW | CAP | THREAD PITCH | NOT AVAILABLE | THREAD TYPE | HALF | THREAD LENGTH | NOT AVAILABLE | MATERIAL | STEEL | THREAD DIAMETER | M10 | OVERALL LENGTH | 70 MM | HEAD | SOCKET HEAD | TYPE | METRIC | MATERIAL SPECIFICATION | CLASS 12.9 | COATING/FINISH | PLAIN | DRIVE TYPE | HEXAGONAL | HEAD SIZE |  | TENSILE STRENGTH |  | HAZARD CLASS |  | CERTIFICATION/STANDARD | DIN 912,ROHS | ADDITIONAL FEATURES | [29 empty] | Part number is not available so we updated model number as part number | PRODUCTION COMPLETED
STP-007 | DATA ENRICHMENT | Batch_1 | Mech | NEN | NEN |  | 04-05-2023 |  | PV- On Hold | 783442 | 783442 | RU07-TRU40011589 | SCREW;DIN912_12.9;M12X80 | [11 empty] | OPM | WURTH | 00083 12 80 | All data on dimensions and material are contained in the standard DIN912 | NO | https://eshop.wurth.co.uk/Product-categories/ISO-4762-DIN-912-steel-12.9-plain/31083511140106.cyid/3108.cgid/en/GB/GBP/ |  |  | WURTH GROUP | OPM | 00083 12 80 | 00083 12 80 |  | ENRICHED | MRO | 31161501 | Cap Screws | SCREW | CAP | THREAD PITCH | NOT AVAILABLE | THREAD TYPE | HALF | THREAD LENGTH | NOT AVAILABLE | MATERIAL | STEEL | THREAD DIAMETER | M12 | OVERALL LENGTH | 80 MM | HEAD | SOCKET HEAD | TYPE | METRIC | MATERIAL SPECIFICATION | CLASS 12.9 | COATING/FINISH | PLAIN | DRIVE TYPE | HEXAGONAL | HEAD SIZE |  | TENSILE STRENGTH |  | HAZARD CLASS |  | CERTIFICATION/STANDARD | DIN 912,ROHS | ADDITIONAL FEATURES | [29 empty] | Part number is not available so we updated model number as part number | PRODUCTION COMPLETED
STP-007 | DATA ENRICHMENT | Batch_1 | Mech | NEN | NEN | OK | 04-05-2023 |  | PV- On Hold | 484202 | 484202 | ES32-5210261 | TORNILLO INOX C/AVELLANADA DIN-963 M8X30 |  |  |  |  | Rubix | 798624136000 | FABORY | 0 | 0 | DIN 963 INOX.A2 TORNILLO C/AVELLANADA 08X030 | 0 | 0 | FABORY | 0 | SEE RUBIX/BRAMMER FILE AVAILABLE IN THE SHAREPOINT | 0 | https://www.fasteners.eu/standards/DIN/963/ |  |  | GENERIC MANUFACTURER | Generic items | SS-M8-30MM-SLTD | SS-M8-30MM-SLTD | DISTRIBUTOR:FABORY,RUBIX,BRAMMER GMBH | CLEANSED | MRO | 31161500 | Screws | SCREW | COUNTERSUNK | TYPE | NOT AVAILABLE | HEAD TYPE | SLOTTED | TPI/PITCH | NOT AVAILABLE | PITCH | NOT AVAILABLE | LENGTH | 30 MM | SIZE | NOT AVAILABLE | MATERIAL | STAINLESS STEEL | GRADE | A2 | DIAMETER | M8 | THREAD TYPE |  | THREAD DIRECTION |  | COATING/FINISH |  | ADDITIONAL FEATURES | CERTIFICATION/STANDARD:DIN 963 | [34 empty] | Generic Item With Mandatory Information | PRODUCTION COMPLETED
STP-007 | DATA ENRICHMENT | Batch_1 | Mech | NEN | NEN | OK | 04-05-2023 |  | PV- On Hold | 484194 | 484194 | ES32-5210253 | TORNILLO INOX C/AVELLANADA DIN-963 M5X50 |  |  |  |  | Rubix | 798624148000 | FABORY | 0 | 0 | DIN 963 INOX.A2 TORNILLO C/AVELLANADA 05X050 | 0 | 0 | FABORY | 0 | SEE RUBIX/BRAMMER FILE AVAILABLE IN THE SHAREPOINT | 0 | https://www.fasteners.eu/standards/DIN/963/ |  |  | GENERIC MANUFACTURER | Generic items | SS-M5-50MM | SS-M5-50MM | DISTRIBUTOR:FABORY,RUBIX,BRAMMER GMBH | CLEANSED | MRO | 31161500 | Screws | SCREW | COUNTERSUNK | TYPE | NOT AVAILABLE | HEAD TYPE | SLOTTED | TPI/PITCH | NOT AVAILABLE | PITCH | NOT AVAILABLE | LENGTH | 50 MM | SIZE | NOT AVAILABLE | MATERIAL | STAINLESS STEEL | GRADE | A2 | DIAMETER | M5 | THREAD TYPE |  | THREAD DIRECTION |  | COATING/FINISH |  | ADDITIONAL FEATURES | CERTIFICATION/STANDARD:DIN 963 | [34 empty] | Generic Item With Mandatory Information | PRODUCTION COMPLETED
STP-007 | DATA ENRICHMENT | Batch_1 | Mech | NEN | NEN | OK | 04-05-2023 |  | PV- On Hold | 484197 | 484197 | ES32-5210256 | TORNILLO INOX C/AVELLANADA DIN-963 M6X30 |  |  |  |  | Rubix | 798959334000 | FABORY | 0 | 0 | DIN 963 INOX.A2 TORNILLO C/AVELLANADA 06X030 | 0 | 0 | FABORY | 0 | SEE RUBIX/BRAMMER FILE AVAILABLE IN THE SHAREPOINT | 0 | https://www.fasteners.eu/standards/DIN/963/ |  |  | GENERIC MANUFACTURER | Generic items | SS-M6-30MM-SLTD | SS-M6-30MM-SLTD | DISTRIBUTOR:FABORY,RUBIX,BRAMMER GMBH | CLEANSED | MRO | 31161500 | Screws | SCREW | COUNTERSUNK | TYPE | NOT AVAILABLE | HEAD TYPE | SLOTTED | TPI/PITCH | NOT AVAILABLE | PITCH | NOT AVAILABLE | LENGTH | 30 MM | SIZE | NOT AVAILABLE | MATERIAL | STAINLESS STEEL | GRADE | A2 | DIAMETER | M6 | THREAD TYPE |  | THREAD DIRECTION |  | COATING/FINISH |  | ADDITIONAL FEATURES | CERTIFICATION/STANDARD:DIN 963 | [34 empty] | Generic Item With Mandatory Information | PRODUCTION COMPLETED
STP-007 | DATA ENRICHMENT | Batch_1 | Mech | NEN | NEN | OK | 04-05-2023 |  | PV- On Hold | 484198 | 484198 | ES32-5210257 | TORNILLO INOX C/AVELLANADA DIN-963 M6X40 |  |  |  |  | Rubix | 798624142000 | FABORY | 0 | 0 | DIN 963 INOX.A2 TORNILLO C/AVELLANADA 06X040 | 0 | 0 | FABORY | 0 | SEE RUBIX/BRAMMER FILE AVAILABLE IN THE SHAREPOINT | 0 | https://www.fasteners.eu/standards/DIN/963/ |  |  | GENERIC MANUFACTURER | Generic items | SS-M6-40MM | SS-M6-40MM | DISTRIBUTOR:FABORY,RUBIX,BRAMMER GMBH | CLEANSED | MRO | 31161500 | Screws | SCREW | COUNTERSUNK | TYPE | NOT AVAILABLE | HEAD TYPE | SLOTTED | TPI/PITCH | NOT AVAILABLE | PITCH | NOT AVAILABLE | LENGTH | 40 MM | SIZE | NOT AVAILABLE | MATERIAL | STAINLESS STEEL | GRADE | A2 | DIAMETER | M6 | THREAD TYPE |  | THREAD DIRECTION |  | COATING/FINISH |  | ADDITIONAL FEATURES | CERTIFICATION/STANDARD:DIN 963 | [34 empty] | Generic Item With Mandatory Information | PRODUCTION COMPLETED
STP-007 | DATA ENRICHMENT | Batch_1 | Mech | NEN | NEN | OK | 04-05-2023 |  | PV- On Hold | 484191 | 484191 | ES32-5210250 | TORNILLO INOX C/AVELLANADA DIN-963 M5X20 |  |  |  |  | Rubix | 798642342000 | FABORY | 0 | 0 | DIN 963 INOX.A4 TORNILLO C/AVELLANADA 05X020 | 0 | 0 | FABORY | 0 | SEE RUBIX/BRAMMER FILE AVAILABLE IN THE SHAREPOINT | 0 | https://www.fasteners.eu/standards/DIN/963/ |  |  | GENERIC MANUFACTURER | Generic items | SS-M5-20MM-SLTD | SS-M5-20MM-SLTD | DISTRIBUTOR:FABORY,RUBIX,BRAMMER GMBH | CLEANSED | MRO | 31161500 | Screws | SCREW | COUNTERSUNK | TYPE | NOT AVAILABLE | HEAD TYPE | SLOTTED | TPI/PITCH | NOT AVAILABLE | PITCH | NOT AVAILABLE | LENGTH | 20 MM | SIZE | NOT AVAILABLE | MATERIAL | STAINLESS STEEL | GRADE | A4 | DIAMETER | M5 | THREAD TYPE |  | THREAD DIRECTION |  | COATING/FINISH |  | ADDITIONAL FEATURES | CERTIFICATION/STANDARD:DIN 963 | [34 empty] | Generic Item With Mandatory Information | PRODUCTION COMPLETED
STP-007 | DATA ENRICHMENT | Batch_1 | Mech | NEN | NEN | OK | 04-05-2023 |  | PV- On Hold | 484190 | 484190 | ES32-5210249 | TORNILLO INOX C/AVELLANADA DIN-963 M5X15 |  |  |  |  | Rubix | 798959341000 | FABORY | 0 | 0 | DIN 963 INOX.A2 TORNILLO C/AVELLANADA 05X016 | 0 | 0 | FABORY | 0 | SEE RUBIX/BRAMMER FILE AVAILABLE IN THE SHAREPOINT | 0 | https://www.fasteners.eu/standards/DIN/963/ |  |  | GENERIC MANUFACTURER | Generic items | SS-M5-15MM | SS-M5-15MM | DISTRIBUTOR:FABORY,RUBIX,BRAMMER GMBH | CLEANSED | MRO | 31161500 | Screws | SCREW | COUNTERSUNK | TYPE | NOT AVAILABLE | HEAD TYPE | SLOTTED | TPI/PITCH | NOT AVAILABLE | PITCH | NOT AVAILABLE | LENGTH | 15 MM | SIZE | NOT AVAILABLE | MATERIAL | STAINLESS STEEL | GRADE | A2 | DIAMETER | M5 | THREAD TYPE |  | THREAD DIRECTION |  | COATING/FINISH |  | ADDITIONAL FEATURES | CERTIFICATION/STANDARD:DIN 963 | [34 empty] | Generic Item With Mandatory Information | PRODUCTION COMPLETED
STP-007 | DATA ENRICHMENT | Batch_1 | Mech | NEN | NEN |  | 04-05-2023 |  | PV- On Hold | 484506 | 484506 | ES32-5210706 | TORNILLO BARRAQUERO DIN 571 5 X 30 |  |  |  |  | Rubix | 798466121000 | LOTU | 0 | 0 | TORNILLOS BARRAQUEROS DIN 571 ZIN. 5X30 | 0 | OPM | FABORY | 51.900.050.030 | TORNILLO BARRAQUERO DIN 571 5 X 30 | NO | https://www.fabory.com/en_GB/hexagon-head-wood-screw-din-571-stainless-steel-a2-5x30mm/p/51900050030?q=51.900.050.030%3Arelevance |  |  | FABORY | DISTRIBUTOR | 51.900.050.030 | 51.900.050.030 |  | ENRICHED | MRO | 31161508 | Wood Screws | SCREW | WOOD | DIAMETER | 5 MM | LENGTH | 30 MM | MATERIAL | STAINLESS STEEL | HEAD | HEXAGONAL | TYPE |  | MATERIAL SPECIFICATION |  | COATING/FINISH |  | HEAD SIZE |  | DRIVE TYPE |  | DRIVE SIZE |  | HAZARD CLASS |  | CERTIFICATION/STANDARD | DIN 571 | ADDITIONAL FEATURES | [35 empty] | Part number is not available so we updated model number as part number | PRODUCTION COMPLETED
STP-007 | DATA ENRICHMENT | Batch_1 | Mech | NEN | NEN | Updated Modifier as WOOD | 04-05-2023 |  | PV- On Hold | 484507 | 484507 | ES32-5210707 | TORNILLO BARRAQUERO DIN 571 5 X 40 |  |  |  |  | Rubix | 798626478000 | FABORY | 0 | 0 | DIN 571 ZINCADO TORNILLO BARRAQUERO 05X040 | 0 | OPM | FABORY | 51900.050.040 | TORNILLO BARRAQUERO DIN 571 5 X 40 | NO | https://www.fabory.com/en/hexagon-head-wood-screw-din-571-stainless-steel-a2-5x40mm/p/51900050040 |  |  | FABORY | DISTRIBUTOR | 51900.050.040 | 51900.050.040 |  | ENRICHED | MRO | 31161508 | Wood Screws | SCREW | WOOD | DIAMETER | 5 MM | LENGTH | 40 MM | MATERIAL | STAINLESS STEEL | HEAD | HEXAGON | TYPE | BARRAQUERO | MATERIAL SPECIFICATION | A2 | COATING/FINISH | ZINC PLATED | HEAD SIZE | 3.5 MM THK | DRIVE TYPE | -- | DRIVE SIZE | 8 MM | HAZARD CLASS | -- | CERTIFICATION/STANDARD | DIN 571 | ADDITIONAL FEATURES | -- | [34 empty] | Cleansed based on OEM items | PRODUCTION COMPLETED
STP-007 | DATA ENRICHMENT | Batch_1 | Mech | NEN | NEN | Updated Modifier as WOOD | 04-05-2023 |  | PV- On Hold | 484508 | 484508 | ES32-5210708 | TORNILLO BARRAQUERO DIN 571 6 X 40 | [11 empty] | OPM | FABORY | 51.900.060.040 | TORNILLO BARRAQUERO DIN 571 6 X 40 | NO | https://www.fabory.com/hexagon-head-wood-screw-din-571-stainless-steel-a2-6x40mm/p/51900060040 |  |  | FABORY | DISTRIBUTOR | 51900.060.040 | 51.900.060.040 |  | ENRICHED | MRO | 31161508 | Wood Screws | SCREW | WOOD | DIAMETER | 6 MM | LENGTH | 40 MM | MATERIAL | STAINLESS STEEL | HEAD | HEXAGON | TYPE | BARRAQUERO | MATERIAL SPECIFICATION | A2 | COATING/FINISH | -- | HEAD SIZE | 4 MM THK | DRIVE TYPE | -- | DRIVE SIZE | 10 MM | HAZARD CLASS | -- | CERTIFICATION/STANDARD | DIN 571 | ADDITIONAL FEATURES | -- | [34 empty] | Cleansed based on OEM items | PRODUCTION COMPLETED
STP-007 | DATA ENRICHMENT | Batch_1 | Mech | NEN | NEN | Updated Modifier as WOOD | 04-05-2023 |  | PV- On Hold | 484509 | 484509 | ES32-5210709 | TORNILLO BARRAQUERO DIN 571 6 X 50 | [11 empty] | OPM | FABORY | 51900.060.050 | TORNILLO BARRAQUERO DIN 571 6 X 50 | NO | https://www.fabory.com/hexagon-head-wood-screw-din-571-stainless-steel-a2-6x50mm/p/51900060050 |  |  | FABORY | DISTRIBUTOR | 51900.060.050 | 51900.060.050 |  | ENRICHED | MRO | 31161508 | Wood Screws | SCREW | WOOD | DIAMETER | 6 MM | LENGTH | 50 MM | MATERIAL | STAINLESS STEEL | HEAD | HEXAGON | TYPE | BARRAQUERO | MATERIAL SPECIFICATION | A2 | COATING/FINISH | ZINC PLATED | HEAD SIZE | 4 MM THK | DRIVE TYPE | -- | DRIVE SIZE | 10 MM | HAZARD CLASS | -- | CERTIFICATION/STANDARD | DIN 571 | ADDITIONAL FEATURES | -- | [34 empty] | Cleansed based on OEM items | PRODUCTION COMPLETED
STP-007 | DATA ENRICHMENT | Batch_1 | Mech | NEN | NEN | Updated Modifier as WOOD | 04-05-2023 |  | PV- On Hold | 484510 | 484510 | ES32-5210710 | TORNILLO BARRAQUERO DIN 571 7 X 50 |  |  |  |  | Rubix | 798959631000 | FABORY | 0 | 0 | DIN 571 ZINCADO TORNILLO BARRAQUERO 07X050 | 0 | OPM | FABORY | 51.900.070.050 | TORNILLO BARRAQUERO DIN 571 7 X 50 | NO | https://www.fabory.com/en/hexagon-head-wood-screw-din-571-stainless-steel-a2-7x50mm/p/51900070050 |  |  | FABORY | DISTRIBUTOR | 51900.070.050 | 51.900.070.050 |  | ENRICHED | MRO | 31161508 | Wood Screws | SCREW | WOOD | DIAMETER | 7 MM | LENGTH | 50 MM | MATERIAL | STAINLESS STEEL | HEAD | HEXAGON | TYPE | BARRAQUERO | MATERIAL SPECIFICATION | A2 | COATING/FINISH | ZINC PLATED | HEAD SIZE | 5 MM THK | DRIVE TYPE | -- | DRIVE SIZE | 12 MM | HAZARD CLASS | -- | CERTIFICATION/STANDARD | DIN 571 | ADDITIONAL FEATURES | -- | [34 empty] | Cleansed based on OEM items | PRODUCTION COMPLETED
STP-007 | DATA ENRICHMENT | Batch_1 | Mech | NEN | NEN | Updated Modifier as WOOD | 04-05-2023 |  | PV- On Hold | 484511 | 484511 | ES32-5210711 | TORNILLO BARRAQUERO DIN 571 7 X 70 |  |  |  |  | Rubix | 798668061000 | FABORY | 0 | 0 | DIN 571 ZINCADO TORNILLO BARRA QUERO 07X070 | 0 | OPM | FABORY | 51900.070.070 | TORNILLO BARRAQUERO DIN 571 7 X 70 | NO | https://www.fabory.com/hexagon-head-wood-screw-din-571-stainless-steel-a2-7x70mm/p/51900070070 |  |  | FABORY | DISTRIBUTOR | 51900.070.070 | 51900.070.070 |  | ENRICHED | MRO | 31161508 | Wood Screws | SCREW | WOOD | DIAMETER | 7 MM | LENGTH | 70 MM | MATERIAL | STAINLESS STEEL | HEAD | HEXAGON | TYPE | BARRAQUERO | MATERIAL SPECIFICATION | A2 | COATING/FINISH | ZINC PLATED | HEAD SIZE | 5 MM THK | DRIVE TYPE | -- | DRIVE SIZE | 12 MM | HAZARD CLASS | -- | CERTIFICATION/STANDARD | DIN 571 | ADDITIONAL FEATURES | -- | [34 empty] | Cleansed based on OEM items | PRODUCTION COMPLETED
STP-007 | DATA ENRICHMENT | Batch_1 | Mech | NEN | NEN | Updated Modifier as Machine | 04-05-2023 |  | PV- On Hold | 484216 | 484216 | ES32-5210277 | TORNILLO C/REDONDA INOX DIN-84 M3X10 |  |  |  |  | Rubix | 798624132000 | FABORY | 0 | 0 | DIN 84 INOX.A2 TORNILLO C/CILINDRICA 03X010 | 0 | OPM | FABORY | 51.121.030.010 | TORNILLO C/REDONDA INOX DIN-84 M3X10 | NO | https://www.fabory.com/slotted-cheese-head-screw-din-84-stainless-steel-a2-small-pack-m3x10/p/51121030010 |  |  | FABORY | DISTRIBUTOR | 51121.030.010 | 51.121.030.010 |  | ENRICHED | MRO | 31161504 | Machine Screws | SCREW | MACHINE | THREAD TYPE | METRIC | THREAD PITCH | 0.5 MM | THREAD LENGTH | 10 MM | MATERIAL | STAINLESS STEEL | THREAD DIAMETER | M3 | OVERALL LENGTH | -- | HEAD | CYLINDRICAL | TYPE | ROUND | MATERIAL SPECIFICATION | A2 | COATING/FINISH | -- | DRIVE TYPE | SLOTTED CHEESE | HEAD SIZE | 5.5 MM MAX | TENSILE STRENGTH | -- | HAZARD CLASS | -- | CERTIFICATION/STANDARD | DIN 84 | ADDITIONAL FEATURES | CLASS:70 | [28 empty] | Cleansed based on OEM items | PRODUCTION COMPLETED
STP-007 | DATA ENRICHMENT | Batch_1 | Mech | NEN | NEN | Updated Modifier as Machine | 04-05-2023 |  | PV- On Hold | 484217 | 484217 | ES32-5210278 | TORNILLO C/REDONDA INOX DIN-84 M3X20 | [11 empty] | OPM | FABORY | 51121.030.020 | TORNILLO C/REDONDA INOX DIN-84 M3X20 | NO | https://www.fabory.com/slotted-cheese-head-screw%2c-small-pack-din-84-stainless-steel-a2-70-m3x20/p/51121030020 |  |  | FABORY | DISTRIBUTOR | 51121.030.020 | 51121.030.020 |  | ENRICHED | MRO | 31161504 | Machine Screws | SCREW | MACHINE | THREAD TYPE | METRIC | THREAD PITCH | 0.5 MM | THREAD LENGTH | 20 MM | MATERIAL | STAINLESS STEEL | THREAD DIAMETER | M3 | OVERALL LENGTH | -- | HEAD | CYLINDRICAL | TYPE | ROUND | MATERIAL SPECIFICATION | A2 | COATING/FINISH | -- | DRIVE TYPE | SLOTTED CHEESE | HEAD SIZE | 5.5 MM MAX | TENSILE STRENGTH | -- | HAZARD CLASS | -- | CERTIFICATION/STANDARD | DIN 84 | ADDITIONAL FEATURES | CLASS:70 | [28 empty] | Cleansed based on OEM items | PRODUCTION COMPLETED
STP-007 | DATA ENRICHMENT | Batch_1 | Mech | NEN | NEN | Updated Modifier as Machine | 04-05-2023 |  | PV- On Hold | 484218 | 484218 | ES32-5210279 | TORNILLO C/REDONDA INOX DIN-84 M3X30 | [11 empty] | OPM | FABORY | 51.121.030.030 | TORNILLO C/REDONDA INOX DIN-84 M3X30 | NO | https://www.fabory.com/slotted-cheese-head-screw%2c-small-pack-din-84-stainless-steel-a2-70-m3x30/p/51121030030 |  |  | FABORY | DISTRIBUTOR | 51121.030.030 | 51.121.030.030 |  | ENRICHED | MRO | 31161504 | Machine Screws | SCREW | MACHINE | THREAD TYPE | METRIC | THREAD PITCH | 0.5 MM | THREAD LENGTH | 30 MM | MATERIAL | STAINLESS STEEL | THREAD DIAMETER | M3 | OVERALL LENGTH | -- | HEAD | CYLINDRICAL | TYPE | ROUND | MATERIAL SPECIFICATION | A2 | COATING/FINISH | -- | DRIVE TYPE | SLOTTED CHEESE | HEAD SIZE | 5.5 MM MAX | TENSILE STRENGTH | -- | HAZARD CLASS | -- | CERTIFICATION/STANDARD | DIN 84 | ADDITIONAL FEATURES | CLASS:70 | [28 empty] | Cleansed based on OEM items | PRODUCTION COMPLETED
STP-007 | DATA ENRICHMENT | Batch_1 | Mech | NEN | NEN | Updated Modifier as Machine | 04-05-2023 |  | PV- On Hold | 484219 | 484219 | ES32-5210280 | TORNILLO C/REDONDA INOX DIN-84 M4X10 |  |  |  |  | Rubix | 798959446000 | FABORY | 0 | 0 | DIN 84 INOX.A2 TORNILLO C/CILINDRICA 04X010 | 0 | OPM | FABORY | 51.121.040.010 | TORNILLO C/REDONDA INOX DIN-84 M4X10 | NO | https://www.fabory.com/slotted-cheese-head-screw%2c-small-pack-din-84-stainless-steel-a2-70-m4x10/p/51121040010 |  |  | FABORY | DISTRIBUTOR | 51121.040.010 | 51.121.040.010 |  | ENRICHED | MRO | 31161504 | Machine Screws | SCREW | MACHINE | THREAD TYPE | METRIC | THREAD PITCH | 0.5 MM | THREAD LENGTH | 10 MM | MATERIAL | STAINLESS STEEL | THREAD DIAMETER | M4 | OVERALL LENGTH | -- | HEAD | CYLINDRICAL | TYPE | ROUND | MATERIAL SPECIFICATION | A2 | COATING/FINISH | -- | DRIVE TYPE | SLOTTED CHEESE | HEAD SIZE | 5.5 MM MAX | TENSILE STRENGTH | -- | HAZARD CLASS | -- | CERTIFICATION/STANDARD | DIN 84 | ADDITIONAL FEATURES | CLASS:70 | [28 empty] | Cleansed based on OEM items | PRODUCTION COMPLETED
STP-007 | DATA ENRICHMENT | Batch_1 | Mech | NEN | NEN | Updated Modifier as Machine | 04-05-2023 |  | PV- On Hold | 484220 | 484220 | ES32-5210281 | TORNILLO C/REDONDA INOX DIN-84 M4X20 | [11 empty] | OPM | FABORY | 51.121.040.020 | TORNILLO C/REDONDA INOX DIN-84 M4X20 | NO | https://www.fabory.com/slotted-cheese-head-screw-din-84-stainless-steel-a2-small-pack-m4x20/p/51121040020 |  |  | FABORY | DISTRIBUTOR | 51121.040.020 | 51.121.040.020 |  | ENRICHED | MRO | 31161504 | Machine Screws | SCREW | MACHINE | THREAD TYPE | METRIC | THREAD PITCH | 0.5 MM | THREAD LENGTH | 20 MM | MATERIAL | STAINLESS STEEL | THREAD DIAMETER | M4 | OVERALL LENGTH | -- | HEAD | CYLINDRICAL | TYPE | ROUND | MATERIAL SPECIFICATION | A2 | COATING/FINISH | -- | DRIVE TYPE | SLOTTED CHEESE | HEAD SIZE | 5.5 MM MAX | TENSILE STRENGTH | -- | HAZARD CLASS | -- | CERTIFICATION/STANDARD | DIN 84 | ADDITIONAL FEATURES | CLASS:70 | [28 empty] | Cleansed based on OEM items | PRODUCTION COMPLETED
STP-007 | DATA ENRICHMENT | Batch_1 | Mech | NEN | NEN | Updated Modifier as Machine | 04-05-2023 |  | PV- On Hold | 484221 | 484221 | ES32-5210282 | TORNILLO C/REDONDA INOX DIN-84 M4X30 | [11 empty] | OPM | FABORY | 55.120.040.030 | TORNILLO C/REDONDA INOX DIN-84 M4X30 | NO | https://www.fabory.com/slotted-cheese-head-screw-din-84-stainless-steel-a4-70-m4x30/p/55120040030 |  |  | FABORY | DISTRIBUTOR | 55120.040.030 | 55.120.040.030 |  | ENRICHED | MRO | 31161504 | Machine Screws | SCREW | MACHINE | THREAD TYPE | METRIC | THREAD PITCH | 0.5 MM | THREAD LENGTH | 30 MM | MATERIAL | STAINLESS STEEL | THREAD DIAMETER | M4 | OVERALL LENGTH | -- | HEAD | CYLINDRICAL | TYPE | ROUND | MATERIAL SPECIFICATION | A2 | COATING/FINISH | -- | DRIVE TYPE | SLOTTED CHEESE | HEAD SIZE | 5.5 MM MAX | TENSILE STRENGTH | -- | HAZARD CLASS | -- | CERTIFICATION/STANDARD | DIN 84 | ADDITIONAL FEATURES | CLASS:70 | [28 empty] | Cleansed based on OEM items | PRODUCTION COMPLETED
STP-007 | DATA ENRICHMENT | Batch_1 | Mech | NEN | NEN | Updated Modifier as Machine | 04-05-2023 |  | PV- On Hold | 484222 | 484222 | ES32-5210284 | TORNILLO C/REDONDA INOX DIN-84 M5X10 |  |  |  |  | Rubix | 798624119000 | FABORY | 0 | 0 | DIN 84 INOX.A2 TORNILLO C/CILINDRICA 05X010 | 0 | OPM | FABORY | 51.120.050.010 | TORNILLO C/REDONDA INOX DIN-84 M5X10 | NO | https://www.fabory.com/slotted-cheese-head-screw-din-84-stainless-steel-a2-70-m5x10/p/51120050010 |  |  | FABORY | DISTRIBUTOR | 51120.050.010 | 51.120.050.010 |  | ENRICHED | MRO | 31161504 | Machine Screws | SCREW | MACHINE | THREAD TYPE | METRIC | THREAD PITCH | 0.5 MM | THREAD LENGTH | 10 MM | MATERIAL | STAINLESS STEEL | THREAD DIAMETER | M5 | OVERALL LENGTH | -- | HEAD | CYLINDRICAL | TYPE | ROUND | MATERIAL SPECIFICATION | A2 | COATING/FINISH | -- | DRIVE TYPE | SLOTTED CHEESE | HEAD SIZE | 5.5 MM MAX | TENSILE STRENGTH | -- | HAZARD CLASS | -- | CERTIFICATION/STANDARD | DIN 84 | ADDITIONAL FEATURES | CLASS:70 | [28 empty] | Cleansed based on OEM items | PRODUCTION COMPLETED
STP-007 | DATA ENRICHMENT | Batch_1 | Mech | NEN | NEN | Updated Modifier as Machine | 04-05-2023 |  | PV- On Hold | 484223 | 484223 | ES32-5210285 | TORNILLO C/REDONDA INOX DIN-84 M5X20 |  |  |  |  | Rubix | 798626639000 | FABORY | 0 | 0 | DIN 84 INOX.A2 TORNILLO C/CILINDRICA 05X020 | 0 | OPM | FABORY | 51120.050.020 | TORNILLO C/REDONDA INOX DIN-84 M5X20 | NO | https://www.fabory.com/en/slotted-cheese-head-screw-din-84-stainless-steel-a2-70-m5x20/p/51120050020 |  |  | FABORY | DISTRIBUTOR | 51120.050.020 | 51120.050.020 |  | ENRICHED | MRO | 31161504 | Machine Screws | SCREW | MACHINE | THREAD TYPE | METRIC | THREAD PITCH | 0.5 MM | THREAD LENGTH | 20 MM | MATERIAL | STAINLESS STEEL | THREAD DIAMETER | M5 | OVERALL LENGTH | -- | HEAD | CYLINDRICAL | TYPE | ROUND | MATERIAL SPECIFICATION | A2 | COATING/FINISH | -- | DRIVE TYPE | SLOTTED CHEESE | HEAD SIZE | 5.5 MM MAX | TENSILE STRENGTH | -- | HAZARD CLASS | -- | CERTIFICATION/STANDARD | DIN 84 | ADDITIONAL FEATURES | CLASS:70 | [28 empty] | Cleansed based on OEM items | PRODUCTION COMPLETED
STP-007 | DATA ENRICHMENT | Batch_1 | Mech | NEN | NEN | Updated Modifier as Machine | 04-05-2023 |  | PV- On Hold | 484224 | 484224 | ES32-5210286 | TORNILLO C/REDONDA INOX DIN-84 M5X30 | [11 empty] | OPM | FABORY | 51.120.050.030 | TORNILLO C/REDONDA INOX DIN-84 M5X30 | NO | https://www.fabory.com/slotted-cheese-head-screw-din-84-stainless-steel-a2-70-m5x30/p/51120050030 |  |  | FABORY | DISTRIBUTOR | 51120.050.030 | 51.120.050.030 |  | ENRICHED | MRO | 31161504 | Machine Screws | SCREW | MACHINE | THREAD TYPE | METRIC | THREAD PITCH | 0.5 MM | THREAD LENGTH | 30 MM | MATERIAL | STAINLESS STEEL | THREAD DIAMETER | M5 | OVERALL LENGTH | -- | HEAD | CYLINDRICAL | TYPE | ROUND | MATERIAL SPECIFICATION | A2 | COATING/FINISH | -- | DRIVE TYPE | SLOTTED CHEESE | HEAD SIZE | 5.5 MM MAX | TENSILE STRENGTH | -- | HAZARD CLASS | -- | CERTIFICATION/STANDARD | DIN 84 | ADDITIONAL FEATURES | CLASS:70 | [28 empty] | Cleansed based on OEM items | PRODUCTION COMPLETED
STP-007 | DATA ENRICHMENT | Batch_1 | Mech | NEN | NEN | Updated Modifier as Machine | 04-05-2023 |  | PV- On Hold | 484225 | 484225 | ES32-5210287 | TORNILLO C/REDONDA INOX DIN-84 M6X10 | [11 empty] | OPM | FABORY | 51120.060.010 | TORNILLO C/REDONDA INOX DIN-84 M6X10 | NO | https://www.fabory.com/slotted-cheese-head-screw-din-84-stainless-steel-a2-70-m6x10/p/51120060010 |  |  | FABORY | DISTRIBUTOR | 51120.060.010 | 51120.060.010 |  | ENRICHED | MRO | 31161504 | Machine Screws | SCREW | MACHINE | THREAD TYPE | METRIC | THREAD PITCH | 0.5 MM | THREAD LENGTH | 10 MM | MATERIAL | STAINLESS STEEL | THREAD DIAMETER | M6 | OVERALL LENGTH | -- | HEAD | CYLINDRICAL | TYPE | ROUND | MATERIAL SPECIFICATION | A2 | COATING/FINISH | -- | DRIVE TYPE | SLOTTED CHEESE | HEAD SIZE | 5.5 MM MAX | TENSILE STRENGTH | -- | HAZARD CLASS | -- | CERTIFICATION/STANDARD | DIN 84 | ADDITIONAL FEATURES | CLASS:70 | [28 empty] | Cleansed based on OEM items | PRODUCTION COMPLETED
STP-007 | DATA ENRICHMENT | Batch_1 | Mech | NEN | NEN | Updated Modifier as Machine | 04-05-2023 |  | PV- On Hold | 484226 | 484226 | ES32-5210288 | TORNILLO C/REDONDA INOX DIN-84 M6X20 | [11 empty] | OPM | FABORY | 51.120.060.020 | TORNILLO C/REDONDA INOX DIN-84 M6X20 | NO | https://www.fabory.com/slotted-cheese-head-screw-din-84-stainless-steel-a2-70-m6x20/p/51120060020 |  |  | FABORY | DISTRIBUTOR | 51120.060.020 | 51.120.060.020 |  | ENRICHED | MRO | 31161504 | Machine Screws | SCREW | MACHINE | THREAD TYPE | METRIC | THREAD PITCH | 0.5 MM | THREAD LENGTH | 20 MM | MATERIAL | STAINLESS STEEL | THREAD DIAMETER | M6 | OVERALL LENGTH | -- | HEAD | CYLINDRICAL | TYPE | ROUND | MATERIAL SPECIFICATION | A2 | COATING/FINISH | -- | DRIVE TYPE | SLOTTED CHEESE | HEAD SIZE | 5.5 MM MAX | TENSILE STRENGTH | -- | HAZARD CLASS | -- | CERTIFICATION/STANDARD | DIN 84 | ADDITIONAL FEATURES | CLASS:70 | [28 empty] | Cleansed based on OEM items | PRODUCTION COMPLETED
STP-007 | DATA ENRICHMENT | Batch_1 | Mech | NEN | NEN | Updated Modifier as Machine | 04-05-2023 |  | PV- On Hold | 484227 | 484227 | ES32-5210289 | TORNILLO C/REDONDA INOX DIN-84 M6X30 | [11 empty] | OPM | FABORY | 51.120.060.030 | TORNILLO C/REDONDA INOX DIN-84 M6X30 | NO | https://www.fabory.com/slotted-cheese-head-screw-din-84-stainless-steel-a2-70-m6x30/p/51120060030 |  |  | FABORY | DISTRIBUTOR | 51120.060.030 | 51.120.060.030 |  | ENRICHED | MRO | 31161504 | Machine Screws | SCREW | MACHINE | THREAD TYPE | METRIC | THREAD PITCH | 0.5 MM | THREAD LENGTH | 30 MM | MATERIAL | STAINLESS STEEL | THREAD DIAMETER | M6 | OVERALL LENGTH | -- | HEAD | CYLINDRICAL | TYPE | ROUND | MATERIAL SPECIFICATION | A2 | COATING/FINISH | -- | DRIVE TYPE | SLOTTED CHEESE | HEAD SIZE | 5.5 MM MAX | TENSILE STRENGTH | -- | HAZARD CLASS | -- | CERTIFICATION/STANDARD | DIN 84 | ADDITIONAL FEATURES | CLASS:70 | [28 empty] | Cleansed based on OEM items | PRODUCTION COMPLETED
STP-007 | DATA ENRICHMENT | Batch_1 | Mech | NEN | NEN |  | 04-05-2023 |  | PV- On Hold | 783399 | 783399 | RU07-TRU40011505 | SEALANT;OIL-RESISTANT GASKET | [11 empty] | OPM | WURTH | art. no. 0893574050 | A7-10-301-30 00-149-0225 ;DRIA Southco | NO | https://www.wurthusa.com/Chemical-Product/Adhesive-and-Bonding/Flange-Sealant/DOS-Flange-Sealant-Orange-1-76-Oz/p/0893574050 |  |  | ADOLF WURTH GMBH & CO. KG | OPM | 893574050 | 893574050 | REFERENCE NUMBER:A7-10-301-30 00-149-0225 | ENRICHED | MRO | 31201700 | Sealants | SEALANT |  | TYPE | FLANGE | CONTAINER | NOT AVAILABLE | SETTING TIME | 10-20 MIN | COLOUR | ORANGE | FLASH POINT | 100 DEG C | SIZE |  | HAZARD CLASS |  | CERTIFICATION/STANDARD |  | ADDITIONAL FEATURES | TEMPERATURE RATING:-55 TO 150 DEG C;OIL-RESISTANT GASKET | [42 empty] | Model number is not available so we updated Part number as Model number | PRODUCTION COMPLETED
STP-007 | DATA ENRICHMENT | Batch_1 | Mech | NEN | NEN |  | 04-05-2023 |  | PV- On Hold | 697917 | 697917 | NG01-NG60019131 | SEALANT,SILICON | [11 empty] | OPM | ABRO | SS-2000 | 2000 RTV SILICONE SEALANT | NO | https://abro.com/wp-content/uploads/2022/10/SS-2000-RTV-Silicone-Sealant-Sellsheet-2022.pdf |  |  | ABRO INDUSTRIES LIMITED | OPM | SS-2000 | SS-2000 |  | ENRICHED | MRO | 31201712 | Silicone Sealant | SEALANT |  | TYPE | RTV SILICONE | CONTAINER | CARTRIDGE | SETTING TIME | NOT AVAILABLE | COLOUR | CLEAR,WHITE | FLASH POINT |  | SIZE |  | HAZARD CLASS |  | CERTIFICATION/STANDARD |  | ADDITIONAL FEATURES | QUANTITY:24 PIECE PER CASE | [42 empty] | Part number is not available so we updated model number as part number | PRODUCTION COMPLETED
STP-007 | DATA ENRICHMENT | Batch_1 | Mech | NEN | NEN |  | 04-05-2023 |  | PV- On Hold | 315517 | 315517 | AU04-5039998 | SEALANT,SILICONE,300ML,CLEAR, 120905 | TRADELINK 120905 |  | tradelink 120905 | [8 empty] | OPM | RLA Polymers | SEE PHOTO |  | yes | https://trade.tradelink.com.au/application/files/8815/1667/2757/18.01.18_top_1000_QLD.pdf |  |  | TRADELINK | OPM | 120905 | 120905 | ALTERNATE MANUFACTURING NAME:RLA POLYMERS | ENRICHED | MRO | 31201712 | Silicone Sealant | SEALANT |  | TYPE | NEUTRAL CURE,SILICONE | CONTAINER | 300 ML | SETTING TIME | NOT AVAILABLE | COLOUR | CLEAR | FLASH POINT |  | SIZE |  | HAZARD CLASS |  | CERTIFICATION/STANDARD |  | ADDITIONAL FEATURES | F/COLOURED ROOFING SYSTEM | [42 empty] | Part number is not available so we updated model number as part number | PRODUCTION COMPLETED
STP-007 | DATA ENRICHMENT | Batch_1 | Mech | NEN | NEN |  | 04-05-2023 |  | PV- On Hold | 315516 | 315516 | AU04-5039997 | SEALANT,NEUTRAL,300ML,WHITE | TRADELINK 120907 | [10 empty] | OPM | RLA Polymers | SEE PHOTO |  | YES | https://trade.tradelink.com.au/application/files/8815/1667/2757/18.01.18_top_1000_QLD.pdf |  |  | TRADELINK | OPM | 120907 | 120907 | ALTERNATE MANUFACTURING NAME:RLA POLYMERS | ENRICHED | MRO | 31201712 | Silicone Sealant | SEALANT |  | TYPE | NEUTRAL CURE,SILICONE | CONTAINER | 300 ML | SETTING TIME | NOT AVAILABLE | COLOUR | WHITE | FLASH POINT |  | SIZE |  | HAZARD CLASS |  | CERTIFICATION/STANDARD |  | ADDITIONAL FEATURES | F/WET AREAS | [42 empty] | Part number is not available so we updated model number as part number | PRODUCTION COMPLETED
STP-007 | DATA ENRICHMENT | Batch_1 | Mech | NEN | NEN |  | 04-05-2023 |  | PV- On Hold | 697855 | 697855 | NG01-NG60018992 | CLOTH,EMERY,GRADE 21/2 | [11 empty] | OPM | KENNEDY TOOLS | 2003130K | CLOTH,EMERY,GRADE 2003130K | YES | https://www.cromwell.co.uk/shop/abrasives/coated-sheets/superflex-coated-sheet-230-x-280mm-aluminium-oxide-p100/p/KEN2003130K |  |  | KENNEDY | OPM | 2003130K | 2003130K |  | ENRICHED | MRO | 31191500 | Abrasives And Abrasive Media | SHEET | ABRASIVE | GRIT | NOT AVAILABLE | WIDTH | 230 MM | LENGTH | 280 MM | THICKNESS | NOT AVAILABLE | ABRASIVE MATERIAL | ALUMINIUM OXIDE | TYPE | EMERY CLOTH | SHAPE |  | BACKING MATERIAL |  | HAZARD CLASS |  | CERTIFICATION/STANDARD |  | ADDITIONAL FEATURES | FINISH:MOISTURE RESISTANT AND ELECTROSTATICALLY COATED | [38 empty] | Part number is not available so we updated model number as part number | PRODUCTION COMPLETED
STP-007 | DATA ENRICHMENT | Batch_1 | Mech | NEN | NEN |  | 04-05-2023 |  | PV- On Hold | 697851 | 697851 | NG01-NG60018985 | CLOTH,EMERY,GRADE 2(50) | [11 empty] | OPM | KENNEDY TOOLS | 2003080K | CLOTH,EMERY,GRADE 2003080K | NO | https://www.cromwell.co.uk/shop/abrasives/coated-sheets/superflex-coated-sheet-230-x-280mm-aluminium-oxide-p180/p/KEN2003080K |  |  | KENNEDY | OPM | 2003080K | 2003080K |  | ENRICHED | NON MRO | 31191500 | Abrasives And Abrasive Media | SHEET | ABRASIVE | GRIT | P180 | WIDTH | 230 MM | LENGTH | 280 MM | THICKNESS | -- | ABRASIVE MATERIAL | ALUMINIUM OXIDE | TYPE | COATED | SHAPE | -- | BACKING MATERIAL | CLOTH | HAZARD CLASS | -- | CERTIFICATION/STANDARD | -- | ADDITIONAL FEATURES | SERIES:SUPERFLEX | [38 empty] | ENRICHED | PRODUCTION COMPLETED
STP-007 | DATA ENRICHMENT | Batch_1 | Mech | NEN | NEN |  | 04-05-2023 |  | PV- On Hold | 10515 | 10515 | 8301-52239395 | PROTETOR FACIAL INCOLOR 200AE |  |  | PROTETOR FACIAL INCOLOR 200AE; CA: ; NCM: 39269090; FORNECEDOR: FASTENAL; | PROTETOR FACIAL INCOLOR 200AE; CA: ; NCM: 39269090; FORNECEDOR: FASTENAL; | [7 empty] | OPM | DYSTRAY | 6010 |  | NO | https://www.dystray.com.br/produtos/protecao-facial/face-shield-ca-nao-aplicavel | https://www.dystray.com.br/doutor/uploads/2/downloads/2021/11/download-face-shield-b43d163559.pdf | https://www.dystray.com.br/pdf/catalogo-02-2022.pdf | DYSTRAY | OPM | 6010 | 6010 |  | ENRICHED | MRO | 46181702 | Facial Shields | SHIELD | FACE | SIZE | 10 | MATERIAL | NOT AVAILABLE | TYPE |  | COLOUR |  | HAZARD CLASS |  | CERTIFICATION/STANDARD | ANVISA RDC 356 of 03.23.2020 | ADDITIONAL FEATURES | F/WORK IN THE FIELD OF HEALTH AND PUBLIC SERVICE | [46 empty] | Part number is not available so we updated Model number as Part number | PRODUCTION COMPLETED
STP-007 | DATA ENRICHMENT | Batch_1 | Mech | NEN | NEN |  | 04-05-2023 |  | PV- On Hold | 655621 | 655621 | IN05-ED039301 | JUNGHEINRICH LOAD WHEEL PART NO.51078774 |  |  | Jungheinrich Load wheel Pno.51078774 | [8 empty] | OPM | JUNGHEINRICH | SEE PHOTO | Size: 275/40/14 | YES | https://www.orangeparts.com/jungheinrich-51078774-wheel-load-vulkollan/ |  |  | JUNGHEINRICH LTDA. | OEM | 51078774 | 51078774 |  | CLEANSED | MRO | 31162702 | Wheels | WHEEL |  | MATERIAL | NOT AVAILABLE | TYPE | LOAD | DIAMETER | NOT AVAILABLE | WIDTH | NOT AVAILABLE | HUB SIZE |  | HAZARD CLASS |  | CERTIFICATION/STANDARD |  | ADDITIONAL FEATURES | SIZE:275/40/14 | [44 empty] | Model number is not available so we updated Part number as Model number | PRODUCTION COMPLETED
STP-007 | DATA ENRICHMENT | Batch_1 | Mech | NEN | NEN |  | 04-05-2023 |  | PV- On Hold | 514590 | 514590 | ES36-5627590 | RUEDA MOTRIZ 5111617 CONTAINS 3904457 |  |  |  | Según su Oferta Número 200218322 5111617 Wheel Contains 3904457 Country of Origin: SE Suecia Commodity code: 84313900 Para X85 (ancho 85 mm) | [7 empty] | OEM | FLEXLINK | SEE PHOTO | Engineered metal part | YES | https://www.industrialautomationparts.com/products/5111617-flexlink-wheel-x85 |  |  | FLEXLINK SYSTEMS, INC. | OEM | 5111617 | 5111617 | OFFER NUMBER:200218322;COUNTRY OF ORIGIN:SE SWEDEN;COMMODITY CODE:84313900 | ENRICHED | MRO | 31162702 | Wheels | WHEEL |  | MATERIAL | NOT AVAILABLE | TYPE | DRIVE | DIAMETER | NOT AVAILABLE | WIDTH | NOT AVAILABLE | HUB SIZE |  | HAZARD CLASS |  | CERTIFICATION/STANDARD |  | ADDITIONAL FEATURES | WIDTH:85 MM;CONTAINS:3904457;PRODUCT GROUP:X85;PRODUCT TYPE: TA01;CLASS:A;WEIGHT:0.121 KG | [44 empty] | ENRICHED | PRODUCTION COMPLETED