## Sheet1
Project Code | Activities | Batch | Elec/Mech | Production User | CA Code | Production Comments | Start Date | End Date | Remarks | Griha ID | Record ID | Concat1 | MAKT_Material_Description | MARA_Manufacturer_Part_Number | Manufacturer_Name | PO_TEXT_ENGLISH | "PO_TEXT_Consolidated" | SUPPLIER NAME | Supplier Material Code/Item code | Manufacturer Name | Manufacturer Part # | Part Description Manufacturer | Part Description supplier Industrial | PO text | COMPANY TYPE | TRUE MANUFACTURER | TRUE MANUFACTURER PART NUMBER | ADDITIONAL INFORMATION ( MODEL, DIMENSIONS, ETC..) | PHOTO (YES/NO) | Reference URL | Reference URL1 | Reference URL2 | Concated Desc | Manufacturer | Manufacturer Status | MPN 1 | Model Number | Reference Text | ENRICHED/CLEANSED | MRO/NON-MRO Classification | UNSPSC | UNSPSC Description | Noun | Modifier | Attribute Name 1 | Attribute Value 1 | Attribute Name 2 | Attribute Value 2 | Attribute Name 3 | Attribute Value 3 | Attribute Name 4 | Attribute Value 4 | Attribute Name 5 | Attribute Value 5 | Attribute Name 6 | Attribute Value 6 | Attribute Name 7 | Attribute Value 7 | Attribute Name 8 | Attribute Value 8 | Attribute Name 9 | Attribute Value 9 | Attribute Name 10 | Attribute Value 10 | Attribute Name 11 | Attribute Value 11 | Attribute Name 12 | Attribute Value 12 | Attribute Name 13 | Attribute Value 13 | Attribute Name 14 | Attribute Value 14 | Attribute Name 15 | Attribute Value 15 | Attribute Name 16 | Attribute Value 16 | Attribute Name 17 | Attribute Value 17 | Attribute Name 18 | Attribute Value 18 | Attribute Name 19 | Attribute Value 19 | Attribute Name 20 | Attribute Value 20 | Attribute Name 21 | Attribute Value 21 | Attribute Name 22 | Attribute Value 22 | Attribute Name 23 | Attribute Value 23 | Attribute Name 24 | Attribute Value 24 | Attribute Name 25 | Attribute Value 25 | Attribute Name 26 | Attribute Value 26 | Attribute Name 27 | Attribute Value 27 | Attribute Name 28 | Attribute Value 28 | Attribute Name 29 | Attribute Value 29 | Attribute Name 30 | Attribute Value 30 | Prospecta Remarks | Status
STP-007 | DATA ENRICHMENT | Batch_2 | Elec | SMX | SMX | OK | 12-05-2023 | 22-05-2023 |  | 63593 | 63593 | 8319-50472281 | DRIVE,SERVO MTR,08279772,460V,3200 RPM | 8279772 | Sew-Eurodrive Inc | DRIVE,SERVO MOTOR,V_RATING:460V,SPEED:3200 RPM,MANUFACTURER:SEW-EURODRIVE INC,MFR PART NUMBER:08279772 | [13 empty] | https://download.sew-eurodrive.com/download/pdf/23534850.pdf | https://download.sew-eurodrive.com/download/pdf/23534850.pdf |  | DRIVE,SERVO MTR,08279772,460V,3200 RPM, 8279772, Sew-Eurodrive Inc, DRIVE,SERVO MOTOR,V_RATING:460V,SPEED:3200 RPM,MANUFACTURER:SEW-EURODRIVE INC,MFR PART NUMBER:08279772 | SEW-EURODRIVE | OPM | 8279772 | 8279772 |  | ENRICHED | MRO | 39122001 | Inverter drive AC | DRIVE | VARIABLE FREQUENCY | POWER RATING | 3KW | INPUT VOLTAGE | 380 TO 500VAC | NUMBER OF PHASE | 3PH | OUTPUT CURRENT RATING | NOTAVAILABLE | OUTPUT FREQUENCY RATING | 599Hz | DEGREE OF PROTECTION | IP20 | TYPE | MOVIMOT INVERTER | TERMINAL TYPE |  | MOUNTING TYPE |  | SIZE |  | TEMPERATURE RATING | -25 TO 40DEG C | HAZARD CLASS |  | CERTIFICATION/STANDARD | CE,CUL,CSA,EN | ADDITIONAL FEATURES | ACCESSORIES,W/O BRAKING RESISTOR BW168-T | [33 empty] | Production Completed
STP-007 | DATA ENRICHMENT | Batch_2 | Elec | SMX | SMX | OK | 12-05-2023 | 22-05-2023 |  | 312335 | 312335 | AU03-EA628756 | VSD,3KW,3X415V,MOVIDRIVE,NO OPT | SEW 8279772 |  | SEW 8279772 Inverter / options / accessories MDX61B0030-5A3-4-0T/DEH11B/DFP21B excluding braking resistor BW168-T. | [13 empty] | https://download.sew-eurodrive.com/download/pdf/23534850.pdf | https://download.sew-eurodrive.com/download/pdf/23534850.pdf |  | VSD,3KW,3X415V,MOVIDRIVE,NO OPT, SEW 8279772, SEW 8279772 Inverter / options / accessories MDX61B0030-5A3-4-0T/DEH11B/DFP21B excluding braking resistor BW168-T. | SEW-EURODRIVE | OPM | 8279772 | MDX61B0030-5A3-4-0T/DEH11B/DFP21B |  | ENRICHED | MRO | 39122001 | Inverter drive AC | DRIVE | VARIABLE FREQUENCY | POWER RATING | 3KW | INPUT VOLTAGE | 380 TO 500VAC | NUMBER OF PHASE | 3PH | OUTPUT CURRENT RATING | NOTAVAILABLE | OUTPUT FREQUENCY RATING | 599Hz | DEGREE OF PROTECTION | IP20 | TYPE | MOVIMOT INVERTER | TERMINAL TYPE |  | MOUNTING TYPE |  | SIZE |  | TEMPERATURE RATING | -25 TO 40DEG C | HAZARD CLASS |  | CERTIFICATION/STANDARD | CE,CUL,CSA,EN | ADDITIONAL FEATURES | ACCESSORIES,W/O BRAKING RESISTOR BW168-T | [33 empty] | Production Completed
STP-007 | DATA ENRICHMENT | Batch_2 | Elec | SMX | SMX | OK | 12-05-2023 | 22-05-2023 |  | 766773 | 766773 | RU03-5429953 | INVERTER;MC07B0015-5A3-4-00 | [16 empty] | https://download.sew-eurodrive.com/download/pdf/20188145.pdf |  |  | INVERTER;MC07B0015-5A3-4-00 | SEW-EURODRIVE | OPM | MC07B0015-5A3-4-00 | MC07B0015-5A3-4-00/S0 |  | ENRICHED | MRO | 39122001 | Inverter Drive Ac | DRIVE | VARIABLE FREQUENCY | POWER RATING | 1.5KW | INPUT VOLTAGE | 400V | NUMBER OF PHASE | 3PH | OUTPUT CURRENT RATING | 4 A | OUTPUT FREQUENCY RATING | 0 TO 150,0 TO 600Hz | DEGREE OF PROTECTION | IP20 | TYPE |  | TERMINAL TYPE |  | MOUNTING TYPE |  | SIZE |  | TEMPERATURE RATING |  | HAZARD CLASS |  | CERTIFICATION/STANDARD |  | ADDITIONAL FEATURES | [33 empty] | Part Number Updated As Per Url | Production Completed
STP-007 | DATA ENRICHMENT | Batch_2 | Elec | SMX | SMX | OK | 12-05-2023 | 22-05-2023 |  | 63482 | 63482 | 8319-50470020 | INVERT,VOLT,MCLTPA0055603400,0-575V | MCLTPA0055603400 | Sew-Eurodrive Inc | INVERTER,VOLTAGE,OUTPUT_V:0-575V,V_RATING:380-500V,MANUFACTURER:SEW-EURODRIVE INC,MFR PART NUMBER:MCLTPA0055603400 |  | BDI | SEW MCLTPB0055-603 | Sew-Eurodrive Inc | MCLTPA0055603400 | INVERT,VOLT,MCLTPA0055603400,0-575V | [7 empty] | https://download.sew-eurodrive.com/download/pdf/16798015.pdf |  |  | INVERT,VOLT,MCLTPA0055603400,0-575V, MCLTPA0055603400, Sew-Eurodrive Inc, INVERTER,VOLTAGE,OUTPUT_V:0-575V,V_RATING:380-500V,MANUFACTURER:SEW-EURODRIVE INC,MFR PART NUMBER:MCLTPA0055603400, BDI, SEW MCLTPB0055-603, Sew-Eurodrive Inc, MCLTPA0055603400, INVERT,VOLT,MCLTPA0055603400,0-575V | SEW-EURODRIVE | OPM | MCLTPA0055603400 | MCLTPA0055603400 |  | ENRICHED | MRO | 39122001 | Inverter Drive Ac | DRIVE | VARIABLE FREQUENCY | POWER RATING | 5.5KW | INPUT VOLTAGE | 500 TO 600V | NUMBER OF PHASE | 3PH | OUTPUT CURRENT RATING | 9:00 | OUTPUT FREQUENCY RATING | NOT AVAILABLE | DEGREE OF PROTECTION | IP20 | TYPE | INVERTER | TERMINAL TYPE |  | MOUNTING TYPE |  | SIZE | 80 WD X 155 HD X 130 DP MM | TEMPERATURE RATING | -20 TO 40DEG C | HAZARD CLASS |  | CERTIFICATION/STANDARD |  | ADDITIONAL FEATURES | SUPPLY FREQUENCY:50/60 Hz,OUTPUT VOLTAGE:380-500V,0-575V | [33 empty] | Production Completed
STP-007 | DATA ENRICHMENT | Batch_2 | Elec | SMX | SMX | OK | 12-05-2023 | 22-05-2023 |  | 586041 | 586041 | GB38-5573925 | INVERTER, REFURB, MOVITRAC, 0.75KW AC | SEW 0508-231-1-00 | SEW EURODRIVE | SEW 0508-231-1-00, Original quote 1170896 | [13 empty] | https://k2automation.com/product/0508-231-1-00/ | https://www.classicautomation.com/Part/0508-231-1-00 | https://www.euautomation.com/my/sew-eurodrive/product/0508231100 | INVERTER, REFURB, MOVITRAC, 0.75KW AC, SEW 0508-231-1-00, SEW EURODRIVE, SEW 0508-231-1-00, Original quote 1170896 | SEW-EURODRIVE | OPM | 0508-231-1-00 | 0508-231-1-00 | ORIGINAL QUOTE NUMBER:1170896 | ENRICHED | MRO | 39122001 | Inverter Drive Ac | DRIVE | VARIABLE FREQUENCY | POWER RATING | 0.75KW | INPUT VOLTAGE | 230V | NUMBER OF PHASE | NOT AVAILABLE | OUTPUT CURRENT RATING | NOT AVAILABLE | OUTPUT FREQUENCY RATING | NOT AVAILABLE | DEGREE OF PROTECTION | NOT AVAILABLE | TYPE |  | TERMINAL TYPE |  | MOUNTING TYPE |  | SIZE |  | TEMPERATURE RATING |  | HAZARD CLASS |  | CERTIFICATION/STANDARD |  | ADDITIONAL FEATURES | [33 empty] | Part number is not available so we updated model number as part number | Production Completed
STP-007 | DATA ENRICHMENT | Batch_2 | Elec | SMX | SMX | OK | 12-05-2023 | 22-05-2023 |  | 372180 | 372180 | BE33-5057521 | VARIAT.FREQ. SEW MOVIMOT MM05D TR 0,55KW | 70-8264392 |  | VARIAT.DE FREQ. SEW MOVIMOT TRIANGLE OUT: 3X0-400V 2-100HZ 2A 1,4KVA 0,55KW . MM05 DRH -> MM05C TRIANGLE -> MM05D-503-00/1 | VARIAT.DE FREQ. SEW MOVIMOT TRIANGLE OUT: 3X0-400V 2-100HZ 2A 1,4KVA 0,55KW . MM05 DRH -> MM05C TRIANGLE -> MM05D-503-00/1¦¦VARIAT.DE FREQ. SEW MOVIMOT TRIANGLE OUT: 3X0-400V 2-100HZ 2A 1,4KVA 0,55KW . MM05 DRH -> MM05C TRIANGLE -> MM05D-503-00/1 | [12 empty] | https://download.sew-eurodrive.com/download/pdf/11593016_G3.pdf |  |  | VARIAT.FREQ. SEW MOVIMOT MM05D TR 0,55KW, 70-8264392, VARIAT.DE FREQ. SEW MOVIMOT TRIANGLE OUT: 3X0-400V 2-100HZ 2A 1,4KVA 0,55KW . MM05 DRH -> MM05C TRIANGLE -> MM05D-503-00/1, VARIAT.DE FREQ. SEW MOVIMOT TRIANGLE OUT: 3X0-400V 2-100HZ 2A 1,4KVA 0,55KW . MM05 DRH -> MM05C TRIANGLE -> MM05D-503-00/1¦¦VARIAT.DE FREQ. SEW MOVIMOT TRIANGLE OUT: 3X0-400V 2-100HZ 2A 1,4KVA 0,55KW . MM05 DRH -> MM05C TRIANGLE -> MM05D-503-00/1 | SEW-EURODRIVE | OPM | 70-8264392 | 70-8264392 | ALTERNATE PART NUMBER:MM05D | ENRICHED | MRO | 39122001 | Inverter Drive Ac | DRIVE | VARIABLE FREQUENCY | POWER RATING | 0.55KW | INPUT VOLTAGE | 400VAC | NUMBER OF PHASE | 3PH | OUTPUT CURRENT RATING | 2:00 | OUTPUT FREQUENCY RATING | 2 TO 100Hz | DEGREE OF PROTECTION | IP20 | TYPE |  | TERMINAL TYPE |  | MOUNTING TYPE |  | SIZE |  | TEMPERATURE RATING |  | HAZARD CLASS |  | CERTIFICATION/STANDARD |  | ADDITIONAL FEATURES | [33 empty] | Part number is not available so we updated model number as part number | Production Completed
STP-007 | DATA ENRICHMENT | Batch_2 | Elec | SMX | SMX | OK | 12-05-2023 | 22-05-2023 |  | 63578 | 63578 | 8319-50472255 | PADD,08277354,EURODRIVE | 8277354 | Sew-Eurodrive Inc | PADDLE,DETAILS:EURODRIVE,MANUFACTURER:SEW-EURODRIVE INC,MFR PART NUMBER:08277354 | [13 empty] | https://download.sew-eurodrive.com/download/pdf/11697415_G02.pdf | https://www.radwell.co.uk/en-GB/Buy/SEW%20EURODRIVE/SEW%20EURODRIVE/MDX61B0008-5A3-4-0T-DIV-DEH11B-DIV-DFD11B |  | PADD,08277354,EURODRIVE, 8277354, Sew-Eurodrive Inc, PADDLE,DETAILS:EURODRIVE,MANUFACTURER:SEW-EURODRIVE INC,MFR PART NUMBER:08277354 | SEW-EURODRIVE | OPM | 827 735 4 | 827 735 4 |  | ENRICHED | MRO | 39122001 | Inverter Drive Ac | DRIVE | VARIABLE FREQUENCY | POWER RATING | NOT AVAILABLE | INPUT VOLTAGE | 400/500VAC | NUMBER OF PHASE | NOT AVAILABLE | OUTPUT CURRENT RATING | NOT AVAILABLE | OUTPUT FREQUENCY RATING | NOT AVAILABLE | DEGREE OF PROTECTION | NOT AVAILABLE | TYPE | INVERTER | TERMINAL TYPE |  | MOUNTING TYPE |  | SIZE | 75 WD X 317 HT X 260 DP MM | TEMPERATURE RATING |  | HAZARD CLASS |  | CERTIFICATION/STANDARD |  | ADDITIONAL FEATURES | PADDLE | [32 empty] | Part number is not available so we updated Model number as Part number,Model Number Updated as per URL | Production Completed
STP-007 | DATA ENRICHMENT | Batch_2 | Elec | SMX | SMX | OK | 12-05-2023 | 22-05-2023 |  | 63577 | 63577 | 8319-50472254 | CONTR,AC MTR,08277362,1.1KW,240V | 8277362 | Sew-Eurodrive Inc | CONTROL,AC MOTOR,POWER_OUTPUT:1.1KW,INPUT_V:240V,MANUFACTURER:SEW-EURODRIVE INC,MFR PART NUMBER:08277362 | [13 empty] | https://download.sew-eurodrive.com/download/pdf/11697415_G02.pdf | https://www.radwell.co.uk/en-GB/Buy/SEW%20EURODRIVE/SEW%20EURODRIVE/MDX61B0011-5A3-4-0T/?redirect=true |  | CONTR,AC MTR,08277362,1.1KW,240V, 8277362, Sew-Eurodrive Inc, CONTROL,AC MOTOR,POWER_OUTPUT:1.1KW,INPUT_V:240V,MANUFACTURER:SEW-EURODRIVE INC,MFR PART NUMBER:08277362 | SEW-EURODRIVE | OPM | 827 736 2 | 827 736 2 |  | ENRICHED | MRO | 39122001 | Inverter Drive Ac | DRIVE | VARIABLE FREQUENCY | POWER RATING | 1.1KW | INPUT VOLTAGE | 240V | NUMBER OF PHASE | 3PH | OUTPUT CURRENT RATING | NOT AVAILABLE | OUTPUT FREQUENCY RATING | NOT AVAILABLE | DEGREE OF PROTECTION | IP60 | TYPE | INVERTER | TERMINAL TYPE |  | MOUNTING TYPE |  | SIZE | 95 WD X 317 HT X 260 DP MM | TEMPERATURE RATING | 0-50DEG C | HAZARD CLASS |  | CERTIFICATION/STANDARD |  | ADDITIONAL FEATURES | SUPPLY FREQUENCY:50/60 Hz | [32 empty] | Part number is not available so we updated Model number as Part number,Model Number Updated as per URL | Production Completed
STP-007 | DATA ENRICHMENT | Batch_2 | Elec | SMX | SMX | OK | 12-05-2023 | 22-05-2023 |  | 551788 | 551788 | FR39-5485980 | VARIATEUR MC LTE-B0015-2B1-1-40 (1,5 KW) | MC LTE-B0015-2B1-1-40 | TRANS TEC SAS |  | Variateur Movitrac LT E B0015-2B1-1-40 / IP66 / 1,50KW / 1x230V | [12 empty] | https://download.sew-eurodrive.com/download/pdf/22907653.pdf |  |  | VARIATEUR MC LTE-B0015-2B1-1-40 (1,5 KW), MC LTE-B0015-2B1-1-40, TRANS TEC SAS, Variateur Movitrac LT E B0015-2B1-1-40 / IP66 / 1,50KW / 1x230V | SEW-EURODRIVE | OPM | LTE-B0015-2B1-1-40 | LTE-B0015-2B1-1-40 |  | ENRICHED | MRO | 39122000 | Electrical Variable Speed Drives | DRIVE | VARIABLE FREQUENCY | POWER RATING | 1.5KW | INPUT VOLTAGE | 230VAC | NUMBER OF PHASE | 1PH | OUTPUT CURRENT RATING | 7 A | OUTPUT FREQUENCY RATING | 500Hz | DEGREE OF PROTECTION | IP66 | TYPE |  | TERMINAL TYPE |  | MOUNTING TYPE | DIN RAIL | SIZE | 161 WD X 232 HT X 179 DP MM | TEMPERATURE RATING | -10 TO 50DEG C | HAZARD CLASS |  | CERTIFICATION/STANDARD |  | ADDITIONAL FEATURES | TRANS TEC SAS | [33 empty] | Production Completed
STP-007 | DATA ENRICHMENT | Batch_2 | Elec | SMX | SMX | OK | 12-05-2023 | 22-05-2023 |  | 663855 | 663855 | IN07-ED046797 | SEW DRIVE MBF15B-503-K2-A2-A-03 |  |  | SEW | [13 empty] | https://download.sew-eurodrive.com/download/pdf/23072911.pdf |  |  | SEW DRIVE MBF15B-503-K2-A2-A-03, SEW | SEW-EURODRIVE | OPM | MBF15B-503-K2-A2-A-03 | MBF15B-503-K2-A2-A-03 |  | ENRICHED | MRO | 39122001 | Inverter Drive Ac | DRIVE | VARIABLE FREQUENCY | POWER RATING | 1.5KW | INPUT VOLTAGE | 380 TO 500VAC | NUMBER OF PHASE | 3PH | OUTPUT CURRENT RATING | 3.4 A | OUTPUT FREQUENCY RATING | 2 TO 200Hz | DEGREE OF PROTECTION | IP55 | TYPE | INVERTER | TERMINAL TYPE |  | MOUNTING TYPE |  | SIZE | 255.5 WD X 169.5 HT X 191 DP MM | TEMPERATURE RATING | -25 TO 40DEG C | HAZARD CLASS |  | CERTIFICATION/STANDARD | EN 60721-3-3 | ADDITIONAL FEATURES | SUPPLY FREQUENCY:50/60 Hz | [32 empty] | Part number is not available so we updated Model number as Part number,Model Number Updated as per URL | Production Completed
STP-007 | DATA ENRICHMENT | Batch_2 | Elec | SMX | SMX | OK | 12-05-2023 | 22-05-2023 |  | 62108 | 62108 | 8319-50422233 | INVERT,VOLT,MC07A008-2B1-4-00 | MC07A008-2B1-4-00 | Sew-Eurodrive Inc | INVERTER,VOLTAGE,MANUFACTURER:SEW-EURODRIVE INC,MFR PART NUMBER:MC07A008-2B1-4-00 |  | BDI | SEW 0826953X | Sew-Eurodrive Inc | MC07A008-2B1-4-00 | INVERT,VOLT,MC07A008-2B1-4-00 | [7 empty] | https://download.sew-eurodrive.com/download/pdf/11299126.pdf | https://www.all4sps.com/mediafiles/Sonstiges/MC07A008-2B1-4-00_1.pdf¦http://www.sigi-elect.si/sites/default/files/doc_tree/MOVITRAC%2007%20System%20Manual%2010562915.pdf | https://www.radwell.co.uk/en-GB/Buy/SEW%20EURODRIVE/SEW%20EURODRIVE/MC07A008-2B1-4-00/?redirect=true | INVERT,VOLT,MC07A008-2B1-4-00, MC07A008-2B1-4-00, Sew-Eurodrive Inc, INVERTER,VOLTAGE,MANUFACTURER:SEW-EURODRIVE INC,MFR PART NUMBER:MC07A008-2B1-4-00, BDI, SEW 0826953X, Sew-Eurodrive Inc, MC07A008-2B1-4-00, INVERT,VOLT,MC07A008-2B1-4-00 | SEW-EURODRIVE | OPM | MC07A008-2B1-4-00 | MC07A008-2B1-4-00 |  | ENRICHED | MRO | 39122001 | Inverter Drive Ac | DRIVE | VARIABLE FREQUENCY | POWER RATING | 0.75KW | INPUT VOLTAGE | 230V | NUMBER OF PHASE | 1PH | OUTPUT CURRENT RATING | 5.3 A | OUTPUT FREQUENCY RATING | NOT AVAILABLE | DEGREE OF PROTECTION | IP20 | TYPE | MOVITRAC 07 FREQUENCY INVERTER | TERMINAL TYPE |  | MOUNTING TYPE |  | SIZE | 90 WD X 185 HT X 150 DP MM | TEMPERATURE RATING | -25 TO 75DEG C | HAZARD CLASS |  | CERTIFICATION/STANDARD | DIN VDE 0110-1,EN 50 178,VDE 0160 | ADDITIONAL FEATURES | SUPPLY FREQUENCY:50/60 Hz | [32 empty] | Part number is not available so we updated Model number as Part number,Model Number Updated as per URL | Production Completed
STP-007 | DATA ENRICHMENT | Batch_2 | Elec | SMX | SMX | OK | 12-05-2023 | 22-05-2023 |  | 844687 | 844687 | 8314-50467596 | INVERT,VOLT,MC07A008-5A3-4-00,380-500V | MC07A008-5A3-4-00 | Sew-Eurodrive Inc | INVERTER,VOLTAGE,OUTPUT_V:380-500V,V_RATING:380-500V,MANUFACTURER:SEW-EURODRIVE INC,MFR PART NUMBER:MC07A008-5A3-4-00 | [13 empty] | https://www.all4sps.com/mediafiles/Sonstiges/MC07A008-2B1-4-00_1.pdf |  |  | INVERT,VOLT,MC07A008-5A3-4-00,380-500V, MC07A008-5A3-4-00, Sew-Eurodrive Inc, INVERTER,VOLTAGE,OUTPUT_V:380-500V,V_RATING:380-500V,MANUFACTURER:SEW-EURODRIVE INC,MFR PART NUMBER:MC07A008-5A3-4-00 | SEW-EURODRIVE | OPM | MC07A008-5A3-4-00 | MC07A008-5A3-4-00 |  | ENRICHED | MRO | 39122001 | Inverter Drive Ac | DRIVE | VARIABLE FREQUENCY | POWER RATING | 0.75KW | INPUT VOLTAGE | 400V | NUMBER OF PHASE | 3PH | OUTPUT CURRENT RATING | 11.9 A | OUTPUT FREQUENCY RATING | NOT AVAILABLE | DEGREE OF PROTECTION | IP20 | TYPE | MOVITRAC 07 FREQUENCY INVERTER | TERMINAL TYPE |  | MOUNTING TYPE |  | SIZE | 90 WD X 185 HT X 150 DP MM | TEMPERATURE RATING | -25 TO 75DEG C | HAZARD CLASS |  | CERTIFICATION/STANDARD | DIN VDE 0110-1,EN 50 178,VDE 0160 | ADDITIONAL FEATURES | SUPPLY FREQUENCY:50/60 Hz,OUTPUT VOLTAGE:380-500V | [32 empty] | Part number is not available so we updated Model number as Part number,Model Number Updated as per URL | Production Completed
STP-007 | DATA ENRICHMENT | Batch_2 | Elec | SMX | SMX | OK | 12-05-2023 | 22-05-2023 |  | 543573 | 543573 | FR36-LFVAFR6976 | MC07A040-5A3-4-00 4KW=MC07B0040-5A3-4-00 | FREQUENCE-VER |  |  | MC07A040-5A3-4-00 4KW-380VAC REMMPLACE PAR MC07B0040-5A3-4-00 Variateur: 08285233 Taille: 0L Exécution appareil: Standard Filtre réseau intégré: Categorie C2 Tension nominale réseau [V]: 3x380-500 Courant nominal du réseau [A]: 8.6 (400V) Documentation digitalisée/qté: Fréquence (Hz): 50-60 +/- 5% Puissance nominal sortie [kW]: 4,00 Puissance nominale sortie [HP]: 5,00 Tension de sortie[V]: 3X0-U/Réseau Courant nominal de sortie[A]: 9,50 Plage de vitesse [t/min]: 0-5500 Charge linéaire moteur: 4 Charge moteur au carré: 5.5 Température ambiante min. (°C): -10 Température ambiante max. (°C): +50 Type de protection IP: 20 Documentation digitale sur DVD / 1 Documentation version papier: Documentation papier compacte Documentation langue/qté: Français/1 Réf. documentation A: 20153368 Réf. stat. num. de série: 85044084 ETUVE | [12 empty] | http://www.sigi-elect.si/sites/default/files/doc_tree/MOVITRAC%2007%20System%20Manual%2010562915.pdf |  |  | MC07A040-5A3-4-00 4KW=MC07B0040-5A3-4-00, FREQUENCE-VER, MC07A040-5A3-4-00 4KW-380VAC REMMPLACE PAR MC07B0040-5A3-4-00 Variateur: 08285233 Taille: 0L Exécution appareil: Standard Filtre réseau intégré: Categorie C2 Tension nominale réseau [V]: 3x380-500 Courant nominal du réseau [A]: 8.6 (400V) Documentation digitalisée/qté: Fréquence (Hz): 50-60 +/- 5% Puissance nominal sortie [kW]: 4,00 Puissance nominale sortie [HP]: 5,00 Tension de sortie[V]: 3X0-U/Réseau Courant nominal de sortie[A]: 9,50 Plage de vitesse [t/min]: 0-5500 Charge linéaire moteur: 4 Charge moteur au carré: 5.5 Température ambiante min. (°C): -10 Température ambiante max. (°C): +50 Type de protection IP: 20 Documentation digitale sur DVD / 1 Documentation version papier: Documentation papier compacte Documentation langue/qté: Français/1 Réf. documentation A: 20153368 Réf. stat. num. de série: 85044084 ETUVE | SEW-EURODRIVE | OPM | MC07A040-5A3-4-00 | MC07A040-5A3-4-00 |  | ENRICHED | MRO | 39122000 | Electrical Variable Speed Drives | DRIVE | VARIABLE FREQUENCY | POWER RATING | 5HP | INPUT VOLTAGE | 380 TO 500V | NUMBER OF PHASE | 3PH | OUTPUT CURRENT RATING | 9.50 A | OUTPUT FREQUENCY RATING | 60Hz | DEGREE OF PROTECTION | IP20 | TYPE |  | TERMINAL TYPE |  | MOUNTING TYPE |  | SIZE |  | TEMPERATURE RATING | -10 TO 50DEG C | HAZARD CLASS |  | CERTIFICATION/STANDARD |  | ADDITIONAL FEATURES | DEVICE VERSION:STANDARD INTEGRATED MAIN, | [33 empty] | Production Completed
STP-007 | DATA ENRICHMENT | Batch_2 | Elec | SMX | SMX | OK | 12-05-2023 | 22-05-2023 |  | 65254 | 65254 | 8319-52178638 | DRIVE,VAR SPEED,MC07B0003-2B1-4-00 | MC07B0003-2B1-4-00 | Sew-Eurodrive Inc | DRIVE,VARIABLE SPEED,DETAILS:01.1312905801.0014.09,MANUFACTURER:SEW-EURODRIVE INC,MFR PART NUMBER:MC07B0003-2B1-4-00 |  | BDI | SEW MC07B0003-2B1- | Sew-Eurodrive Inc | MC07B0003-2B1-4-00 | DRIVE,VAR SPEED,MC07B0003-2B1-4-00 | [7 empty] | https://download.sew-eurodrive.com/download/pdf/16964810.pdf | https://www.radwell.co.uk/en-GB/Buy/SEW%20EURODRIVE/SEW%20EURODRIVE/MC07B0003-2B1-4-00/?redirect=true |  | DRIVE,VAR SPEED,MC07B0003-2B1-4-00, MC07B0003-2B1-4-00, Sew-Eurodrive Inc, DRIVE,VARIABLE SPEED,DETAILS:01.1312905801.0014.09,MANUFACTURER:SEW-EURODRIVE INC,MFR PART NUMBER:MC07B0003-2B1-4-00, BDI, SEW MC07B0003-2B1-, Sew-Eurodrive Inc, MC07B0003-2B1-4-00, DRIVE,VAR SPEED,MC07B0003-2B1-4-00 | SEW-EURODRIVE | OPM | MC07B0003-2B1-4-00 | MC07B0003-2B1-4-00 |  | ENRICHED | MRO | 39122001 | Inverter Drive Ac | DRIVE | VARIABLE FREQUENCY | POWER RATING | 0.25KW | INPUT VOLTAGE | 230V | NUMBER OF PHASE |  | OUTPUT CURRENT RATING | 1.7 A | OUTPUT FREQUENCY RATING |  | DEGREE OF PROTECTION | IP20 | TYPE |  | TERMINAL TYPE |  | MOUNTING TYPE |  | SIZE |  | TEMPERATURE RATING |  | HAZARD CLASS |  | CERTIFICATION/STANDARD |  | ADDITIONAL FEATURES | [33 empty] | Part number is not available so we updated model number as part number | Production Completed
STP-007 | DATA ENRICHMENT | Batch_2 | Elec | SMX | SMX | OK | 12-05-2023 | 22-05-2023 |  | 552304 | 552304 | FR39-5596987 | VARIATEUR MC07B0005-2A3-4-00 (0,55KW) | MC07B0005-2A3-4-00 | TRANS TEC SAS |  | Variateur 0,55 KW SEW Ref. MC07B0005-2A3-4-00 Anciène Génération : Variateur 0,55 KW SEW Ref. MC07A005-2A3-4-00 | [12 empty] | https://download.sew-eurodrive.com/download/pdf/16964810.pdf | https://asb-drives.eu/equipment/freq/sew-eurodrive/mc07b/8206/ |  | VARIATEUR MC07B0005-2A3-4-00 (0,55KW), MC07B0005-2A3-4-00, TRANS TEC SAS, Variateur 0,55 KW SEW Ref. MC07B0005-2A3-4-00 Anciène Génération : Variateur 0,55 KW SEW Ref. MC07A005-2A3-4-00 | SEW-EURODRIVE | OPM | MC07B0005-2A3-4-00 | MC07B0005-2A3-4-00 |  | ENRICHED | MRO | 39122000 | Electrical Variable Speed Drives | DRIVE | VARIABLE FREQUENCY | POWER RATING | 0.55KW | INPUT VOLTAGE | 230VAC | NUMBER OF PHASE | 3PH | OUTPUT CURRENT RATING | 3.3 A | OUTPUT FREQUENCY RATING | NOT AVAILABLE | DEGREE OF PROTECTION | NOT AVAILABLE | TYPE |  | TERMINAL TYPE |  | MOUNTING TYPE |  | SIZE | 80 WD X 163.5 DP X 185 HT MM | TEMPERATURE RATING | -25 TO 75DEG C | HAZARD CLASS |  | CERTIFICATION/STANDARD | UL,CSA,CE | ADDITIONAL FEATURES | [34 empty] | Production Completed
STP-007 | DATA ENRICHMENT | Batch_2 | Elec | SMX | SMX | OK | 12-05-2023 | 22-05-2023 |  | 551503 | 551503 | FR39-5399456 | VARIATEUR MC07B0005-2A3-4-S0 (0,55KW) | MC07B0005-2A3-4-S0 | TRANS TEC SAS |  | variateur movitrac B SEW 0.55KW typ: MC07B0005-2A3-4-S0 | [12 empty] | https://download.sew-eurodrive.com/download/pdf/16964810.pdf | https://asb-drives.eu/equipment/freq/sew-eurodrive/mc07b/8206/ |  | VARIATEUR MC07B0005-2A3-4-S0 (0,55KW), MC07B0005-2A3-4-S0, TRANS TEC SAS, variateur movitrac B SEW 0.55KW typ: MC07B0005-2A3-4-S0 | SEW-EURODRIVE | OPM | MC07B0005-2A3-4-00/S0 | MC07B0005-2A3-4-00/S0 |  | ENRICHED | MRO | 39122001 | Inverter Drive Ac | DRIVE | VARIABLE FREQUENCY | POWER RATING | 0.55KW | INPUT VOLTAGE | 230V | NUMBER OF PHASE | 3PH | OUTPUT CURRENT RATING | 3.3 A | OUTPUT FREQUENCY RATING | NOT AVAILABLE | DEGREE OF PROTECTION | IP20 | TYPE | MOVITRAC B | TERMINAL TYPE | SCREW | MOUNTING TYPE |  | SIZE |  | TEMPERATURE RATING |  | HAZARD CLASS |  | CERTIFICATION/STANDARD |  | ADDITIONAL FEATURES | [33 empty] | Part number is not available so we updated Model number as Part number,Model Number Updated as per URL | Production Completed
STP-007 | DATA ENRICHMENT | Batch_2 | Elec | SMX | SMX | OK | 12-05-2023 | 22-05-2023 |  | 539228 | 539228 | FR36-5512184 | VAFR MC07B0005-5A3-4-S0 ENC G1/L2 | MC07B0005-5A3-4-S0 |  |  | VARIATEUR MC07B0005-5A3-4-S0 VARIATEUR : 08289956 TAILLE :0S EXECUTION APPAREIL: COUPURE SECURISEE FILTRE RESEAU INTEGRE : CATEGORIE C2 TENSION NOMINALE RESEAU [V] : 3x380-500 COURANT NOMINAL DU RESEAU [A] : 1.80 FREQUENCE (Hz) : 50-60 +/-5% PUISSANCE NOMINAL SORTIE [kW] : 0.55 PUISSANCE NOMINALE SORTIE [HP] : 0.75 TENSION DE SORTIE [V] : 3X 0-U/RESEAU COURANT NOMINAL DE SORTIE [A] : 2.00 PLAGE DE VITESSE [T/min] : 0-5500 CHARGE LINEAIRE MOTEUR : 0.55 CHARGE MOTEUR AU CARRE : 0.75 TEMPERATURE AMBIANTE MAX. (°C) : +50 TYPE DE PROTECTION IP : 20 DOCUMENTATION DIGITALISEE/QTE : DOCUMENTATION DIGITALE SUR DVD/1 DOCUMENTATION VERSION PAPIER : DOCUMENTATION PAPIER COMPACTE DOCUMENTATION LANGUE/QTE : FRANCAIS/1 REF. DOCUMENTATION A : 20153368 21331804 REF STAT NUM DE SERIE : 85044084 POUR CAMA ENCARTONNEUSE G1 L2 | [12 empty] | https://download.sew-eurodrive.com/download/pdf/16964810.pdf | https://platinum-international.store/product/platinum-international/control-system-plcs/inverters/frequency-inverters/sew-movitrac-mc07b0005-5a3-4-s0-inverter-drive/ |  | VAFR MC07B0005-5A3-4-S0 ENC G1/L2, MC07B0005-5A3-4-S0, VARIATEUR MC07B0005-5A3-4-S0 VARIATEUR : 08289956 TAILLE :0S EXECUTION APPAREIL: COUPURE SECURISEE FILTRE RESEAU INTEGRE : CATEGORIE C2 TENSION NOMINALE RESEAU [V] : 3x380-500 COURANT NOMINAL DU RESEAU [A] : 1.80 FREQUENCE (Hz) : 50-60 +/-5% PUISSANCE NOMINAL SORTIE [kW] : 0.55 PUISSANCE NOMINALE SORTIE [HP] : 0.75 TENSION DE SORTIE [V] : 3X 0-U/RESEAU COURANT NOMINAL DE SORTIE [A] : 2.00 PLAGE DE VITESSE [T/min] : 0-5500 CHARGE LINEAIRE MOTEUR : 0.55 CHARGE MOTEUR AU CARRE : 0.75 TEMPERATURE AMBIANTE MAX. (°C) : +50 TYPE DE PROTECTION IP : 20 DOCUMENTATION DIGITALISEE/QTE : DOCUMENTATION DIGITALE SUR DVD/1 DOCUMENTATION VERSION PAPIER : DOCUMENTATION PAPIER COMPACTE DOCUMENTATION LANGUE/QTE : FRANCAIS/1 REF. DOCUMENTATION A : 20153368 21331804 REF STAT NUM DE SERIE : 85044084 POUR CAMA ENCARTONNEUSE G1 L2 | SEW-EURODRIVE | OPM | MC07B0005-5A3-4-S0 | MC07B0005-5A3-4-S0 |  | ENRICHED | MRO | 39122000 | Electrical Variable Speed Drives | DRIVE | VARIABLE FREQUENCY | POWER RATING | 0.55KW | INPUT VOLTAGE | 400VAC | NUMBER OF PHASE | 3PH | OUTPUT CURRENT RATING | 2 A | OUTPUT FREQUENCY RATING | 599Hz | DEGREE OF PROTECTION | IP20 | TYPE |  | TERMINAL TYPE |  | MOUNTING TYPE |  | SIZE | 70 WD X 185 HT X 160 DP MM | TEMPERATURE RATING | -10 TO 50DEG C | HAZARD CLASS |  | CERTIFICATION/STANDARD | CE,CULUS,PCT,C-TICK | ADDITIONAL FEATURES | [34 empty] | Production Completed
STP-007 | DATA ENRICHMENT | Batch_2 | Elec | SMX | SMX | OK | 12-05-2023 | 22-05-2023 |  | 552305 | 552305 | FR39-5596988 | VARIATEUR MC07B0008-2A3-4-00 (0,75KW) | MC07B0008-2A3-4-00 | TRANS TEC SAS |  | Variateur 0,75 KW SEW Ref. MC07B0008-2A3-4-00 Anciène Génération : Variateur 0,75 KW SEW Ref. MC07A008-2A3-4-00 | [12 empty] | https://download.sew-eurodrive.com/download/pdf/16964810.pdf | https://asb-drives.eu/equipment/freq/sew-eurodrive/mc07b/8207/?sphrase_id=22333 |  | VARIATEUR MC07B0008-2A3-4-00 (0,75KW), MC07B0008-2A3-4-00, TRANS TEC SAS, Variateur 0,75 KW SEW Ref. MC07B0008-2A3-4-00 Anciène Génération : Variateur 0,75 KW SEW Ref. MC07A008-2A3-4-00 | SEW-EURODRIVE | OPM | MC07B0008-2A3-4-00 | MC07B0008-2A3-4-00 |  | ENRICHED | MRO | 39122000 | Electrical Variable Speed Drives | DRIVE | VARIABLE FREQUENCY | POWER RATING | 0.75KW | INPUT VOLTAGE | 230VAC | NUMBER OF PHASE | 3PH | OUTPUT CURRENT RATING | 4.2 A | OUTPUT FREQUENCY RATING | NOT AVAILABLE | DEGREE OF PROTECTION | NOT AVAILABLE | TYPE |  | TERMINAL TYPE |  | MOUNTING TYPE |  | SIZE | 80 WD X 163.5 DP X 185 HT MM | TEMPERATURE RATING | -25 TO 75DEG C | HAZARD CLASS |  | CERTIFICATION/STANDARD | UL,CSA,CE | ADDITIONAL FEATURES | [34 empty] | Production Completed
STP-007 | DATA ENRICHMENT | Batch_2 | Elec | SMX | SMX | OK | 12-05-2023 | 22-05-2023 |  | 552119 | 552119 | FR39-5581050 | VARAITEUR MC07B0008-2A3-4-S0 (0,75KW) | MC07B0008-2A3-4-S0 + FBG11B | TRANS TEC SAS |  | Varaiteur MC07B0008-2A3-4-S0 0.75KW 3x230 IP20 Avec FBG11B 18206352 | [12 empty] | https://download.sew-eurodrive.com/download/pdf/16964810.pdf |  |  | VARAITEUR MC07B0008-2A3-4-S0 (0,75KW), MC07B0008-2A3-4-S0 + FBG11B, TRANS TEC SAS, Varaiteur MC07B0008-2A3-4-S0 0.75KW 3x230 IP20 Avec FBG11B 18206352 | SEW-EURODRIVE | OPM | MC07B0008-2A3-4-S0 | MC07B0008-2A3-4-S0 | REFERENCE NUMBER:FBG11B | ENRICHED | MRO | 39122000 | Electrical Variable Speed Drives | DRIVE | VARIABLE FREQUENCY | POWER RATING | 0.75KW | INPUT VOLTAGE | 230VAC | NUMBER OF PHASE | 3PH | OUTPUT CURRENT RATING | 4.2 A | OUTPUT FREQUENCY RATING | NOT AVAILABLE | DEGREE OF PROTECTION | IP20 | TYPE |  | TERMINAL TYPE |  | MOUNTING TYPE |  | SIZE |  | TEMPERATURE RATING | -10 TO 50DEG C | HAZARD CLASS |  | CERTIFICATION/STANDARD | CE,CULUS,PCT,C-TICK | ADDITIONAL FEATURES | [34 empty] | Production Completed
STP-007 | DATA ENRICHMENT | Batch_2 | Elec | SMX | SMX | OK | 12-05-2023 | 22-05-2023 |  | 589172 | 589172 | GB38-CB41927525 | INVERTER, NEW, SEW, 0.75KW | FSC11B | SEW EURODRIVE | INVERTER FREQUENCY MC07B0008-2B1-4-00/FSC11B83 | [13 empty] | https://download.sew-eurodrive.com/download/pdf/16964810.pdf |  |  | INVERTER, NEW, SEW, 0.75KW, FSC11B, SEW EURODRIVE, INVERTER FREQUENCY MC07B0008-2B1-4-00/FSC11B83 | SEW-EURODRIVE | OPM | MC07B0008-2B1-4-00/FSC11B83 | MC07B0008-2B1-4-00/FSC11B83 |  | ENRICHED | MRO | 39122001 | Inverter Drive Ac | DRIVE | VARIABLE FREQUENCY | POWER RATING | 0.75KW | INPUT VOLTAGE | 230V | NUMBER OF PHASE | 1PH | OUTPUT CURRENT RATING | 4.2 A | OUTPUT FREQUENCY RATING | 0 TO 150Hz,0 TO 600Hz | DEGREE OF PROTECTION | NOT AVAILABLE | TYPE |  | TERMINAL TYPE |  | MOUNTING TYPE |  | SIZE |  | TEMPERATURE RATING |  | HAZARD CLASS |  | CERTIFICATION/STANDARD |  | ADDITIONAL FEATURES | [34 empty] | Production Completed
STP-007 | DATA ENRICHMENT | Batch_2 | Elec | SMX | SMX | OK | 12-05-2023 | 22-05-2023 |  | 52804 | 52804 | 8314-52224227 | INVERT,VOLT,MC07B0008-5A3-4-00,0-460V | MC07B0008-5A3-4-00 | Sew-Eurodrive Inc | INVERTER,VOLTAGE,OUTPUT VOLTAGE:0-460V,VOLTAGE RATING:400V,MANUFACTURER:SEW-EURODRIVE INC,MFR PART NUMBER:MC07B0008-5A3-4-00 | [13 empty] | https://download.sew-eurodrive.com/download/pdf/16964810.pdf |  |  | INVERT,VOLT,MC07B0008-5A3-4-00,0-460V, MC07B0008-5A3-4-00, Sew-Eurodrive Inc, INVERTER,VOLTAGE,OUTPUT VOLTAGE:0-460V,VOLTAGE RATING:400V,MANUFACTURER:SEW-EURODRIVE INC,MFR PART NUMBER:MC07B0008-5A3-4-00 | SEW-EURODRIVE | OPM | MC07B0008-5A3-4-00 | MC07B0008-5A3-4-00 |  | ENRICHED | MRO | 39122001 | Inverter Drive Ac | DRIVE | VARIABLE FREQUENCY | POWER RATING | 0.75KW | INPUT VOLTAGE | 400V | NUMBER OF PHASE | 3PH | OUTPUT CURRENT RATING | 2.4 A | OUTPUT FREQUENCY RATING | 0 TO 150Hz (VFC),600Hz (V/F) | DEGREE OF PROTECTION | IP20 | TYPE | MOVITRAC B FREQUENCY INVERTER | TERMINAL TYPE | 12AWG | MOUNTING TYPE | RAIL | SIZE | 54.5 WD X 185 HT X 163.5 DP MM | TEMPERATURE RATING | -25 TO 75DEG C | HAZARD CLASS |  | CERTIFICATION/STANDARD | CE,CSA,CULUS LISTED,GOST-R,TICK,UL | ADDITIONAL FEATURES | OUTPUT VOLTAGE:0-460 V,LEAKAGE CURRENT:>3.5 mA | [32 empty] | Part number is not available so we updated Model number as Part number,Model Number Updated as per URL | Production Completed
STP-007 | DATA ENRICHMENT | Batch_2 | Elec | SMX | SMX | OK | 12-05-2023 | 22-05-2023 |  | 543528 | 543528 | FR36-LFVAFR4555 | MOVITRAC MC31C0.75KW MC07B0008-5A3-4-00 | FREQUENCE-VER |  |  | MOVITRAC MC07B0008-5A3-4-00 MOVITRACMC31C0085034000.75KW380/500VAC REMPLACE PAR MC07B0008-5A3-4-00 Variateur: 08285187 Taille: 0S Exécution appareil: Standard Filtre réseau intégré: Categorie C2 Tension nominale réseau [V]: 3x380-500 Courant nominal du réseau [A]: 2.20 Fréquence (Hz): 50-60 +/- 5% Puissance nominal sortie [kW]: 0,75 Puissance nominale sortie [HP]: 1,00 Tension de sortie[V]: 3X 0-U/Réseau Courant nominal de sortie[A]: 2,40 Plage de vitesse [t/min]: 0-5500 Charge linéaire moteur: 0.75 Charge moteur au carré: 1.1 Température ambiante min. (°C): -10 Température ambiante max. (°C): +50 Type de protection IP: 20 Documentation digitalisée/qté: Documentation digitale sur DVD / 1 Documentation version papier: Documentation papier compacte Documentation langue/qté: Français / 1 Réf. documentation A: 20153368 Réf. stat. num. de série: 85044084 | [12 empty] | https://www.standard-exchange-industry.com/en/drives/frequency-converters/1237-mc07b0008-5a3-4-00-frequency-inverter-sew.html |  |  | MOVITRAC MC31C0.75KW MC07B0008-5A3-4-00, FREQUENCE-VER, MOVITRAC MC07B0008-5A3-4-00 MOVITRACMC31C0085034000.75KW380/500VAC REMPLACE PAR MC07B0008-5A3-4-00 Variateur: 08285187 Taille: 0S Exécution appareil: Standard Filtre réseau intégré: Categorie C2 Tension nominale réseau [V]: 3x380-500 Courant nominal du réseau [A]: 2.20 Fréquence (Hz): 50-60 +/- 5% Puissance nominal sortie [kW]: 0,75 Puissance nominale sortie [HP]: 1,00 Tension de sortie[V]: 3X 0-U/Réseau Courant nominal de sortie[A]: 2,40 Plage de vitesse [t/min]: 0-5500 Charge linéaire moteur: 0.75 Charge moteur au carré: 1.1 Température ambiante min. (°C): -10 Température ambiante max. (°C): +50 Type de protection IP: 20 Documentation digitalisée/qté: Documentation digitale sur DVD / 1 Documentation version papier: Documentation papier compacte Documentation langue/qté: Français / 1 Réf. documentation A: 20153368 Réf. stat. num. de série: 85044084 | SEW-EURODRIVE | OPM/OEM | MC07B0008-5A3-4-00 | MC07B0008-5A3-4-00 |  | ENRICHED | MRO | 39122000 | ELECTRICAL VARIABLE SPEED DRIVES | DRIVE | VARIABLE FREQUENCY | POWER RATING | 0.75KW | INPUT VOLTAGE | 400V | NUMBER OF PHASE | 3PH | OUTPUT CURRENT RATING | 2.4 A | OUTPUT FREQUENCY RATING | 150 TO 600Hz | DEGREE OF PROTECTION | NOT AVAILABLE | TYPE | INVERTER | TERMINAL TYPE | SIGNAL | MOUNTING TYPE | BRAKE | SIZE |  | TEMPERATURE RATING | 50-60DEG C | HAZARD CLASS |  | CERTIFICATION/STANDARD | EN 61800-3 | ADDITIONAL FEATURES | SERIES:MOVITRAC B | [33 empty] | Production Completed
STP-007 | DATA ENRICHMENT | Batch_2 | Elec | SMX | SMX | OK | 12-05-2023 | 22-05-2023 |  | 558260 | 558260 | FR40-LF6316 | VARIATEUR DE FREQUENCE 0.75KW SEW | MC07B0008-5A3-4-00/FSC11B | [15 empty] | https://download.sew-eurodrive.com/download/pdf/16964810.pdf | https://www.radwell.co.uk/en-GB/Buy/SEW%20EURODRIVE/SEW%20EURODRIVE/MC07B0008-5A3-4-00/?redirect=true | https://www.standard-exchange-industry.com/en/drives/frequency-converters/1237-mc07b0008-5a3-4-00-frequency-inverter-sew.html | VARIATEUR DE FREQUENCE 0.75KW SEW, MC07B0008-5A3-4-00/FSC11B | SEW-EURODRIVE | OPM | MC07B0008-5A3-4-00 | MC07B0008-5A3-4-00 | ALTERNATE MANUFACTURER PART NUMBER:FSC11B | ENRICHED | MRO | 39122000 | Electrical Variable Speed Drives | DRIVE | VARIABLE FREQUENCY | POWER RATING | 0.75KW | INPUT VOLTAGE | 400VAC | NUMBER OF PHASE | 3PH | OUTPUT CURRENT RATING | 2.4 A | OUTPUT FREQUENCY RATING | NOT AVAILABLE | DEGREE OF PROTECTION | NOT AVAILABLE | TYPE |  | TERMINAL TYPE |  | MOUNTING TYPE |  | SIZE |  | TEMPERATURE RATING | 50DEG C | HAZARD CLASS |  | CERTIFICATION/STANDARD | CE,UL | ADDITIONAL FEATURES | [34 empty] | Production Completed
STP-007 | DATA ENRICHMENT | Batch_2 | Elec | SMX | SMX | OK | 12-05-2023 | 22-05-2023 |  | 543534 | 543534 | FR36-LFVAFR4773 | MOVITRAC MC07B0008-5A3-4-00 | FREQUENCE-VER |  |  | MOVITRAC MC07B0008-5A3-4-00 MOVITRAC 31C007-503-4-00-0.75KW-380/500VAC REMPLACE PAR MC07B0008-5A3-4-00 | [12 empty] | https://www.standard-exchange-industry.com/en/drives/frequency-converters/1237-mc07b0008-5a3-4-00-frequency-inverter-sew.html |  |  | MOVITRAC MC07B0008-5A3-4-00, FREQUENCE-VER, MOVITRAC MC07B0008-5A3-4-00 MOVITRAC 31C007-503-4-00-0.75KW-380/500VAC REMPLACE PAR MC07B0008-5A3-4-00 | SEW-EURODRIVE | OPM | MC07B0008-5A3-4-00 | MC07B0008-5A3-4-00 |  | ENRICHED | MRO | 39122000 | Electrical Variable Speed Drives | DRIVE | VARIABLE FREQUENCY | POWER RATING | 0.75KW | INPUT VOLTAGE | 400V | NUMBER OF PHASE | 3PH | OUTPUT CURRENT RATING | 2.4 A | OUTPUT FREQUENCY RATING | 150 TO 600Hz | DEGREE OF PROTECTION | NOT AVAILABLE | TYPE | INVERTER | TERMINAL TYPE | SIGNAL | MOUNTING TYPE | BRAKE | SIZE |  | TEMPERATURE RATING | 50-60DEG C | HAZARD CLASS |  | CERTIFICATION/STANDARD | EN 61800-3 | ADDITIONAL FEATURES | SERIES:MOVITRAC B | [33 empty] | Production Completed
STP-007 | DATA ENRICHMENT | Batch_2 | Elec | SMX | SMX | OK | 12-05-2023 | 22-05-2023 |  | 793019 | 793019 | SK31-5600466 | MENIC FREKV. MC07B0011-2B1-4-00 /SEW/ | [16 empty] | https://download.sew-eurodrive.com/download/pdf/16964810.pdf |  |  | MENIC FREKV. MC07B0011-2B1-4-00 /SEW/ | SEW-EURODRIVE | OPM | MC07B0011-2B1-4-00 | MC07B0011-2B1-4-00 |  | ENRICHED | MRO | 39122000 | Electrical Variable Speed Drives | DRIVE | VARIABLE FREQUENCY | POWER RATING | 1.5HP | INPUT VOLTAGE | 230V | NUMBER OF PHASE | 1PH | OUTPUT CURRENT RATING | 5.7 A | OUTPUT FREQUENCY RATING | 150Hz | DEGREE OF PROTECTION | IP20 | TYPE | MOVITRAC B | TERMINAL TYPE | SIGNAL | MOUNTING TYPE | BRAKE | SIZE |  | TEMPERATURE RATING | -25 TO 70DEG C | HAZARD CLASS |  | CERTIFICATION/STANDARD | EN 61800-3 | ADDITIONAL FEATURES | [34 empty] | Production Completed
STP-007 | DATA ENRICHMENT | Batch_2 | Elec | SMX | SMX | OK | 12-05-2023 | 22-05-2023 |  | 721873 | 721873 | PL34-5606409 | FALOWNIK,MC07B0011-5A3-4,SEW | MC07B0011-5A3-4 | [15 empty] | https://download.sew-eurodrive.com/download/pdf/16964810.pdf |  |  | FALOWNIK,MC07B0011-5A3-4,SEW, MC07B0011-5A3-4 | SEW-EURODRIVE | OPM | MC07B0011-5A3-4 | MC07B0011-5A3-4 |  | ENRICHED | MRO | 39122001 | Inverter Drive Ac | DRIVE | VARIABLE FREQUENCY | POWER RATING | 1.1KW | INPUT VOLTAGE | 400V | NUMBER OF PHASE | 3PH | OUTPUT CURRENT RATING | 3.1 A | OUTPUT FREQUENCY RATING | 0 TO 150Hz (VFC),600Hz (V/F) | DEGREE OF PROTECTION | IP20 | TYPE | MOVITRAC B FREQUENCY INVERTER | TERMINAL TYPE | 12AWG | MOUNTING TYPE | RAIL | SIZE | 54.5 WD X 185 HT X 163.5 DP MM | TEMPERATURE RATING | -25 TO 75DEG C | HAZARD CLASS |  | CERTIFICATION/STANDARD | CE,CSA,CULUS LISTED,GOST-R,TICK,UL | ADDITIONAL FEATURES | LEAKAGE CURRENT:>3.5 mA | [32 empty] | Part number is not available so we updated Model number as Part number,Model Number Updated as per URL | Production Completed
STP-007 | DATA ENRICHMENT | Batch_2 | Elec | SMX | SMX | OK | 12-05-2023 | 22-05-2023 |  | 472251 | 472251 | EG02-5450402 | DRIVE S.MC07B0011-5A3-4-00/FSC11B/DFP21B | [16 empty] | https://download.sew-eurodrive.com/download/pdf/16964810.pdf | https://www.radwell.com/en-US/Buy/SEW%20EURODRIVE/SEW%20EURODRIVE/MC07B0011-5A3-4-00/ |  | DRIVE S.MC07B0011-5A3-4-00/FSC11B/DFP21B | SEW-EURODRIVE | OPM | MC07B0011-5A3-4-00/FSC11B/DFP21B | MC07B0011-5A3-4-00/FSC11B/DFP21B |  | ENRICHED | MRO | 39122001 | Inverter Drive Ac | DRIVE | VARIABLE FREQUENCY | POWER RATING | 1.1KW,1.5HP | INPUT VOLTAGE | 400V | NUMBER OF PHASE | 3PH | OUTPUT CURRENT RATING | 3.5 mA | OUTPUT FREQUENCY RATING | 50/60Hz | DEGREE OF PROTECTION | NOT AVAILABLE | TYPE | INVERTER | TERMINAL TYPE |  | MOUNTING TYPE | DIN RAIL | SIZE |  | TEMPERATURE RATING | -10 TO 40DEG C | HAZARD CLASS |  | CERTIFICATION/STANDARD |  | ADDITIONAL FEATURES | SIZE:0S,SPEED:1500 RPM,NUMBER OF POLE:4 | [33 empty] | Production Completed
STP-007 | DATA ENRICHMENT | Batch_2 | Elec | SMX | SMX | OK | 12-05-2023 | 22-05-2023 |  | 552563 | 552563 | FR39-5626776 | VARIATEUR MC07B0011-5A3-4-S0 (TERLET) | MC07B0011-5A3-4-S0 + FBG11B | TRANS TEC SAS |  | Variateur MC07B0011-5A3-4-S0 avec Console FBG11B pour Variateur MC07B | [12 empty] | https://download.sew-eurodrive.com/download/pdf/16964810.pdf | https://asb-drives.eu/equipment/freq/sew-eurodrive/mc07b/8224/ |  | VARIATEUR MC07B0011-5A3-4-S0 (TERLET), MC07B0011-5A3-4-S0 + FBG11B, TRANS TEC SAS, Variateur MC07B0011-5A3-4-S0 avec Console FBG11B pour Variateur MC07B | SEW-EURODRIVE | OPM | MC07B0011-5A3-4-S0 | MC07B0011-5A3-4-S0 | ALTERNATE MANUFACTURER PART NUMBER:FBG11B | ENRICHED | MRO | 39122000 | Electrical Variable Speed Drives | DRIVE | VARIABLE FREQUENCY | POWER RATING | 1.1KW | INPUT VOLTAGE | 400VAC | NUMBER OF PHASE | 3PH | OUTPUT CURRENT RATING | 3.1 A | OUTPUT FREQUENCY RATING | NOT AVAILABLE | DEGREE OF PROTECTION | NOT AVAILABLE | TYPE |  | TERMINAL TYPE |  | MOUNTING TYPE |  | SIZE | 80 WD X 163.5 DP X 185 HT MM | TEMPERATURE RATING | -25 TO 75DEG C | HAZARD CLASS |  | CERTIFICATION/STANDARD | UL,CSA,CE | ADDITIONAL FEATURES | [34 empty] | Production Completed
STP-007 | DATA ENRICHMENT | Batch_2 | Elec | SMX | SMX | OK | 12-05-2023 | 22-05-2023 |  | 543526 | 543526 | FR36-LFVAFR4171 | MOVITRAC MC07B0015-5A3-4-00 | FREQUENCE-VER |  |  | variateur de fréquence .MOVITRAC MC07B0015-5A3-4-00 -1.5K-380/500VAC- Movitrac MC31C015.503.4.001.5K380/500VAC remplacé par MC07B0015-5A3-4-00 four C1 déchargeur G1 palettiseur G3/G4 | [12 empty] | https://download.sew-eurodrive.com/download/pdf/20188145.pdf |  |  | MOVITRAC MC07B0015-5A3-4-00, FREQUENCE-VER, variateur de fréquence .MOVITRAC MC07B0015-5A3-4-00 -1.5K-380/500VAC- Movitrac MC31C015.503.4.001.5K380/500VAC remplacé par MC07B0015-5A3-4-00 four C1 déchargeur G1 palettiseur G3/G4 | SEW-EURODRIVE | OPM/OEM | MC07B0015-5A3-4-00 | MC07B0015-5A3-4-00 | REFERENCE NUMBER:31C014503400,INVERTER:08285209,DOCUMENTATION A:20153368,SERIAL NUMBER:85044084 | ENRICHED | MRO | 39122000 | ELECTRICAL VARIABLE SPEED DRIVES | DRIVE | VARIABLE FREQUENCY | POWER RATING | 2HP | INPUT VOLTAGE | 380 TO 500VAC | NUMBER OF PHASE | 3PH | OUTPUT CURRENT RATING | 4 A | OUTPUT FREQUENCY RATING | 60Hz | DEGREE OF PROTECTION | IP20 | TYPE | INVERTER | TERMINAL TYPE | 12AWG | MOUNTING TYPE | RAIL | SIZE |  | TEMPERATURE RATING | -10 TO 50DEG C | HAZARD CLASS | 3K3 | CERTIFICATION/STANDARD | EN 61800-5-1 | ADDITIONAL FEATURES | SERIES:MOVITRAC B, | [33 empty] | Production Completed
STP-007 | DATA ENRICHMENT | Batch_2 | Elec | SMX | SMX | OK | 12-05-2023 | 22-05-2023 |  | 543535 | 543535 | FR36-LFVAFR4774 | MOVITRAC 31C 1.4KW380 MC07B0015-5A3-4-00 | FREQUENCE-VER |  |  | MOVITRAC MC07B0015-5A3-4-00 MOVITRAC31C014503400 1.4KW 380/500VAC REMPLACE PAR MC07B0015-5A3-4-00 MC07B0015-5A3-4-00 Variateur: 08285209 Taille: 0S Exécution appareil: Standard Filtre réseau intégré: Categorie C2 Tension nominale réseau [V]: 3x380-500 Courant nominal du réseau [A]: 3.6 (400V) Fréquence (Hz): 50-60 +/- 5% Puissance nominal sortie [kW]: 1,50 Puissance nominale sortie [HP]: 2,00 Tension de sortie[V]: 3X0-U/Réseau Courant nominal de sortie[A]: 4,00 Plage de vitesse [t/min]: 0-5500 Charge linéaire moteur: 1.5 Charge moteur au carré: 2.2 Température ambiante min. (°C): -10 Température ambiante max. (°C): +50 Type de protection IP: 20 Documentation digitalisée/qté: Documentation digitale sur DVD / 1 Documentation version papier: Documentation papier compacte Documentation langue/qté: Français / 1 Réf. documentation A: 20153368 Réf. stat. num. de série: 85044084 | [12 empty] | https://download.sew-eurodrive.com/download/pdf/20188145.pdf |  |  | MOVITRAC 31C 1.4KW380 MC07B0015-5A3-4-00, FREQUENCE-VER, MOVITRAC MC07B0015-5A3-4-00 MOVITRAC31C014503400 1.4KW 380/500VAC REMPLACE PAR MC07B0015-5A3-4-00 MC07B0015-5A3-4-00 Variateur: 08285209 Taille: 0S Exécution appareil: Standard Filtre réseau intégré: Categorie C2 Tension nominale réseau [V]: 3x380-500 Courant nominal du réseau [A]: 3.6 (400V) Fréquence (Hz): 50-60 +/- 5% Puissance nominal sortie [kW]: 1,50 Puissance nominale sortie [HP]: 2,00 Tension de sortie[V]: 3X0-U/Réseau Courant nominal de sortie[A]: 4,00 Plage de vitesse [t/min]: 0-5500 Charge linéaire moteur: 1.5 Charge moteur au carré: 2.2 Température ambiante min. (°C): -10 Température ambiante max. (°C): +50 Type de protection IP: 20 Documentation digitalisée/qté: Documentation digitale sur DVD / 1 Documentation version papier: Documentation papier compacte Documentation langue/qté: Français / 1 Réf. documentation A: 20153368 Réf. stat. num. de série: 85044084 | SEW-EURODRIVE | OPM | MC07B0015-5A3-4-00 | MC07B0015-5A3-4-00 | REFERENCE NUMBER:31C014503400,INVERTER:08285209,DOCUMENTATION A:20153368,SERIAL NUMBER:85044084 | ENRICHED | MRO | 39122000 | Electrical Variable Speed Drives | DRIVE | VARIABLE FREQUENCY | POWER RATING | 2HP | INPUT VOLTAGE | 380 TO 500VAC | NUMBER OF PHASE | 3PH | OUTPUT CURRENT RATING | 4 A | OUTPUT FREQUENCY RATING | 60Hz | DEGREE OF PROTECTION | IP20 | TYPE | INVERTER | TERMINAL TYPE | 12AWG | MOUNTING TYPE | RAIL | SIZE |  | TEMPERATURE RATING | -10 TO 50DEG C | HAZARD CLASS | 3K3 | CERTIFICATION/STANDARD | EN 61800-5-1 | ADDITIONAL FEATURES | SERIES:MOVITRAC B, | [33 empty] | Production Completed
STP-007 | DATA ENRICHMENT | Batch_2 | Elec | SMX | SMX | OK | 12-05-2023 | 22-05-2023 |  | 664476 | 664476 | IN07-ED047905 | SEW DRIVE MC07B0022-2B1-4-00 |  |  | DRIVE INVERTER WITH 1PH 230V 2,2KW MC07B0022-2B1-4-00 | [13 empty] | https://download.sew-eurodrive.com/download/pdf/16964810.pdf |  |  | SEW DRIVE MC07B0022-2B1-4-00, DRIVE INVERTER WITH 1PH 230V 2,2KW MC07B0022-2B1-4-00 | SEW-EURODRIVE | OPM | MC07B0022-2B1-4-00 | MC07B0022-2B1-4-00 |  | ENRICHED | MRO | 39122001 | Inverter Drive Ac | DRIVE | VARIABLE FREQUENCY | POWER RATING | 2.2KW | INPUT VOLTAGE | 230V | NUMBER OF PHASE | 3PH | OUTPUT CURRENT RATING | 8.6 A | OUTPUT FREQUENCY RATING | 0 TO 150Hz (VFC),600Hz (V/F) | DEGREE OF PROTECTION | IP20 | TYPE | MOVITRAC B FREQUENCY INVERTER | TERMINAL TYPE | 12AWG | MOUNTING TYPE | RAIL | SIZE | 54.5 WD X 185 HT X 163.5 DP MM | TEMPERATURE RATING | -25 TO 75DEG C | HAZARD CLASS |  | CERTIFICATION/STANDARD | CE,CSA,CULUS LISTED,GOST-R,TICK,UL | ADDITIONAL FEATURES | LEAKAGE CURRENT:>3.5 mA | [32 empty] | Part number is not available so we updated Model number as Part number,Model Number Updated as per URL | Production Completed
STP-007 | DATA ENRICHMENT | Batch_2 | Elec | SMX | SMX | OK | 12-05-2023 | 22-05-2023 |  | 710156 | 710156 | PK01-PKC3346 | VFD-MC07B0022-5A3-4-00/FSC11B-2.2KW-SEW | MC07B0022 | [15 empty] | https://download.sew-eurodrive.com/download/pdf/16964810.pdf |  |  | VFD-MC07B0022-5A3-4-00/FSC11B-2.2KW-SEW, MC07B0022 | SEW-EURODRIVE | OPM | MC07B0022-5A3-4-00 | MC07B0022-5A3-4-00 |  | ENRICHED | MRO | 39122001 | Inverter Drive Ac | DRIVE | VARIABLE FREQUENCY | POWER RATING | 2.2KW | INPUT VOLTAGE | 400V | NUMBER OF PHASE | 3PH | OUTPUT CURRENT RATING | 5.5 A | OUTPUT FREQUENCY RATING | 0 TO 150Hz (VFC),600Hz (V/F) | DEGREE OF PROTECTION | IP20 | TYPE | MOVITRAC B FREQUENCY INVERTER | TERMINAL TYPE | 12AWG | MOUNTING TYPE | RAIL | SIZE | 54.5 WD X 185 HT X 163.5 DP MM | TEMPERATURE RATING | -25 TO 75DEG C | HAZARD CLASS |  | CERTIFICATION/STANDARD | CE,CSA,CULUS LISTED,GOST-R,TICK,UL | ADDITIONAL FEATURES | LEAKAGE CURRENT:>3.5 mA | [32 empty] | Part number is not available so we updated Model number as Part number,Model Number Updated as per URL | Production Completed
STP-007 | DATA ENRICHMENT | Batch_2 | Elec | SMX | SMX | OK | 12-05-2023 | 22-05-2023 |  | 774973 | 774973 | RU03-TRU39003061 | FREQUENCY INVERTER;MC07B0022-5A3-4-00 | [16 empty] | https://download.sew-eurodrive.com/download/pdf/20188145.pdf | https://www.jordan-anwar.com/product/jordan-anwar/control-system-plcs/inverters/frequency-inverters/sew-mc07b0022-5a3-4-00-inverter-drive/ |  | FREQUENCY INVERTER;MC07B0022-5A3-4-00 | SEW-EURODRIVE | OPM | MC07B0022-5A3-4-00 | MC07B0022-5A3-4-00 |  | ENRICHED | MRO | 39122001 | Inverter Drive Ac | DRIVE | VARIABLE FREQUENCY | POWER RATING | 2.2KW | INPUT VOLTAGE | 380 TO 500VAC | NUMBER OF PHASE | NOT AVAILABLE | OUTPUT CURRENT RATING | NOT AVAILABLE | OUTPUT FREQUENCY RATING | NOT AVAILABLE | DEGREE OF PROTECTION | IP20 | TYPE |  | TERMINAL TYPE |  | MOUNTING TYPE |  | SIZE | 273 X 80 X 150MM | TEMPERATURE RATING | -10 TO 50DEG C | HAZARD CLASS |  | CERTIFICATION/STANDARD |  | ADDITIONAL FEATURES | [33 empty] | Part number is not available so we updated model number as part number | Production Completed
STP-007 | DATA ENRICHMENT | Batch_2 | Elec | SMX | SMX | OK | 12-05-2023 | 22-05-2023 |  | 543531 | 543531 | FR36-LFVAFR4696 | MOVITRAC MC07B0022-5A3-4-00 | FREQUENCE-VER |  |  | variateur de fréquence MOVITRAC MC07B0022-5A3-4-00- 2.2KW-380/500VAC Movitrac 31C022503400 -2.2KW380/500VAC remplacé par MC07B0022-5A3-4-00 MC07B0022-5A3-4-00 Variateur: 08285217 Taille: 0L Exécution appareil: Standard Filtre réseau intégré: Categorie C2 Tension nominale réseau [V]: 3x380-500 Courant nominal du réseau [A]: 5 (400V) Fréquence (Hz): 50-60 +/- 5% Puissance nominal sortie [kW]: 2,20 Puissance nominale sortie [HP]: 3,00 Tension de sortie[V]: 3X0-U/Réseau Courant nominal de sortie[A]: 5,50 Plage de vitesse [t/min]: 0-5500 Charge linéaire moteur: 2.2 Charge moteur au carré: 3 Température ambiante min. (°C): -10 Température ambiante max. (°C): +50 Type de protection IP: 20 Documentation digitalisée/qté: Documentation digitale sur DVD / 1 Documentation version papier: Documentation papier compacte Documentation langue/qté: Français / 1 Réf. documentation A: 20153368 Réf. stat. num. de série: 85044084 | [12 empty] | https://download.sew-eurodrive.com/download/pdf/16964810.pdf |  |  | MOVITRAC MC07B0022-5A3-4-00, FREQUENCE-VER, variateur de fréquence MOVITRAC MC07B0022-5A3-4-00- 2.2KW-380/500VAC Movitrac 31C022503400 -2.2KW380/500VAC remplacé par MC07B0022-5A3-4-00 MC07B0022-5A3-4-00 Variateur: 08285217 Taille: 0L Exécution appareil: Standard Filtre réseau intégré: Categorie C2 Tension nominale réseau [V]: 3x380-500 Courant nominal du réseau [A]: 5 (400V) Fréquence (Hz): 50-60 +/- 5% Puissance nominal sortie [kW]: 2,20 Puissance nominale sortie [HP]: 3,00 Tension de sortie[V]: 3X0-U/Réseau Courant nominal de sortie[A]: 5,50 Plage de vitesse [t/min]: 0-5500 Charge linéaire moteur: 2.2 Charge moteur au carré: 3 Température ambiante min. (°C): -10 Température ambiante max. (°C): +50 Type de protection IP: 20 Documentation digitalisée/qté: Documentation digitale sur DVD / 1 Documentation version papier: Documentation papier compacte Documentation langue/qté: Français / 1 Réf. documentation A: 20153368 Réf. stat. num. de série: 85044084 | SEW-EURODRIVE | OPM | MC07B0022-5A3-4-00 | MC07B0022-5A3-4-00 | REFERENCE NUMBER:31C022503400,INVERTER:08285217,DOCUMENTATION A:20153368,SERIAL NUMBER:85044084 | ENRICHED | MRO | 39122000 | Electrical Variable Speed Drives | DRIVE | VARIABLE FREQUENCY | POWER RATING | 3HP | INPUT VOLTAGE | 380 TO 500VAC | NUMBER OF PHASE | 3PH | OUTPUT CURRENT RATING | 5.50 A | OUTPUT FREQUENCY RATING | 60Hz | DEGREE OF PROTECTION | IP20 | TYPE | INVERTER | TERMINAL TYPE |  | MOUNTING TYPE |  | SIZE |  | TEMPERATURE RATING | -10 TO 50DEG C | HAZARD CLASS |  | CERTIFICATION/STANDARD |  | ADDITIONAL FEATURES | SERIES:MOVITRAC,DEVICE VERSION:STANDARD INTEGRATED MAINS,FILTER:CATEGORY C2 NOMINAL MAIN, | [33 empty] | Production Completed
STP-007 | DATA ENRICHMENT | Batch_2 | Elec | SMX | SMX | OK | 12-05-2023 | 22-05-2023 |  | 724572 | 724572 | PL34-5609184 | FALOWNIK MC07B0022-5A 3-4-00 | [16 empty] | https://download.sew-eurodrive.com/download/pdf/16964810.pdf | https://asb-drives.eu/equipment/freq/sew-eurodrive/mc07b/8226/ |  | FALOWNIK MC07B0022-5A 3-4-00 | SEW-EURODRIVE | OPM | MC07B0022-5A3-4-00 | MC07B0022-5A3-4-00 |  | ENRICHED | MRO | 39122000 | Electrical variable speed drives | DRIVE | VARIABLE FREQUENCY | POWER RATING | 2.2KW | INPUT VOLTAGE | 400VAC | NUMBER OF PHASE | 3PH | OUTPUT CURRENT RATING | 5.5 A | OUTPUT FREQUENCY RATING | NOT AVAILABLE | DEGREE OF PROTECTION | IP20 | TYPE |  | TERMINAL TYPE |  | MOUNTING TYPE |  | SIZE |  | TEMPERATURE RATING |  | HAZARD CLASS |  | CERTIFICATION/STANDARD |  | ADDITIONAL FEATURES | [34 empty] | Production Completed
STP-007 | DATA ENRICHMENT | Batch_2 | Elec | SMX | SMX | OK | 12-05-2023 | 22-05-2023 |  | 793020 | 793020 | SK31-5600467 | MENIC FREKV. MC07B0030-5A3-4-00 /SEW | [16 empty] | https://download.sew-eurodrive.com/download/pdf/16964810.pdf |  |  | MENIC FREKV. MC07B0030-5A3-4-00 /SEW | SEW-EURODRIVE | OPM | MC07B0030-5A3-4-00 | MC07B0030-5A3-4-00 |  | ENRICHED | MRO | 39122001 | Inverter Drive Ac | DRIVE | VARIABLE FREQUENCY | POWER RATING | 3KW | INPUT VOLTAGE | 400V | NUMBER OF PHASE | 3PH | OUTPUT CURRENT RATING | 7:00 | OUTPUT FREQUENCY RATING | 0 TO 150Hz (VFC),600Hz (V/F) | DEGREE OF PROTECTION | IP20 | TYPE | MOVITRAC B FREQUENCY INVERTER | TERMINAL TYPE | 12AWG | MOUNTING TYPE | RAIL | SIZE | 54.5 WD X 185 HT X 163.5 DP MM | TEMPERATURE RATING | -25 TO 75DEG C | HAZARD CLASS |  | CERTIFICATION/STANDARD | CE,CSA,CULUS LISTED,GOST-R,TICK,UL | ADDITIONAL FEATURES | LEAKAGE CURRENT:>3.5 mA | [32 empty] | Part number is not available so we updated Model number as Part number,Model Number Updated as per URL | Production Completed
STP-007 | DATA ENRICHMENT | Batch_2 | Elec | SMX | SMX | OK | 12-05-2023 | 22-05-2023 |  | 394022 | 394022 | BG31-5585383 | SEW MC07B0030-5A3-4-00 - 08285225 | 8285225 | SEW EURODRIVE | [14 empty] | https://download.sew-eurodrive.com/download/pdf/16964810.pdf |  |  | SEW MC07B0030-5A3-4-00 - 08285225, 8285225, SEW EURODRIVE | SEW-EURODRIVE | OPM | MC07B0030-5A3-4-00 | MC07B0030-5A3-4-00 |  | ENRICHED | MRO | 39122001 | Inverter Drive Ac | DRIVE | VARIABLE FREQUENCY | POWER RATING | 3KW | INPUT VOLTAGE | 400V | NUMBER OF PHASE | 3PH | OUTPUT CURRENT RATING | 7:00 | OUTPUT FREQUENCY RATING | 0 TO 150Hz (VFC),600Hz (V/F) | DEGREE OF PROTECTION | IP20 | TYPE | MOVITRAC B FREQUENCY INVERTER | TERMINAL TYPE | 12AWG | MOUNTING TYPE | RAIL | SIZE | 54.5 WD X 185 HT X 163.5 DP MM | TEMPERATURE RATING | -25 TO 75DEG C | HAZARD CLASS |  | CERTIFICATION/STANDARD | CE,CSA,CULUS LISTED,GOST-R,TICK,UL | ADDITIONAL FEATURES | LEAKAGE CURRENT:>3.5 mA | [32 empty] | Part number is not available so we updated Model number as Part number,Model Number Updated as per URL | Production Completed
STP-007 | DATA ENRICHMENT | Batch_2 | Elec | SMX | SMX | OK | 12-05-2023 | 22-05-2023 |  | 543562 | 543562 | FR36-LFVAFR6207 | MOVITRAC MC07B0030-5A3-4-00 | FREQUENCE-VER |  |  | MOVITRAC MC07B0030-5A3-4-00 MOVITRAC 31C030-503-4-00-3KW-380/500VAC REMPLACE PAR MC07B0030-5A3-4-00 Variateur: 08285225 Taille: 0L Charge linéaire moteur Exécution appareil: Standard Filtre réseau intégré: Categorie C2 Tension nominale réseau [V]: 3x380-500 Courant nominal du réseau [A]: 6.30 Fréquence (Hz): 50-60 +/- 5% Puissance nominal sortie [kW]: 3,00 Puissance nominale sortie [HP]: 4,00 Tension de sortie[V]: 3X 0-U/Réseau Courant nominal de sortie[A]: 7,00 Plage de vitesse [t/min]: 0-5500 Charge linéaire moteur:3 Charge moteur au carré: 4 Température ambiante min. (°C): -10 Température ambiante max. (°C): +50 Type de protection IP: 20 Documentation digitalisée/qté: Documentation digitale sur DVD / 1 Documentation version papier: Documentation papier compacte Documentation langue/qté: Français / 1 Réf. documentation A: 20153368 Réf. stat. num. de série: 85044084 | [12 empty] | https://download.sew-eurodrive.com/download/pdf/16964810.pdf |  |  | MOVITRAC MC07B0030-5A3-4-00, FREQUENCE-VER, MOVITRAC MC07B0030-5A3-4-00 MOVITRAC 31C030-503-4-00-3KW-380/500VAC REMPLACE PAR MC07B0030-5A3-4-00 Variateur: 08285225 Taille: 0L Charge linéaire moteur Exécution appareil: Standard Filtre réseau intégré: Categorie C2 Tension nominale réseau [V]: 3x380-500 Courant nominal du réseau [A]: 6.30 Fréquence (Hz): 50-60 +/- 5% Puissance nominal sortie [kW]: 3,00 Puissance nominale sortie [HP]: 4,00 Tension de sortie[V]: 3X 0-U/Réseau Courant nominal de sortie[A]: 7,00 Plage de vitesse [t/min]: 0-5500 Charge linéaire moteur:3 Charge moteur au carré: 4 Température ambiante min. (°C): -10 Température ambiante max. (°C): +50 Type de protection IP: 20 Documentation digitalisée/qté: Documentation digitale sur DVD / 1 Documentation version papier: Documentation papier compacte Documentation langue/qté: Français / 1 Réf. documentation A: 20153368 Réf. stat. num. de série: 85044084 | SEW-EURODRIVE | OPM | MC07B0030-5A3-4-00 | MC07B0030-5A3-4-00 | REFERENCE NUMBER:31C030-503-4-00,INVERTER:08285225,DOCUMENTATION A:20153368,SERIAL NUMBER:85044084 | ENRICHED | MRO | 39122000 | Electrical Variable Speed Drives | DRIVE | VARIABLE FREQUENCY | POWER RATING | 4HP | INPUT VOLTAGE | 380 TO 500VAC | NUMBER OF PHASE | 3PH | OUTPUT CURRENT RATING | 7 A | OUTPUT FREQUENCY RATING | 60Hz | DEGREE OF PROTECTION | IP20 | TYPE | INVERTER | TERMINAL TYPE |  | MOUNTING TYPE |  | SIZE |  | TEMPERATURE RATING | -10 TO 50DEG C | HAZARD CLASS |  | CERTIFICATION/STANDARD |  | ADDITIONAL FEATURES | SERIES:MOVITRAC,DEVICE VERSION:STANDARD INTEGRATED MAINS,FILTER:CATEGORY C2 NOMINAL MAIN, | [33 empty] | Production Completed
STP-007 | DATA ENRICHMENT | Batch_2 | Elec | SMX | SMX | OK | 12-05-2023 | 22-05-2023 |  | 551992 | 551992 | FR39-5569846 | VARIATEUR MC07B0030-5A3-4-00 (3KW) | MC07B0030-5A3-4-00/FC11B/FSC11B + FBG11B | TRANS TEC SAS |  | Rhéon : Variateur MC07B0030-5A3-4-00/FC11B+FBG11B Selon 05.7454002603.001.17 Ref. Trans-Tec : MC07B0030/MONDE/01 | [12 empty] | https://download.sew-eurodrive.com/download/pdf/16964810.pdf | https://asb-drives.eu/equipment/freq/sew-eurodrive/mc07b/8230/ |  | VARIATEUR MC07B0030-5A3-4-00 (3KW), MC07B0030-5A3-4-00/FC11B/FSC11B + FBG11B, TRANS TEC SAS, Rhéon : Variateur MC07B0030-5A3-4-00/FC11B+FBG11B Selon 05.7454002603.001.17 Ref. Trans-Tec : MC07B0030/MONDE/01 | SEW-EURODRIVE | OPM | MC07B0030-5A3-4-00 | MC07B0030-5A3-4-00 | ALTERNATE MANUFACTURER PART NUMBER:FC11B/FSC11B + FBG11B | ENRICHED | MRO | 39122000 | Electrical Variable Speed Drives | DRIVE | VARIABLE FREQUENCY | POWER RATING | 3KW | INPUT VOLTAGE | 400VAC | NUMBER OF PHASE | 3PH | OUTPUT CURRENT RATING | 4.2 A | OUTPUT FREQUENCY RATING | NOT AVAILABLE | DEGREE OF PROTECTION | NOT AVAILABLE | TYPE |  | TERMINAL TYPE |  | MOUNTING TYPE |  | SIZE | 80 WD X 163.5 DP X 185 HT MM | TEMPERATURE RATING | -25 TO 75DEG C | HAZARD CLASS |  | CERTIFICATION/STANDARD | UL,CSA,CE | ADDITIONAL FEATURES | [34 empty] | Production Completed
STP-007 | DATA ENRICHMENT | Batch_2 | Elec | SMX | SMX | OK | 12-05-2023 | 22-05-2023 |  | 394325 | 394325 | BG31-5590657 | SEWMC07B0040-5A3-4-00/DFP21B/08285233 | ,0,8285233 | SEW EURODRIVE | [14 empty] | https://download.sew-eurodrive.com/download/pdf/16964810.pdf |  |  | SEWMC07B0040-5A3-4-00/DFP21B/08285233, ,0,8285233, SEW EURODRIVE | SEW-EURODRIVE | OPM | MC07B0040-5A3-4-00 | MC07B0040-5A3-4-00 |  | ENRICHED | MRO | 39122001 | Inverter Drive Ac | DRIVE | VARIABLE FREQUENCY | POWER RATING | 4KW | INPUT VOLTAGE | 400V | NUMBER OF PHASE | 3PH | OUTPUT CURRENT RATING | 9.5 A | OUTPUT FREQUENCY RATING | 0 TO 150Hz (VFC),600Hz (V/F) | DEGREE OF PROTECTION | IP20 | TYPE | MOVITRAC B FREQUENCY INVERTER | TERMINAL TYPE | 12AWG | MOUNTING TYPE | RAIL | SIZE | 54.5 WD X 185 HT X 163.5 DP MM | TEMPERATURE RATING | -25 TO 75DEG C | HAZARD CLASS |  | CERTIFICATION/STANDARD | CE,CSA,CULUS LISTED,GOST-R,TICK,UL | ADDITIONAL FEATURES | LEAKAGE CURRENT:>3.5 mA | [32 empty] | Part number is not available so we updated Model number as Part number,Model Number Updated as per URL | Production Completed
STP-007 | DATA ENRICHMENT | Batch_2 | Elec | SMX | SMX | OK | 12-05-2023 | 22-05-2023 |  | 792210 | 792210 | SK31-5416973 | MENIC FREKV. MC07B0040-5A3-4-00 /SEW | [16 empty] | https://download.sew-eurodrive.com/download/pdf/16964810.pdf |  |  | MENIC FREKV. MC07B0040-5A3-4-00 /SEW | SEW-EURODRIVE | OPM | MC07B0040-5A3-4-00 | MC07B0040-5A3-4-00 |  | ENRICHED | MRO | 39122001 | Inverter Drive Ac | DRIVE | VARIABLE FREQUENCY | POWER RATING | 4KW | INPUT VOLTAGE | 400V | NUMBER OF PHASE | 3PH | OUTPUT CURRENT RATING | 9.5 A | OUTPUT FREQUENCY RATING | 0 TO 150Hz (VFC),600Hz (V/F) | DEGREE OF PROTECTION | IP20 | TYPE | MOVITRAC B FREQUENCY INVERTER | TERMINAL TYPE | 12AWG | MOUNTING TYPE | RAIL | SIZE | 54.5 WD X 185 HT X 163.5 DP MM | TEMPERATURE RATING | -25 TO 75DEG C | HAZARD CLASS |  | CERTIFICATION/STANDARD | CE,CSA,CULUS LISTED,GOST-R,TICK,UL | ADDITIONAL FEATURES | LEAKAGE CURRENT:>3.5 mA | [32 empty] | Part number is not available so we updated Model number as Part number,Model Number Updated as per URL | Production Completed
STP-007 | DATA ENRICHMENT | Batch_2 | Elec | SMX | SMX | OK | 12-05-2023 | 22-05-2023 |  | 472253 | 472253 | EG02-5450404 | DRIVE S.MC07B0040-5A3-4-00/FSC11B/DFP21B | [16 empty] | https://download.sew-eurodrive.com/download/pdf/16964810.pdf | https://www.radwell.co.uk/en-GB/Buy/SEW%20EURODRIVE/SEW%20EURODRIVE/MC07B0040-5A3-4-00-DIV-FSC11B |  | DRIVE S.MC07B0040-5A3-4-00/FSC11B/DFP21B | SEW-EURODRIVE | OPM | MC07B0040-5A3-4-00/FSC11B/DFP21B | MC07B0040-5A3-4-00/FSC11B/DFP21B |  | ENRICHED | MRO | 39122001 | Inverter Drive Ac | DRIVE | VARIABLE FREQUENCY | POWER RATING | 4KW,5.4HP | INPUT VOLTAGE | 400V | NUMBER OF PHASE | 3PH | OUTPUT CURRENT RATING | 3.5 mA | OUTPUT FREQUENCY RATING | 50/60Hz | DEGREE OF PROTECTION | NOT AVAILABLE | TYPE | INVERTER | TERMINAL TYPE |  | MOUNTING TYPE | DIN RAIL | SIZE |  | TEMPERATURE RATING | -10 TO 40DEG C | HAZARD CLASS |  | CERTIFICATION/STANDARD |  | ADDITIONAL FEATURES | SIZE:0L,SPEED:1500 RPM,NUMBER OF POLE:4 | [33 empty] | Production Completed
STP-007 | DATA ENRICHMENT | Batch_2 | Elec | SMX | SMX | OK | 12-05-2023 | 22-05-2023 |  | 710157 | 710157 | PK01-PKC3347 | VFD-MC07B0055-5A3-4-00/FSC11B 5.5KW-SEW | MC07B0055 | [15 empty] | https://download.sew-eurodrive.com/download/pdf/16964810.pdf |  |  | VFD-MC07B0055-5A3-4-00/FSC11B 5.5KW-SEW, MC07B0055 | SEW-EURODRIVE | OPM | MC07B0055-5A3-4-00 | MC07B0055-5A3-4-00 | ALTERNATE MANUFACTURER NAME:ANTARIA | ENRICHED | MRO | 39122001 | Inverter Drive Ac | DRIVE | VARIABLE FREQUENCY | POWER RATING | 5.5KW | INPUT VOLTAGE | 400V | NUMBER OF PHASE | 3PH | OUTPUT CURRENT RATING | 12.5 A | OUTPUT FREQUENCY RATING | 0 TO 150Hz (VFC),600Hz (V/F) | DEGREE OF PROTECTION | IP20 | TYPE | MOVITRAC B FREQUENCY INVERTER | TERMINAL TYPE | 12AWG | MOUNTING TYPE | RAIL | SIZE | 54.5 WD X 185 HT X 163.5 DP MM | TEMPERATURE RATING | -25 TO 75DEG C | HAZARD CLASS |  | CERTIFICATION/STANDARD | CE,CSA,CULUS LISTED,GOST-R,TICK,UL | ADDITIONAL FEATURES | LEAKAGE CURRENT:>3.5 mA | [32 empty] | Part number is not available so we updated Model number as Part number,Model Number Updated as per URL | Production Completed
STP-007 | DATA ENRICHMENT | Batch_2 | Elec | SMX | SMX | OK | 12-05-2023 | 22-05-2023 |  | 394023 | 394023 | BG31-5585384 | SEW MC07B0055-5A3-4-00 - 08285241 | 8285241 | SEW EURODRIVE | [14 empty] | https://download.sew-eurodrive.com/download/pdf/16964810.pdf |  |  | SEW MC07B0055-5A3-4-00 - 08285241, 8285241, SEW EURODRIVE | SEW-EURODRIVE | OPM | MC07B0055-5A3-4-00 | MC07B0055-5A3-4-00 |  | ENRICHED | MRO | 39122001 | Inverter Drive Ac | DRIVE | VARIABLE FREQUENCY | POWER RATING | 5.5KW | INPUT VOLTAGE | 400V | NUMBER OF PHASE | 3PH | OUTPUT CURRENT RATING | 12.5 A | OUTPUT FREQUENCY RATING | 0 TO 150Hz (VFC),600Hz (V/F) | DEGREE OF PROTECTION | IP20 | TYPE | MOVITRAC B FREQUENCY INVERTER | TERMINAL TYPE | 12AWG | MOUNTING TYPE | RAIL | SIZE | 54.5 WD X 185 HT X 163.5 DP MM | TEMPERATURE RATING | -25 TO 75DEG C | HAZARD CLASS |  | CERTIFICATION/STANDARD | CE,CSA,CULUS LISTED,GOST-R,TICK,UL | ADDITIONAL FEATURES | LEAKAGE CURRENT:>3.5 mA | [32 empty] | Part number is not available so we updated Model number as Part number,Model Number Updated as per URL | Production Completed
STP-007 | DATA ENRICHMENT | Batch_2 | Elec | SMX | SMX | OK | 12-05-2023 | 22-05-2023 |  | 792211 | 792211 | SK31-5416974 | MENIC FREKV. MC07B0055-5A3-4-00 /SEW | [16 empty] | https://download.sew-eurodrive.com/download/pdf/16964810.pdf |  |  | MENIC FREKV. MC07B0055-5A3-4-00 /SEW | SEW-EURODRIVE | OPM | MC07B0055-5A3-4-00 | MC07B0055-5A3-4-00 |  | ENRICHED | MRO | 39122001 | Inverter Drive Ac | DRIVE | VARIABLE FREQUENCY | POWER RATING | 5.5KW | INPUT VOLTAGE | 400V | NUMBER OF PHASE | 3PH | OUTPUT CURRENT RATING | 12.5 A | OUTPUT FREQUENCY RATING | 0 TO 150Hz (VFC),600Hz (V/F) | DEGREE OF PROTECTION | IP20 | TYPE | MOVITRAC B FREQUENCY INVERTER | TERMINAL TYPE | 12AWG | MOUNTING TYPE | RAIL | SIZE | 54.5 WD X 185 HT X 163.5 DP MM | TEMPERATURE RATING | -25 TO 75DEG C | HAZARD CLASS |  | CERTIFICATION/STANDARD | CE,CSA,CULUS LISTED,GOST-R,TICK,UL | ADDITIONAL FEATURES | LEAKAGE CURRENT:>3.5 mA | [32 empty] | Part number is not available so we updated Model number as Part number,Model Number Updated as per URL | Production Completed
STP-007 | DATA ENRICHMENT | Batch_2 | Elec | SMX | SMX | OK | 12-05-2023 | 22-05-2023 |  | 543543 | 543543 | FR36-LFVAFR5108 | MOVITRAC 5.5KW MC07B0055-5A3-4-00 | FREQUENCE-VER |  |  | variateur de fréquence MOVITRAC MC07B0055-5A3-4-00- 5.5KW 380/500VAC Movitrac31C055-503-4-00 5.5KW 380/500VAC remplacé par MC07B0055-5A3-4-00 VARIATEUR : 08285241 TAILLE : 2S EXECUTION APPAREIL : STANDARD FILTRE RESEAU INTEGRE :CATEGORIE C2 TENSION NOMINALE RESEAU [V] : 3x380-500 COURANT NOMINAL DU RESEAU [A] : 11.30 FREQUENCE (Hz) : 50-60 +/- 5% PUISSANCE NOIMALE SORTIE [ kW] : 5.50 PUISSANCE NOMINALE SORTIE [HP] : 7.50 TENSION DE SORTIE [V] : 3X 0-U/RESEAU£COURANT NOMINAL DE SORTIE [A] : 12.50 PLAGE DE VITESSE [t/min] : 0-5500 CHARGE LINEAIRE MOTEUR : 5.5 CHARGE MOTEUR AU CARRE : 7.5 TEMPERATURE AMBIANTE min (°C) : 0 TEMPERATURE AMBIANTE max (°C) : +50 TYPE DE PROTECTION IP : 20 REF STAT NUM DE SERIE : 85044088 | [12 empty] | https://www.radwell.co.uk/en-GB/Buy/SEW%20EURODRIVE/SEW%20EURODRIVE/MC07B0055-5A3-4-00/?redirect=true |  |  | MOVITRAC 5.5KW MC07B0055-5A3-4-00, FREQUENCE-VER, variateur de fréquence MOVITRAC MC07B0055-5A3-4-00- 5.5KW 380/500VAC Movitrac31C055-503-4-00 5.5KW 380/500VAC remplacé par MC07B0055-5A3-4-00 VARIATEUR : 08285241 TAILLE : 2S EXECUTION APPAREIL : STANDARD FILTRE RESEAU INTEGRE :CATEGORIE C2 TENSION NOMINALE RESEAU [V] : 3x380-500 COURANT NOMINAL DU RESEAU [A] : 11.30 FREQUENCE (Hz) : 50-60 +/- 5% PUISSANCE NOIMALE SORTIE [ kW] : 5.50 PUISSANCE NOMINALE SORTIE [HP] : 7.50 TENSION DE SORTIE [V] : 3X 0-U/RESEAU£COURANT NOMINAL DE SORTIE [A] : 12.50 PLAGE DE VITESSE [t/min] : 0-5500 CHARGE LINEAIRE MOTEUR : 5.5 CHARGE MOTEUR AU CARRE : 7.5 TEMPERATURE AMBIANTE min (°C) : 0 TEMPERATURE AMBIANTE max (°C) : +50 TYPE DE PROTECTION IP : 20 REF STAT NUM DE SERIE : 85044088 | SEW-EURODRIVE | OPM | MC07B0055-5A3-4-00 | MC07B0055-5A3-4-00 | SERIAL NUMBER:85044088 | ENRICHED | MRO | 39122001 | Inverter Drive Ac | DRIVE | VARIABLE FREQUENCY | POWER RATING | 5.5KW | INPUT VOLTAGE | 380 TO 500VAC | NUMBER OF PHASE | 3PH | OUTPUT CURRENT RATING | NOT AVAILABLE | OUTPUT FREQUENCY RATING | 50 TO 60Hz | DEGREE OF PROTECTION | NOT AVAILABLE | TYPE |  | TERMINAL TYPE |  | MOUNTING TYPE |  | SIZE |  | TEMPERATURE RATING |  | HAZARD CLASS |  | CERTIFICATION/STANDARD |  | ADDITIONAL FEATURES | [33 empty] | Part number is not available so we updated model number as part number | Production Completed
STP-007 | DATA ENRICHMENT | Batch_2 | Elec | SMX | SMX | OK | 12-05-2023 | 22-05-2023 |  | 472254 | 472254 | EG02-5450405 | DRIVE SERVO MC07B0055-5A3-4-00/FSC11B | [16 empty] | https://download.sew-eurodrive.com/download/pdf/20188145.pdf | https://www.radwell.co.uk/en-GB/Buy/SEW%20EURODRIVE/SEW%20EURODRIVE/MC07B0055-5A3-4-00/?redirect=true | https://asb-drives.eu/equipment/freq/sew-eurodrive/mc07b/8232/ | DRIVE SERVO MC07B0055-5A3-4-00/FSC11B | SEW-EURODRIVE | OPM | MC07B0055-5A3-4-00/FSC11B | MC07B0055-5A3-4-00/FSC11B |  | ENRICHED | MRO | 39122001 | Inverter Drive Ac | DRIVE | VARIABLE FREQUENCY | POWER RATING | 5.5KW | INPUT VOLTAGE | 380 TO 500VAC | NUMBER OF PHASE | 3PH | OUTPUT CURRENT RATING | 12.5 A | OUTPUT FREQUENCY RATING | 50/60Hz | DEGREE OF PROTECTION | IP20 | TYPE |  | TERMINAL TYPE |  | MOUNTING TYPE | DIN RAIL | SIZE |  | TEMPERATURE RATING | 20-45DEG C | HAZARD CLASS |  | CERTIFICATION/STANDARD | UL | ADDITIONAL FEATURES | POWER RATING: 7.4 HP | [32 empty] | Part number is not available so we updated model number as part number | Production Completed
STP-007 | DATA ENRICHMENT | Batch_2 | Elec | SMX | SMX | OK | 12-05-2023 | 22-05-2023 |  | 472255 | 472255 | EG02-5450406 | DRIVE S.MC07B0055-5A3-4-00/FSC11B/DFP21B | [16 empty] | https://download.sew-eurodrive.com/download/pdf/16964810.pdf | https://www.radwell.co.uk/en-GB/Buy/SEW%20EURODRIVE/SEW%20EURODRIVE/MC07B0055-5A3-4-00-DIV-FSC11B |  | DRIVE S.MC07B0055-5A3-4-00/FSC11B/DFP21B | SEW-EURODRIVE | OPM | MC07B0055-5A3-4-00/FSC11B/DFP21B | MC07B0055-5A3-4-00/FSC11B/DFP21B |  | ENRICHED | MRO | 39122001 | Inverter Drive Ac | DRIVE | VARIABLE FREQUENCY | POWER RATING | 5.5KW,7.4HP | INPUT VOLTAGE | 400V | NUMBER OF PHASE | 3PH | OUTPUT CURRENT RATING | 3.5 mA | OUTPUT FREQUENCY RATING | 50/60Hz | DEGREE OF PROTECTION | NOT AVAILABLE | TYPE | INVERTER | TERMINAL TYPE |  | MOUNTING TYPE | DIN RAIL | SIZE |  | TEMPERATURE RATING | -10 TO 40DEG C | HAZARD CLASS |  | CERTIFICATION/STANDARD |  | ADDITIONAL FEATURES | SIZE:2S,SPEED:1500 RPM,NUMBER OF POLE:4 | [33 empty] | Production Completed
STP-007 | DATA ENRICHMENT | Batch_2 | Elec | SMX | SMX | OK | 12-05-2023 | 22-05-2023 |  | 543549 | 543549 | FR36-LFVAFR5453 | VARIATEUR MC07B0150-503-4-00 | VARIATEUR-VER |  |  | VARIATEUR MC07B0150-503-4-00 POUR LE FOUR C2 | [12 empty] | https://download.sew-eurodrive.com/download/pdf/20188145.pdf |  |  | VARIATEUR MC07B0150-503-4-00, VARIATEUR-VER, VARIATEUR MC07B0150-503-4-00 POUR LE FOUR C2 | SEW-EURODRIVE | OPM | MC07B0150-503-4-00 | MC07B0150-503-4-00 |  | ENRICHED | MRO | 39122001 | Inverter Drive Ac | DRIVE | VARIABLE FREQUENCY | POWER RATING | 15KW | INPUT VOLTAGE | 400VAC | NUMBER OF PHASE | 3PH | OUTPUT CURRENT RATING | 32 A | OUTPUT FREQUENCY RATING | NOT AVAILABLE | DEGREE OF PROTECTION | NOT AVAILABLE | TYPE | DIMMER | TERMINAL TYPE |  | MOUNTING TYPE | RAIL | SIZE |  | TEMPERATURE RATING | 50DEG C | HAZARD CLASS |  | CERTIFICATION/STANDARD | EN,ISO | ADDITIONAL FEATURES | [33 empty] | Part number is not available so we updated model number as part number | Production Completed
STP-007 | DATA ENRICHMENT | Batch_2 | Elec | SMX | SMX | OK | 12-05-2023 | 22-05-2023 |  | 539112 | 539112 | FR36-5484800 | VAFR SEW MC07B0220-503-4-00 22KW ING EP | MC07B0220-503-4-00 |  |  | VARIATEUR MC07B0220-503-4-00 INKLUSIVE: FBG11B VARIATEUR 22KW MOTEUR MELANGEUR PREPARATION PREMIX REMPLACE LFVAFR5016 | [12 empty] | https://download.sew-eurodrive.com/download/pdf/16964810.pdf |  |  | VAFR SEW MC07B0220-503-4-00 22KW ING EP, MC07B0220-503-4-00, VARIATEUR MC07B0220-503-4-00 INKLUSIVE: FBG11B VARIATEUR 22KW MOTEUR MELANGEUR PREPARATION PREMIX REMPLACE LFVAFR5016 | SEW-EURODRIVE | OPM | MC07B0220-503-4-00 | MC07B0220-503-4-00 |  | ENRICHED | MRO | 39122001 | Inverter Drive Ac | DRIVE | VARIABLE FREQUENCY | POWER RATING | 22KW | INPUT VOLTAGE | 380 TO 500VAC | NUMBER OF PHASE | 3PH | OUTPUT CURRENT RATING | 46 A | OUTPUT FREQUENCY RATING | 0 TO 150Hz (VFC),600Hz (V/F) | DEGREE OF PROTECTION | IP20 | TYPE | INVERTER | TERMINAL TYPE |  | MOUNTING TYPE |  | SIZE | 163.5 WD X 185 HT X 54.5 DP MM | TEMPERATURE RATING | -25 TO 75DEG C | HAZARD CLASS |  | CERTIFICATION/STANDARD | IEC 61158,IEC 61784-2 | ADDITIONAL FEATURES | MOTOR MIXER PREMIX PREPARATION REPLACES LFVAFR5016 | [32 empty] | Part number is not available so we updated Model number as Part number,Model Number Updated as per URL | Production Completed
STP-007 | DATA ENRICHMENT | Batch_2 | Elec | SMX | SMX | OK | 12-05-2023 | 22-05-2023 |  | 552278 | 552278 | FR39-5596855 | VARIATEUR MC LTE-B0022-2A3-4-30 (2,2KW) | MC LTE-B0022-2A3-4-30 | TRANS TEC SAS |  | Variateur MOVITRAC Taille 2 2.2KW 3X200-240V MCLTEB0022-2A3-4-30 | [12 empty] | https://download.sew-eurodrive.com/download/pdf/22907653.pdf | https://www.pcssupply.com/sew-eurodrive-movitrac-lte-b-series-mc-lte-b0022-2a3-4-00-ac-drive/ |  | VARIATEUR MC LTE-B0022-2A3-4-30 (2,2KW), MC LTE-B0022-2A3-4-30, TRANS TEC SAS, Variateur MOVITRAC Taille 2 2.2KW 3X200-240V MCLTEB0022-2A3-4-30 | SEW-EURODRIVE | OPM | MCLTE-B0022-2A3-4-30 | MCLTE-B0022-2A3-4-30 | ALTERNATE MANUFACTURER NAME:TRANS TEC SAS | ENRICHED | MRO | 39122000 | Electrical Variable Speed Drives | DRIVE | VARIABLE FREQUENCY | POWER RATING | 2.2KW | INPUT VOLTAGE | 200 TO 240VAC | NUMBER OF PHASE | 3PH | OUTPUT CURRENT RATING | 10.5 A | OUTPUT FREQUENCY RATING | NOT AVAILABLE | DEGREE OF PROTECTION | NOT AVAILABLE | TYPE |  | TERMINAL TYPE |  | MOUNTING TYPE |  | SIZE | 188 WD X 186.5 DP X 186.5 DP MM | TEMPERATURE RATING | -10 TO 50DEG C | HAZARD CLASS |  | CERTIFICATION/STANDARD | IEC 664-1,UL 508C,EN 61800-3,CUL | ADDITIONAL FEATURES | [34 empty] | Production Completed
STP-007 | DATA ENRICHMENT | Batch_2 | Elec | SMX | SMX | OK | 12-05-2023 | 22-05-2023 |  | 65039 | 65039 | 8319-52116401 | DRIVE,VAR SPEED,MCLTPA0055603420 | MCLTPA0055603420 | Sew-Eurodrive Inc | DRIVE,VARIABLE SPEED,DETAILS:MOVITRAC 7.5 HP/5.5 KW,MANUFACTURER:SEW-EURODRIVE INC,MFR PART NUMBER:MCLTPA0055603420 |  | BDI | SEW MCLTPA00556034 | Sew-Eurodrive Inc | MCLTPA0055603420 | DRIVE,VAR SPEED,MCLTPA0055603420 | [7 empty] | https://download.sew-eurodrive.com/download/pdf/16798015.pdf |  |  | DRIVE,VAR SPEED,MCLTPA0055603420, MCLTPA0055603420, Sew-Eurodrive Inc, DRIVE,VARIABLE SPEED,DETAILS:MOVITRAC 7.5 HP/5.5 KW,MANUFACTURER:SEW-EURODRIVE INC,MFR PART NUMBER:MCLTPA0055603420, BDI, SEW MCLTPA00556034, Sew-Eurodrive Inc, MCLTPA0055603420, DRIVE,VAR SPEED,MCLTPA0055603420 | SEW-EURODRIVE | OPM | MCLTPA0055603420 | MCLTPA0055603420 |  | ENRICHED | MRO | 39122001 | Inverter Drive Ac | DRIVE | VARIABLE FREQUENCY | POWER RATING | 5.5KW,7.5HP | INPUT VOLTAGE | 500 TO 600V | NUMBER OF PHASE | 3PH | OUTPUT CURRENT RATING | NOT AVAILABLE | OUTPUT FREQUENCY RATING | 50/60Hz | DEGREE OF PROTECTION | IP55 | TYPE | SPEED | TERMINAL TYPE | SIGNAL | MOUNTING TYPE | DIN RAIL | SIZE | 340 WD X 520 HT X 220 DP MM | TEMPERATURE RATING | 0-40DEG C | HAZARD CLASS |  | CERTIFICATION/STANDARD | CE,UL,CUL | ADDITIONAL FEATURES | SERIES:MOVITRAC,INTERFERNCE:0 CLASS,QUADRANTS:4Q(WITH BRAKE CHOPPER),ENCLOSURE:NEMA 12 HOUSING WITH SWITCH | [33 empty] | Production Completed
STP-007 | DATA ENRICHMENT | Batch_2 | Elec | SMX | SMX | OK | 12-05-2023 | 22-05-2023 |  | 534338 | 534338 | FR34-LFVARI00000024 | VARI_MCS-40A0022-5A3_4-00-2,2 KW | MCS-40A0022-5A3-4-00 |  |  | VARIATEUR-MCS40A0022-5A3-4-00-2,2 KWP/N :08270619 SO # 01.512846803.0001.05MOVIDRIVE TYPE MCS40A-00P/N :08237514 | [12 empty] | https://download.sew-eurodrive.com/download/pdf/10533818.pdf |  |  | VARI_MCS-40A0022-5A3_4-00-2,2 KW, MCS-40A0022-5A3-4-00, VARIATEUR-MCS40A0022-5A3-4-00-2,2 KWP/N :08270619 SO # 01.512846803.0001.05MOVIDRIVE TYPE MCS40A-00P/N :08237514 | SEW-EURODRIVE | OPM | MCS-40A0022-5A3-4-00 | MCS-40A0022-5A3-4-00 | ALTERNATE MANUFACTURER PART NUMBER:08270619 SO# 01.512846803.0001.05¦08237514,MOVIDRIVE TYPE:MCS40A-00 | ENRICHED | MRO | 39122000 | Electrical Variable Speed Drives | DRIVE | VARIABLE FREQUENCY | POWER RATING | 2.2KW | INPUT VOLTAGE | 380 TO 500VAC | NUMBER OF PHASE | 3PH | OUTPUT CURRENT RATING | 4 A | OUTPUT FREQUENCY RATING | 4/8/16KHz | DEGREE OF PROTECTION | IP20 | TYPE |  | TERMINAL TYPE |  | MOUNTING TYPE |  | SIZE | 105 WD X 315 HT X 155 DP MM | TEMPERATURE RATING | 0-50DEG C | HAZARD CLASS |  | CERTIFICATION/STANDARD |  | ADDITIONAL FEATURES | [34 empty] | Production Completed
STP-007 | DATA ENRICHMENT | Batch_2 | Elec | SMX | SMX | OK | 12-05-2023 | 22-05-2023 |  | 534339 | 534339 | FR34-LFVARI00000025 | VARI_MCS-40A0055-5A3_4-00-5,5 KW | MCS-40A0055-5A3_4-00- |  |  | VARIATEUR-MCS40A0055-5A3-4-00-5,5 KWNR :8270643SERIE :0148201MOVIDRIVE TYPE MCS40A-00 | [12 empty] | https://www.deltronix.su/doc/10510052.pdf |  |  | VARI_MCS-40A0055-5A3_4-00-5,5 KW, MCS-40A0055-5A3_4-00-, VARIATEUR-MCS40A0055-5A3-4-00-5,5 KWNR :8270643SERIE :0148201MOVIDRIVE TYPE MCS40A-00 | SEW-EURODRIVE | OPM | MCS-40A0055-5A3_4-00- | MCS-40A0055-5A3_4-00- | ALTERNATE PART NUMBER:8270643,SERIE: 0148201,MOVIDRIVE TYPE:MCS40A-00 | ENRICHED | MRO | 39122001 | Inverter Drive Ac | DRIVE | VARIABLE FREQUENCY | POWER RATING | 5.5KW | INPUT VOLTAGE | NOT AVAILABLE | NUMBER OF PHASE | NOT AVAILABLE | OUTPUT CURRENT RATING | NOT AVAILABLE | OUTPUT FREQUENCY RATING | NOT AVAILABLE | DEGREE OF PROTECTION | NOT AVAILABLE | TYPE |  | TERMINAL TYPE |  | MOUNTING TYPE |  | SIZE |  | TEMPERATURE RATING |  | HAZARD CLASS |  | CERTIFICATION/STANDARD |  | ADDITIONAL FEATURES | [33 empty] | Part number is not available so we updated model number as part number | Production Completed
STP-007 | DATA ENRICHMENT | Batch_2 | Elec | SMX | SMX | OK | 12-05-2023 | 22-05-2023 |  | 534340 | 534340 | FR34-LFVARI00000026 | VARI_MCS-41A0015-5A3_4-00-1,5 KW | MCS-41A0015-5A3_4-00 |  |  | VARIATEUR-MCS-41A0015-5A3-4-00-1,5 KWP/N :08270775 SO # 01.512846804.0001.05MOVIDRIVE TYPE MCS41A-00P/N :08237700 | [12 empty] | https://download.sew-eurodrive.com/download/pdf/10533818.pdf |  |  | VARI_MCS-41A0015-5A3_4-00-1,5 KW, MCS-41A0015-5A3_4-00, VARIATEUR-MCS-41A0015-5A3-4-00-1,5 KWP/N :08270775 SO # 01.512846804.0001.05MOVIDRIVE TYPE MCS41A-00P/N :08237700 | SEW-EURODRIVE | OPM | MCS-41A0015-5A3_4-00 | MCS-41A0015-5A3_4-00 | ALTERNATE MANUFACTURER PART NUMBER:08270775 SO# 01.512846804.0001.05 ¦ 08237700,MOVIDRIVE TYPE MCS41A-00 | ENRICHED | MRO | 39122000 | Electrical Variable Speed Drives | DRIVE | VARIABLE FREQUENCY | POWER RATING | 1.5KW | INPUT VOLTAGE | 380 TO 500VAC | NUMBER OF PHASE | 3PH | OUTPUT CURRENT RATING | 4 A | OUTPUT FREQUENCY RATING | 4/8/16KHz | DEGREE OF PROTECTION | IP20 | TYPE |  | TERMINAL TYPE |  | MOUNTING TYPE |  | SIZE | 105 WD X 315 HT X 155 DP MM | TEMPERATURE RATING | 0-50DEG C | HAZARD CLASS |  | CERTIFICATION/STANDARD |  | ADDITIONAL FEATURES | [34 empty] | Production Completed
STP-007 | DATA ENRICHMENT | Batch_2 | Elec | SMX | SMX | OK | 12-05-2023 | 22-05-2023 |  | 534341 | 534341 | FR34-LFVARI00000027 | VARI_MDS-60A0015-5A3_4-00-1,5 KW | MDS-60A0015-5A3_4-00 | [15 empty] | https://download.sew-eurodrive.com/download/pdf/10532617.pdf | https://www.radwell.co.uk/en-GB/Buy/SEW%20EURODRIVE/SEW%20EURODRIVE/MDS60A0015-5A3-4-00/?redirect=true | https://www.kerienplc.com/SEW-MDS60A0015-5A3-4-00-display-module_p7360.html?gclid=EAIaIQobChMIj7Kry_zc-gIVJJlmAh1OGQHNEAAYASAAEgKxC_D_BwE | VARI_MDS-60A0015-5A3_4-00-1,5 KW, MDS-60A0015-5A3_4-00 | SEW-EURODRIVE | OPM | MDS60A0015-5A3-4-00 | MDS60A0015-5A3-4-00 |  | ENRICHED | MRO | 39122001 | Inverter drive AC | DRIVE | VARIABLE FREQUENCY | POWER RATING | 1.5KW | INPUT VOLTAGE | 380 TO 500VAC | NUMBER OF PHASE | 3PH | OUTPUT CURRENT RATING | 3.6A | OUTPUT FREQUENCY RATING |  | DEGREE OF PROTECTION | IP20 | TYPE | MOVIMOT INVERTER | TERMINAL TYPE |  | MOUNTING TYPE |  | SIZE |  | TEMPERATURE RATING | -25 TO 40DEG C | HAZARD CLASS |  | CERTIFICATION/STANDARD | CE,CUL,CSA,EN | ADDITIONAL FEATURES | [33 empty] | Part number is not available so we updated model number as part number | Production Completed
STP-007 | DATA ENRICHMENT | Batch_2 | Elec | SMX | SMX | OK | 12-05-2023 | 22-05-2023 |  | 624207 | 624207 | IE32-CB41907878 | CONTROLLER,SERVO,MDS60A00155A3400,SEW | [16 empty] | https://download.sew-eurodrive.com/download/pdf/10532617.pdf | https://www.radwell.co.uk/en-GB/Buy/SEW%20EURODRIVE/SEW%20EURODRIVE/MDS60A0015-5A3-4-00/?redirect=true | https://www.kerienplc.com/SEW-MDS60A0015-5A3-4-00-display-module_p7360.html?gclid=EAIaIQobChMIj7Kry_zc-gIVJJlmAh1OGQHNEAAYASAAEgKxC_D_BwE | CONTROLLER,SERVO,MDS60A00155A3400,SEW | SEW-EURODRIVE | OPM | MDS60A0015-5A3-4-00 | MDS60A0015-5A3-4-00 |  | ENRICHED | MRO | 39122001 | Inverter drive AC | DRIVE | VARIABLE FREQUENCY | POWER RATING | 1.5KW | INPUT VOLTAGE | 380 TO 500VAC | NUMBER OF PHASE | 3PH | OUTPUT CURRENT RATING | 3.6A | OUTPUT FREQUENCY RATING |  | DEGREE OF PROTECTION | IP20 | TYPE | MOVIMOT INVERTER | TERMINAL TYPE |  | MOUNTING TYPE |  | SIZE |  | TEMPERATURE RATING | -25 TO 40DEG C | HAZARD CLASS |  | CERTIFICATION/STANDARD | CE,CUL,CSA,EN | ADDITIONAL FEATURES | [33 empty] | Part number is not available so we updated model number as part number | Production Completed
STP-007 | DATA ENRICHMENT | Batch_2 | Elec | SMX | SMX | OK | 12-05-2023 | 22-05-2023 |  | 539848 | 539848 | FR36-LFBRUS5899 | MOVIDRI MDS60A0075-5A3-4-00-14.4A-11.2KW | VARIATEUR-VER |  |  | MOVIDRIVE MDS60A0075-5A3-4-00 3X380----500V-14.4A-11.2KW POUR DEMOULEUSE C1 DIM.H325 X L336 X L130MM remplacé par MDX61B0075-5A3-4-00/DER11B AVEC DBG60B-10 selon offre 413031431 | [12 empty] | https://download.sew-eurodrive.com/download/pdf/10532617.pdf |  |  | MOVIDRI MDS60A0075-5A3-4-00-14.4A-11.2KW, VARIATEUR-VER, MOVIDRIVE MDS60A0075-5A3-4-00 3X380----500V-14.4A-11.2KW POUR DEMOULEUSE C1 DIM.H325 X L336 X L130MM remplacé par MDX61B0075-5A3-4-00/DER11B AVEC DBG60B-10 selon offre 413031431 | SEW-EURODRIVE | OPM | MDS60A0075-5A3-4-00 | MDS60A0075-5A3-4-00 | REFERENCE NUMBER:11.2 KW FOR C1 DEMOULDER,SIZE:325 HT X 336 LG X 130 LG MM REPLACED BY MDX61B0075-5A3-4-00/DER11B WITH DBG60B-10 ACCORDING TO OFFER 413031431 | ENRICHED | MRO | 39122001 | Inverter drive AC | DRIVE | VARIABLE FREQUENCY | POWER RATING | 7.5KW | INPUT VOLTAGE | 380 TO 500VAC | NUMBER OF PHASE | 3PH | OUTPUT CURRENT RATING | 14.4A | OUTPUT FREQUENCY RATING |  | DEGREE OF PROTECTION | IP20 | TYPE | MOVIMOT INVERTER | TERMINAL TYPE |  | MOUNTING TYPE |  | SIZE |  | TEMPERATURE RATING | -25 TO 40DEG C | HAZARD CLASS |  | CERTIFICATION/STANDARD | CE,CUL,CSA,EN | ADDITIONAL FEATURES | SPEED:5000RPM | [33 empty] | Production Completed
STP-007 | DATA ENRICHMENT | Batch_2 | Elec | SMX | SMX | OK | 12-05-2023 | 22-05-2023 |  | 529897 | 529897 | FR34-5484992 | VARI_MDS-61B0015-5A3_4-00-1,5 KW | MDS-61B0015-5A3 |  |  | VARIATEUR MDS-61B0015-5A3-4-001,5KW PEUT REMPLACEER MDS-60A0015-5A3-4-00-1,5KW | [12 empty] | https://www.artisantg.com/info/SEW_Eurodrive_MDS60A0075_5A2_4_06_Manual2_2015121131840.pdf |  |  | VARI_MDS-61B0015-5A3_4-00-1,5 KW, MDS-61B0015-5A3, VARIATEUR MDS-61B0015-5A3-4-001,5KW PEUT REMPLACEER MDS-60A0015-5A3-4-00-1,5KW | SEW-EURODRIVE | OPM | MDS61B0015-5A3-4-001 | MDS61B0015-5A3-4-001 | ALTERNATE MANUFACTURER PART NUMBER:MDS-60A0015-5A3-4-00-1 | ENRICHED | MRO | 39122001 | Inverter drive AC | DRIVE | VARIABLE FREQUENCY | POWER RATING | 1.5KW | INPUT VOLTAGE | 380 TO 500VAC | NUMBER OF PHASE | 3PH | OUTPUT CURRENT RATING | NOTAVAILABLE | OUTPUT FREQUENCY RATING | 599Hz | DEGREE OF PROTECTION | IP22 | TYPE | MOVIMOT INVERTER | TERMINAL TYPE |  | MOUNTING TYPE |  | SIZE | 280 WD X 1000 HT X 400 DP MM | TEMPERATURE RATING | -25 TO 40DEG C | HAZARD CLASS |  | CERTIFICATION/STANDARD | CE,CUL,CSA,EN | ADDITIONAL FEATURES | [34 empty] | Production Completed