## Sheet1
Project Code | Activities | Batch | Elec/Mech | Production User | CA Code | Production Comments | Start Date | End Date | Remarks | Griha ID | Record ID | Concat1 | MAKT_Material_Description | MARA_Manufacturer_Part_Number | Manufacturer_Name | PO_TEXT_ENGLISH | "PO_TEXT_Consolidated" | SUPPLIER NAME | Supplier Material Code/Item code | Manufacturer Name | Manufacturer Part # | Part Description Manufacturer | Part Description supplier Industrial | PO text | COMPANY TYPE | TRUE MANUFACTURER | TRUE MANUFACTURER PART NUMBER | ADDITIONAL INFORMATION ( MODEL, DIMENSIONS, ETC..) | PHOTO (YES/NO) | Reference URL | Reference URL1 | Reference URL2 | Concated Desc | Manufacturer | Manufacturer Status | MPN 1 | Model Number | Reference Text | ENRICHED/CLEANSED | MRO/NON-MRO Classification | UNSPSC | UNSPSC Description | Noun | Modifier | Attribute Name 1 | Attribute Value 1 | Attribute Name 2 | Attribute Value 2 | Attribute Name 3 | Attribute Value 3 | Attribute Name 4 | Attribute Value 4 | Attribute Name 5 | Attribute Value 5 | Attribute Name 6 | Attribute Value 6 | Attribute Name 7 | Attribute Value 7 | Attribute Name 8 | Attribute Value 8 | Attribute Name 9 | Attribute Value 9 | Attribute Name 10 | Attribute Value 10 | Attribute Name 11 | Attribute Value 11 | Attribute Name 12 | Attribute Value 12 | Attribute Name 13 | Attribute Value 13 | Attribute Name 14 | Attribute Value 14 | Attribute Name 15 | Attribute Value 15 | Attribute Name 16 | Attribute Value 16 | Attribute Name 17 | Attribute Value 17 | Attribute Name 18 | Attribute Value 18 | Attribute Name 19 | Attribute Value 19 | Attribute Name 20 | Attribute Value 20 | Attribute Name 21 | Attribute Value 21 | Attribute Name 22 | Attribute Value 22 | Attribute Name 23 | Attribute Value 23 | Attribute Name 24 | Attribute Value 24 | Attribute Name 25 | Attribute Value 25 | Attribute Name 26 | Attribute Value 26 | Attribute Name 27 | Attribute Value 27 | Attribute Name 28 | Attribute Value 28 | Attribute Name 29 | Attribute Value 29 | Attribute Name 30 | Attribute Value 30 | Prospecta Remarks | Status
STP-007 | DATA ENRICHMENT | Batch_2 | Elec | SMX | SMX | OK | 12-05-2023 | 2023-05-23 |  | 83199 | 83199 | 8326-52130395 | SERVO DRIVE C400/10/1/1/10 13130260 |  |  | SERVO DRIVE MARCA ELAU MODELO PAC DRIVE C400/10/1/1/10 13130260 | SERVO DRIVE MARCA ELAU MODELO PAC DRIVE C400/10/1/1/10 13130260 | [12 empty] | https://www.plc-warehouse.com/drives/elau-13130260-001 | https://www.anertkom.de/epages/78014188.sf/en_GB/?ObjectPath=/Shops/78014188/Products/101513130260-001 |  | SERVO DRIVE C400/10/1/1/10 13130260, SERVO DRIVE MARCA ELAU MODELO PAC DRIVE C400/10/1/1/10 13130260, SERVO DRIVE MARCA ELAU MODELO PAC DRIVE C400/10/1/1/10 13130260 | SCHNEIDER ELECTRIC | OPM | 13130260 | C400/10/1/1/10 | BRAND:ELAU,SERIES:PAC | CLEANSED | MRO | 39122001 | Inverter drive AC | DRIVE | VARIABLE FREQUENCY | POWER RATING | NOT AVAILABLE | INPUT VOLTAGE | NOT AVAILABLE | NUMBER OF PHASE | NOT AVAILABLE | OUTPUT CURRENT RATING | NOTAVAILABLE | OUTPUT FREQUENCY RATING | NOT AVAILABLE | DEGREE OF PROTECTION | NOT AVAILABLE | TYPE | SERVO | TERMINAL TYPE |  | MOUNTING TYPE |  | SIZE |  | TEMPERATURE RATING |  | HAZARD CLASS |  | CERTIFICATION/STANDARD |  | ADDITIONAL FEATURES | [33 empty] | Cleansed based on OEM items | Production Completed
STP-007 | DATA ENRICHMENT | Batch_2 | Elec | SMX | SMX | OK | 12-05-2023 | 2023-05-23 |  | 586185 | 586185 | GB38-5598462 | INVERTER, ATV-18U41-N4 |  |  | Part code 90646154 |  | Rubix | 223A5563 | SCHNEID |  |  | SCHNEID ATV-18U41-N4 INPUT: 6.8/6.3AMP, 3PHASE, 380/460V, 50/60HZ | [6 empty] | https://www.radwell.co.uk/en-GB/Buy/SCHNEIDER%20ELECTRIC/TELEMECANIQUE/ATV-18U41-N4/?redirect=true |  |  | INVERTER, ATV-18U41-N4, Part code 90646154, Rubix, 223A5563, SCHNEID, SCHNEID ATV-18U41-N4 INPUT: 6.8/6.3AMP, 3PHASE, 380/460V, 50/60HZ | SCHNEIDER ELECTRIC | OPM | 90646154 | ATV18U41N4 |  | ENRICHED | MRO | 39122001 | Inverter drive AC | DRIVE | VARIABLE FREQUENCY | POWER RATING | 1KVA | INPUT VOLTAGE | 380/460VAC | NUMBER OF PHASE | 3PH | OUTPUT CURRENT RATING | 5.3A | OUTPUT FREQUENCY RATING | 0.5 TO 320Hz | DEGREE OF PROTECTION | NOT AVAILABLE | TYPE |  | TERMINAL TYPE |  | MOUNTING TYPE |  | SIZE |  | TEMPERATURE RATING |  | HAZARD CLASS |  | CERTIFICATION/STANDARD |  | ADDITIONAL FEATURES | F/ALTIVAR MACHINE | [33 empty] | Production Completed
STP-007 | DATA ENRICHMENT | Batch_2 | Elec | SMX | SMX | OK | 12-05-2023 | 2023-05-23 |  | 690206 | 690206 | MY43-5055852 | DANFOSS INVERTER FC-302P4K0T5E20H2(131B0 | 9062811091840 | SYNTEGON | [14 empty] | https://files.valinonline.com/userfiles/documents/danfoss-automationdrive-selection.pdf |  |  | DANFOSS INVERTER FC-302P4K0T5E20H2(131B0, 9062811091840, SYNTEGON | DANFOSS | OPM | FC-302P4K0T5E20H2 | FC-302P4K0T5E20H2 |  | ENRICHED | MRO | 39122001 | Inverter drive AC | DRIVE | VARIABLE FREQUENCY | POWER RATING | 4KW | INPUT VOLTAGE | 380 TO 500VAC | NUMBER OF PHASE | 3PH | OUTPUT CURRENT RATING | 10A | OUTPUT FREQUENCY RATING | 0 TO 590Hz | DEGREE OF PROTECTION | IP20 | TYPE | INVERTER | TERMINAL TYPE |  | MOUNTING TYPE |  | SIZE |  | TEMPERATURE RATING | 50DEG C | HAZARD CLASS |  | CERTIFICATION/STANDARD |  | ADDITIONAL FEATURES | [34 empty] | Production Completed
STP-007 | DATA ENRICHMENT | Batch_2 | Elec | SMX | SMX | OK | 12-05-2023 | 2023-05-23 |  | 774396 | 774396 | RU03-TRU39001363 | FREQUENCY INVERTER;07.F5.B3A-390A;0.75 | [16 empty] | https://www.standard-exchange-industry.com/en/drives/variable-speed-drive/1504-07f5b3a-390a-drive-speed-controller-keb.html | https://asb-drives.eu/equipment/freq/keb/f5b/10082/ | http://www.keb.com.tw/Files/Other/PDF/keb/combivert/ct_dr_000000052f5_en.pdf | FREQUENCY INVERTER;07.F5.B3A-390A;0.75 | KEB AMERICA, INC. | OPM | 07.F5.B3A-390A | 07.F5.B3A-390A |  | ENRICHED | MRO | 39122001 | Inverter drive AC | DRIVE | VARIABLE FREQUENCY | POWER RATING | 0.75KW | INPUT VOLTAGE | 230 TO 400VAC | NUMBER OF PHASE | 3PH | OUTPUT CURRENT RATING | 2.6A | OUTPUT FREQUENCY RATING | 1600Hz | DEGREE OF PROTECTION | IP20 | TYPE | INVERTER | TERMINAL TYPE | PLUG IN | MOUNTING TYPE | CHASSIS | SIZE | 90 WD X 250 HT X 181 DP MM | TEMPERATURE RATING | -10 TO 45DEG C | HAZARD CLASS |  | CERTIFICATION/STANDARD | CE,CULUS,CLRUS | ADDITIONAL FEATURES | [34 empty] | Production Completed
STP-007 | DATA ENRICHMENT | Batch_2 | Elec | SMX | SMX | OK | 12-05-2023 | 2023-05-23 |  | 544032 | 544032 | FR37-5441607 | VAR 07F5A1D3BUA 0,75KW 400V | KEB 07F5A1D3BUA 0,75KW |  |  | VARIATEUR DE FREQUENCE 07F5A1D3BUA 0,75KW 400V | [12 empty] | https://www.keb.co.uk/index.php?eID=tx_securedownloads&u=0&file=/fileadmin/media/Catalogs/dr/ct_dr_000000052f5_en.pdf&t=1673698670&hash=5a9aa7081500c66674d305d14eac824c375d76ca |  | http://www.keb.com.tw/Files/Other/PDF/keb/combivert/ct_dr_000000052f5_en.pdf | VAR 07F5A1D3BUA 0,75KW 400V, KEB 07F5A1D3BUA 0,75KW, VARIATEUR DE FREQUENCE 07F5A1D3BUA 0,75KW 400V | KEB AMERICA, INC. | OEM | 07.F5.A1D-3BUA | 07F5A1D3BUA |  | ENRICHED | MRO | 39122001 | Inverter drive AC | DRIVE | VARIABLE FREQUENCY | POWER RATING | 0.75KW | INPUT VOLTAGE | 305 TO 528VAC | NUMBER OF PHASE | 3PH | OUTPUT CURRENT RATING | 4.7A | OUTPUT FREQUENCY RATING | 1600Hz | DEGREE OF PROTECTION | IP20 | TYPE | INVERTER | TERMINAL TYPE | PLUG IN | MOUNTING TYPE | CHASSIS | SIZE | 90 WD X 250 HT X 181 DP MM | TEMPERATURE RATING | -10 TO 45DEG C | HAZARD CLASS |  | CERTIFICATION/STANDARD | CE,CULUS,CLRUS | ADDITIONAL FEATURES | [34 empty] | Production Completed
STP-007 | DATA ENRICHMENT | Batch_2 | Elec | SMX | SMX | OK | 12-05-2023 | 2023-05-23 |  | 547567 | 547567 | FR37-LFVAR16155 | VAR 07G6C3A3A10 0,75KW 400V | KEB 07G6C3A3A10 |  |  | VARIATEUR DE FREQUENCE 07G6C3A3A10 0,75KW 3 x 400V | [12 empty] | https://www.keb.co.uk/drive-technology/drive-controller-for-your-drive-tasks/frequency-inverter-combivert-g6 | https://www.kebamerica.com/wp-content/uploads/2020/08/ma_dr_g6-io-link-cu-inst-20137234_en.pdf | http://www.keb.com.tw/Files/Other/PDF/keb/combivert/ct_dr_000000052f5_en.pdf | VAR 07G6C3A3A10 0,75KW 400V, KEB 07G6C3A3A10, VARIATEUR DE FREQUENCE 07G6C3A3A10 0,75KW 3 x 400V | KEB AMERICA, INC. | OEM | 07.G6.C3A-3A10 | COMBIVERT G6 |  | ENRICHED | MRO | 39122001 | Inverter drive AC | DRIVE | VARIABLE FREQUENCY | POWER RATING | 0.75KW | INPUT VOLTAGE | 400VAC | NUMBER OF PHASE | 3PH | OUTPUT CURRENT RATING | NOT AVAILABLE | OUTPUT FREQUENCY RATING | 1600Hz | DEGREE OF PROTECTION | IP20 | TYPE | INVERTER | TERMINAL TYPE | PLUG IN | MOUNTING TYPE | CHASSIS | SIZE | 90 WD X 250 HT X 181 DP MM | TEMPERATURE RATING | -10 TO 45DEG C | HAZARD CLASS |  | CERTIFICATION/STANDARD | CE,CULUS,CLRUS | ADDITIONAL FEATURES | [34 empty] | Production Completed
STP-007 | DATA ENRICHMENT | Batch_2 | Elec | SMX | SMX | OK | 12-05-2023 | 2023-05-23 |  | 767493 | 767493 | RU03-5459317 | INVERTER;09.F5.C1B-3A0A | [16 empty] | https://www.standard-exchange-industry.com/en/drives/variable-speed-drive/1514-09f5c1b-3a0a-drive-speed-controller-keb.html |  | http://www.keb.com.tw/Files/Other/PDF/keb/combivert/ct_dr_000000052f5_en.pdf | INVERTER;09.F5.C1B-3A0A | KEB AMERICA, INC. | OPM | 09.F5.C1B-3A0A | 09.F5.C1B-3A0A |  | ENRICHED | MRO | 39122001 | Inverter drive AC | DRIVE | VARIABLE FREQUENCY | POWER RATING | 1.5KW | INPUT VOLTAGE | 230 TO 400VAC | NUMBER OF PHASE | 3PH | OUTPUT CURRENT RATING | NOT AVAILABLE | OUTPUT FREQUENCY RATING | 1600Hz | DEGREE OF PROTECTION | IP20 | TYPE | INVERTER | TERMINAL TYPE | PLUG IN | MOUNTING TYPE | CHASSIS | SIZE | 90 WD X 250 HT X 181 DP MM | TEMPERATURE RATING | -10 TO 45DEG C | HAZARD CLASS |  | CERTIFICATION/STANDARD | CE,CULUS,CLRUS | ADDITIONAL FEATURES | [34 empty] | Production Completed
STP-007 | DATA ENRICHMENT | Batch_2 | Elec | SMX | SMX | OK | 12-05-2023 | 2023-05-23 |  | 544134 | 544134 | FR37-5486356 | VAR 09F5A1D3AUA 1,5KW 400V | KEB 09F5A1D3AUA 1,5KW |  |  | VARIATEUR DE FREQUENCE 09F5A1D3AUA 1,5KW 400V | [12 empty] | https://www.kebamerica.com/products/f5-inverter/ | https://www.kebamerica.com/wp-content/uploads/2020/02/ct_dr_000000052f5_en-1.pdf | http://www.keb.com.tw/Files/Other/PDF/keb/combivert/ct_dr_000000052f5_en.pdf | VAR 09F5A1D3AUA 1,5KW 400V, KEB 09F5A1D3AUA 1,5KW, VARIATEUR DE FREQUENCE 09F5A1D3AUA 1,5KW 400V | KEB AMERICA, INC. | OEM | 09.F5.A1D-3AUA | COMBIVERT F5 |  | ENRICHED | MRO | 39122001 | Inverter drive AC | DRIVE | VARIABLE FREQUENCY | POWER RATING | 1.5KW | INPUT VOLTAGE | 400VAC | NUMBER OF PHASE | 3PH | OUTPUT CURRENT RATING | 7.4A | OUTPUT FREQUENCY RATING | 1600Hz | DEGREE OF PROTECTION | IP20 | TYPE | INVERTER | TERMINAL TYPE | PLUG IN | MOUNTING TYPE | CHASSIS | SIZE | 90 WD X 250 HT X 181 DP MM | TEMPERATURE RATING | -10 TO 45DEG C | HAZARD CLASS |  | CERTIFICATION/STANDARD | CE,CULUS,CLRUS | ADDITIONAL FEATURES | [34 empty] | Production Completed
STP-007 | DATA ENRICHMENT | Batch_2 | Elec | SMX | SMX | OK | 12-05-2023 | 2023-05-23 |  | 547573 | 547573 | FR37-LFVAR18318 | VAR 09F5C1B3A0A 1.5KW 400V | KEB 09F5C1B3A0A |  |  | VARIATEUR DE FREQUENCE 09F5C1B3A0A 1.5KW 3 X 400V | [12 empty] | https://www.plswiss.com/en/59870-keb-09f5c1b-3a0a.html | https://www.kebamerica.com/wp-content/uploads/2020/02/ct_dr_000000052f5_en-1.pdf | http://www.keb.com.tw/Files/Other/PDF/keb/combivert/ct_dr_000000052f5_en.pdf | VAR 09F5C1B3A0A 1.5KW 400V, KEB 09F5C1B3A0A, VARIATEUR DE FREQUENCE 09F5C1B3A0A 1.5KW 3 X 400V | KEB AMERICA, INC. | OEM | 09.F5.C1B-3A0A | 09F5C1B-3A0A |  | ENRICHED | MRO | 39122001 | Inverter drive AC | DRIVE | VARIABLE FREQUENCY | POWER RATING | 2.2KW | INPUT VOLTAGE | 305 TO 528VAC | NUMBER OF PHASE | 3PH | OUTPUT CURRENT RATING | 4.1A | OUTPUT FREQUENCY RATING | 1600Hz | DEGREE OF PROTECTION | IP20 | TYPE | INVERTER | TERMINAL TYPE | PLUG IN | MOUNTING TYPE | CHASSIS | SIZE | 90 WD X 220 HT X 160 DP MM | TEMPERATURE RATING | -10 TO 45DEG C | HAZARD CLASS |  | CERTIFICATION/STANDARD | CE,CULUS,CLRUS | ADDITIONAL FEATURES | [34 empty] | Production Completed
STP-007 | DATA ENRICHMENT | Batch_2 | Elec | SMX | SMX | OK | 12-05-2023 | 2023-05-23 |  | 544129 | 544129 | FR37-5485130 | VAR 09G6C3A3910 1,5KW 400V | KEB 09G6C3A3910 |  |  | VARIATEUR DE FREQUENCE 09G6C3A3910 1,5KW 3 x 400V | [12 empty] | https://www.keb.co.uk/drive-technology/drive-controller-for-your-drive-tasks/frequency-inverter-combivert-g6 | https://www.kebamerica.com/wp-content/uploads/2020/08/ma_dr_g6-io-link-cu-inst-20137234_en.pdf | http://www.keb.com.tw/Files/Other/PDF/keb/combivert/ct_dr_000000052f5_en.pdf | VAR 09G6C3A3910 1,5KW 400V, KEB 09G6C3A3910, VARIATEUR DE FREQUENCE 09G6C3A3910 1,5KW 3 x 400V | KEB AMERICA, INC. | OEM | 09.G6.C3A-3910 | 09G6C3A3910 |  | ENRICHED | MRO | 39122001 | Inverter drive AC | DRIVE | VARIABLE FREQUENCY | POWER RATING | 1.5KW | INPUT VOLTAGE | 400VAC | NUMBER OF PHASE | 3PH | OUTPUT CURRENT RATING | NOTAVAILABLE | OUTPUT FREQUENCY RATING | 1600Hz | DEGREE OF PROTECTION | IP20 | TYPE | INVERTER | TERMINAL TYPE | PLUG IN | MOUNTING TYPE | CHASSIS | SIZE | 90 WD X 250 HT X 181 DP MM | TEMPERATURE RATING | -10 TO 45DEG C | HAZARD CLASS |  | CERTIFICATION/STANDARD | CE,CULUS,CLRUS | ADDITIONAL FEATURES | [34 empty] | Production Completed
STP-007 | DATA ENRICHMENT | Batch_2 | Elec | SMX | SMX | OK | 12-05-2023 | 2023-05-23 |  | 547566 | 547566 | FR37-LFVAR16154 | VAR 10F5C1B3A0A 2,2KW 400V | KEB 10F5C1B3A0A |  |  | VARIATEUR DE FREQUENCE 10F5C1B3A0A 2,2KW 3 X 400V | [12 empty] | http://www.keb.com.tw/Files/Other/PDF/keb/combivert/ct_dr_000000052f5_en.pdf | https://www.kebamerica.com/wp-content/uploads/2020/02/ct_dr_000000052f5_en-1.pdf | http://www.keb.com.tw/Files/Other/PDF/keb/combivert/ct_dr_000000052f5_en.pdf | VAR 10F5C1B3A0A 2,2KW 400V, KEB 10F5C1B3A0A, VARIATEUR DE FREQUENCE 10F5C1B3A0A 2,2KW 3 X 400V | KEB AMERICA, INC. | OEM | 10.F5.C1B-3A0A | 10F5C1B-3A0A |  | ENRICHED | MRO | 39122001 | Inverter drive AC | DRIVE | VARIABLE FREQUENCY | POWER RATING | 2.2KW | INPUT VOLTAGE | 305 TO 528VAC | NUMBER OF PHASE | 3PH | OUTPUT CURRENT RATING | 5.8A | OUTPUT FREQUENCY RATING | 1600Hz | DEGREE OF PROTECTION | IP20 | TYPE | INVERTER | TERMINAL TYPE | PLUG IN | MOUNTING TYPE | CHASSIS | SIZE | 90 WD X 220 HT X 160 DP MM | TEMPERATURE RATING | -10 TO 45DEG C | HAZARD CLASS |  | CERTIFICATION/STANDARD | CE,CULUS,CLRUS | ADDITIONAL FEATURES | [34 empty] | Production Completed
STP-007 | DATA ENRICHMENT | Batch_2 | Elec | SMX | SMX | OK | 12-05-2023 | 2023-05-23 |  | 544130 | 544130 | FR37-5485132 | VAR 10G6C3A3910 2,2KW 400V | KEB 10G6C3A3910 |  |  | VARIATEUR DE FREQUENCE 10G6C3A3910 2,2KW 3 x 400V | [12 empty] | https://www.kebamerica.com/wp-content/uploads/2020/08/ma_dr_g6-io-link-cu-inst-20137234_en.pdf | https://www.kebamerica.com/products/g6-open-loop-vfd/ | http://www.keb.com.tw/Files/Other/PDF/keb/combivert/ct_dr_000000052f5_en.pdf | VAR 10G6C3A3910 2,2KW 400V, KEB 10G6C3A3910, VARIATEUR DE FREQUENCE 10G6C3A3910 2,2KW 3 x 400V | KEB AMERICA, INC. | OEM | 10.G6.C3A-3910 | COMBIVERT G6 |  | ENRICHED | MRO | 39122001 | Inverter drive AC | DRIVE | VARIABLE FREQUENCY | POWER RATING | 2.2KW | INPUT VOLTAGE | 400 TO 480VAC | NUMBER OF PHASE | 3PH | OUTPUT CURRENT RATING | 5.8A | OUTPUT FREQUENCY RATING | 1600Hz | DEGREE OF PROTECTION | IP20 | TYPE | INVERTER | TERMINAL TYPE | PLUG IN | MOUNTING TYPE | CHASSIS | SIZE | 90 WD X 204 HT X 200 DP MM | TEMPERATURE RATING | -10 TO 45DEG C | HAZARD CLASS |  | CERTIFICATION/STANDARD | CE,CULUS,CLRUS | ADDITIONAL FEATURES | [34 empty] | Production Completed
STP-007 | DATA ENRICHMENT | Batch_2 | Elec | SMX | SMX | OK | 12-05-2023 | 2023-05-23 |  | 774399 | 774399 | RU03-TRU39001366 | FREQUENCY INVERTER;12.F5.B1B-350A;4.0 | [16 empty] | https://www.standard-exchange-industry.com/en/drives/variable-speed-drive/1507-12f5b1b-350a-drive-speed-controller-keb.html |  | http://www.keb.com.tw/Files/Other/PDF/keb/combivert/ct_dr_000000052f5_en.pdf | FREQUENCY INVERTER;12.F5.B1B-350A;4.0 | KEB AMERICA, INC. | OPM | 12.F5.B1B-350A | 12.F5.B1B-350A |  | ENRICHED | MRO | 39122001 | Inverter drive AC | DRIVE | VARIABLE FREQUENCY | POWER RATING | 4KW | INPUT VOLTAGE | 230 TO 400VAC | NUMBER OF PHASE | 3PH | OUTPUT CURRENT RATING | NOTAVAILABLE | OUTPUT FREQUENCY RATING | 1600Hz | DEGREE OF PROTECTION | IP20 | TYPE | INVERTER | TERMINAL TYPE | PLUG IN | MOUNTING TYPE | CHASSIS | SIZE | 90 WD X 250 HT X 181 DP MM | TEMPERATURE RATING | -10 TO 45DEG C | HAZARD CLASS |  | CERTIFICATION/STANDARD | CE,CULUS,CLRUS | ADDITIONAL FEATURES | [34 empty] | Production Completed
STP-007 | DATA ENRICHMENT | Batch_2 | Elec | SMX | SMX | OK | 12-05-2023 | 2023-05-23 |  | 547572 | 547572 | FR37-LFVAR18317 | VAR 12F5A1D3AUA 4KW 400V | KEB 12F5A1D3AUA 4KW |  |  | VARIATEUR DE FREQUENCE 12F5A1D3AUA 4KW 3 X 400V | [12 empty] | https://www.kebamerica.com/products/f5-inverter/ | https://www.kebamerica.com/wp-content/uploads/2020/02/ct_dr_000000052f5_en-1.pdf | http://www.keb.com.tw/Files/Other/PDF/keb/combivert/ct_dr_000000052f5_en.pdf | VAR 12F5A1D3AUA 4KW 400V, KEB 12F5A1D3AUA 4KW, VARIATEUR DE FREQUENCE 12F5A1D3AUA 4KW 3 X 400V | KEB AMERICA, INC. | OEM | 12.F5.A1D-3AUA | COMBIVERT F5 |  | ENRICHED | MRO | 39122001 | Inverter drive AC | DRIVE | VARIABLE FREQUENCY | POWER RATING | 4KW | INPUT VOLTAGE | 400VAC | NUMBER OF PHASE | 3PH | OUTPUT CURRENT RATING | 17A | OUTPUT FREQUENCY RATING | 1600Hz | DEGREE OF PROTECTION | IP20 | TYPE | INVERTER | TERMINAL TYPE | PLUG IN | MOUNTING TYPE | CHASSIS | SIZE | 90 WD X 250 HT X 181 DP MM | TEMPERATURE RATING | -10 TO 45DEG C | HAZARD CLASS |  | CERTIFICATION/STANDARD | CE,CULUS,CLRUS | ADDITIONAL FEATURES | [34 empty] | Production Completed
STP-007 | DATA ENRICHMENT | Batch_2 | Elec | SMX | SMX | OK | 12-05-2023 | 2023-05-23 |  | 544009 | 544009 | FR37-5426707 | VAR 12F5C1B350A 4KW 400V | KEB 12F5C1B350A |  |  | VARIATEUR DE VITESSE 12F5C1B350A 4KW 3 X 400V | [12 empty] | http://www.keb.com.tw/Files/Other/PDF/keb/combivert/ct_dr_000000052f5_en.pdf |  | http://www.keb.com.tw/Files/Other/PDF/keb/combivert/ct_dr_000000052f5_en.pdf | VAR 12F5C1B350A 4KW 400V, KEB 12F5C1B350A, VARIATEUR DE VITESSE 12F5C1B350A 4KW 3 X 400V | KEB AMERICA, INC. | OEM | 12.F5.C1B-350A | 12F5C1B350A |  | ENRICHED | MRO | 39122001 | Inverter drive AC | DRIVE | VARIABLE FREQUENCY | POWER RATING | 4KW | INPUT VOLTAGE | 305 TO 525VAC | NUMBER OF PHASE | 3PH | OUTPUT CURRENT RATING | 21A | OUTPUT FREQUENCY RATING | 1600Hz | DEGREE OF PROTECTION | IP20 | TYPE | INVERTER | TERMINAL TYPE | PLUG IN | MOUNTING TYPE | CHASSIS | SIZE | 90 WD X 220 HT X 160 DP MM | TEMPERATURE RATING | -10 TO 45DEG C | HAZARD CLASS |  | CERTIFICATION/STANDARD | CE,CULUS,CLRUS | ADDITIONAL FEATURES | [34 empty] | Production Completed
STP-007 | DATA ENRICHMENT | Batch_2 | Elec | SMX | SMX | OK | 12-05-2023 | 2023-05-23 |  | 547571 | 547571 | FR37-LFVAR18301 | VAR 14F5C1D380A 7,5KW 400V | KEB 14F5C1D380A |  |  | VARIATEUR DE FREQUENCE 14F5C1D380A 7,5KW 3 X 400V | [12 empty] | https://www.kebamerica.com/products/f5-inverter/ | https://www.kebamerica.com/wp-content/uploads/2020/02/ct_dr_000000052f5_en-1.pdf | http://www.keb.com.tw/Files/Other/PDF/keb/combivert/ct_dr_000000052f5_en.pdf | VAR 14F5C1D380A 7,5KW 400V, KEB 14F5C1D380A, VARIATEUR DE FREQUENCE 14F5C1D380A 7,5KW 3 X 400V | KEB AMERICA, INC. | OEM | 14.F5.C1D-380A | COMBIVERT F5 |  | ENRICHED | MRO | 39122001 | Inverter drive AC | DRIVE | VARIABLE FREQUENCY | POWER RATING | 7.5KW | INPUT VOLTAGE | 400VAC | NUMBER OF PHASE | 3PH | OUTPUT CURRENT RATING | 35.6A | OUTPUT FREQUENCY RATING | 1600Hz | DEGREE OF PROTECTION | IP20 | TYPE | INVERTER | TERMINAL TYPE | PLUG IN | MOUNTING TYPE | CHASSIS | SIZE | 90 WD X 250 HT X 181 DP MM | TEMPERATURE RATING | -10 TO 45DEG C | HAZARD CLASS |  | CERTIFICATION/STANDARD | CE,CULUS,CLRUS | ADDITIONAL FEATURES | [34 empty] | Production Completed
STP-007 | DATA ENRICHMENT | Batch_2 | Elec | SMX | SMX | OK | 12-05-2023 | 2023-05-23 |  | 544413 | 544413 | FR37-5606123 | VAR 16F5C1E340A 15KW 400V | KEB 16F5C1E340A 15KW 400V |  |  | VARIATEUR DE FREQUENCE 16F5C1E340A 15KW 3 X 400V | [12 empty] | https://www.keb.co.uk/index.php?eID=tx_securedownloads&u=0&file=/fileadmin/media/Catalogs/dr/ct_dr_000000052f5_en.pdf&t=1673698670&hash=5a9aa7081500c66674d305d14eac824c375d76ca |  | http://www.keb.com.tw/Files/Other/PDF/keb/combivert/ct_dr_000000052f5_en.pdf | VAR 16F5C1E340A 15KW 400V, KEB 16F5C1E340A 15KW 400V, VARIATEUR DE FREQUENCE 16F5C1E340A 15KW 3 X 400V | KEB AMERICA, INC. | OEM | 16.F5.C1E-340A | 16F5C1E340A |  | ENRICHED | MRO | 39122001 | Inverter drive AC | DRIVE | VARIABLE FREQUENCY | POWER RATING | 15KW | INPUT VOLTAGE | 305 TO 528VAC | NUMBER OF PHASE | 3PH | OUTPUT CURRENT RATING | 59A | OUTPUT FREQUENCY RATING | 1600Hz | DEGREE OF PROTECTION | IP20 | TYPE | INVERTER | TERMINAL TYPE | PLUG IN | MOUNTING TYPE | CHASSIS | SIZE | 130 WD X 290 HT X 208 DP MM | TEMPERATURE RATING | -10 TO 45DEG C | HAZARD CLASS |  | CERTIFICATION/STANDARD | CE,CULUS,CLRUS | ADDITIONAL FEATURES | [34 empty] | Production Completed
STP-007 | DATA ENRICHMENT | Batch_2 | Elec | SMX | SMX | OK | 12-05-2023 | 2023-05-23 |  | 138318 | 138318 | 8349-50168910 | DRIVE,VAR SPEED,VLT5100-PT5-COO-ST-RO-DL | VLT5100-PT5-COO-ST-RO-DL | Danfoss | DRIVE,VARIABLE SPEED,DETAILS:DANFOSS,MANUFACTURER:DANFOSS,MFR PART NUMBER:VLT5100-PT5-COO-ST-RO-DL | [13 empty] | https://files.danfoss.com/download/Drives/doc_D_1_MG51A802.pdf |  |  | DRIVE,VAR SPEED,VLT5100-PT5-COO-ST-RO-DL, VLT5100-PT5-COO-ST-RO-DL, Danfoss, DRIVE,VARIABLE SPEED,DETAILS:DANFOSS,MANUFACTURER:DANFOSS,MFR PART NUMBER:VLT5100-PT5-COO-ST-RO-DL | DANFOSS | OPM | 176F0085 | VLT5100-PT5-COO-ST-R0-DL | SERIES:VLT 5100 | ENRICHED | MRO | 39122001 | Inverter drive AC | DRIVE | VARIABLE FREQUENCY | POWER RATING | 75KW | INPUT VOLTAGE | 380 TO 440VAC | NUMBER OF PHASE | 3PH | OUTPUT CURRENT RATING | 147A | OUTPUT FREQUENCY RATING |  | DEGREE OF PROTECTION | IP54 | TYPE | INVERTER | TERMINAL TYPE |  | MOUNTING TYPE |  | SIZE |  | TEMPERATURE RATING |  | HAZARD CLASS |  | CERTIFICATION/STANDARD |  | ADDITIONAL FEATURES | [33 empty] | Cleansed based on OEM items | Production Completed
STP-007 | DATA ENRICHMENT | Batch_2 | Elec | SMX | SMX | OK | 12-05-2023 | 2023-05-23 |  | 783803 | 783803 | RU07-TRU40013016 | CONVERTER;VLT5102;178B5703 | [16 empty] | https://files.danfoss.com/download/Drives/doc_D_1_MG51A802.pdf | https://www.convertwell.co.uk/178b5166-danfoss-vlt5102-75-90-kw/ |  | CONVERTER;VLT5102;178B5703 | DANFOSS | OPM | 178B5166 | VLT5102 |  | ENRICHED | MRO | 39122001 | Inverter drive AC | DRIVE | VARIABLE FREQUENCY | POWER RATING | 75/90KW | INPUT VOLTAGE | 300 TO 500VAC | NUMBER OF PHASE | 3PH | OUTPUT CURRENT RATING | NOTAVAILABLE | OUTPUT FREQUENCY RATING | 0 TO 132Hz | DEGREE OF PROTECTION | IP20 | TYPE | INVERTER | TERMINAL TYPE |  | MOUNTING TYPE |  | SIZE | 400 WD X 1000 LG X 370 HT MM | TEMPERATURE RATING | -10 TO 70DEG C | HAZARD CLASS |  | CERTIFICATION/STANDARD | IEC 68-2-3 | ADDITIONAL FEATURES | CONVERTER | [33 empty] | Production Completed
STP-007 | DATA ENRICHMENT | Batch_2 | Elec | SMX | SMX | OK | 12-05-2023 | 2023-05-23 |  | 690659 | 690659 | MY43-EM002471 | INVERTER DANFOSS 178B9301 VLT2840 | VLT2840PT4B20STR0DBF10A00C1 | [15 empty] | https://files.danfoss.com/download/Drives/MG27E402.pdf | https://files.danfoss.com/download/Drives/doc_MD27A202.pdf | https://store.danfoss.com/gb/en_GB/Drives/Low-Voltage-Drives/Legacy-Drives/VLT%C2%AE-2800/VLT2840PT4B20STR0DBF10A00C1/p/178B9301 | INVERTER DANFOSS 178B9301 VLT2840, VLT2840PT4B20STR0DBF10A00C1 | DANFOSS | OPM | 178B9301 | VLT2840PT4B20STR0DBF10A00C1 |  | ENRICHED | MRO | 39122001 | Inverter drive AC | DRIVE | VARIABLE FREQUENCY | POWER RATING | 4KW | INPUT VOLTAGE | 380 TO 480VAC | NUMBER OF PHASE | 3PH | OUTPUT CURRENT RATING | 9.1A | OUTPUT FREQUENCY RATING | 0.2 TO 132Hz,1 TO 1000Hz | DEGREE OF PROTECTION | IP20 | TYPE | INVERTER | TERMINAL TYPE |  | MOUNTING TYPE | VERTICAL | SIZE | 90 WD X 267.5 HT X 168 DP MM | TEMPERATURE RATING | 45DEG C | HAZARD CLASS |  | CERTIFICATION/STANDARD | EN,EN 50082-1/2,EN 55011,EN 61000-4-2,EN 61000-4-3,EN 61000-4-4,EN 61000-4-5,EN 61081-2,EN 61800-3 | ADDITIONAL FEATURES | SUPPLY FREQUENCY:50/60 Hz | [33 empty] | Production Completed
STP-007 | DATA ENRICHMENT | Batch_2 | Elec | SMX | SMX | OK | 12-05-2023 | 2023-05-23 |  | 690658 | 690658 | MY43-EM002470 | INVERTER DANFOSS 178F0006 VLT2830 | VLT2830PT4B20STR0DBF10A00C1 | [15 empty] | https://files.danfoss.com/download/Drives/MG27E402.pdf | https://files.danfoss.com/download/Drives/doc_MD27A202.pdf | https://store.danfoss.com/gb/en_GB/Drives/Low-Voltage-Drives/Legacy-Drives/VLT%C2%AE-2800/VLT2830PT4B20STR0DBF10A00C1/p/178F0006 | INVERTER DANFOSS 178F0006 VLT2830, VLT2830PT4B20STR0DBF10A00C1 | DANFOSS | OPM | 178F0006 | VLT2830PT4B20STR0DBF10A00C1 |  | ENRICHED | MRO | 39122001 | Inverter drive AC | DRIVE | VARIABLE FREQUENCY | POWER RATING | 3KW | INPUT VOLTAGE | 380 TO 480VAC | NUMBER OF PHASE | 3PH | OUTPUT CURRENT RATING | 7A | OUTPUT FREQUENCY RATING | 0.2 TO 132Hz,1 TO 1000Hz | DEGREE OF PROTECTION | IP20 | TYPE | INVERTER | TERMINAL TYPE |  | MOUNTING TYPE | VERTICAL | SIZE | 90 WD X 267.5 HT X 168 DP MM | TEMPERATURE RATING | 45DEG C | HAZARD CLASS |  | CERTIFICATION/STANDARD | EN,EN 50082-1/2,EN 55011,EN 61000-4-2,EN 61000-4-3,EN 61000-4-4,EN 61000-4-5,EN 61081-2,EN 61800-3 | ADDITIONAL FEATURES | SUPPLY FREQUENCY:50/60 Hz | [33 empty] | Production Completed
STP-007 | DATA ENRICHMENT | Batch_2 | Elec | SMX | SMX | OK | 12-05-2023 | 2023-05-23 |  | 690656 | 690656 | MY43-EM002468 | INVERTER DANFOSS 178F0336 VLT2875 | VLT2875PT4B20STR0DBF10A00C1 | [15 empty] | https://files.danfoss.com/download/Drives/MG27E402.pdf | https://files.danfoss.com/download/Drives/doc_MD27A202.pdf | https://store.danfoss.com/gb/en_GB/Drives/Low-Voltage-Drives/Legacy-Drives/VLT%C2%AE-2800/VLT2875PT4B20STR0DBF10A00C1/p/178F0336 | INVERTER DANFOSS 178F0336 VLT2875, VLT2875PT4B20STR0DBF10A00C1 | DANFOSS | OPM | 178F0336 | VLT2875PT4B20STR0DBF10A00C1 |  | ENRICHED | MRO | 39122001 | Inverter drive AC | DRIVE | VARIABLE FREQUENCY | POWER RATING | 7.5KW | INPUT VOLTAGE | 380 TO 480VAC | NUMBER OF PHASE | 3PH | OUTPUT CURRENT RATING | 16A | OUTPUT FREQUENCY RATING | 0.2 TO 132Hz,1 TO 1000Hz | DEGREE OF PROTECTION | IP20 | TYPE | INVERTER | TERMINAL TYPE |  | MOUNTING TYPE | VERTICAL | SIZE | 140 WD X 267.5 HT X 168 DP MM | TEMPERATURE RATING | 45DEG C | HAZARD CLASS |  | CERTIFICATION/STANDARD | EN,EN 50082-1/2,EN 55011,EN 61000-4-2,EN 61000-4-3,EN 61000-4-4,EN 61000-4-5,EN 61081-2,EN 61800-3 | ADDITIONAL FEATURES | SUPPLY FREQUENCY:50/60 Hz | [33 empty] | Production Completed
STP-007 | DATA ENRICHMENT | Batch_2 | Elec | SMX | SMX | OK | 12-05-2023 | 2023-05-23 |  | 690657 | 690657 | MY43-EM002469 | INVERTER DANFOSS 178F0337 VLT2855 | VLT2855PT4B20STR0DBF10A00C1 | [15 empty] | https://files.danfoss.com/download/Drives/MG27E402.pdf | https://files.danfoss.com/download/Drives/doc_MD27A202.pdf | https://store.danfoss.com/gb/en_GB/Drives/Low-Voltage-Drives/Legacy-Drives/VLT%C2%AE-2800/vlt2855pt4b20str0dbf10a00c1/p/178F0337 | INVERTER DANFOSS 178F0337 VLT2855, VLT2855PT4B20STR0DBF10A00C1 | DANFOSS | OPM | 178F0337 | VLT2855PT4B20STR0DBF10A00C1 |  | ENRICHED | MRO | 39122001 | Inverter drive AC | DRIVE | VARIABLE FREQUENCY | POWER RATING | 5.5KW | INPUT VOLTAGE | 380 TO 480VAC | NUMBER OF PHASE | 3PH | OUTPUT CURRENT RATING | 12A | OUTPUT FREQUENCY RATING | 0.2 TO 132Hz,1 TO 1000Hz | DEGREE OF PROTECTION | IP20 | TYPE | INVERTER | TERMINAL TYPE |  | MOUNTING TYPE | VERTICAL | SIZE | 140 WD X 267.5 HT X 168 DP MM | TEMPERATURE RATING | 45DEG C | HAZARD CLASS |  | CERTIFICATION/STANDARD | EN,EN 50082-1/2,EN 55011,EN 61000-4-2,EN 61000-4-3,EN 61000-4-4,EN 61000-4-5,EN 61081-2,EN 61800-3 | ADDITIONAL FEATURES | SUPPLY FREQUENCY:50/60 Hz | [33 empty] | Production Completed
STP-007 | DATA ENRICHMENT | Batch_2 | Elec | SMX | SMX | OK | 12-05-2023 | 2023-05-23 |  | 303148 | 303148 | AT31-5575780 | 6SL3210-1KE18-8AF1, G120C NL 4,0KW | 6SL3210-1KE18-8AF1 | SIEMENS | SINAMICS G120C Nennleistung: 4,0kW mit 150% Überlast für 3 Sec. 3AC380-480V+10/-20% 47-63Hz integrierter Filter Klasse A I/O-Interface: 6DI, 2DO, 1AI, 1AO Safe-Torque-Off integriert Feldbus integriert: PROFINET-PN Schutzart IP20/UL Open Typ Größe: FSA 196x 73x 225,4 (HxBxT) externe 24V | SINAMICS G120C Nennleistung: 4,0kW mit 150% Überlast für 3 Sec. 3AC380-480V+10/-20% 47-63Hz integrierter Filter Klasse A I/O-Interface: 6DI, 2DO, 1AI, 1AO Safe-Torque-Off integriert Feldbus integriert: PROFINET-PN Schutzart IP20/UL Open Typ Größe: FSA 196x 73x 225,4 (HxBxT) externe 24V | [12 empty] | https://mall.industry.siemens.com/mall/en/WW/Catalog/Product/6SL3210-1KE18-8AF1 | https://in.rsdelivers.com/product/siemens/6sl3210-1ke18-8af1/siemens-inverter-drive-4-kw-3-phase-400-v-ac-88-a/8838749 | https://in.rsdelivers.com/es/product/siemens/6sl3210-1ke18-8af1/siemens-sinamics-g120c-inverter-drive-3-phase-in-0/8838749 | 6SL3210-1KE18-8AF1, G120C NL 4,0KW, 6SL3210-1KE18-8AF1, SIEMENS, SINAMICS G120C Nennleistung: 4,0kW mit 150% Überlast für 3 Sec. 3AC380-480V+10/-20% 47-63Hz integrierter Filter Klasse A I/O-Interface: 6DI, 2DO, 1AI, 1AO Safe-Torque-Off integriert Feldbus integriert: PROFINET-PN Schutzart IP20/UL Open Typ Größe: FSA 196x 73x 225,4 (HxBxT) externe 24V, SINAMICS G120C Nennleistung: 4,0kW mit 150% Überlast für 3 Sec. 3AC380-480V+10/-20% 47-63Hz integrierter Filter Klasse A I/O-Interface: 6DI, 2DO, 1AI, 1AO Safe-Torque-Off integriert Feldbus integriert: PROFINET-PN Schutzart IP20/UL Open Typ Größe: FSA 196x 73x 225,4 (HxBxT) externe 24V | SIEMENS | OPM | 6SL3210-1KE18-8AF1 | 6SL3210-1KE18-8AF1 |  | ENRICHED | MRO | 39122001 | Inverter drive AC | DRIVE | VARIABLE FREQUENCY | POWER RATING | 4KW | INPUT VOLTAGE | 380 TO 480VAC | NUMBER OF PHASE | 3PH | OUTPUT CURRENT RATING | 11.4A | OUTPUT FREQUENCY RATING | 0 TO 550Hz | DEGREE OF PROTECTION | IP20 | TYPE | INVERTER,ADJUSTABLE AC,LOW VOLTAGE | TERMINAL TYPE | SCREW | MOUNTING TYPE | PANEL | SIZE | 73 WD X 196 HT X 225.4 DP MM | TEMPERATURE RATING | -10 TO 40DEG C | HAZARD CLASS |  | CERTIFICATION/STANDARD | UL | ADDITIONAL FEATURES | FRAME SIZE:FSA,INTEGRATED FILTER CLASS A I/O INTERFACE:6DI,2DO,1AI,1AO SAFE-TORQUE-OFF INTEGRATED FIELDBUS | [32 empty] | Model number is not available so we updated Part number as Model number | Production Completed
STP-007 | DATA ENRICHMENT | Batch_2 | Elec | SMX | SMX | OK | 12-05-2023 | 2023-05-23 |  | 585790 | 585790 | GB38-5549417 | INVERTER, 6SL32101-KE18-8AP1, 4KW | 6SL32101-KE18-8AP1 | SIEMENS | G120C DRIVE 3.0/4.0KW HO/LO 3PH PB, Original Quote Q464618 | [13 empty] | https://mall.industry.siemens.com/mall/en/WW/Catalog/Product/6SL3210-1KE18-8AP1 | https://in.rsdelivers.com/product/siemens/6sl3210-1ke18-8ap1/siemens-inverter-drive-4-kw-3-phase-400-v-ac-88-a/8838743 |  | INVERTER, 6SL32101-KE18-8AP1, 4KW, 6SL32101-KE18-8AP1, SIEMENS, G120C DRIVE 3.0/4.0KW HO/LO 3PH PB, Original Quote Q464618 | SIEMENS | OPM | 6SL3210-1KE18-8AP1 | 6SL3210-1KE18-8AP1 |  | ENRICHED | MRO | 39122001 | Inverter drive AC | DRIVE | VARIABLE FREQUENCY | POWER RATING | 4KW | INPUT VOLTAGE | 380 TO 480VAC | NUMBER OF PHASE | 3PH | OUTPUT CURRENT RATING | 14.6A | OUTPUT FREQUENCY RATING | 240 TO 550Hz | DEGREE OF PROTECTION | IP20 | TYPE | INVERTER,ADJUSTABLE AC,LOW VOLTAGE | TERMINAL TYPE |  | MOUNTING TYPE | PANEL | SIZE | 73 WD X 196 HT X 203 DP MM | TEMPERATURE RATING | -10 TO 40DEG C | HAZARD CLASS |  | CERTIFICATION/STANDARD | CE,UL | ADDITIONAL FEATURES | FRAME SIZE:A | [32 empty] | Model number is not available so we updated Part number as Model number | Production Completed
STP-007 | DATA ENRICHMENT | Batch_2 | Elec | SMX | SMX | OK | 12-05-2023 | 2023-05-23 |  | 394431 | 394431 | BG31-5595797 | 6SL3210-1KE18-8AP1-SINAMICS G120C | 6SL3210-1KE18-8AP1-SINAMICS G120C | SIEMENS | [14 empty] | https://mall.industry.siemens.com/mall/en/WW/Catalog/Product/6SL3210-1KE18-8AP1 | https://in.rsdelivers.com/product/siemens/6sl3210-1ke18-8ap1/siemens-inverter-drive-4-kw-3-phase-400-v-ac-88-a/8838743 |  | 6SL3210-1KE18-8AP1-SINAMICS G120C, 6SL3210-1KE18-8AP1-SINAMICS G120C, SIEMENS | SIEMENS | OPM | 6SL3210-1KE18-8AP1 | G120C |  | ENRICHED | MRO | 39122001 | Inverter drive AC | DRIVE | VARIABLE FREQUENCY | POWER RATING | 4KW | INPUT VOLTAGE | 380 TO 480VAC | NUMBER OF PHASE | 3PH | OUTPUT CURRENT RATING | 14.6A | OUTPUT FREQUENCY RATING | 240 TO 550Hz | DEGREE OF PROTECTION | IP20 | TYPE | INVERTER,ADJUSTABLE AC,LOW VOLTAGE | TERMINAL TYPE |  | MOUNTING TYPE | PANEL | SIZE | 73 WD X 196 HT X 203 DP MM | TEMPERATURE RATING | -10 TO 40DEG C | HAZARD CLASS |  | CERTIFICATION/STANDARD | CE,UL | ADDITIONAL FEATURES | V | [33 empty] | Production Completed
STP-007 | DATA ENRICHMENT | Batch_2 | Elec | SMX | SMX | OK | 12-05-2023 | 2023-05-23 |  | 780609 | 780609 | RU07-TRU37013896 | INVERTOR;6SL3210-1KE21-7AB1 | [16 empty] | http://static.mercateo.com/22/ad2a47bdb38d422d92162af0181f7569/pdf/sie6sl3210-1ke21-7ab1_en.pdf?v=19 | https://au.rs-online.com/web/p/inverter-drives/7449604 |  | INVERTOR;6SL3210-1KE21-7AB1 | SIEMENS AG | OPM | 6SL3210-1KE21-7AB1 | 6SL3210-1KE21-7AB1 |  | ENRICHED | MRO | 39122001 | Inverter drive AC | DRIVE | VARIABLE FREQUENCY | POWER RATING | 7.5KW | INPUT VOLTAGE | 400VAC | NUMBER OF PHASE | 3PH | OUTPUT CURRENT RATING | 16.5A | OUTPUT FREQUENCY RATING | 0 TO 550Hz | DEGREE OF PROTECTION | IP20 | TYPE | INVERTER | TERMINAL TYPE |  | MOUNTING TYPE | PANEL | SIZE | 100 WD X 196 LG X 203 DP MM | TEMPERATURE RATING | 60DEG C | HAZARD CLASS |  | CERTIFICATION/STANDARD | ROHS | ADDITIONAL FEATURES | [34 empty] | Production Completed
STP-007 | DATA ENRICHMENT | Batch_2 | Elec | SMX | SMX | OK | 12-05-2023 | 2023-05-23 |  | 302159 | 302159 | AT31-5511441 | 6SL3210-1KE21-7AP1 SINAMICS G120C | 6SL3210-1KE21-7AP1 | SIEMENS | SINAMICS G120C NENNLEISTUNG: 7,5KW MIT 150% UEBERLAST FUER 3 SEC 3AC380-480V +10/-20% 47-63HZ INTEGRIERTER FILTER KLASSE A I/O-INTERFACE: 6DI, 2DO,1AI,1AO SAFE TORQUE OFF INTEGRIERT FELDBUS INTEGRIERT: PROFIBUS-DP SCHUTZART: IP20/ UL OPEN TYPE GROESSE: FSB 196X100X203(HXBXT) EXTERNE 24V | SINAMICS G120C NENNLEISTUNG: 7,5KW MIT 150% UEBERLAST FUER 3 SEC 3AC380-480V +10/-20% 47-63HZ INTEGRIERTER FILTER KLASSE A I/O-INTERFACE: 6DI, 2DO,1AI,1AO SAFE TORQUE OFF INTEGRIERT FELDBUS INTEGRIERT: PROFIBUS-DP SCHUTZART: IP20/ UL OPEN TYPE GROESSE: FSB 196X100X203(HXBXT) EXTERNE 24V | [12 empty] | https://mall.industry.siemens.com/mall/en/se/Catalog/Product/6SL3210-1KE21-7AP1 | https://adegis.com/media/asset/1d8f6120a4fb33547ece8d12034bfab3891db1b832b08b6baa282411c577439d.pdf |  | 6SL3210-1KE21-7AP1 SINAMICS G120C, 6SL3210-1KE21-7AP1, SIEMENS, SINAMICS G120C NENNLEISTUNG: 7,5KW MIT 150% UEBERLAST FUER 3 SEC 3AC380-480V +10/-20% 47-63HZ INTEGRIERTER FILTER KLASSE A I/O-INTERFACE: 6DI, 2DO,1AI,1AO SAFE TORQUE OFF INTEGRIERT FELDBUS INTEGRIERT: PROFIBUS-DP SCHUTZART: IP20/ UL OPEN TYPE GROESSE: FSB 196X100X203(HXBXT) EXTERNE 24V, SINAMICS G120C NENNLEISTUNG: 7,5KW MIT 150% UEBERLAST FUER 3 SEC 3AC380-480V +10/-20% 47-63HZ INTEGRIERTER FILTER KLASSE A I/O-INTERFACE: 6DI, 2DO,1AI,1AO SAFE TORQUE OFF INTEGRIERT FELDBUS INTEGRIERT: PROFIBUS-DP SCHUTZART: IP20/ UL OPEN TYPE GROESSE: FSB 196X100X203(HXBXT) EXTERNE 24V | SIEMENS | OPM | 6SL3210-1KE21-7AP1 | G120C |  | ENRICHED | MRO | 39122001 | Inverter drive AC | DRIVE | VARIABLE FREQUENCY | POWER RATING | 7.5KW | INPUT VOLTAGE | 380 TO 480VAC | NUMBER OF PHASE | 3PH | OUTPUT CURRENT RATING | 0.5A | OUTPUT FREQUENCY RATING | 47 TO 63Hz | DEGREE OF PROTECTION | IP20 | TYPE | INVERTER | TERMINAL TYPE | SCREW | MOUNTING TYPE |  | SIZE | 100 WD X 196 HT X 203 DP MM | TEMPERATURE RATING | -40 TO 70DEG C | HAZARD CLASS |  | CERTIFICATION/STANDARD | UL | ADDITIONAL FEATURES | EXTERNAL:24V,I/O INTERFACE:6DI,2DO,1AI,1AO,SAFE TORQUE OFF,INTEGRATED:PROFIBUS-DP | [33 empty] | Production Completed
STP-007 | DATA ENRICHMENT | Batch_2 | Elec | SMX | SMX | OK | 12-05-2023 | 2023-05-23 |  | 394434 | 394434 | BG31-5595800 | 6SL3210-1KE21-7AP1 - SINAMICS G120C | 6SL3210-1KE21-7AP1 - SINAMICS G120C | SIEMENS | [14 empty] | https://mall.industry.siemens.com/mall/en/se/Catalog/Product/6SL3210-1KE21-7AP1 | https://adegis.com/media/asset/1d8f6120a4fb33547ece8d12034bfab3891db1b832b08b6baa282411c577439d.pdf |  | 6SL3210-1KE21-7AP1 - SINAMICS G120C, 6SL3210-1KE21-7AP1 - SINAMICS G120C, SIEMENS | SIEMENS | OPM | 6SL3210-1KE21-7AP1 | G120C |  | ENRICHED | MRO | 39122001 | Inverter drive AC | DRIVE | VARIABLE FREQUENCY | POWER RATING | 7.5KW | INPUT VOLTAGE | 380 TO 480VAC | NUMBER OF PHASE | 3PH | OUTPUT CURRENT RATING | 0.5A | OUTPUT FREQUENCY RATING | 47 TO 63Hz | DEGREE OF PROTECTION | IP20 | TYPE | INVERTER | TERMINAL TYPE | SCREW | MOUNTING TYPE |  | SIZE | 100 WD X 196 HT X 203 DP MM | TEMPERATURE RATING | -40 TO 70DEG C | HAZARD CLASS |  | CERTIFICATION/STANDARD | UL | ADDITIONAL FEATURES | EXTERNAL:24V,I/O INTERFACE:6DI,2DO,1AI,1AO,SAFE TORQUE OFF,INTEGRATED:PROFIBUS-DP | [33 empty] | Production Completed
STP-007 | DATA ENRICHMENT | Batch_2 | Elec | SMX | SMX | OK | 12-05-2023 | 2023-05-23 |  | 302158 | 302158 | AT31-5511440 | 6SL3210-1KE22-6AP1 SINAMICS G120C | 6SL3210-1KE22-6AP1 | SIEMENS | SINAMICS G120C NENNLEISTUNG: 11,0KW MIT 150% UEBERLAST FUER 3 SEC 3AC380-480V +10/-20% 47-63HZ INTEGRIERTER FILTER KLASSE A I/O-INTERFACE: 6DI, 2DO,1AI,1AO SAFE TORQUE OFF INTEGRIERT FELDBUS INTEGRIERT: PROFIBUS-DP SCHUTZART: IP20/ UL OPEN TYPE GROESSE: FSC 295X140X203(HXBXT) EXTERNE 24V | SINAMICS G120C NENNLEISTUNG: 11,0KW MIT 150% UEBERLAST FUER 3 SEC 3AC380-480V +10/-20% 47-63HZ INTEGRIERTER FILTER KLASSE A I/O-INTERFACE: 6DI, 2DO,1AI,1AO SAFE TORQUE OFF INTEGRIERT FELDBUS INTEGRIERT: PROFIBUS-DP SCHUTZART: IP20/ UL OPEN TYPE GROESSE: FSC 295X140X203(HXBXT) EXTERNE 24V | [12 empty] | https://in.rsdelivers.com/product/siemens/6sl3210-1ke22-6ap1/siemens-sinamics-g120c-inverter-drive-3-phase-in-0/8838803 |  |  | 6SL3210-1KE22-6AP1 SINAMICS G120C, 6SL3210-1KE22-6AP1, SIEMENS, SINAMICS G120C NENNLEISTUNG: 11,0KW MIT 150% UEBERLAST FUER 3 SEC 3AC380-480V +10/-20% 47-63HZ INTEGRIERTER FILTER KLASSE A I/O-INTERFACE: 6DI, 2DO,1AI,1AO SAFE TORQUE OFF INTEGRIERT FELDBUS INTEGRIERT: PROFIBUS-DP SCHUTZART: IP20/ UL OPEN TYPE GROESSE: FSC 295X140X203(HXBXT) EXTERNE 24V, SINAMICS G120C NENNLEISTUNG: 11,0KW MIT 150% UEBERLAST FUER 3 SEC 3AC380-480V +10/-20% 47-63HZ INTEGRIERTER FILTER KLASSE A I/O-INTERFACE: 6DI, 2DO,1AI,1AO SAFE TORQUE OFF INTEGRIERT FELDBUS INTEGRIERT: PROFIBUS-DP SCHUTZART: IP20/ UL OPEN TYPE GROESSE: FSC 295X140X203(HXBXT) EXTERNE 24V | SIEMENS | OPM | 6SL3210-1KE22-6AP1 | G120C |  | ENRICHED | MRO | 39122001 | Inverter drive AC | DRIVE | VARIABLE FREQUENCY | POWER RATING | 11KW | INPUT VOLTAGE | 380 TO 480VAC | NUMBER OF PHASE | 3PH | OUTPUT CURRENT RATING | 25A | OUTPUT FREQUENCY RATING | 47 TO 63Hz | DEGREE OF PROTECTION | IP20 | TYPE | INVERTER | TERMINAL TYPE |  | MOUNTING TYPE | PANEL | SIZE | 140 WD X 295 HT X 203 DP MM | TEMPERATURE RATING |  | HAZARD CLASS |  | CERTIFICATION/STANDARD | UL | ADDITIONAL FEATURES | EXTERNAL:24V,INTERFACE:6DI,2DO,1AI,1AO,SAFE TORQUE OFF | [33 empty] | Production Completed
STP-007 | DATA ENRICHMENT | Batch_2 | Elec | SMX | SMX | OK | 12-05-2023 | 2023-05-23 |  | 793286 | 793286 | SK31-5611124 | MENIC SINAMICS G120C /6SL3210-1KE22-6UF1 | 6SL3210-1KE22-6UF1 | ESAB,S.R.O. | [14 empty] | https://mall.industry.siemens.com/mall/en/ww/Catalog/Product/6SL3210-1KE22-6UF1 | https://www.pes-group.co.uk/media/parkuk%20cms/datasheets/siemens/james%205/5464-%20SIEMENS%20-%206SL32101KE226UF1.pdf |  | MENIC SINAMICS G120C /6SL3210-1KE22-6UF1, 6SL3210-1KE22-6UF1, ESAB,S.R.O. | SIEMENS | OPM | 6SL3210-1KE22-6UF1 | 6SL3210-1KE22-6UF1 |  | ENRICHED | MRO | 39122001 | Inverter drive AC | DRIVE | VARIABLE FREQUENCY | POWER RATING | 11KW | INPUT VOLTAGE | 380 TO 480VAC | NUMBER OF PHASE | 3PH | OUTPUT CURRENT RATING | 24.1A | OUTPUT FREQUENCY RATING | 47 TO 63Hz | DEGREE OF PROTECTION | IP20 | TYPE | INVERTER | TERMINAL TYPE | SCREW | MOUNTING TYPE |  | SIZE | 295 WD X 140 HT X 225.4 DP MM | TEMPERATURE RATING | -10 TO 55DEG C | HAZARD CLASS |  | CERTIFICATION/STANDARD | UL | ADDITIONAL FEATURES | [33 empty] | Part number is not available so we updated model number as part number | Production Completed
STP-007 | DATA ENRICHMENT | Batch_2 | Elec | SMX | SMX | OK | 12-05-2023 | 2023-05-23 |  | 586213 | 586213 | GB38-5602618 | INVERTER, G120P PM240-2 1.5/2.2KW 1PH | 6SL32101PB210AL0 | SIEMENS | 6SL32101PB210AL0 | [13 empty] | https://au.rs-online.com/web/p/inverter-drives/2255459?sra=pmpn | https://asb-drives.eu/equipment/freq/siemens/sinamics-g120/6379/ |  | INVERTER, G120P PM240-2 1.5/2.2KW 1PH, 6SL32101PB210AL0, SIEMENS, 6SL32101PB210AL0 | SIEMENS AG | OPM | 6SL3210-1PB21-0AL0 | 6SL3210-1PB21-0AL0 | SERIES:PM240-2 | ENRICHED | MRO | 39122001 | Inverter drive AC | DRIVE | VARIABLE FREQUENCY | POWER RATING | 2.2KW | INPUT VOLTAGE | 230VAC | NUMBER OF PHASE | 1PH | OUTPUT CURRENT RATING | 24A | OUTPUT FREQUENCY RATING | 0 TO 550Hz | DEGREE OF PROTECTION | IP20 | TYPE | INVERTER | TERMINAL TYPE |  | MOUNTING TYPE |  | SIZE | 153 WD X 270 HT X 165 DP MM | TEMPERATURE RATING | -40 TO 70DEG C | HAZARD CLASS |  | CERTIFICATION/STANDARD | CE,UL | ADDITIONAL FEATURES | [34 empty] | Production Completed
STP-007 | DATA ENRICHMENT | Batch_2 | Elec | SMX | SMX | OK | 12-05-2023 | 2023-05-23 |  | 586214 | 586214 | GB38-5602619 | INVERTER, G120P PM240-2 2.2/3KW 1PH | 6SL32101PB214AL0 | SIEMENS | 6SL32101PB214AL0 | [13 empty] | https://mall.industry.siemens.com/mall/Document/GetDocumentBasedOnCode?code=aHR0cHM6Ly9tYWxsLmluZHVzdHJ5LnNpZW1lbnMuY29tL3NwaWNlL2RvY3VzZXJ2aWNlL2RvY3VzZXJ2aWNlP2NvbmZpZ2lkPTE0JmRvY3UubWxmYj02U0wzMjEwLTFQQjIxLTRBTDAmZG9jdS5pbml0dHlwZT1NTEZCJmRvY3UuZ2VuZXJhdGlvbnR5cGU9VklFVyZkb2N1LnZpZXdpZD1QREYmcmVnaW9uPVdXJmxhbmd1YWdlPWVuJmRvY3UubGFuZ3VhZ2UubG9jYWxlMT1lbiZkb2N1Lmxhbmd1YWdlLmxvY2FsZTI9ZW4= | https://asb-drives.eu/equipment/freq/siemens/sinamics-g120/6380/ |  | INVERTER, G120P PM240-2 2.2/3KW 1PH, 6SL32101PB214AL0, SIEMENS, 6SL32101PB214AL0 | SIEMENS | OPM | 6SL3210-1PB21-4AL0 | 6SL3210-1PB21-4AL0 |  | ENRICHED | MRO | 39122001 | Inverter drive AC | DRIVE | VARIABLE FREQUENCY | POWER RATING | 3KW | INPUT VOLTAGE | 200 TO 240VAC | NUMBER OF PHASE | 1PH | OUTPUT CURRENT RATING | 20.8A | OUTPUT FREQUENCY RATING | 0 TO 550Hz | DEGREE OF PROTECTION | IP20 | TYPE | INVERTER,ADJUSTABLE AC,LOW VOLTAGE | TERMINAL TYPE |  | MOUNTING TYPE | PANEL | SIZE | 140 WD X 355 HT X 165 DP MM | TEMPERATURE RATING | -5 TO 40DEG C | HAZARD CLASS |  | CERTIFICATION/STANDARD | CE,UL | ADDITIONAL FEATURES | FRAME SIZE:C | [32 empty] | Model number is not available so we updated Part number as Model number | Production Completed
STP-007 | DATA ENRICHMENT | Batch_2 | Elec | SMX | SMX | OK | 12-05-2023 | 2023-05-23 |  | 825496 | 825496 | UA01-5578264 | FREQUENCY CONVERTER 6SL3210-5BB21-5UV1 | 6SL32105BB215UV1 | [15 empty] | https://mall.industry.siemens.com/spice/docuservice/docuservice?configid=14&docu.mlfb=6SE6440-2AD31-5DA1&docu.inittype=MLFB&docu.generationtype=VIEW&docu.viewid=PDF&region=DE&language=en&docu.language.locale1=en&docu.language.locale2=en | https://www.electricautomationnetwork.com/PDF/PIM/SIE/EN_6SE6440-2AD31-5DA1.pdf | https://in.rsdelivers.com/product/siemens/6sl3210-5bb21-5uv1/siemens-sinamics-v20-converter-1-phase-in-550hz-15/2033539 | FREQUENCY CONVERTER 6SL3210-5BB21-5UV1, 6SL32105BB215UV1 | SIEMENS AG | OPM | 6SL3210-5BB21-5UV1 | 6SL3210-5BB21-5UV1 |  | ENRICHED | MRO | 39122001 | Inverter drive AC | DRIVE | VARIABLE FREQUENCY | POWER RATING | 18.5KW | INPUT VOLTAGE | 380 TO 480VAC | NUMBER OF PHASE | 3PH | OUTPUT CURRENT RATING | 33.8 TO 37A | OUTPUT FREQUENCY RATING | 0 TO 650Hz | DEGREE OF PROTECTION | IP20 | TYPE | INVERTER | TERMINAL TYPE |  | MOUNTING TYPE |  | SIZE | 275 WD X 520 HT X 245 DP MM | TEMPERATURE RATING | -10 TO 50DEG C | HAZARD CLASS |  | CERTIFICATION/STANDARD | UL | ADDITIONAL FEATURES | CONVERTER,CONDUCTOR CROSS SECTION:35SQ MM | [33 empty] | Production Completed
STP-007 | DATA ENRICHMENT | Batch_2 | Elec | SMX | SMX | OK | 12-05-2023 | 2023-05-23 |  | 551596 | 551596 | FR39-5456010 | VARIATEUR 6SL3210-5BE13-7UV0 (0,37KW) | SS86SL3210-5BE13-7UV0 | REXEL CHATEAU THIERRY |  | Nouvelle version : Ref. Rexel : SS86SL3210-5BE13-7UV0 Ref. Siemens : 6SL3210-5BE13-7UV0 Anciène version : Réf Rexel : SSP6SE6420-2UD13-7AA00855 Ref Siemens : 6SE6420-2UD13-7AA1 | [12 empty] | https://mall.industry.siemens.com/mall/en/in/Catalog/Product/6SL3210-5BE13-7UV0 | https://mall.industry.siemens.com/spice/docuservice/docuservice?configid=14&docu.mlfb=6SL3210-5BE13-7UV0&docu.inittype=MLFB&docu.generationtype=VIEW&docu.viewid=PDF&region=WW&language=en&docu.language.locale1=en&docu.language.locale2=en |  | VARIATEUR 6SL3210-5BE13-7UV0 (0,37KW), SS86SL3210-5BE13-7UV0, REXEL CHATEAU THIERRY, Nouvelle version : Ref. Rexel : SS86SL3210-5BE13-7UV0 Ref. Siemens : 6SL3210-5BE13-7UV0 Anciène version : Réf Rexel : SSP6SE6420-2UD13-7AA00855 Ref Siemens : 6SE6420-2UD13-7AA1 | SIEMENS AG | OPM | 6SL3210-5BE13-7UV0 | 6SL3210-5BE13-7UV0 | ALTERNATE MANUFACTURER NAME:REXEL CHATEAU THIERRY,ALTERNATE MANUFACTURER PART NUMBER:SSP6SE6420-2UD13-7AA00855,6SE6420-2UD13-7AA1 | ENRICHED | MRO | 39122001 | Inverter drive AC | DRIVE | VARIABLE FREQUENCY | POWER RATING | 0.37KW | INPUT VOLTAGE | 380 TO 480VAC | NUMBER OF PHASE | 3PH | OUTPUT CURRENT RATING | 1.3A | OUTPUT FREQUENCY RATING | 0 TO 550Hz | DEGREE OF PROTECTION | IP20 | TYPE | INVERTER | TERMINAL TYPE | SCREW,PLUG-IN | MOUNTING TYPE | WALL | SIZE | 90 WD X 150 HT X 145.5 DP MM | TEMPERATURE RATING | -10 TO 60DEG C | HAZARD CLASS |  | CERTIFICATION/STANDARD | CE,UL,CUL,C-TICK(RCM) | ADDITIONAL FEATURES | SERIES:SINAMICS V20 | [33 empty] | Production Completed
STP-007 | DATA ENRICHMENT | Batch_2 | Elec | SMX | SMX | OK | 12-05-2023 | 2023-05-23 |  | 832263 | 832263 | VN02-EV005322 | INVERTER,POWER,0.55KW,3PHASE,380V | 6SL3210-5BE15-5CV0;SIEMENS | [15 empty] | https://au.rs-online.com/web/p/inverter-drives/7840754 | https://inverterdrive.com/group/AC-Inverter-Drives-400V/Siemens-V20-6SL3210-5BE15-5CV0/ |  | INVERTER,POWER,0.55KW,3PHASE,380V, 6SL3210-5BE15-5CV0;SIEMENS | SIEMENS AG | OPM | 6SL3210-5BE15-5CV0 | 6SL3210-5BE15-5CV0 | SERIES:SINAMICS V20 | ENRICHED | MRO | 39122001 | Inverter drive AC | DRIVE | VARIABLE FREQUENCY | POWER RATING | 0.55KW | INPUT VOLTAGE | 400VAC | NUMBER OF PHASE | 3PH | OUTPUT CURRENT RATING | 1.7A | OUTPUT FREQUENCY RATING | 0 TO 550Hz | DEGREE OF PROTECTION | IP20 | TYPE | INVERTER | TERMINAL TYPE |  | MOUNTING TYPE |  | SIZE | 150 WD X 90 LG X 146 DP MM | TEMPERATURE RATING | 40DEG C | HAZARD CLASS |  | CERTIFICATION/STANDARD | IEC EN 61800-3 | ADDITIONAL FEATURES | F/AC MOTORS,FIELD BUS COMMUNICATION TYPE:MODBUS,W/FILTER,CONTROL PANEL | [33 empty] | Production Completed
STP-007 | DATA ENRICHMENT | Batch_2 | Elec | SMX | SMX | OK | 12-05-2023 | 2023-05-23 |  | 832250 | 832250 | VN02-EV005303 | INVERTER,POWER,0.75KW,3PHASE,380V | 6SL3210-5BE17-5CV0;SIEMENS | [15 empty] | https://au.rs-online.com/web/p/inverter-drives/7840751 | https://in.rsdelivers.com/product/siemens/6sl3210-5be17-5cv0/siemens-inverter-drive-075-kw-3-phase-400-v-ac-22/7840751 | https://turll.com/6sl3210-5be17-5cv0/ | INVERTER,POWER,0.75KW,3PHASE,380V, 6SL3210-5BE17-5CV0;SIEMENS | SIEMENS AG | OPM | 6SL3210-5BE17-5CV0 | 6SL3210-5BE17-5CV0 | SERIES:SINAMICS V20 | ENRICHED | MRO | 39122001 | Inverter drive AC | DRIVE | VARIABLE FREQUENCY | POWER RATING | 0.75KW | INPUT VOLTAGE | 400VAC | NUMBER OF PHASE | 3PH | OUTPUT CURRENT RATING | 2.2A | OUTPUT FREQUENCY RATING | 0 TO 550Hz | DEGREE OF PROTECTION | IP20 | TYPE | INVERTER | TERMINAL TYPE |  | MOUNTING TYPE | WALL | SIZE | 150 WD X 90 LG X 146 DP MM | TEMPERATURE RATING | -10 TO 40 DEG C | HAZARD CLASS |  | CERTIFICATION/STANDARD | UL | ADDITIONAL FEATURES | F/AC MOTORS,FIELD BUS COMMUNICATION TYPE:MODBUS,W/FILTER,CONTROL PANEL | [33 empty] | Production Completed
STP-007 | DATA ENRICHMENT | Batch_2 | Elec | SMX | SMX | OK | 12-05-2023 | 2023-05-23 |  | 513804 | 513804 | ES36-5562284 | SIEMENS 6SL3210-5BE23-0CV0 PERFECT OREO | 798691262000 |  |  | Corresponde a su Oferta 0015086459 | [12 empty] | https://mall.industry.siemens.com/mall/en/WW/Catalog/Product/6SL3210-5BE23-0CV0 | https://mall.industry.siemens.com/spice/docuservice/docuservice?configid=14&docu.mlfb=6SL3210-5BE23-0CV0&docu.inittype=MLFB&docu.generationtype=VIEW&docu.viewid=PDF&region=SI&language=en&docu.language.locale1=en&docu.language.locale2=en | https://www.electricautomationnetwork.com/en/siemens/6sl3210-5be23-0cv0-6sl32105be230cv0-siemens-sinamics-v20-3ac380-480v-15-10-47-63hz-rated-power-30kw-with-1 | SIEMENS 6SL3210-5BE23-0CV0 PERFECT OREO, 798691262000, Corresponde a su Oferta 0015086459 | SIEMENS AG | OPM | 6SL3210-5BE23-0CV0 | 6SL3210-5BE23-0CV0 | REFFERENCE NUMBER:798691262000,CORRESPONDS TO YOUR OFFER 0015086459 | ENRICHED | MRO | 39122001 | Inverter drive AC | DRIVE | VARIABLE FREQUENCY | POWER RATING | 3KW | INPUT VOLTAGE | 380 TO 480VAC | NUMBER OF PHASE | 3PH | OUTPUT CURRENT RATING | 7.3A | OUTPUT FREQUENCY RATING | 0 TO 550Hz | DEGREE OF PROTECTION | IP20 | TYPE | INVERTER | TERMINAL TYPE | SCREW,PLUG-IN | MOUNTING TYPE | WALL | SIZE | 140 WD X 160 HT X 165 DP MM | TEMPERATURE RATING | -10 TO 60DEG C | HAZARD CLASS |  | CERTIFICATION/STANDARD | CE,UL,CUL,C-TICK(RCM) | ADDITIONAL FEATURES | SERIES:SINAMICS V20 | [33 empty] | Production Completed
STP-007 | DATA ENRICHMENT | Batch_2 | Elec | SMX | SMX | OK | 12-05-2023 | 2023-05-23 |  | 727505 | 727505 | PL34-5629480 | FALOWNIK,7,5KW,6SL3210-5BE27-5UV0 | 6SL3210-5BE27-5UV0,SIEMENS,443206 | [15 empty] | https://mall.industry.siemens.com/spice/docuservice/docuservice?configid=14&docu.mlfb=6SL3210-5BE27-5UV0&docu.inittype=MLFB&docu.generationtype=VIEW&docu.viewid=PDF&region=WW&language=en&docu.language.locale1=en&docu.language.locale2=en | https://mall.industry.siemens.com/mall/en/ww/Catalog/Product/?mlfb=6SL3210-5BE27-5UV0 | https://www.conrad.com/p/siemens-frequency-inverter-6sl3210-5be27-5uv0-75-kw-3-phase-400-v-1004961 | FALOWNIK,7,5KW,6SL3210-5BE27-5UV0, 6SL3210-5BE27-5UV0,SIEMENS,443206 | SIEMENS | OPM | 6SL3210-5BE27-5UV0 | 6SL3210-5BE27-5UV0 | REFFERENCE NUMBER:443206 | ENRICHED | MRO | 39122001 | Inverter drive AC | DRIVE | VARIABLE FREQUENCY | POWER RATING | 7.5KW | INPUT VOLTAGE | 400VAC | NUMBER OF PHASE | 3PH | OUTPUT CURRENT RATING | 16.5A | OUTPUT FREQUENCY RATING | 0 TO 550Hz | DEGREE OF PROTECTION | IP20 | TYPE | INVERTER | TERMINAL TYPE |  | MOUNTING TYPE | WALL | SIZE | 240 WD X 207 HT X 173 DP MM | TEMPERATURE RATING | -10 TO 60DEG C | HAZARD CLASS |  | CERTIFICATION/STANDARD | CE,CULUS,KC | ADDITIONAL FEATURES | [33 empty] | Part number is not available so we updated model number as part number | Production Completed
STP-007 | DATA ENRICHMENT | Batch_2 | Elec | SMX | SMX | OK | 12-05-2023 | 2023-05-23 |  | 667548 | 667548 | IN07-ED054195 | 6SL3210-5FB10-8UA0-SERVODRIVE-SIEMENS |  |  | SINAMICS V90 Input voltage: 200-240 V 1/3- phase A | [13 empty] | https://mall.industry.siemens.com/mall/en/ph/Catalog/Product/6SL3210-5FB10-8UA0 | https://docs.rs-online.com/90b1/A700000007270717.pdf |  | 6SL3210-5FB10-8UA0-SERVODRIVE-SIEMENS, SINAMICS V90 Input voltage: 200-240 V 1/3- phase A | SIEMENS AG | OPM | 6SL3210-5FB10-8UA0 | 6SL3210-5FB10-8UA0 | SERIES:SINAMICS V90 | ENRICHED | MRO | 39122001 | Inverter drive AC | DRIVE | VARIABLE FREQUENCY | POWER RATING | 0.75KW | INPUT VOLTAGE | 200 TO 240VAC | NUMBER OF PHASE | 3PH | OUTPUT CURRENT RATING | 10.4A | OUTPUT FREQUENCY RATING | 0 TO 330Hz | DEGREE OF PROTECTION | IP20 | TYPE | INVERTER | TERMINAL TYPE |  | MOUNTING TYPE |  | SIZE | 80 WD X 170 HT X 195 DP MM | TEMPERATURE RATING | 0-45DEG C | HAZARD CLASS |  | CERTIFICATION/STANDARD | CE,KC,CULUS,EAC | ADDITIONAL FEATURES | STANDARD DIGITAL INPUTS:10,DIGITAL OUTPUTS:6,ANALOG INPUTS:2,ANALOG OUTPUTS:2 | [33 empty] | Production Completed
STP-007 | DATA ENRICHMENT | Batch_2 | Elec | SMX | SMX | OK | 12-05-2023 | 2023-05-23 |  | 406221 | 406221 | BH02-5602343 | SERVO DRRIVE 6SL3210-5FB10-8UF0 6SL3210 | [16 empty] | https://docs.rs-online.com/df0b/A700000007270985.pdf | https://www.plcskit.com/products/motion-control/sinamics-v90-servo-drive/sinamics-v90-servo-drive-200-240v-1-3-ac-0-75-kw-6sl3210-5fb10-8uf0 |  | SERVO DRRIVE 6SL3210-5FB10-8UF0 6SL3210 | SIEMENS AG | OPM | 6SL3210-5FB10-8UF0 | 6SL3210-5FB10-8UF0 |  | ENRICHED | MRO | 39122001 | Inverter drive AC | DRIVE | VARIABLE FREQUENCY | POWER RATING | 0.75KW | INPUT VOLTAGE | 200 TO 240VAC | NUMBER OF PHASE | 3PH | OUTPUT CURRENT RATING | 14.1A | OUTPUT FREQUENCY RATING | 0 TO 330Hz | DEGREE OF PROTECTION | IP20 | TYPE | SERVO,INVERTER | TERMINAL TYPE |  | MOUNTING TYPE |  | SIZE | 80 WD X 170 HT X 195 DP MM | TEMPERATURE RATING | 0 TO 45DEG C | HAZARD CLASS |  | CERTIFICATION/STANDARD |  | ADDITIONAL FEATURES | [34 empty] | Production Completed
STP-007 | DATA ENRICHMENT | Batch_2 | Elec | SMX | SMX | OK | 12-05-2023 | 2023-05-23 |  | 377459 | 377459 | BE33-5610962 | DRIVE SINAMICS V90 6SL3210-5FB11-5UF0 | 6SL3210-5FB11-5UF0 <> SIEMENS |  | SINAMICS V90, with PROFINET Input voltage: 200-240 V 3-P -15%/+10% 11.0 A 45-66 Hz Output voltage: 0 – Input 10.6 A 0-330 Hz Motor: 1.5 kW Degree of protection: IP20 Size D, 95x170x195 (WxHxD) REF SIEMENS: 6SL3210-5FB11-5UF0 | SINAMICS V90, with PROFINET Input voltage: 200-240 V 3-P -15%/+10% 11.0 A 45-66 Hz Output voltage: 0 – Input 10.6 A 0-330 Hz Motor: 1.5 kW Degree of protection: IP20 Size D, 95x170x195 (WxHxD) REF SIEMENS: 6SL3210-5FB11-5UF0¦¦SINAMICS V90, with PROFINET Input voltage: 200-240 V 3-P -15%/+10% 11.0 A 45-66 Hz Output voltage: 0 – Input 10.6 A 0-330 Hz Motor: 1.5 kW Degree of protection: IP20 Size D, 95x170x195 (WxHxD) REF SIEMENS: 6SL3210-5FB11-5UF0 | [12 empty] | https://mall.industry.siemens.com/mall/en/ru/Catalog/Product/6SL3210-5FB11-5UF0 | https://docs.rs-online.com/8781/A700000007270769.pdf |  | DRIVE SINAMICS V90 6SL3210-5FB11-5UF0, 6SL3210-5FB11-5UF0 <> SIEMENS, SINAMICS V90, with PROFINET Input voltage: 200-240 V 3-P -15%/+10% 11.0 A 45-66 Hz Output voltage: 0 – Input 10.6 A 0-330 Hz Motor: 1.5 kW Degree of protection: IP20 Size D, 95x170x195 (WxHxD) REF SIEMENS: 6SL3210-5FB11-5UF0, SINAMICS V90, with PROFINET Input voltage: 200-240 V 3-P -15%/+10% 11.0 A 45-66 Hz Output voltage: 0 – Input 10.6 A 0-330 Hz Motor: 1.5 kW Degree of protection: IP20 Size D, 95x170x195 (WxHxD) REF SIEMENS: 6SL3210-5FB11-5UF0¦¦SINAMICS V90, with PROFINET Input voltage: 200-240 V 3-P -15%/+10% 11.0 A 45-66 Hz Output voltage: 0 – Input 10.6 A 0-330 Hz Motor: 1.5 kW Degree of protection: IP20 Size D, 95x170x195 (WxHxD) REF SIEMENS: 6SL3210-5FB11-5UF0 | SIEMENS AG | OPM | 6SL3210-5FB11-5UF0 | 6SL3210-5FB11-5UF0 | SERIES:SINAMICS V90 | ENRICHED | MRO | 39122001 | Inverter drive AC | DRIVE | VARIABLE FREQUENCY | POWER RATING | 1.5KW | INPUT VOLTAGE | 200 TO 240VAC | NUMBER OF PHASE | 3PH | OUTPUT CURRENT RATING | 10.6A | OUTPUT FREQUENCY RATING | 0 TO 330Hz | DEGREE OF PROTECTION | IP20 | TYPE | SERVO,INVERTER | TERMINAL TYPE |  | MOUNTING TYPE |  | SIZE | 95 WD X 170 HT X 195 DP MM | TEMPERATURE RATING | 0 TO 45DEG C | HAZARD CLASS |  | CERTIFICATION/STANDARD |  | ADDITIONAL FEATURES | W/PROFINE | [33 empty] | Production Completed
STP-007 | DATA ENRICHMENT | Batch_2 | Elec | SMX | SMX | OK | 12-05-2023 | 2023-05-23 |  | 406222 | 406222 | BH02-5602344 | SERVO DRRIVE 6SL3210-5FB11-5UF0 6SL3210 | [16 empty] | https://mall.industry.siemens.com/mall/en/ru/Catalog/Product/6SL3210-5FB11-5UF0 | https://docs.rs-online.com/8781/A700000007270769.pdf |  | SERVO DRRIVE 6SL3210-5FB11-5UF0 6SL3210 | SIEMENS AG | OPM | 6SL3210-5FB11-5UF0 | 6SL3210-5FB11-5UF0 |  | ENRICHED | MRO | 39122001 | Inverter drive AC | DRIVE | VARIABLE FREQUENCY | POWER RATING | 1.5KW | INPUT VOLTAGE | 200 TO 240VAC | NUMBER OF PHASE | 3PH | OUTPUT CURRENT RATING | 10.6A | OUTPUT FREQUENCY RATING | 0 TO 330Hz | DEGREE OF PROTECTION | IP20 | TYPE | SERVO,INVERTER | TERMINAL TYPE |  | MOUNTING TYPE |  | SIZE | 95 WD X 170 HT X 195 DP MM | TEMPERATURE RATING | 0 TO 45DEG C | HAZARD CLASS |  | CERTIFICATION/STANDARD |  | ADDITIONAL FEATURES | [34 empty] | Production Completed
STP-007 | DATA ENRICHMENT | Batch_2 | Elec | SMX | SMX | OK | 12-05-2023 | 2023-05-23 |  | 667547 | 667547 | IN07-ED054194 | 6SL3210-5FE11-5UA0-V90SERVODRIVESIEMEN |  |  | SINAMICS V90 Input voltage: 380-480 V 3 A - 15%/+1 | [13 empty] | https://mall.industry.siemens.com/mall/en/us/Catalog/Product/6SL3210-5FE11-5UA0 | https://in.rsdelivers.com/product/siemens/6sl3210-5fe11-5ua0/siemens-175-kw-servo-drive-380-480-v-3-phase-159-a/2116976 |  | 6SL3210-5FE11-5UA0-V90SERVODRIVESIEMEN, SINAMICS V90 Input voltage: 380-480 V 3 A - 15%/+1 | SIEMENS AG | OPM | 6SL3210-5FE11-5UA0 | 6SL3210-5FE11-5UA0 | SERIES:SINAMICS V90 | ENRICHED | MRO | 39122001 | Inverter drive AC | DRIVE | VARIABLE FREQUENCY | POWER RATING | 1.75KW | INPUT VOLTAGE | 380 TO 480VAC | NUMBER OF PHASE | 3PH | OUTPUT CURRENT RATING | 6.6A | OUTPUT FREQUENCY RATING | 45 TO 66Hz | DEGREE OF PROTECTION | IP20 | TYPE | SERVO,INVERTER | TERMINAL TYPE |  | MOUNTING TYPE |  | SIZE | 100 WD X 220 DP X 180 HT MM | TEMPERATURE RATING | 0 TO 45DEG C | HAZARD CLASS |  | CERTIFICATION/STANDARD |  | ADDITIONAL FEATURES | [34 empty] | Production Completed
STP-007 | DATA ENRICHMENT | Batch_2 | Elec | SMX | SMX | OK | 12-05-2023 | 2023-05-23 |  | 667054 | 667054 | IN07-ED053336 | 6SL32105FE115UA0 SERVO DRIVE | [16 empty] | https://mall.industry.siemens.com/mall/en/us/Catalog/Product/6SL3210-5FE11-5UA0 | https://in.rsdelivers.com/product/siemens/6sl3210-5fe11-5ua0/siemens-175-kw-servo-drive-380-480-v-3-phase-159-a/2116976 |  | 6SL32105FE115UA0 SERVO DRIVE | SIEMENS AG | OPM | 6SL3210-5FE11-5UA0 | 6SL3210-5FE11-5UA0 |  | ENRICHED | MRO | 39122001 | Inverter drive AC | DRIVE | VARIABLE FREQUENCY | POWER RATING | 1.75KW | INPUT VOLTAGE | 380 TO 480VAC | NUMBER OF PHASE | 3PH | OUTPUT CURRENT RATING | 6.6A | OUTPUT FREQUENCY RATING | 45 TO 66Hz | DEGREE OF PROTECTION | IP20 | TYPE | SERVO,INVERTER | TERMINAL TYPE |  | MOUNTING TYPE |  | SIZE | 100 WD X 220 DP X 180 HT MM | TEMPERATURE RATING | 0 TO 45DEG C | HAZARD CLASS |  | CERTIFICATION/STANDARD |  | ADDITIONAL FEATURES | [34 empty] | Production Completed
STP-007 | DATA ENRICHMENT | Batch_2 | Elec | SMX | SMX | OK | 12-05-2023 | 2023-05-23 |  | 696306 | 696306 | NG01-5623695 | SIEMENS G110 VFD 6SL3211-0AB15-5BA1 |  |  | 0.55KW USED ON DOY LINE AGITATOR | [13 empty] | https://mall.industry.siemens.com/mall/en/ww/Catalog/Product/6SL3211-0AB15-5BA1 | https://datasheet.octopart.com/6SL3211-0AB15-5BA1-Siemens-datasheet-133595027.pdf | https://www.electricautomationnetwork.com/en/siemens/6sl3211-0ab15-5ba1-6sl32110ab155ba1-siemens-sinamics-g110-cpm110-ac-drivebuilt-in-cl-b-filter-1ac200-240v | SIEMENS G110 VFD 6SL3211-0AB15-5BA1, 0.55KW USED ON DOY LINE AGITATOR | SIEMENS AG | OPM | 6SL3211-0AB15-5BA1 | G110 - CPM110 |  | ENRICHED | MRO | 39122001 | Inverter drive AC | DRIVE | VARIABLE FREQUENCY | POWER RATING | 0.55KW | INPUT VOLTAGE | 200 TO 240VAC | NUMBER OF PHASE | 3PH | OUTPUT CURRENT RATING | 3.2A | OUTPUT FREQUENCY RATING | 47 TO 63Hz | DEGREE OF PROTECTION | IP20 | TYPE | INVERTER | TERMINAL TYPE | PLUG IN SCREW | MOUNTING TYPE | WALL,SIDE BY SIDE | SIZE | 90 WD X 150 HT X 131 DP MM | TEMPERATURE RATING | -10 TO 60DEG C | HAZARD CLASS |  | CERTIFICATION/STANDARD | CE,UL,CUL,C-TICK(RCM) | ADDITIONAL FEATURES | [34 empty] | Production Completed
STP-007 | DATA ENRICHMENT | Batch_2 | Elec | SMX | SMX | OK | 12-05-2023 | 2023-05-23 |  | 586156 | 586156 | GB38-5591786 | INVERTER, G120P PM230 15/18.5KW HO/LO 3P | 6SL32230DE318AG1 | SIEMENS | 6SL32230DE318AG1, original quote was Q476908 | [13 empty] | https://mall.industry.siemens.com/mall/Document/GetDocumentBasedOnCode?code=aHR0cHM6Ly9tYWxsLmluZHVzdHJ5LnNpZW1lbnMuY29tL3NwaWNlL2RvY3VzZXJ2aWNlL2RvY3VzZXJ2aWNlP2NvbmZpZ2lkPTE0JmRvY3UubWxmYj02U0wzMjIzMERFMzE4QUcxJmRvY3UuaW5pdHR5cGU9TUxGQiZkb2N1LmdlbmVyYXRpb250eXBlPVZJRVcmZG9jdS52aWV3aWQ9UERGJnJlZ2lvbj1VUyZsYW5ndWFnZT1lbiZkb2N1Lmxhbmd1YWdlLmxvY2FsZTE9ZW4mZG9jdS5sYW5ndWFnZS5sb2NhbGUyPWVu |  |  | INVERTER, G120P PM230 15/18.5KW HO/LO 3P, 6SL32230DE318AG1, SIEMENS, 6SL32230DE318AG1, original quote was Q476908 | SIEMENS | OPM | 6SL3223-0DE31-8AG1 | G120P - PM230 | ORIGINAL QUOTE WAS Q476908 | ENRICHED | MRO | 39122001 | Inverter drive AC | DRIVE | VARIABLE FREQUENCY | POWER RATING | 15KW | INPUT VOLTAGE | 380 TO 480VAC | NUMBER OF PHASE | 3PH | OUTPUT CURRENT RATING | 32A | OUTPUT FREQUENCY RATING | 0 TO 550Hz | DEGREE OF PROTECTION | IP55 | TYPE | INVERTER,ADJUSTABLE AC,LOW VOLTAGE | TERMINAL TYPE |  | MOUNTING TYPE | PANEL | SIZE | 230 WD X 620 HT X 249 DP MM | TEMPERATURE RATING | -10 TO 40DEG C | HAZARD CLASS |  | CERTIFICATION/STANDARD | CE,UL | ADDITIONAL FEATURES | [33 empty] | Model number is not available so we updated Part number as Model number | Production Completed
STP-007 | DATA ENRICHMENT | Batch_2 | Elec | SMX | SMX | OK | 12-05-2023 | 2023-05-23 |  | 825478 | 825478 | UA01-5578053 | MODUL 6SL3244-0BB13-1FA0 | 6SL32440BB131FA0 | [15 empty] | https://mall.industry.siemens.com/mall/en/ww/Catalog/Product/6SL3244-0BB13-1FA0 | https://ie.rs-online.com/web/p/inverter-drives/2116986 | https://mall.industry.siemens.com/spice/docuservice/docuservice?configid=14&docu.mlfb=6SL3244-0BB13-1FA0&docu.inittype=MLFB&docu.generationtype=VIEW&docu.viewid=PDF&region=WW&language=en&docu.language.locale1=en&docu.language.locale2=en | MODUL 6SL3244-0BB13-1FA0, 6SL32440BB131FA0 | SIEMENS AG | OPM | 6SL3244-0BB13-1FA0 | 6SL3244-0BB13-1FA0 |  | ENRICHED | MRO | 39122001 | Inverter drive AC | DRIVE | VARIABLE FREQUENCY | POWER RATING | 5.5W | INPUT VOLTAGE | 380 TO 480VAC | NUMBER OF PHASE | 3PH | OUTPUT CURRENT RATING | 500mA | OUTPUT FREQUENCY RATING | 0 TO 550Hz | DEGREE OF PROTECTION | IP20 | TYPE | INVERTER | TERMINAL TYPE |  | MOUNTING TYPE |  | SIZE | 73 WD X 199 HT X 46 DP MM | TEMPERATURE RATING | -10 TO 55DEG C | HAZARD CLASS |  | CERTIFICATION/STANDARD | CE,UL,CUL,RCM,SEMI F47 | ADDITIONAL FEATURES | [33 empty] | Manufacturer Updated As Per Url | Production Completed
STP-007 | DATA ENRICHMENT | Batch_2 | Elec | SMX | SMX | OK | 12-05-2023 | 2023-05-23 |  | 266888 | 266888 | 8385-52140604 | DRIVE MCA ACOPOS 8V 1090 00 2 INPUT 3 |  |  |  | DRIVE MCA. ACOPOS 8V 1090 00 - 2 INPUT 3 X 400 - 480 VAC 10KVA-5 OUTPUT 3 X 0...400 480 VAC 0...8.8 - 6.6 A PARA COOKIE CAPPER CC3 Y TAMBO | [12 empty] | https://www.br-automation.com/en-in/products/motion-control/acopos/servo-drives/8v109000-2/ | https://adegis.com/media/asset/7a57d8f942f42e4364bf437671bdc401bf3867b5e834ad50f87a90faa2d1eb31.pdf | https://www.standard-exchange-industry.com/en/drives/brushless-controlers/2196-8v109000-2-servo-drive-br.html | DRIVE MCA ACOPOS 8V 1090 00 2 INPUT 3, DRIVE MCA. ACOPOS 8V 1090 00 - 2 INPUT 3 X 400 - 480 VAC 10KVA-5 OUTPUT 3 X 0...400 480 VAC 0...8.8 - 6.6 A PARA COOKIE CAPPER CC3 Y TAMBO | ABB | OPM | 8V1090.00-2 | 8V1090.00-2 | SERIES:ACOPOS,MCA | ENRICHED | MRO | 39122001 | Inverter drive AC | DRIVE | VARIABLE FREQUENCY | POWER RATING | 200W | INPUT VOLTAGE | 400 TO 480VAC | NUMBER OF PHASE | 3PH | OUTPUT CURRENT RATING | 1A | OUTPUT FREQUENCY RATING | 598Hz | DEGREE OF PROTECTION | IP20 | TYPE | INVERTER | TERMINAL TYPE | SCREW | MOUNTING TYPE |  | SIZE | 2-11/16 WD X 9-1/16 LG X 14-11/16 HT IN | TEMPERATURE RATING | -25 TO 55 DEG C | HAZARD CLASS |  | CERTIFICATION/STANDARD | CULUS E225616 | ADDITIONAL FEATURES | F/COOKIE CAPPER CC3 AND TAMBO | [32 empty] | Part number is not available so we updated model number as part number | Production Completed
STP-007 | DATA ENRICHMENT | Batch_2 | Elec | SMX | SMX | OK | 12-05-2023 | 2023-05-23 |  | 696144 | 696144 | NG01-5612247 | ABB ACH550-01+B055+F278 DRIVES |  |  | ACH550-01-023A-4+B055+F278 | [13 empty] | https://library.e.abb.com/public/debb3e43999f4e55c1257d0b00267491/EN_ACH550_01_UM_G_A4.pdf | https://new.abb.com/products/3AUA0000044991/ach550-01-023a-4b055f278 |  | ABB ACH550-01+B055+F278 DRIVES, ACH550-01-023A-4+B055+F278 | ABB | OPM | ACH550-01-023A-4+B055+F278 | ACH550-01-023A-4+B055+F278 |  | ENRICHED | MRO | 39122001 | Inverter drive AC | DRIVE | VARIABLE FREQUENCY | POWER RATING | 11KW | INPUT VOLTAGE | 380 TO 480VAC | NUMBER OF PHASE | 3PH | OUTPUT CURRENT RATING | 23A | OUTPUT FREQUENCY RATING | 0 TO 500Hz | DEGREE OF PROTECTION | IP54 | TYPE | INVERTER | TERMINAL TYPE | SCREW | MOUNTING TYPE |  | SIZE | 213 WD X 245 LG X 549 HT MM | TEMPERATURE RATING | 0-150DEG C | HAZARD CLASS |  | CERTIFICATION/STANDARD | IEC 60034-1 | ADDITIONAL FEATURES | [33 empty] | Part number is not available so we updated model number as part number | Production Completed
STP-007 | DATA ENRICHMENT | Batch_2 | Elec | SMX | SMX | OK | 12-05-2023 | 2023-05-23 |  | 829646 | 829646 | VN02-EV001658 | INVERTER:0.75KW,220V,ACS150-01E-04A7-2 | ACS150-01E-04A7-2; ABB | [15 empty] | https://new.abb.com/products/68581966/acs150-01e-04a7-2 | https://ae.rsdelivers.com/product/abb/acs150-01e-04a7-2/abb-inverter-drive-075-kw-1-phase-230-v-ac-47-a/6211206 |  | INVERTER:0.75KW,220V,ACS150-01E-04A7-2, ACS150-01E-04A7-2; ABB | ABB | OPM | ACS150-01E-04A7-2 | ACS150-01E-04A7-2 | SERIES:ACS150 | ENRICHED | MRO | 39122001 | Inverter drive AC | DRIVE | VARIABLE FREQUENCY | POWER RATING | 0.75KW | INPUT VOLTAGE | 200 TO 240VAC | NUMBER OF PHASE | 1PH | OUTPUT CURRENT RATING | 4.7A | OUTPUT FREQUENCY RATING | 500Hz | DEGREE OF PROTECTION | IP20 | TYPE | INVERTER | TERMINAL TYPE |  | MOUNTING TYPE |  | SIZE | 70 WD X 239 LG X 142 DP MM | TEMPERATURE RATING | 40DEG C | HAZARD CLASS |  | CERTIFICATION/STANDARD | CE,CULUS | ADDITIONAL FEATURES | F/AC MOTORS,W/STO,FILTER,CONTROL PANEL | [33 empty] | Production Completed
STP-007 | DATA ENRICHMENT | Batch_2 | Elec | SMX | SMX | OK | 12-05-2023 | 2023-05-23 |  | 830590 | 830590 | VN02-EV002905 | INVERTER,0.37KW,380V,ACS150-03E-01A2-4 | ACS150-03E-01A2-4;ABB | [15 empty] | https://new.abb.com/products/68581737/acs150-03e-01a2-4 | https://ae.rsdelivers.com/product/abb/acs150-03e-01a2-4/abb-inverter-drive-3-phase-in-037-kw-400-v-ac-12-a/6211256 |  | INVERTER,0.37KW,380V,ACS150-03E-01A2-4, ACS150-03E-01A2-4;ABB | ABB | OPM | ACS150-03E-01A2-4 | ACS150-03E-01A2-4 | SERIES:ACS150 | ENRICHED | MRO | 39122001 | Inverter drive AC | DRIVE | VARIABLE FREQUENCY | POWER RATING | 0.37KW | INPUT VOLTAGE | 380 TO 480VAC | NUMBER OF PHASE | 3PH | OUTPUT CURRENT RATING | 1.2A | OUTPUT FREQUENCY RATING | 500Hz | DEGREE OF PROTECTION | IP20 | TYPE | INVERTER | TERMINAL TYPE |  | MOUNTING TYPE |  | SIZE | 70 WD X 239 LG X 142 DP MM | TEMPERATURE RATING | 40DEG C | HAZARD CLASS |  | CERTIFICATION/STANDARD | CE,CULUS | ADDITIONAL FEATURES | F/AC MOTORS,W/STO,FILTER,CONTROL PANEL | [33 empty] | Production Completed
STP-007 | DATA ENRICHMENT | Batch_2 | Elec | SMX | SMX | OK | 12-05-2023 | 2023-05-23 |  | 720724 | 720724 | PL33-5590506 |  | ACS355-03E-38A | LINTELI SP. Z O.O. |  | Przmiennik częstotliwości ACS355-03E-38A0-4 ;18,5kW | [12 empty] | https://new.abb.com/products/3AUA0000058194/acs355-03e-38a0-4 | https://in.rsdelivers.com/product/abb/acs355-03e-38a0-4/abb-acs355-inverter-drive-3-phase-in-0-600hz-out-v/8874758 |  | ACS355-03E-38A, LINTELI SP. Z O.O., Przmiennik częstotliwości ACS355-03E-38A0-4 ;18,5kW | ABB | OPM | ACS355-03E-38A0-4 | ACS355-03E-38A0-4 | DISTRIBUTOR NAME:LINTELI SP. Z O.O. | ENRICHED | MRO | 39122001 | Inverter drive AC | DRIVE | VARIABLE FREQUENCY | POWER RATING | 18.5KW | INPUT VOLTAGE | 400VAC | NUMBER OF PHASE | 3PH | OUTPUT CURRENT RATING | 38A | OUTPUT FREQUENCY RATING | 0 TO 600Hz | DEGREE OF PROTECTION | IP20 | TYPE | INVERTER,VECTOR CONTROL | TERMINAL TYPE |  | MOUNTING TYPE | PANEL | SIZE | 260 WD X 244 LG X 195 DP MM | TEMPERATURE RATING | 40DEG C | HAZARD CLASS |  | CERTIFICATION/STANDARD | CE,C-TRICK,CUL | ADDITIONAL FEATURES | F/MOTOR CONTROL | [32 empty] | Part number is not available so we updated model number as part number | Production Completed
STP-007 | DATA ENRICHMENT | Batch_2 | Elec | SMX | SMX | OK | 12-05-2023 | 2023-05-23 |  | 776810 | 776810 | RU07-5466979 | FREQUENCY CONVERTER;ACS355-03E-38A0-4 | [16 empty] | https://new.abb.com/products/3AUA0000058194/acs355-03e-38a0-4 | https://in.rsdelivers.com/product/abb/acs355-03e-38a0-4/abb-acs355-inverter-drive-3-phase-in-0-600hz-out-v/8874758 |  | FREQUENCY CONVERTER;ACS355-03E-38A0-4 | ABB | OPM | ACS355-03E-38A0-4 | ACS355-03E-38A0-4 |  | ENRICHED | MRO | 39122001 | Inverter drive AC | DRIVE | VARIABLE FREQUENCY | POWER RATING | 18.5KW | INPUT VOLTAGE | 400VAC | NUMBER OF PHASE | 3PH | OUTPUT CURRENT RATING | 38A | OUTPUT FREQUENCY RATING | 0 TO 600Hz | DEGREE OF PROTECTION | IP20 | TYPE | INVERTER,VECTOR CONTROL | TERMINAL TYPE |  | MOUNTING TYPE | PANEL | SIZE | 260 WD X 244 LG X 195 DP MM | TEMPERATURE RATING | 40DEG C | HAZARD CLASS |  | CERTIFICATION/STANDARD | CE,C-TRICK,CUL | ADDITIONAL FEATURES | F/MOTOR CONTROL | [33 empty] | Production Completed
STP-007 | DATA ENRICHMENT | Batch_2 | Elec | SMX | SMX | OK | 12-05-2023 | 2023-05-23 |  | 690709 | 690709 | MY43-EM002790 | V.MIXER ABB STD DRIVE-ACS550-01-087A-4 | ACS550-01-087A-4 | [15 empty] | https://asb-drives.eu/equipment/freq/abb/acs550/1335/ | https://new.abb.com/products/en/3AUA0000013108-S/3aua0000013108-s | https://vfds.com/60hp-460v-abb-acs550-vfd-acs55001087a4 | V.MIXER ABB STD DRIVE-ACS550-01-087A-4, ACS550-01-087A-4 | ABB | OPM | ACS550-01-087A-4 | ACS550-01-087A-4 |  | ENRICHED | MRO | 39122001 | Inverter drive AC | DRIVE | VARIABLE FREQUENCY | POWER RATING | 500HP | INPUT VOLTAGE | 380 TO 480VAC | NUMBER OF PHASE | 3PH | OUTPUT CURRENT RATING | 87A | OUTPUT FREQUENCY RATING | 0 TO 500Hz | DEGREE OF PROTECTION | IP21 | TYPE | INVERTER | TERMINAL TYPE |  | MOUNTING TYPE |  | SIZE | 203 WD X 689 HT X 262 DP MM | TEMPERATURE RATING |  | HAZARD CLASS |  | CERTIFICATION/STANDARD |  | ADDITIONAL FEATURES | [33 empty] | Part number is not available so we updated model number as part number | Production Completed
STP-007 | DATA ENRICHMENT | Batch_2 | Elec | SMX | SMX | OK | 12-05-2023 | 2023-05-23 | Query - Unable to Validate Complete Manufacturer Part Number from Websource | 626757 | 626757 | IE33-5544807 | ABB,ASC800 MODULES6,7,9 FOR VSD | ABB,ASC800 MODULES6,7,9 FOR VSD | THE AVONMORE ELECTRICAL CO LTD | VSD modules for fan motor (450KW) | [13 empty] | https://library.e.abb.com/public/fcad7e1548b9e934c1257b67003616fe/EN_ACS800singledrivescatalogRevO.pdf |  |  | ABB,ASC800 MODULES6,7,9 FOR VSD, ABB,ASC800 MODULES6,7,9 FOR VSD, THE AVONMORE ELECTRICAL CO LTD, VSD modules for fan motor (450KW) | ABB | OPM | ACS800 | ACS800 | MODULES6,7,9 | ENRICHED | MRO | 39122001 | Inverter drive AC | DRIVE | VARIABLE FREQUENCY | POWER RATING | 450KW | INPUT VOLTAGE | 208 TO 240V | NUMBER OF PHASE |  | OUTPUT CURRENT RATING |  | OUTPUT FREQUENCY RATING |  | DEGREE OF PROTECTION | IP21,IP55 | TYPE | INVERTER | TERMINAL TYPE |  | MOUNTING TYPE |  | SIZE |  | TEMPERATURE RATING |  | HAZARD CLASS |  | CERTIFICATION/STANDARD |  | ADDITIONAL FEATURES | F/FAN MOTOR | [32 empty] | Part number is not available so we updated model number as part number | Production Completed
STP-007 | DATA ENRICHMENT | Batch_2 | Elec | SMX | SMX | OK | 12-05-2023 | 2023-05-23 | Query - Unable to Validate Complete Manufacturer Part Number from Websource | 695780 | 695780 | NG01-5589750 | INVERTER DRIVE 2.2KW ATV 320 |  |  | SCHNEIDER, 415 | [13 empty] | https://www.se.com/in/en/product/ATV320U22M2C/variable-speed-drive-altivar-machine-atv320-2-2-kw-200-240-v-1-phase-compact/?range=63440-altivar-machine-atv320&selected-node-id=12644465109 |  |  | INVERTER DRIVE 2.2KW ATV 320, SCHNEIDER, 415 | SCHNEIDER ELECTRIC | OPM | ATV 320 | ATV 320 |  | ENRICHED | MRO | 39122001 | Inverter drive AC | DRIVE | VARIABLE FREQUENCY | POWER RATING | 2.2KW | INPUT VOLTAGE | 200 TO 240V | NUMBER OF PHASE | 1PH | OUTPUT CURRENT RATING | 11 A | OUTPUT FREQUENCY RATING | 0.599KHz | DEGREE OF PROTECTION | IP20 | TYPE | INVERTER | TERMINAL TYPE |  | MOUNTING TYPE | WALL | SIZE | 105 WD X 158 DP X 142 HT MM | TEMPERATURE RATING | -25 TO 70DEG C | HAZARD CLASS |  | CERTIFICATION/STANDARD | CE,UL,CSA | ADDITIONAL FEATURES | [34 empty] | Production Completed
STP-007 | DATA ENRICHMENT | Batch_2 | Elec | SMX | SMX | OK | 12-05-2023 | 2023-05-23 | Query - Unable to Validate Complete Manufacturer Part Number from Websource | 695781 | 695781 | NG01-5589751 | INVERTER DRIVE 11KW ATV 320 |  |  | SCHNEIDER, 415 | [13 empty] | https://www.se.com/in/en/product/ATV320D11M3C/variable-speed-drive-altivar-machine-atv320-11-kw-200-240-v-3-phases-compact/?range=63440-altivar-machine-atv320&selected-node-id=12644465109 |  |  | INVERTER DRIVE 11KW ATV 320, SCHNEIDER, 415 | SCHNEIDER ELECTRIC | OPM | ATV 320 | ATV 320 |  | ENRICHED | MRO | 39122001 | Inverter drive AC | DRIVE | VARIABLE FREQUENCY | POWER RATING | 11KW | INPUT VOLTAGE | 200 TO 240V | NUMBER OF PHASE | 3PH | OUTPUT CURRENT RATING | 54 A | OUTPUT FREQUENCY RATING | 0.599KHz | DEGREE OF PROTECTION | IP20 | TYPE | INVERTER | TERMINAL TYPE |  | MOUNTING TYPE | WALL | SIZE | 180 WD X 330 HT X 198 DP MM | TEMPERATURE RATING | -25 TO 70DEG C | HAZARD CLASS |  | CERTIFICATION/STANDARD | CE,UL,CSA | ADDITIONAL FEATURES | [34 empty] | Production Completed
STP-007 | DATA ENRICHMENT | Batch_2 | Elec | SMX | SMX | OK | 12-05-2023 | 2023-05-23 |  | 832037 | 832037 | VN02-EV004992 | INVERTER,ATV12H037M2,220V,0.37KW | 8B1952935726 | SCHNEIDER | [14 empty] | https://www.se.com/ww/en/product/ATV12H037M2/variable-speed-drive-atv12-0-37kw-0-55hp-200-240v-1ph-with-heat-sink/ | https://www.tme.com/in/en/details/atv12h037m2/three-phase-inverters/schneider-electric/ |  | INVERTER,ATV12H037M2,220V,0.37KW, 8B1952935726, SCHNEIDER | SCHNEIDER ELECTRIC | OPM | ATV12H037M2 | ATV12H037M2 | ALTERNATE PART NUMBER:8B1952935726 | ENRICHED | MRO | 39122001 | Inverter drive AC | DRIVE | VARIABLE FREQUENCY | POWER RATING | 0.37KW | INPUT VOLTAGE | 200 TO 240VAC | NUMBER OF PHASE | 1PH | OUTPUT CURRENT RATING | 4.9A | OUTPUT FREQUENCY RATING | 0.5 TO 400Hz | DEGREE OF PROTECTION | IP20 | TYPE | HEAVY DUTY,INVERTER | TERMINAL TYPE | CABLE,SCREW | MOUNTING TYPE | CABINET | SIZE | 72 WD X 143 HT X 121.2 DP MM | TEMPERATURE RATING | -25 TO 70DEG C | HAZARD CLASS |  | CERTIFICATION/STANDARD | C-TICK,CSA,GOST,KC,RCM,UL | ADDITIONAL FEATURES | [33 empty] | Part number is not available so we updated model number as part number | Production Completed
STP-007 | DATA ENRICHMENT | Batch_2 | Elec | SMX | SMX | OK | 12-05-2023 | 2023-05-23 |  | 559145 | 559145 | FR41-LF0104020 | VARIATEUR ATV320OU04M2C 0,37KW 240V | SCHATV312H037M2 |  |  | NOUVELLE REFERENCE : ATV320 0,37KW 0.5HP 200/240VAC 50/60Hz REXEL : SCHATV320U04M2C REMPLACE ATV28HU09M2 | [12 empty] | https://www.se.com/in/en/product/ATV312H037M2/variable-speed-drive-atv312-0-37kw-1kva-41-w-200-240-v-1phase-supply/ | https://www.se.com/in/en/product/download-pdf/ATV312H037M2 |  | VARIATEUR ATV320OU04M2C 0,37KW 240V, SCHATV312H037M2, NOUVELLE REFERENCE : ATV320 0,37KW 0.5HP 200/240VAC 50/60Hz REXEL : SCHATV320U04M2C REMPLACE ATV28HU09M2 | SCHNEIDER ELECTRIC | OPM | ATV312H037M2 | ALTIVAR 312 |  | ENRICHED | MRO | 39122001 | Inverter drive AC | DRIVE | VARIABLE FREQUENCY | POWER RATING | 0.37KW | INPUT VOLTAGE | 200 TO 240VAC | NUMBER OF PHASE | 1PH | OUTPUT CURRENT RATING | 3.3A | OUTPUT FREQUENCY RATING | 0 TO 500Hz | DEGREE OF PROTECTION | IP20,IP21,IP31,IP41 | TYPE | HEAVY DUTY,INVERTER | TERMINAL TYPE | CABLE,SCREW | MOUNTING TYPE | WALL | SIZE | 72 WD X 145 HT X 132 DP MM | TEMPERATURE RATING | -10 TO 50DEG C | HAZARD CLASS |  | CERTIFICATION/STANDARD | UL,C-TICK,NOM,CSA,DNV,GOST,IEC 61800-5-1,IEC 61800-3 | ADDITIONAL FEATURES | [34 empty] | Production Completed
STP-007 | DATA ENRICHMENT | Batch_2 | Elec | SMX | SMX | OK | 12-05-2023 | 2023-05-23 |  | 558577 | 558577 | FR41-5429209 | VARIATEUR ATV320U04N4C 0,37KW 400V | SCHNEIDER REF. SCHATV312H037N4 |  |  | ATV320U04N4C remplace ATV312 ALTIVAR 0,37 KW 50/60HZ 2.2A MAX. SCHNEIDER REF. SCHATV312H037N4 | [12 empty] | https://www.se.com/in/en/product/ATV312H037N4/variable-speed-drive-atv312-0-37kw-1-5kva-32w-380-500-v-3phase-supply/ | https://www.mouser.in/datasheet/2/357/Altivar_312_ATV312H037N4_document-1559367.pdf | https://www.mouser.in/ProductDetail/Schneider-Electric/ATV312H037N4?qs=QCBj0mi9odr2ubN%252BuH1AGA%3D%3D | VARIATEUR ATV320U04N4C 0,37KW 400V, SCHNEIDER REF. SCHATV312H037N4, ATV320U04N4C remplace ATV312 ALTIVAR 0,37 KW 50/60HZ 2.2A MAX. SCHNEIDER REF. SCHATV312H037N4 | SCHNEIDER ELECTRIC | OPM | ATV312H037N4 | ALTIVAR 312 |  | ENRICHED | MRO | 39122001 | Inverter drive AC | DRIVE | VARIABLE FREQUENCY | POWER RATING | 0.37KW | INPUT VOLTAGE | 380 TO 500VAC | NUMBER OF PHASE | 3PH | OUTPUT CURRENT RATING | 1.5A | OUTPUT FREQUENCY RATING | 0 TO 500Hz | DEGREE OF PROTECTION | IP20,IP21,IP31,IP41 | TYPE | HEAVY DUTY,INVERTER | TERMINAL TYPE | CABLE,SCREW | MOUNTING TYPE | WALL | SIZE | 107 WD X 143 HT X 152 DP MM | TEMPERATURE RATING | -10 TO 50DEG C | HAZARD CLASS |  | CERTIFICATION/STANDARD | UL,C-TICK,NOM,CSA,DNV,GOST,IEC 61800-5-1,IEC 61800-3 | ADDITIONAL FEATURES | [34 empty] | Production Completed
STP-007 | DATA ENRICHMENT | Batch_2 | Elec | SMX | SMX | OK | 12-05-2023 | 2023-05-23 |  | 556320 | 556320 | FR40-LF3470 | VARIATEUR FREQUENCE 2,2KW TELE | ATV312HU22M3 | [15 empty] | https://www.se.com/ww/en/product/ATV312HU22M3/variable-speed-drive-atv312-2-2kw-5-2kva-114w-200-240-v-3phase-supply/ | https://www.se.com/ww/en/product/download-pdf/ATV312HU22M3 | https://www.mouser.in/ProductDetail/Schneider-Electric/ATV312HU22M3?qs=QCBj0mi9odoFY13Ok5A0%252BA%3D%3D | VARIATEUR FREQUENCE 2,2KW TELE, ATV312HU22M3 | SCHNEIDER ELECTRIC | OPM | ATV312HU22M3 | ALTIVAR 312 |  | ENRICHED | MRO | 39122001 | Inverter drive AC | DRIVE | VARIABLE FREQUENCY | POWER RATING | 2.2KW | INPUT VOLTAGE | 200 TO 240VAC | NUMBER OF PHASE | 3PH | OUTPUT CURRENT RATING | 11A | OUTPUT FREQUENCY RATING | 0 TO 500Hz | DEGREE OF PROTECTION | IP20,IP21,IP31,IP41 | TYPE | HEAVY DUTY,INVERTER | TERMINAL TYPE | CABLE,SCREW | MOUNTING TYPE | WALL | SIZE | 107 WD X 143 HT X 152 DP MM | TEMPERATURE RATING | -10 TO 50DEG C | HAZARD CLASS |  | CERTIFICATION/STANDARD | IEC,NOM,CSA,DNV,C-TICK,GOST,UL | ADDITIONAL FEATURES | [34 empty] | Production Completed
STP-007 | DATA ENRICHMENT | Batch_2 | Elec | SMX | SMX | OK | 12-05-2023 | 2023-05-23 |  | 848257 | 848257 | IT03-5419071 | INVERTER ALTIVAR 4 KW 220V | ATV312HU40M3 | [15 empty] | https://sg.rs-online.com/web/p/inverter-drives/8200911 |  |  | INVERTER ALTIVAR 4 KW 220V, ATV312HU40M3 | SCHNEIDER ELECTRIC | OPM | ATV312HU40M3 | ATV312HU40M3 | SERIES:ALTIVAR 312 | ENRICHED | MRO | 39122001 | Inverter drive AC | DRIVE | VARIABLE FREQUENCY | POWER RATING | 4KW | INPUT VOLTAGE | 230VAC | NUMBER OF PHASE | 3PH | OUTPUT CURRENT RATING | 17.5A | OUTPUT FREQUENCY RATING | 0.5 TO 500Hz | DEGREE OF PROTECTION | IP20 | TYPE | HEAVY DUTY,INVERTER | TERMINAL TYPE | CABLE,SCREW | MOUNTING TYPE | WALL | SIZE | 5.59 WD X 7.24 LG X 5.98 DP IN | TEMPERATURE RATING | -10 TO 50DEG C | HAZARD CLASS |  | CERTIFICATION/STANDARD | EN,C-TICK,UL,N998,CSA | ADDITIONAL FEATURES | [34 empty] | Production Completed
STP-007 | DATA ENRICHMENT | Batch_2 | Elec | SMX | SMX | OK | 12-05-2023 | 2023-05-23 |  | 767057 | 767057 | RU03-5440230 | INVERTER;ATV312;HU55N4 | [16 empty] | https://www.alliedelec.com/product/schneider-electric/atv312hu55n4/70008050/ |  |  | INVERTER;ATV312;HU55N4 | SCHNEIDER ELECTRIC | OPM | ATV312HU55N4 | ATV312HU55N4 |  | ENRICHED | MRO | 39122001 | Inverter drive AC | DRIVE | VARIABLE FREQUENCY | POWER RATING | 5.5KW | INPUT VOLTAGE | 480VAC | NUMBER OF PHASE | 3PH | OUTPUT CURRENT RATING | 14.3A | OUTPUT FREQUENCY RATING | 50 TO 60Hz | DEGREE OF PROTECTION | IP20 | TYPE | HEAVY DUTY,INVERTER | TERMINAL TYPE | CABLE,SCREW | MOUNTING TYPE | WALL | SIZE | 180 WD X 232 HT X 172 DP MM | TEMPERATURE RATING | -10 TO 50DEG C | HAZARD CLASS |  | CERTIFICATION/STANDARD | EN,C-TICK,UL,N998,CSA | ADDITIONAL FEATURES | [34 empty] | Production Completed
STP-007 | DATA ENRICHMENT | Batch_2 | Elec | SMX | SMX | OK | 12-05-2023 | 2023-05-23 |  | 555956 | 555956 | FR40-LF2508 | VARIATEUR FREQUENCE 0,75KW TELE | ATV31H075M3X | [15 empty] | https://www.se.com/ww/en/product/ATV31H075M3X/variable-speed-drive-atv31-0-75kw-240v-3phase-supply-ip20/ | https://adegis.com/media/asset/047eac8bb6039361e84cf2b816d09e75397627909e9d85a02016ff110f2bc8ff.pdf |  | VARIATEUR FREQUENCE 0,75KW TELE, ATV31H075M3X | SCHNEIDER ELECTRIC | OPM | ATV31H075M3X | ALTIVAR 31 |  | ENRICHED | MRO | 39122001 | Inverter drive AC | DRIVE | VARIABLE FREQUENCY | POWER RATING | 0.75KW | INPUT VOLTAGE | 200 TO 240VAC | NUMBER OF PHASE | 3PH | OUTPUT CURRENT RATING | 4.8A | OUTPUT FREQUENCY RATING | 0.0005 TO 0.5KHz | DEGREE OF PROTECTION | IP20,IP21,IP31,IP41 | TYPE | HEAVY DUTY,INVERTER | TERMINAL TYPE | CABLE,SCREW | MOUNTING TYPE | WALL | SIZE | 180 WD X 232 HT X 172 DP MM | TEMPERATURE RATING | -10 TO 50DEG C | HAZARD CLASS |  | CERTIFICATION/STANDARD | EN,C-TICK,UL,N998,CSA | ADDITIONAL FEATURES | [34 empty] | Production Completed
STP-007 | DATA ENRICHMENT | Batch_2 | Elec | SMX | SMX | OK | 12-05-2023 | 2023-05-23 |  | 847638 | 847638 | IT03-5464307 | INVERTER ATV320D11M3C 11 KW 220V TRIF. | ATV312HD11M3 | [15 empty] | https://my.rs-online.com/web/p/inverter-drives/2208671 |  |  | INVERTER ATV320D11M3C 11 KW 220V TRIF., ATV312HD11M3 | SCHNEIDER ELECTRIC | OPM | ATV320D11M3C | ATV320D11M3C | SERIES:ALTIVAR MACHINE ATV320 | ENRICHED | MRO | 39122001 | Inverter drive AC | DRIVE | VARIABLE FREQUENCY | POWER RATING | 11KW | INPUT VOLTAGE | 240VAC | NUMBER OF PHASE | 3PH | OUTPUT CURRENT RATING | 60.9A | OUTPUT FREQUENCY RATING | 0.599KHz | DEGREE OF PROTECTION | IP20 | TYPE | HEAVY DUTY,INVERTER | TERMINAL TYPE | CABLE,SCREW | MOUNTING TYPE | WALL | SIZE | 180 WD X 232 HT X 172 DP MM | TEMPERATURE RATING | -10 TO 50DEG C | HAZARD CLASS |  | CERTIFICATION/STANDARD | EN/IEC,CE,ATEX,NOM,GOST,EAC,RCM,KC | ADDITIONAL FEATURES | FIELD BUS COMMUNICATION TYPE:CANOPEN,MODBUS SERIAL | [33 empty] | Production Completed
STP-007 | DATA ENRICHMENT | Batch_2 | Elec | SMX | SMX | OK | 12-05-2023 | 2023-05-23 |  | 706793 | 706793 | PH41-5055608 | SCHNEIDER ATV320U04N4C | [16 empty] | https://www.se.com/in/en/product/ATV320U04N4C/variable-speed-drive-altivar-machine-atv320-0-37-kw-380-500-v-3-phases-compact/ | https://www.se.com/in/en/product/download-pdf/ATV320U04N4C | https://www.mouser.in/ProductDetail/Schneider-Electric/ATV320U04N4C?qs=VTAFTc7iVivw2%252Bdm76KXKw%3D%3D | SCHNEIDER ATV320U04N4C | SCHNEIDER ELECTRIC | OPM | ATV320U04N4C | ALTIVAR 320 |  | ENRICHED | MRO | 39122001 | Inverter drive AC | DRIVE | VARIABLE FREQUENCY | POWER RATING | 0.37KW | INPUT VOLTAGE | 380 TO 500VAC | NUMBER OF PHASE | 3PH | OUTPUT CURRENT RATING | 1.5A | OUTPUT FREQUENCY RATING | 0.5999KHz | DEGREE OF PROTECTION | IP20 | TYPE | HEAVY DUTY,INVERTER | TERMINAL TYPE | CABLE,SCREW | MOUNTING TYPE | WALL | SIZE | 105 WD X 142 HT X 158 DP MM | TEMPERATURE RATING | -10 TO 50DEG C | HAZARD CLASS |  | CERTIFICATION/STANDARD | EN/IEC,CE,ATEX,NOM,GOST,EAC,RCM,KC | ADDITIONAL FEATURES | [34 empty] | Production Completed
STP-007 | DATA ENRICHMENT | Batch_2 | Elec | SMX | SMX | OK | 12-05-2023 | 2023-05-23 |  | 559141 | 559141 | FR41-LF0104015 | VARIATEUR ATV320U07M2C 0,75KW - 200/240 | SCHNEIDER : ATV320U07M2C |  |  | VARIATEUR ATV320U07M2C 0,75KW - 200/240 SCHNEIDER ATV320 0,75KW 200V 1PH CP SCHNEIDER : ATV320U07M2C REXEL : SCHATV320U07M2C ( EN REMPLACEMENT DES VARIATEURS ATV312H075M2 ET ATV28HU18M2-0,75KW OBSOLETES ) | [12 empty] | https://www.se.com/in/en/product/ATV320U07M2C/variable-speed-drive-altivar-machine-atv320-0-75-kw-200-240-v-1-phase-compact/ | https://docs.rs-online.com/da48/0900766b8154a2fc.pdf | https://www.mouser.in/ProductDetail/Schneider-Electric/ATV320U07M2C?qs=VTAFTc7iViv3nQckrP1N0g%3D%3D | VARIATEUR ATV320U07M2C 0,75KW - 200/240, SCHNEIDER : ATV320U07M2C, VARIATEUR ATV320U07M2C 0,75KW - 200/240 SCHNEIDER ATV320 0,75KW 200V 1PH CP SCHNEIDER : ATV320U07M2C REXEL : SCHATV320U07M2C ( EN REMPLACEMENT DES VARIATEURS ATV312H075M2 ET ATV28HU18M2-0,75KW OBSOLETES ) | SCHNEIDER ELECTRIC | OPM | ATV320U07M2C | ALTIVAR 320 |  | ENRICHED | MRO | 39122001 | Inverter drive AC | DRIVE | VARIABLE FREQUENCY | POWER RATING | 0.75KW | INPUT VOLTAGE | 200 TO 240VAC | NUMBER OF PHASE | 1PH | OUTPUT CURRENT RATING | 4.8A | OUTPUT FREQUENCY RATING | 0.1 TO 599Hz | DEGREE OF PROTECTION | IP20 | TYPE | HEAVY DUTY,INVERTER | TERMINAL TYPE | CABLE,SCREW | MOUNTING TYPE | WALL | SIZE | 72 WD X 143 HT X 138 DP MM | TEMPERATURE RATING | -10 TO 50DEG C | HAZARD CLASS |  | CERTIFICATION/STANDARD | EN/IEC,CSA,NOM 117,UL,RCM,EAC,CE | ADDITIONAL FEATURES | [34 empty] | Production Completed
STP-007 | DATA ENRICHMENT | Batch_2 | Elec | SMX | SMX | OK | 12-05-2023 | 2023-05-23 |  | 559143 | 559143 | FR41-LF0104017 | VARIATEUR ATV320OU07N4C/312H075N4 0.75KW | SCHNEIDER : ATV320U07N4C |  |  | VARIATEUR ALTIVAR 0,75KW 400V TRIPHASE ATV320U07N4C NOUVELLE REFERENCE SCHNEIDER : ATV320U07N4C REXEL : SCHATV320U07N4C ( EN REMPLACEMENT DU ATV312H075N4 OU 18U18M2 OU ATV28HU OBSOLETE ) | [12 empty] | https://www.se.com/in/en/product/ATV320U07N4C/variable-speed-drive-altivar-machine-atv320-0-75-kw-380-500-v-3-phases-compact/ | https://docs.rs-online.com/f84a/0900766b8154a2fe.pdf |  | VARIATEUR ATV320OU07N4C/312H075N4 0.75KW, SCHNEIDER : ATV320U07N4C, VARIATEUR ALTIVAR 0,75KW 400V TRIPHASE ATV320U07N4C NOUVELLE REFERENCE SCHNEIDER : ATV320U07N4C REXEL : SCHATV320U07N4C ( EN REMPLACEMENT DU ATV312H075N4 OU 18U18M2 OU ATV28HU OBSOLETE ) | SCHNEIDER ELECTRIC | OPM | ATV320U07N4C | ALTIVAR 320 |  | ENRICHED | MRO | 39122001 | Inverter drive AC | DRIVE | VARIABLE FREQUENCY | POWER RATING | 0.75KW | INPUT VOLTAGE | 380 TO 500VAC | NUMBER OF PHASE | 3PH | OUTPUT CURRENT RATING | 2.3A | OUTPUT FREQUENCY RATING | 0.1 TO 599Hz | DEGREE OF PROTECTION | IP20 | TYPE | HEAVY DUTY,INVERTER | TERMINAL TYPE | CABLE,SCREW | MOUNTING TYPE | WALL | SIZE | 105 WD X 158 HT X 142 DP MM | TEMPERATURE RATING | -10 TO 50DEG C | HAZARD CLASS |  | CERTIFICATION/STANDARD | EN/IEC,CSA,NOM 117,UL,RCM,EAC,CE | ADDITIONAL FEATURES | [34 empty] | Production Completed
STP-007 | DATA ENRICHMENT | Batch_2 | Elec | SMX | SMX | OK | 12-05-2023 | 2023-05-23 |  | 559146 | 559146 | FR41-LF0104021 | VARIATEUR ATV320U15N4C /ATV312 1.5 KW 3~ | SCHNEIDER : ATV320U15N4C |  |  | VARIATEUR ALTIVAR 3 PHASES 2HP/1,5 KW 50HZ 380/460V - ATV320U15N4C SCHNEIDER : ATV320U15N4C ( EN REMPLACEMENT DES REF. : ATV312HU15N4 ET ATV28HU29N4 OU ATV18U29N4 OBSOLETES ) | [12 empty] | https://www.se.com/in/en/product/ATV320U15N4C/variable-speed-drive-altivar-machine-atv320-1-5-kw-380-500-v-3-phases-compact/ | https://datasheet.octopart.com/ATV320U15N4C-Schneider-Electric-datasheet-111093153.pdf | https://www.mouser.in/ProductDetail/Schneider-Electric/ATV320U15N4C?qs=VTAFTc7iViuAc%2Fbr%2FeBn8g%3D%3D | VARIATEUR ATV320U15N4C /ATV312 1.5 KW 3~, SCHNEIDER : ATV320U15N4C, VARIATEUR ALTIVAR 3 PHASES 2HP/1,5 KW 50HZ 380/460V - ATV320U15N4C SCHNEIDER : ATV320U15N4C ( EN REMPLACEMENT DES REF. : ATV312HU15N4 ET ATV28HU29N4 OU ATV18U29N4 OBSOLETES ) | SCHNEIDER ELECTRIC | OPM | ATV320U15N4C | ALTIVAR 320 |  | ENRICHED | MRO | 39122001 | Inverter drive AC | DRIVE | VARIABLE FREQUENCY | POWER RATING | 1.5KW | INPUT VOLTAGE | 380 TO 500VAC | NUMBER OF PHASE | 3PH | OUTPUT CURRENT RATING | 4.1A | OUTPUT FREQUENCY RATING | 0.1 TO 599Hz | DEGREE OF PROTECTION | IP20 | TYPE | HEAVY DUTY,INVERTER | TERMINAL TYPE | CABLE,SCREW | MOUNTING TYPE | WALL | SIZE | 105 WD X 142 HT X 158 DP MM | TEMPERATURE RATING | -10 TO 50DEG C | HAZARD CLASS |  | CERTIFICATION/STANDARD | EN/IEC,CSA,NOM 117,UL,RCM,EAC,CE | ADDITIONAL FEATURES | [34 empty] | Production Completed
STP-007 | DATA ENRICHMENT | Batch_2 | Elec | SMX | SMX | OK | 12-05-2023 | 2023-05-23 |  | 706795 | 706795 | PH41-5055609 | SCHNEIDER -ATV320U22N4C | [16 empty] | https://www.se.com/in/en/product/ATV320U22N4C/variable-speed-drive-altivar-machine-atv320-2-2-kw-380-500-v-3-phases-compact/ | https://www.mouser.in/datasheet/2/357/1/ATV320U22N4C_document-3053435.pdf | https://www.mouser.in/ProductDetail/Schneider-Electric/ATV320U22N4C?qs=VTAFTc7iVisrqCIWeSsFkQ%3D%3D | SCHNEIDER -ATV320U22N4C | SCHNEIDER ELECTRIC | OPM | ATV320U22N4C | ALTIVAR 320 |  | ENRICHED | MRO | 39122001 | Inverter drive AC | DRIVE | VARIABLE FREQUENCY | POWER RATING | 2.2KW | INPUT VOLTAGE | 380 TO 500VAC | NUMBER OF PHASE | 3PH | OUTPUT CURRENT RATING | 5.5A | OUTPUT FREQUENCY RATING | 0.599KHz | DEGREE OF PROTECTION | IP20 | TYPE | HEAVY DUTY,INVERTER | TERMINAL TYPE | CABLE,SCREW | MOUNTING TYPE | WALL | SIZE | 140 WD X 184 HT X 158 DP MM | TEMPERATURE RATING | -10 TO 50DEG C | HAZARD CLASS |  | CERTIFICATION/STANDARD | EN/IEC,CE,ATEX,UL,CSA,EAC,RCM | ADDITIONAL FEATURES | [34 empty] | Production Completed
STP-007 | DATA ENRICHMENT | Batch_2 | Elec | SMX | SMX | OK | 12-05-2023 | 2023-05-23 |  | 559159 | 559159 | FR41-LF0104037 | VARIATEUR ATV320U22N4C / 312HU22N4 2,2KW | SCHNEIDER : ATV320U22N4C |  |  | VARIATEUR ALTIVAR ATV320U22N4C 2,2KW 400V X 3 PHASES 50/60HZ ATV320 2,2KW 400V 3PH CPT SCHNEIDER : ATV320U22N4C REXEL : SCHATV320U22N4C ( EN REMPLACEMENT DES VARIATEURS ATV312HU22N4 ET DU ATV18-U41N4 2,2KW OBSOLETE ) | [12 empty] | https://www.se.com/in/en/product/ATV320U22N4C/variable-speed-drive-altivar-machine-atv320-2-2-kw-380-500-v-3-phases-compact/ | https://www.mouser.in/datasheet/2/357/1/ATV320U22N4C_document-3053435.pdf | https://www.mouser.in/ProductDetail/Schneider-Electric/ATV320U22N4C?qs=VTAFTc7iVisrqCIWeSsFkQ%3D%3D | VARIATEUR ATV320U22N4C / 312HU22N4 2,2KW, SCHNEIDER : ATV320U22N4C, VARIATEUR ALTIVAR ATV320U22N4C 2,2KW 400V X 3 PHASES 50/60HZ ATV320 2,2KW 400V 3PH CPT SCHNEIDER : ATV320U22N4C REXEL : SCHATV320U22N4C ( EN REMPLACEMENT DES VARIATEURS ATV312HU22N4 ET DU ATV18-U41N4 2,2KW OBSOLETE ) | SCHNEIDER ELECTRIC | OPM | ATV320U22N4C | ALTIVAR 320 |  | ENRICHED | MRO | 39122001 | Inverter drive AC | DRIVE | VARIABLE FREQUENCY | POWER RATING | 2.2KW | INPUT VOLTAGE | 380 TO 500VAC | NUMBER OF PHASE | 3PH | OUTPUT CURRENT RATING | 5.5A | OUTPUT FREQUENCY RATING | 0.599KHz | DEGREE OF PROTECTION | IP20 | TYPE | HEAVY DUTY,INVERTER | TERMINAL TYPE | CABLE,SCREW | MOUNTING TYPE | WALL | SIZE | 140 WD X 184 HT X 158 DP MM | TEMPERATURE RATING | -10 TO 50DEG C | HAZARD CLASS |  | CERTIFICATION/STANDARD | EN/IEC,CE,ATEX,UL,CSA,EAC,RCM | ADDITIONAL FEATURES | [34 empty] | Production Completed
STP-007 | DATA ENRICHMENT | Batch_2 | Elec | SMX | SMX | OK | 12-05-2023 | 2023-05-23 |  | 548904 | 548904 | FR38-5610125 | ANNEXE 02 VARIATEUR SCHATV340D45N4E |  |  |  | DD003 VARIATEUR SCHATV340D45N4E ATV340 45KW 400V ETH TIC 02 Prod.non repris sauf accord specifique+abattement Produit éligible CEE sous réserve réglementation AGRI-UT-102 ou BAT-TH-112 ou IND-UT-102 OFFRE DE PRIX N. 000423913 | [12 empty] | https://www.watertecna.com/wp-content/uploads/Schneider-ATV340-Installation-Manual.pdf |  |  | ANNEXE 02 VARIATEUR SCHATV340D45N4E, DD003 VARIATEUR SCHATV340D45N4E ATV340 45KW 400V ETH TIC 02 Prod.non repris sauf accord specifique+abattement Produit éligible CEE sous réserve réglementation AGRI-UT-102 ou BAT-TH-112 ou IND-UT-102 OFFRE DE PRIX N. 000423913 | SCHNEIDER ELECTRIC | OPM | ATV340D45N4E | ATV340D45N4E | DD003 VARIATEUR SCH ETH TIC 02 PROD.NON REPRIS SAUF ACCORD SPECIFIQUE+ABATTEMENT PRODUIT ELIGIBLE CEE SOUS RÉSERVE RÉGLEMENTATION AGRI-UT-102 OR BAT-TH-112 OR IND-UT-102 OFFRE DE PRIX N. 000423913 | ENRICHED | MRO | 39122001 | Inverter drive AC | DRIVE | VARIABLE FREQUENCY | POWER RATING | 45KW | INPUT VOLTAGE | 380 TO 480VAC | NUMBER OF PHASE | 3PH | OUTPUT CURRENT RATING | 88A | OUTPUT FREQUENCY RATING | 0.1 TO 500Hz | DEGREE OF PROTECTION | IP20 | TYPE | HEAVY DUTY,INVERTER | TERMINAL TYPE | CABLE,SCREW | MOUNTING TYPE | WALL | SIZE | 140 WD X 184 HT X 158 DP MM | TEMPERATURE RATING | -10 TO 50DEG C | HAZARD CLASS |  | CERTIFICATION/STANDARD | EN/IEC,CE,ATEX,UL,CSA,EAC,RCM | ADDITIONAL FEATURES | [33 empty] | Part number is not available so we updated model number as part number | Production Completed
STP-007 | DATA ENRICHMENT | Batch_2 | Elec | SMX | SMX | OK | 12-05-2023 | 2023-05-23 |  | 848226 | 848226 | IT03-5406773 | INVERTER TELEMEC. 15 KW 380V ATV61HD15N4 | ATV61HD15N4 | [15 empty] | https://uk.rs-online.com/web/p/inverter-drives/8233665 |  |  | INVERTER TELEMEC. 15 KW 380V ATV61HD15N4, ATV61HD15N4 | SCHNEIDER ELECTRIC | OPM | ATV61HD15N4 | ATV61HD15N4 | SERIES:ALTIVAR 61 | ENRICHED | MRO | 39122001 | Inverter drive AC | DRIVE | VARIABLE FREQUENCY | POWER RATING | 15KW | INPUT VOLTAGE | 400VAC | NUMBER OF PHASE | 3PH | OUTPUT CURRENT RATING | 39A | OUTPUT FREQUENCY RATING | 12 TO 16KHz | DEGREE OF PROTECTION | IP20,IP21,IP41,IP54 | TYPE | HEAVY DUTY,INVERTER | TERMINAL TYPE | CABLE,SCREW | MOUNTING TYPE | WALL | SIZE | 230 WD X 400 HT X 213DP MM | TEMPERATURE RATING | -10 TO 50DEG C | HAZARD CLASS |  | CERTIFICATION/STANDARD | EN/IEC,CE,ATEX,UL,CSA,EAC,RCM | ADDITIONAL FEATURES | FIELD BUS COMMUNICATION TYPE:CANOPEN,MODBUS,W/FILTER | [33 empty] | Production Completed
STP-007 | DATA ENRICHMENT | Batch_2 | Elec | SMX | SMX | OK | 12-05-2023 | 2023-05-23 |  | 408033 | 408033 | CH31-5329680 | FU ALTIVAR ATV 71HD18N4Z | [16 empty] | https://www.se.com/in/en/product/ATV71HD18N4Z/variable-speed-drive-atv71-18-5kw25hp-480v-emc-filterw-o-graphic-terminal/ | https://www.mouser.in/ProductDetail/Schneider-Electric/ATV71HD18N4Z?qs=QCBj0mi9odpRZb73ssGPow%3D%3D | https://www.se.com/in/en/product/download-pdf/ATV71HD18N4Z | FU ALTIVAR ATV 71HD18N4Z | SCHNEIDER ELECTRIC | OPM | ATV71HD18N4Z | ATV71HD18N4Z | SERIES:ALTIVAR | ENRICHED | MRO | 39122001 | Inverter drive AC | DRIVE | VARIABLE FREQUENCY | POWER RATING | 18.5KW | INPUT VOLTAGE | 480VAC | NUMBER OF PHASE | 3PH | OUTPUT CURRENT RATING | 34A | OUTPUT FREQUENCY RATING | 0.1 TO 599Hz | DEGREE OF PROTECTION | IP54 | TYPE | HEAVY DUTY,INVERTER | TERMINAL TYPE | CABLE,SCREW | MOUNTING TYPE | WALL | SIZE | 230 WD X 400 HT X 213DP MM | TEMPERATURE RATING | -10 TO 50DEG C | HAZARD CLASS |  | CERTIFICATION/STANDARD | EN/IEC,CE,ATEX,UL,CSA,EAC,RCM | ADDITIONAL FEATURES | [33 empty] | Part number is not available so we updated model number as part number | Production Completed
STP-007 | DATA ENRICHMENT | Batch_2 | Elec | SMX | SMX | OK | 12-05-2023 | 2023-05-23 |  | 760123 | 760123 | RU02-5604179 | INVERTOR;ATV930D37N4 ALTIVAR 930 | [16 empty] | https://www.se.com/za/en/product/ATV930D37N4/variable-speed-drive-altivar-process-atv900-atv930-37-kw-400-480-v-with-braking-unit-ip21/ |  |  | INVERTOR;ATV930D37N4 ALTIVAR 930 | SCHNEIDER ELECTRIC | OPM | ATV930D37N4 | ATV930D37N4 | SERIES:ALTIVAR 930 | ENRICHED | MRO | 39122001 | Inverter drive AC | DRIVE | VARIABLE FREQUENCY | POWER RATING | 796W | INPUT VOLTAGE | 480VAC | NUMBER OF PHASE | 3PH | OUTPUT CURRENT RATING | 66.2A | OUTPUT FREQUENCY RATING | 599Hz | DEGREE OF PROTECTION | IP21 | TYPE | HEAVY DUTY,INVERTER | TERMINAL TYPE | CABLE,SCREW | MOUNTING TYPE | WALL | SIZE | 230 WD X 400 HT X 213DP MM | TEMPERATURE RATING | -10 TO 50DEG C | HAZARD CLASS |  | CERTIFICATION/STANDARD | EN/IEC,CE,ATEX,UL,CSA,EAC,RCM | ADDITIONAL FEATURES | 10000 CYCLE | [32 empty] | Part number is not available so we updated model number as part number | Production Completed
STP-007 | DATA ENRICHMENT | Batch_2 | Elec | SMX | SMX | OK | 12-05-2023 | 2023-05-23 |  | 407096 | 407096 | BH02-5623007 | FC-102P1K1T4E20H1 1.1 KW VLT |  |  |  |  | Deska | 117790 | Danfoss | FC-102P1K1T | 1.1KW VLT | [7 empty] | https://store-danfoss-com.translate.goog/be/nl/Frequentieregelaars/Laagspanningsregelaars/VLT%C2%AE-HVAC-Drive-FC-102/FC-102P1K1T4E20H1TGXXXXSXXXXAXBXCXXXXDX/p/131F0803?_x_tr_sl=nl&_x_tr_tl=en&_x_tr_hl=en&_x_tr_pto=sc |  |  | FC-102P1K1T4E20H1 1.1 KW VLT, Deska, 117790, Danfoss, FC-102P1K1T, 1.1KW VLT | DANFOSS | OPM | FC-102P1K1T4E20H1 | FC-102P1K1T4E20H1 | SUPPLIER PART NUMBER:117790 | ENRICHED | MRO | 39122001 | Inverter drive AC | DRIVE | VARIABLE FREQUENCY | POWER RATING | 1.5KW | INPUT VOLTAGE | 380 TO 480VAC | NUMBER OF PHASE | 3PH | OUTPUT CURRENT RATING | 3A | OUTPUT FREQUENCY RATING | NOT AVAILABLE | DEGREE OF PROTECTION | IP20 | TYPE | INVERTER | TERMINAL TYPE |  | MOUNTING TYPE | CHASSIS | SIZE | 90 WD X 268 HT X 205 DP MM | TEMPERATURE RATING |  | HAZARD CLASS |  | CERTIFICATION/STANDARD |  | ADDITIONAL FEATURES | POWER RATING:1.1 KW | [33 empty] | Production Completed
STP-007 | DATA ENRICHMENT | Batch_2 | Elec | SMX | SMX | OK | 12-05-2023 | 2023-05-23 |  | 775501 | 775501 | RU03-TRU39004426 | FREQUENCY CONVERTER;FC-102P1K1T4E20H1 | [16 empty] | https://store-danfoss-com.translate.goog/be/nl/Frequentieregelaars/Laagspanningsregelaars/VLT%C2%AE-HVAC-Drive-FC-102/FC-102P1K1T4E20H1TGXXXXSXXXXAXBXCXXXXDX/p/131F0803?_x_tr_sl=nl&_x_tr_tl=en&_x_tr_hl=en&_x_tr_pto=sc |  |  | FREQUENCY CONVERTER;FC-102P1K1T4E20H1 | DANFOSS | OPM | FC-102P1K1T4E20H1 | FC-102P1K1T4E20H1 |  | ENRICHED | MRO | 39122001 | Inverter drive AC | DRIVE | VARIABLE FREQUENCY | POWER RATING | 1.5KW | INPUT VOLTAGE | 380 TO 480VAC | NUMBER OF PHASE | 3PH | OUTPUT CURRENT RATING | 3A | OUTPUT FREQUENCY RATING | NOT AVAILABLE | DEGREE OF PROTECTION | IP20 | TYPE | INVERTER | TERMINAL TYPE |  | MOUNTING TYPE | CHASSIS | SIZE | 90 WD X 268 HT X 205 DP MM | TEMPERATURE RATING |  | HAZARD CLASS |  | CERTIFICATION/STANDARD |  | ADDITIONAL FEATURES | CONVERTER,POWER RATING:1.1 KW | [33 empty] | Production Completed
STP-007 | DATA ENRICHMENT | Batch_2 | Elec | SMX | SMX | OK | 12-05-2023 | 2023-05-23 |  | 827173 | 827173 | UA01-5603105 | INVERTER FC-280PK75T4E20H2BXCXXXSXXXXAL | FC-280PK75T4E20H2BXCXXXSXXXXAL | [15 empty] | https://asb-drives.eu/equipment/freq/danfoss/fc-280/14672/ |  |  | INVERTER FC-280PK75T4E20H2BXCXXXSXXXXAL, FC-280PK75T4E20H2BXCXXXSXXXXAL | DANFOSS | OPM | FC-280PK75T4E20H2BXCXXXSXXXXAL | FC-280PK75T4E20H2BXCXXXSXXXXAL | SERIES:VLT MIDI DRIVE FC 280 | ENRICHED | MRO | 39122001 | Inverter drive AC | DRIVE | VARIABLE FREQUENCY | POWER RATING | 0.75KW | INPUT VOLTAGE | 380 TO 480VAC | NUMBER OF PHASE | 3PH | OUTPUT CURRENT RATING | 2.2A | OUTPUT FREQUENCY RATING | 0 TO 500Hz | DEGREE OF PROTECTION | IP20 | TYPE | INVERTER | TERMINAL TYPE |  | MOUNTING TYPE |  | SIZE | 75 WD X 210 HT X 168 DP MM | TEMPERATURE RATING | -10 TO 50DEG C | HAZARD CLASS |  | CERTIFICATION/STANDARD |  | ADDITIONAL FEATURES | [34 empty] | Production Completed
STP-007 | DATA ENRICHMENT | Batch_2 | Elec | SMX | SMX | OK | 12-05-2023 | 2023-05-23 |  | 479586 | 479586 | EG04-5445364 | VFDFC301, FC-301P15KT4E20H1 | [16 empty] | https://store.danfoss.com/no/en/Drives/Low-Voltage-Drives/VLT%C2%AE-AutomationDrive-FC-300/FC-301P15KT4E20H1XGXXXXSXXXXAXBXCXXXXDX/p/131F6594 |  |  | VFDFC301, FC-301P15KT4E20H1 | DANFOSS | OPM | FC-301P15KT4E20H1 | FC-301P15KT4E20H1 |  | ENRICHED | MRO | 39122001 | Inverter drive AC | DRIVE | VARIABLE FREQUENCY | POWER RATING | 15KW | INPUT VOLTAGE | 380 TO 480VAC | NUMBER OF PHASE | 3PH | OUTPUT CURRENT RATING | NOTAVAILABLE | OUTPUT FREQUENCY RATING | NOT AVAILABLE | DEGREE OF PROTECTION | IP20 | TYPE | AUTOMATION | TERMINAL TYPE |  | MOUNTING TYPE |  | SIZE |  | TEMPERATURE RATING |  | HAZARD CLASS |  | CERTIFICATION/STANDARD |  | ADDITIONAL FEATURES | RFI FILTER:(H1) RFI CLASS A1/B(C1) | [33 empty] | Production Completed
STP-007 | DATA ENRICHMENT | Batch_2 | Elec | SMX | SMX | OK | 12-05-2023 | 2023-05-23 |  | 690528 | 690528 | MY43-EM000469 | DSM DANFOSS INVERTER 1.5KWVLT2815 IP20 | FC302P1K51P20(LCL) | [15 empty] | https://files.danfoss.com/download/Drives/MG38C202.pdf | https://files.danfoss.com/download/Drives/MG33BF02.pdf |  | DSM DANFOSS INVERTER 1.5KWVLT2815 IP20, FC302P1K51P20(LCL) | DANFOSS | OPM | FC-302P1K5 | FC-302P1K5 |  | ENRICHED | MRO | 39122001 | Inverter drive AC | DRIVE | VARIABLE FREQUENCY | POWER RATING | 1.5KW | INPUT VOLTAGE | 380 TO 500VAC | NUMBER OF PHASE | 3PH | OUTPUT CURRENT RATING | 40mA | OUTPUT FREQUENCY RATING | 0 TO 590Hz | DEGREE OF PROTECTION | IP20 | TYPE | AUTOMATION | TERMINAL TYPE |  | MOUNTING TYPE | CHASSIS | SIZE |  | TEMPERATURE RATING | -10 TO 55DEG C | HAZARD CLASS |  | CERTIFICATION/STANDARD | CE,C-TICK,CULUS,UL | ADDITIONAL FEATURES | F/LOCAL CONTROL PANEL | [32 empty] | Model number is not available so we updated Part number as Model number | Production Completed
STP-007 | DATA ENRICHMENT | Batch_2 | Elec | SMX | SMX | OK | 12-05-2023 | 2023-05-23 |  | 610429 | 610429 | ID01-5002284 | INV. DANFOSS 1.5KW VLT FC-302P1K5T5E20H1 | [16 empty] | https://store.danfoss.com/no/en/Drives/Low-Voltage-Drives/VLT%C2%AE-AutomationDrive-FC-300/FC-302P1K5T5E20H1XXXXXXSXXXXAXBXCXXXXDX/p/131B0030 |  |  | INV. DANFOSS 1.5KW VLT FC-302P1K5T5E20H1 | DANFOSS | OPM | FC-302P1K5T5E20H1 | FC-302P1K5T5E20H1 |  | ENRICHED | MRO | 39122001 | Inverter drive AC | DRIVE | VARIABLE FREQUENCY | POWER RATING | 1.5KW | INPUT VOLTAGE | 380 TO 500VAC | NUMBER OF PHASE | 3PH | OUTPUT CURRENT RATING | NOTAVAILABLE | OUTPUT FREQUENCY RATING | NOT AVAILABLE | DEGREE OF PROTECTION | IP20 | TYPE | INVERTER | TERMINAL TYPE |  | MOUNTING TYPE |  | SIZE | 90 WD X 268 HT X 205 DP MM | TEMPERATURE RATING |  | HAZARD CLASS |  | CERTIFICATION/STANDARD |  | ADDITIONAL FEATURES | [34 empty] | Production Completed
STP-007 | DATA ENRICHMENT | Batch_2 | Elec | SMX | SMX | OK | 12-05-2023 | 2023-05-23 |  | 690655 | 690655 | MY43-EM002467 | INVERTER DANFOSS 131D4787 FC302P1K5 | FC302P1K5T5E20H1BGC | [15 empty] | https://files.danfoss.com/download/Drives/MG38C202.pdf |  |  | INVERTER DANFOSS 131D4787 FC302P1K5, FC302P1K5T5E20H1BGC | DANFOSS | OPM | FC-302P1K5T5E20H1BGC | FC-302P1K5T5E20H1BGC |  | ENRICHED | MRO | 39122001 | Inverter drive AC | DRIVE | VARIABLE FREQUENCY | POWER RATING | 1.5KW | INPUT VOLTAGE | 380 TO 500VAC | NUMBER OF PHASE | 3PH | OUTPUT CURRENT RATING | NOTAVAILABLE | OUTPUT FREQUENCY RATING | 0 TO 590Hz | DEGREE OF PROTECTION | IP20 | TYPE | AUTOMATION | TERMINAL TYPE |  | MOUNTING TYPE | CHASSIS | SIZE |  | TEMPERATURE RATING | -10 TO 55DEG C | HAZARD CLASS |  | CERTIFICATION/STANDARD | CE,C-TICK,CULUS,UL | ADDITIONAL FEATURES | RFI CLASS A1/B (C1),W/BRAKE CHOPPER,GRAPHICAL LOCAL CONTROL PANEL,COATED PCB | [32 empty] | Model number is not available so we updated Part number as Model number | Production Completed
STP-007 | DATA ENRICHMENT | Batch_2 | Elec | SMX | SMX | OK | 12-05-2023 | 2023-05-23 |  | 779341 | 779341 | RU07-5578552 | INVERTER;FC-302P1K5T5E20H1XG | [16 empty] | https://muabanthietbicongnghiep.com/cua-hang/danfoss-fc-302p1k5t5e20h1xg/ |  |  | INVERTER;FC-302P1K5T5E20H1XG | DANFOSS | OPM | FC-302P1K5T5E20H1XGXXXXSXXXXA4BXCXXXXD0 | FC-302P1K5T5E20H1XG |  | ENRICHED | MRO | 39122001 | Inverter drive AC | DRIVE | VARIABLE FREQUENCY | POWER RATING | 1.5KW | INPUT VOLTAGE | 380 TO 500VAC | NUMBER OF PHASE | 3PH | OUTPUT CURRENT RATING | NOTAVAILABLE | OUTPUT FREQUENCY RATING | 0.1 TO 400Hz | DEGREE OF PROTECTION | IP20 | TYPE | INVERTER | TERMINAL TYPE |  | MOUNTING TYPE |  | SIZE |  | TEMPERATURE RATING |  | HAZARD CLASS |  | CERTIFICATION/STANDARD |  | ADDITIONAL FEATURES | [34 empty] | Production Completed
STP-007 | DATA ENRICHMENT | Batch_2 | Elec | SMX | SMX | OK | 12-05-2023 | 2023-05-23 |  | 37130 | 37130 | 8312-50407446 | CONTR,AC MTR,1FC302P37KT5E55H1BG,50HP | 1FC302P37KT5E55H1BG | Danfoss | CONTROL,AC MOTOR,POWER_OUTPUT:50HP,INPUT_V:460V,MANUFACTURER:DANFOSS,MFR PART NUMBER:1FC302P37KT5E55H1BG | [13 empty] | https://files.danfoss.com/download/Drives/MG38C202.pdf |  |  | CONTR,AC MTR,1FC302P37KT5E55H1BG,50HP, 1FC302P37KT5E55H1BG, Danfoss, CONTROL,AC MOTOR,POWER_OUTPUT:50HP,INPUT_V:460V,MANUFACTURER:DANFOSS,MFR PART NUMBER:1FC302P37KT5E55H1BG | DANFOSS | OPM | FC-302P37KT5E55H1BG | FC-302P37KT5E55H1BG |  | ENRICHED | MRO | 39122001 | Inverter drive AC | DRIVE | VARIABLE FREQUENCY | POWER RATING | 37KW | INPUT VOLTAGE | 380 TO 500VAC | NUMBER OF PHASE | 3PH | OUTPUT CURRENT RATING | NOTAVAILABLE | OUTPUT FREQUENCY RATING | 0 TO 590Hz | DEGREE OF PROTECTION | IP20 | TYPE | AUTOMATION | TERMINAL TYPE |  | MOUNTING TYPE | CHASSIS | SIZE |  | TEMPERATURE RATING | -10 TO 55DEG C | HAZARD CLASS |  | CERTIFICATION/STANDARD | CE,C-TICK,CULUS,UL | ADDITIONAL FEATURES | RFI CLASS A1/B (C1),W/BRAKE CHOPPER,GRAPHICAL LOCAL CONTROL PANEL,CONTROLLER,AC MOTOR | [32 empty] | Model number is not available so we updated Part number as Model number | Production Completed
STP-007 | DATA ENRICHMENT | Batch_2 | Elec | SMX | SMX | OK | 12-05-2023 | 2023-05-23 |  | 690654 | 690654 | MY43-EM002466 | INVERTER DANFOSS 131D4788 FC302P4K0 | FC302P4K0T5E20H1BGC | [15 empty] | https://files.danfoss.com/download/Drives/MG38C202.pdf | https://files.danfoss.com/download/Drives/MG33BF02.pdf |  | INVERTER DANFOSS 131D4788 FC302P4K0, FC302P4K0T5E20H1BGC | DANFOSS | OPM | FC-302P4K0T5E20H1BGC | FC-302P4K0T5E20H1BGC |  | ENRICHED | MRO | 39122001 | Inverter drive AC | DRIVE | VARIABLE FREQUENCY | POWER RATING | 4KW | INPUT VOLTAGE | 380 TO 500VAC | NUMBER OF PHASE | 3PH | OUTPUT CURRENT RATING | NOTAVAILABLE | OUTPUT FREQUENCY RATING | 0 TO 590Hz | DEGREE OF PROTECTION | IP20 | TYPE | AUTOMATION | TERMINAL TYPE |  | MOUNTING TYPE | CHASSIS | SIZE |  | TEMPERATURE RATING | -10 TO 55DEG C | HAZARD CLASS |  | CERTIFICATION/STANDARD | CE,C-TICK,CULUS,UL | ADDITIONAL FEATURES | RFI CLASS A1/B (C1),W/BRAKE CHOPPER,GRAPHICAL LOCAL CONTROL PANEL,COATED PCB | [32 empty] | Model number is not available so we updated Part number as Model number | Production Completed
STP-007 | DATA ENRICHMENT | Batch_2 | Elec | SMX | SMX | OK | 12-05-2023 | 2023-05-23 |  | 834910 | 834910 | VN02-EV010211 | INVERTER,VLT,FC-302,0.37KW,3PHASE | FC-302PK37T5E20H2BN;DANFOSS | [15 empty] | https://store.danfoss.com/in/en/Drives/Low-Voltage-Drives/VLT%C2%AE-AutomationDrive-FC-300/FC-302PK37T5E20H2XXXXXXSXXXXAXBXCXXXXDX/p/131B0093 |  |  | INVERTER,VLT,FC-302,0.37KW,3PHASE, FC-302PK37T5E20H2BN;DANFOSS | DANFOSS | OPM | FC-302PK37T5E20H2BN | FC-302PK37T5E20H2BN | SERIES:VLT AUTOMATIONDRIVE FC-302 | ENRICHED | MRO | 39122001 | Inverter drive AC | DRIVE | VARIABLE FREQUENCY | POWER RATING | 0.37KW | INPUT VOLTAGE | 380 TO 500VAC | NUMBER OF PHASE | 3PH | OUTPUT CURRENT RATING | NOTAVAILABLE | OUTPUT FREQUENCY RATING | NOT AVAILABLE | DEGREE OF PROTECTION | IP20 | TYPE | INVERTER | TERMINAL TYPE |  | MOUNTING TYPE |  | SIZE | 90 WD X 268 HT X 205 DP MM | TEMPERATURE RATING |  | HAZARD CLASS |  | CERTIFICATION/STANDARD |  | ADDITIONAL FEATURES | W/RFI FILTER | [33 empty] | Production Completed
STP-007 | DATA ENRICHMENT | Batch_2 | Elec | SMX | SMX | OK | 12-05-2023 | 2023-05-23 |  | 379132 | 379132 | BE35-5468394 | FREQUENCY INVERTER 3~380V-500V | BOSCH PAAL: B0028.565 |  | FREQUENCY INVERTER 3~380V-500V PREFORMANCE 0,75KW WITHOUT BRAKE MODULE/WITHOUT DISPLAY WITH EXT.24V DC FEED WITH OPTION PROCESS DATE HIGHWAY DP-V1131B0510 TYPE: FC302PK75 T5 E20 H1 XXXXXX SXXXX A0 BX CXXXX D0 BOSCH PAAL: B0028.565 | FREQUENCY INVERTER 3~380V-500V PREFORMANCE 0,75KW WITHOUT BRAKE MODULE/WITHOUT DISPLAY WITH EXT.24V DC FEED WITH OPTION PROCESS DATE HIGHWAY DP-V1131B0510 TYPE: FC302PK75 T5 E20 H1 XXXXXX SXXXX A0 BX CXXXX D0 BOSCH PAAL: B0028.565¦¦FREQUENCY INVERTER 3~380V-500V PREFORMANCE 0,75KW WITHOUT BRAKE MODULE/WITHOUT DISPLAY WITH EXT.24V DC FEED WITH OPTION PROCESS DATE HIGHWAY DP-V1131B0510 TYPE: FC302PK75 T5 E20 H1 XXXXXX SXXXX A0 BX CXXXX D0 BOSCH PAAL: B0028.565¦¦FREQUENCY INVERTER 3~380V-500V PREFORMANCE 0,75KW WITHOUT BRAKE MODULE/WITHOUT DISPLAY WITH EXT.24V DC FEED WITH OPTION PROCESS DATE HIGHWAY DP-V1131B0510 TYPE: FC302PK75 T5 E20 H1 XXXXXX SXXXX A0 BX CXXXX D0 BOSCH PAAL: B0028.565 | [12 empty] | https://files.valinonline.com/userfiles/documents/danfoss-automationdrive-selection.pdf |  |  | FREQUENCY INVERTER 3~380V-500V, BOSCH PAAL: B0028.565, FREQUENCY INVERTER 3~380V-500V PREFORMANCE 0,75KW WITHOUT BRAKE MODULE/WITHOUT DISPLAY WITH EXT.24V DC FEED WITH OPTION PROCESS DATE HIGHWAY DP-V1131B0510 TYPE: FC302PK75 T5 E20 H1 XXXXXX SXXXX A0 BX CXXXX D0 BOSCH PAAL: B0028.565, FREQUENCY INVERTER 3~380V-500V PREFORMANCE 0,75KW WITHOUT BRAKE MODULE/WITHOUT DISPLAY WITH EXT.24V DC FEED WITH OPTION PROCESS DATE HIGHWAY DP-V1131B0510 TYPE: FC302PK75 T5 E20 H1 XXXXXX SXXXX A0 BX CXXXX D0 BOSCH PAAL: B0028.565¦¦FREQUENCY INVERTER 3~380V-500V PREFORMANCE 0,75KW WITHOUT BRAKE MODULE/WITHOUT DISPLAY WITH EXT.24V DC FEED WITH OPTION PROCESS DATE HIGHWAY DP-V1131B0510 TYPE: FC302PK75 T5 E20 H1 XXXXXX SXXXX A0 BX CXXXX D0 BOSCH PAAL: B0028.565¦¦FREQUENCY INVERTER 3~380V-500V PREFORMANCE 0,75KW WITHOUT BRAKE MODULE/WITHOUT DISPLAY WITH EXT.24V DC FEED WITH OPTION PROCESS DATE HIGHWAY DP-V1131B0510 TYPE: FC302PK75 T5 E20 H1 XXXXXX SXXXX A0 BX CXXXX D0 BOSCH PAAL: B0028.565 | DANFOSS | OPM | FC302PK75 T5 E20 H1 XXXXXX SXXXX A0 BX CXXXX D0 | FC302PK75 T5 E20 H1 XXXXXX SXXXX A0 BX CXXXX D0 | REFERENCE MNFR:BOSCH PAAL,REFERENCE PART NUMBER:B0028.565 | ENRICHED | MRO | 39122001 | Inverter drive AC | DRIVE | VARIABLE FREQUENCY | POWER RATING | 0.75KW | INPUT VOLTAGE | 380 TO 500VAC | NUMBER OF PHASE | 3PH | OUTPUT CURRENT RATING | 2.4A | OUTPUT FREQUENCY RATING | 0 TO 590Hz | DEGREE OF PROTECTION | IP20 | TYPE | INVERTER | TERMINAL TYPE |  | MOUNTING TYPE |  | SIZE |  | TEMPERATURE RATING | 50DEG C | HAZARD CLASS |  | CERTIFICATION/STANDARD |  | ADDITIONAL FEATURES | F/VLT AUTOMATIONDRIVE FC 302,RFI-FILTER CLASS A1/B(C1)(A,B AND C FRAMES ONLY),W/O BRAKE MODULE,DISPLAY,W/EXT 24V DC FEED WITH OPTION PROCESS DATE HIGHWAY DP-V1131B0510 | [33 empty] | Production Completed
STP-007 | DATA ENRICHMENT | Batch_2 | Elec | SMX | SMX | OK | 12-05-2023 | 2023-05-23 |  | 834911 | 834911 | VN02-EV010214 | INVERTER,VLT,FC-302,0.75KW,3PHASE | FC-302PK75T5E20H2BN;DANFOSS | [15 empty] | https://store.danfoss.com/no/en/Drives/Low-Voltage-Drives/VLT%C2%AE-AutomationDrive-FC-300/FC-302PK75T5E20H1XGXXXXSXXXXAXB2CXXXXDX/p/131H0283 |  |  | INVERTER,VLT,FC-302,0.75KW,3PHASE, FC-302PK75T5E20H2BN;DANFOSS | DANFOSS | OPM | FC-302PK75T5E20H2BN | FC-302PK75T5E20H2BN | SERIES:VLT AUTOMATIONDRIVE FC302 | ENRICHED | MRO | 39122001 | Inverter drive AC | DRIVE | VARIABLE FREQUENCY | POWER RATING | 0.75KW | INPUT VOLTAGE | 380 TO 500VAC | NUMBER OF PHASE | 3PH | OUTPUT CURRENT RATING | NOTAVAILABLE | OUTPUT FREQUENCY RATING | NOT AVAILABLE | DEGREE OF PROTECTION | IP20 | TYPE | INVERTER | TERMINAL TYPE |  | MOUNTING TYPE |  | SIZE | 90 WD X 268 HT X 205 DP MM | TEMPERATURE RATING |  | HAZARD CLASS |  | CERTIFICATION/STANDARD |  | ADDITIONAL FEATURES | [34 empty] | Production Completed
STP-007 | DATA ENRICHMENT | Batch_2 | Elec | SMX | SMX | OK | 12-05-2023 | 2023-05-23 | Query - Unable to Validate Complete Manufacturer Part Number from Websource | 629489 | 629489 | IN02-ED008518 | 250KW AC DRIVE G-130 SIEMENS MAKE | [16 empty] | https://assets.new.siemens.com/siemens/assets/api/uuid:e28d6b59-cc67-4aba-a326-a38e9b981164/sinamics-g130-brochure.pdf | https://www.paratrasnet.ro/pdf/motoare-si-actionari/SINAMICS%20G130,%20G150.pdf |  | 250KW AC DRIVE G-130 SIEMENS MAKE | SIEMENS | OPM | G-130 | G-130 |  | ENRICHED | MRO | 39122001 | Inverter Drive Ac | DRIVE | VARIABLE FREQUENCY | POWER RATING | NOT AVAILABLE | INPUT VOLTAGE | NOT AVAILABLE | NUMBER OF PHASE | NOT AVAILABLE | OUTPUT CURRENT RATING | NOT AVAILABLE | OUTPUT FREQUENCY RATING | NOT AVAILABLE | DEGREE OF PROTECTION | NOT AVAILABLE | TYPE | INVERTER | TERMINAL TYPE |  | MOUNTING TYPE |  | SIZE |  | TEMPERATURE RATING |  | HAZARD CLASS |  | CERTIFICATION/STANDARD |  | ADDITIONAL FEATURES | [33 empty] | Part number is not available so we updated model number as part number | Production Completed