## Sheet1
Project Code | Activities | Batch | Elec/Mech | Production User | CA Code | Production Comments | Start Date | End Date | Remarks | Griha ID | Record ID | Concat1 | MAKT_Material_Description | MARA_Manufacturer_Part_Number | Manufacturer_Name | PO_TEXT_ENGLISH | "PO_TEXT_Consolidated" | SUPPLIER NAME | Supplier Material Code/Item code | Manufacturer Name | Manufacturer Part # | Part Description Manufacturer | Part Description supplier Industrial | PO text | COMPANY TYPE | TRUE MANUFACTURER | TRUE MANUFACTURER PART NUMBER | ADDITIONAL INFORMATION ( MODEL, DIMENSIONS, ETC..) | PHOTO (YES/NO) | Reference URL | Reference URL1 | Reference URL2 | Concated Desc | Manufacturer | Manufacturer Status | MPN 1 | Model Number | Reference Text | ENRICHED/CLEANSED | MRO/NON-MRO Classification | UNSPSC | UNSPSC Description | Noun | Modifier | Attribute Name 1 | Attribute Value 1 | Attribute Name 2 | Attribute Value 2 | Attribute Name 3 | Attribute Value 3 | Attribute Name 4 | Attribute Value 4 | Attribute Name 5 | Attribute Value 5 | Attribute Name 6 | Attribute Value 6 | Attribute Name 7 | Attribute Value 7 | Attribute Name 8 | Attribute Value 8 | Attribute Name 9 | Attribute Value 9 | Attribute Name 10 | Attribute Value 10 | Attribute Name 11 | Attribute Value 11 | Attribute Name 12 | Attribute Value 12 | Attribute Name 13 | Attribute Value 13 | Attribute Name 14 | Attribute Value 14 | Attribute Name 15 | Attribute Value 15 | Attribute Name 16 | Attribute Value 16 | Attribute Name 17 | Attribute Value 17 | Attribute Name 18 | Attribute Value 18 | Attribute Name 19 | Attribute Value 19 | Attribute Name 20 | Attribute Value 20 | Attribute Name 21 | Attribute Value 21 | Attribute Name 22 | Attribute Value 22 | Attribute Name 23 | Attribute Value 23 | Attribute Name 24 | Attribute Value 24 | Attribute Name 25 | Attribute Value 25 | Attribute Name 26 | Attribute Value 26 | Attribute Name 27 | Attribute Value 27 | Attribute Name 28 | Attribute Value 28 | Attribute Name 29 | Attribute Value 29 | Attribute Name 30 | Attribute Value 30 | Prospecta Remarks | Status
STP-007 | DATA ENRICHMENT | Batch_2 | Elec | SMX | SMX | OK | 12-05-2023 | 2023-05-24 |  | 39832 | 39832 | 8312-50484069 | DRIVE,VAR SPEED,621614,REO | 621614 | REO Electronics | DRIVE,VARIABLE SPEED,DETAILS:REO,MANUFACTURER:REO ELECTRONICS,MFR PART NUMBER:621614 | [13 empty] | https://www.abcparts.be/index.php/en/spareparts/drive/other/reo-elektronik/621614 |  |  | DRIVE,VAR SPEED,621614,REO, 621614, REO Electronics, DRIVE,VARIABLE SPEED,DETAILS:REO,MANUFACTURER:REO ELECTRONICS,MFR PART NUMBER:621614 | REO AG | OEM | 621614 | 621614 |  | CLEANSED | MRO | 39122000 | Electrical Variable Speed Drives | DRIVE | VARIABLE FREQUENCY | POWER RATING |  | INPUT VOLTAGE |  | NUMBER OF PHASE |  | OUTPUT CURRENT RATING |  | OUTPUT FREQUENCY RATING |  | DEGREE OF PROTECTION |  | TYPE |  | TERMINAL TYPE |  | MOUNTING TYPE |  | SIZE |  | TEMPERATURE RATING |  | HAZARD CLASS |  | CERTIFICATION/STANDARD |  | ADDITIONAL FEATURES | [33 empty] | Cleansed based on OEM items | Production Completed
STP-007 | DATA ENRICHMENT | Batch_2 | Elec | SMX | SMX | OK | 12-05-2023 | 2023-05-24 |  | 513090 | 513090 | ES36-5522237 | (PD) VARIADOR UNIDRIVE SP1403 1.5/2.2KW | 62003236 | [15 empty] | https://nicontrols.com/uk/sp1403-control-techniques.html | https://www.fullyautomation.com/product/emerson-ac-drive-sp1403/ |  | (PD) VARIADOR UNIDRIVE SP1403 1.5/2.2KW, 62003236 | FISCHER CONTROLS - EMERSON | OPM | 62003236 | SP1403 |  | ENRICHED | MRO | 39122001 | Inverter Drive Ac | DRIVE | VARIABLE FREQUENCY | POWER RATING | 1.5/2.2 KW | INPUT VOLTAGE | 380-480 VAC | NUMBER OF PHASE | 3 PH | OUTPUT CURRENT RATING | 4.2 A | OUTPUT FREQUENCY RATING |  | DEGREE OF PROTECTION | IP20 | TYPE | CONTROL TECHNIQUES UNI,INVERTER | TERMINAL TYPE |  | MOUNTING TYPE |  | SIZE | 62 WD X 322 HT X 219 DP MM | TEMPERATURE RATING |  | HAZARD CLASS |  | CERTIFICATION/STANDARD |  | ADDITIONAL FEATURES | (PD),HORSEPOWER RATING HEAVY DUTY:2 HP,PEAK CURRENT:7.3 A,PEAK CURRENT NORMAL DUTY:5.5 A | [33 empty] | Production Completed
STP-007 | DATA ENRICHMENT | Batch_2 | Elec | SMX | SMX | OK | 12-05-2023 | 2023-05-24 |  | 733348 | 733348 | PL36-CE912217347 | INVERTER,KEB,KOMBIVER,07.F4.C1D-3420/1.4 | KEB_07F4C1D-3420_0,75KW_3P_2,6A | [15 empty] | https://www.euautomation.com/ca/keb/inverter-drives/07f4c1d342014 | https://www.radwell.co.uk/en-GB/Buy/KEB%20AUTOMATION/KEB%20COMBIVERT%20DRIVES/07.F4.C1D-3420-DIV-1.4/?redirect=true | https://adegis.com/media/asset/e17e471f3973f3fb7e15888e9d21fc1786bf4ae14c750181d86b6e234dfeb64e.pdf | INVERTER,KEB,KOMBIVER,07.F4.C1D-3420/1.4, KEB_07F4C1D-3420_0,75KW_3P_2,6A | KEB ANTRIEBSTECHNIK AUSTRIA | OPM | 07.F4.C1D-3420/1.4 | 07.F4.C1D-3420/1.4 |  | ENRICHED | MRO | 39122000 | Electrical Variable Speed Drives | DRIVE | VARIABLE FREQUENCY | POWER RATING | 0.75 KW | INPUT VOLTAGE | 440-480 VAC | NUMBER OF PHASE | 3 PH | OUTPUT CURRENT RATING | 1.8-2.6 A | OUTPUT FREQUENCY RATING | 4 KHz | DEGREE OF PROTECTION | IP20 | TYPE | COMBIVERT F4-C | TERMINAL TYPE | CONTROL STRIP | MOUNTING TYPE | DIN RAIL | SIZE |  | TEMPERATURE RATING | -10 TO 45 DEG C | HAZARD CLASS |  | CERTIFICATION/STANDARD | EN 50178,EN 61800-3 | ADDITIONAL FEATURES | COMPACT CONTROL,W/BRAKE TRANSISTOR | [32 empty] | Part number is not available so we updated Model number as Part number | Production Completed
STP-007 | DATA ENRICHMENT | Batch_2 | Elec | SMX | SMX | OK | 12-05-2023 | 2023-05-24 |  | 549715 | 549715 | FR38-LFE012 | VARIATEUR PARKER 10G-12-0070-BF 1.5KW | 650 1.5KW AF |  |  | VARIATEUR PARKER 10G-12-0070-BF 1.5KW 230V MONO + FILTRE 7826*20.1.0457840*001 Offre de prix : 0457840 merci d'adresser l'accusé de reception de la commande et du delai a : francois.lefevre@mdlz.com remplace 650VARIATEUR PARKER 1.5KW 240V FILTRE 650 21 1700 20 0F0P00F1(plus fabriqué) | [12 empty] | https://ph.parker.com/cn/en/ac-variable-frequency-drives-kW-rated-ac10-series/10g-12-0070-bf |  |  | VARIATEUR PARKER 10G-12-0070-BF 1.5KW, 650 1.5KW AF, VARIATEUR PARKER 10G-12-0070-BF 1.5KW 230V MONO + FILTRE 7826*20.1.0457840*001 Offre de prix : 0457840 merci d'adresser l'accusé de reception de la commande et du delai a : francois.lefevre@mdlz.com remplace 650VARIATEUR PARKER 1.5KW 240V FILTRE 650 21 1700 20 0F0P00F1(plus fabriqué) | PARKER HANNIFIN CORP | OPM | 10G-12-0070-BF | 10G-12-0070-BF | ALTERNATE MANUFACTURER PART NUMBER:650 1.5KW AF | ENRICHED | MRO | 39122001 | Inverter Drive Ac | DRIVE | VARIABLE FREQUENCY | POWER RATING | 1.5 KW | INPUT VOLTAGE | 230 VAC | NUMBER OF PHASE | 3 PH | OUTPUT CURRENT RATING |  | OUTPUT FREQUENCY RATING | 590 Hz | DEGREE OF PROTECTION | IP20 | TYPE | AC | TERMINAL TYPE |  | MOUNTING TYPE |  | SIZE |  | TEMPERATURE RATING | 0-40 DEG C | HAZARD CLASS |  | CERTIFICATION/STANDARD | CE | ADDITIONAL FEATURES | W/EMC FILTER | [32 empty] | Part number is not available so we updated Model number as Part number,Model Number Updated as per URL | Production Completed
STP-007 | DATA ENRICHMENT | Batch_2 | Elec | SMX | SMX | OK | 12-05-2023 | 2023-05-24 | Query - Unable to Validate Complete Manufacturer Part Number from Websource | 243615 | 243615 | 8380-50359652 | START,ELECT MTR,150-C43NCD,200-600V | 150-C43NCD | Allen Bradley | STARTER,ELECTRIC MOTOR,V_RATING:200-600V,MANUFACTURER:ALLEN BRADLEY,MFR PART NUMBER:150-C43NCD | [13 empty] | https://www.rockwellautomation.com/en-us/products/details.150-C43NBD.html |  |  | START,ELECT MTR,150-C43NCD,200-600V, 150-C43NCD, Allen Bradley, STARTER,ELECTRIC MOTOR,V_RATING:200-600V,MANUFACTURER:ALLEN BRADLEY,MFR PART NUMBER:150-C43NCD | ALLEN BRADLEY | OPM | 150-C43NCD | 150-C43NCD |  | ENRICHED | MRO | 39122001 | Inverter drive AC | DRIVE | VARIABLE FREQUENCY | POWER RATING | 5-15 HP | INPUT VOLTAGE | 480 VAC | NUMBER OF PHASE | 3 PH | OUTPUT CURRENT RATING | 43 A | OUTPUT FREQUENCY RATING |  | DEGREE OF PROTECTION | IPX2 | TYPE | SOLID STATE | TERMINAL TYPE |  | MOUNTING TYPE |  | SIZE | 71.882 WD X 205.994 HT X 130.048 DP MM | TEMPERATURE RATING | -5 TO 50 DEC C | HAZARD CLASS |  | CERTIFICATION/STANDARD | CCC,EAC | ADDITIONAL FEATURES | CONTROL VOLTAGE:100-240 VAC | [32 empty] | Part number is not available so we updated model number as part number | Production Completed
STP-007 | DATA ENRICHMENT | Batch_2 | Elec | SMX | SMX | OK | 12-05-2023 | 2023-05-24 |  | 304779 | 304779 | AU02-EA500583 | DRIVE VARIABLE FREQ. ALLEN BRAD 0.55KW | 160BA02NSF1 | ALLEN BRADLEY | 160-BA02NSF1 | [13 empty] | https://www.dosupply.com/automation/allen-bradley-drives/160-ssc-drives/160-BA02NSF1 | https://www.nriparts.com/products/allen-bradley-160-ba02nsf1-motor-drives-obsolete/176120 |  | DRIVE VARIABLE FREQ. ALLEN BRAD 0.55KW, 160BA02NSF1, ALLEN BRADLEY, 160-BA02NSF1 | ALLEN-BRADLEY | OPM | 160-BA02NSF1 | 160-BA02NSF1 | ALTERNATE MANUFACTURER NAME:DAKOTA PROVISIONS | ENRICHED | MRO | 39122001 | Inverter drive AC | DRIVE | VARIABLE FREQUENCY | POWER RATING | 0.55 KW | INPUT VOLTAGE | 340-506 VAC | NUMBER OF PHASE | 3 PH | OUTPUT CURRENT RATING | 1.7 A | OUTPUT FREQUENCY RATING | 0-400 Hz | DEGREE OF PROTECTION | IP20 | TYPE | ANALOG SIGNAL FOLLOWER | TERMINAL TYPE |  | MOUNTING TYPE |  | SIZE | 80.01 WD X 152.4 HT X 165.354 DP MM | TEMPERATURE RATING | 0-50 DEG C | HAZARD CLASS |  | CERTIFICATION/STANDARD | CUL | ADDITIONAL FEATURES | OUTPUT VOLTAGE:380-460 VAC,INPUT CURRENT RATING:2 A | [33 empty] | Production Completed
STP-007 | DATA ENRICHMENT | Batch_2 | Elec | SMX | SMX | OK | 12-05-2023 | 2023-05-24 |  | 845572 | 845572 | 8352-50080817 | CONTR,AC MTR,160-BA03NPS1 | 160-BA03NPS1 | Allen Bradley | CONTROL,AC MOTOR,MANUFACTURER:ALLEN BRADLEY,MFR PART NUMBER:160-BA03NPS1 | [13 empty] | https://www.radwell.co.uk/en-GB/Buy/ALLEN%20BRADLEY/ALLEN%20BRADLEY/160-BA03NPS1/?redirect=true | https://www.dosupply.com/automation/allen-bradley-drives/160-ssc-drives/160-BA03NPS1 | http://www.regler.com.br/paginas/detalhes.asp?cod=42230 | CONTR,AC MTR,160-BA03NPS1, 160-BA03NPS1, Allen Bradley, CONTROL,AC MOTOR,MANUFACTURER:ALLEN BRADLEY,MFR PART NUMBER:160-BA03NPS1 | ALLEN BRADLEY | OPM | 160-BA03NPS1 | 160-BA03NPS1 |  | ENRICHED | MRO | 39122001 | Inverter drive AC | DRIVE | VARIABLE FREQUENCY | POWER RATING | 37 W,0.75 KW (MOTOR) | INPUT VOLTAGE | 380-460 VAC | NUMBER OF PHASE | 3 PH | OUTPUT CURRENT RATING | 2.3 A | OUTPUT FREQUENCY RATING | 0-400 Hz | DEGREE OF PROTECTION | IP20 | TYPE | PRESET SPEED | TERMINAL TYPE |  | MOUNTING TYPE |  | SIZE | 80.01 WD X 152.4 HT X 165.354 DP MM | TEMPERATURE RATING | 0-50 DEG C | HAZARD CLASS |  | CERTIFICATION/STANDARD | CUL | ADDITIONAL FEATURES | COOLING METHOD:FAN | [32 empty] | Part number is not available so we updated Model number as Part number,Model Number Updated as per URL | Production Completed
STP-007 | DATA ENRICHMENT | Batch_2 | Elec | SMX | SMX | OK | 12-05-2023 | 2023-05-24 |  | 159828 | 159828 | 8352-50114589 | DRIVE,VAR SPEED,160BA04PSF1P1,AB | 160BA04PSF1P1 | Allen Bradley | DRIVE,VARIABLE SPEED,DETAILS:AB,MANUFACTURER:ALLEN BRADLEY,MFR PART NUMBER:160BA04PSF1P1 | [13 empty] | https://www.google.co.in/url?sa=t&rct=j&q=&esrc=s&source=web&cd=&cad=rja&uact=8&ved=2ahUKEwiy1PaDmpH7AhV4R2wGHb5rC34QFnoECAoQAQ&url=https%3A%2F%2Fliterature.rockwellautomation.com%2Fidc%2Fgroups%2Fliterature%2Fdocuments%2Fum%2F160-um009_-en-p.pdf&usg=AOvV | https://www.dosupply.com/automation/allen-bradley-drives/160-ssc-drives/160-BA04NPS1P1 | https://www.dosupply.com/automation/allen-bradley-drives/160-ssc-drives/160-BA06NSF1 | DRIVE,VAR SPEED,160BA04PSF1P1,AB, 160BA04PSF1P1, Allen Bradley, DRIVE,VARIABLE SPEED,DETAILS:AB,MANUFACTURER:ALLEN BRADLEY,MFR PART NUMBER:160BA04PSF1P1 | ALLEN BRADLEY | OPM | 160-BA04PSF1P1 | 160BA04PSF1P1 |  | ENRICHED | MRO | 39122001 | Inverter drive AC | DRIVE | VARIABLE FREQUENCY | POWER RATING | 1.5 KW | INPUT VOLTAGE | 380-460 VAC | NUMBER OF PHASE | 3 PH | OUTPUT CURRENT RATING | 4.6 A | OUTPUT FREQUENCY RATING | 0-240 Hz | DEGREE OF PROTECTION | IP20 | TYPE | SMART SPEED CONTROLLER | TERMINAL TYPE |  | MOUNTING TYPE |  | SIZE | 80.01 WD X 152.4 HT X 165.354 DP MM | TEMPERATURE RATING | 0-50 DEG C | HAZARD CLASS |  | CERTIFICATION/STANDARD | CUL | ADDITIONAL FEATURES | [33 empty] | Part number is not available so we updated Model number as Part number,Model Number Updated as per URL | Production Completed
STP-007 | DATA ENRICHMENT | Batch_2 | Elec | SMX | SMX | OK | 12-05-2023 | 2023-05-24 |  | 845550 | 845550 | 8349-52133548 | DRIVE,AC SERVO MTR,23B-D017D10ENN-P3T | 23B-D017D10ENN-P3T | Allen Bradley | DRIVE,AC SERVO MOTOR,INPUT VOLTAGE:480V,OUTPUT CURRENT:16.8A,MANUFACTURER:ALLEN BRADLEY,MFR PART NUMBER:23B-D017D10ENN-P3T | [13 empty] | https://ageashopmedia.s3.ap-south-1.amazonaws.com/rockwell/technical_instruction/23B-D017D10ENN-P3T.pdf |  |  | DRIVE,AC SERVO MTR,23B-D017D10ENN-P3T, 23B-D017D10ENN-P3T, Allen Bradley, DRIVE,AC SERVO MOTOR,INPUT VOLTAGE:480V,OUTPUT CURRENT:16.8A,MANUFACTURER:ALLEN BRADLEY,MFR PART NUMBER:23B-D017D10ENN-P3T | ALLEN BRADLEY | OPM | 23B-D017D10ENN-P3T | 23B-D017D10ENN-P3T | SERIES:POWERFLEX 40 | ENRICHED | MRO | 39122001 | Inverter drive AC | DRIVE | VARIABLE FREQUENCY | POWER RATING | 7.5 KW | INPUT VOLTAGE | 480 VAC | NUMBER OF PHASE | 3 PH | OUTPUT CURRENT RATING | 16.8 A | OUTPUT FREQUENCY RATING | 0-400 Hz | DEGREE OF PROTECTION | IP20,IP30,IP66 | TYPE | ADJUSTABLE AC,LOW VOLTAGE,SERVO | TERMINAL TYPE |  | MOUNTING TYPE | PANEL | SIZE |  | TEMPERATURE RATING | -40 TO 85 DEG C | HAZARD CLASS |  | CERTIFICATION/STANDARD | CE,C-TICK,CULUS | ADDITIONAL FEATURES | [33 empty] | Part number is not available so we updated Model number as Part number,Model Number Updated as per URL | Production Completed
STP-007 | DATA ENRICHMENT | Batch_2 | Elec | SMX | SMX | OK | 12-05-2023 | 2023-05-24 | Query - Unable to Validate Complete Manufacturer Part Number from Websource | 652100 | 652100 | IN05-ED019815 | LENZE DRIVE : INVERTOR 8200 VECTOR | [16 empty] | https://download.lenze.com/TD/E82EV__8200%20vector%200.25-90kW__v3-0__EN.pdf | https://www.transdrive.co.uk/media/1136/lenze-ac-drive-catalogue.pdf |  | LENZE DRIVE : INVERTOR 8200 VECTOR | LENZE CORPORATION | OPM | 8200 VECTOR | 8200 VECTOR |  | ENRICHED | MRO | 39122001 | INVERTER DRIVE AC | DRIVE | VARIABLE FREQUENCY | POWER RATING | 0.55 KW | INPUT VOLTAGE |  | NUMBER OF PHASE |  | OUTPUT CURRENT RATING |  | OUTPUT FREQUENCY RATING |  | DEGREE OF PROTECTION | IP20 | TYPE |  | TERMINAL TYPE |  | MOUNTING TYPE | CABINET | SIZE |  | TEMPERATURE RATING | -10 TO 55 DEG C | HAZARD CLASS |  | CERTIFICATION/STANDARD | IEC 61131-2 | ADDITIONAL FEATURES | [33 empty] | Part number is not available so we updated model number as part number | Production Completed
STP-007 | DATA ENRICHMENT | Batch_2 | Elec | SMX | SMX | OK | 12-05-2023 | 2023-05-24 | Query - Unable to Validate Complete Manufacturer Part Number from Websource | 790023 | 790023 | SE33-5288513 | FREQUENCY CONVERTER 8200 VECTOR / 0.55 K | 54954039 | [15 empty] | https://download.lenze.com/TD/E82EV__8200%20vector%200.25-90kW__v3-0__EN.pdf | https://www.transdrive.co.uk/media/1136/lenze-ac-drive-catalogue.pdf |  | FREQUENCY CONVERTER 8200 VECTOR / 0.55 K, 54954039 | LENZE CORPORATION | OPM | 8200 VECTOR | 8200 VECTOR | REFERENCE NUMBER:54954039 | ENRICHED | MRO | 39122001 | INVERTER DRIVE AC | DRIVE | VARIABLE FREQUENCY | POWER RATING | 0.55 KW | INPUT VOLTAGE |  | NUMBER OF PHASE |  | OUTPUT CURRENT RATING |  | OUTPUT FREQUENCY RATING |  | DEGREE OF PROTECTION | IP20 | TYPE |  | TERMINAL TYPE |  | MOUNTING TYPE | CABINET | SIZE |  | TEMPERATURE RATING | -10 TO 55 DEG C | HAZARD CLASS |  | CERTIFICATION/STANDARD | IEC 61131-2 | ADDITIONAL FEATURES | CONVERTER | [33 empty] | Production Completed
STP-007 | DATA ENRICHMENT | Batch_2 | Elec | SMX | SMX | OK | 12-05-2023 | 2023-05-24 |  | 408423 | 408423 | CH31-5551102 | B&R WECHSELRICHTERMODUL | 8BVI0220HWD0.00-1 <> B&R |  | 8BVI0220HWD0.000-1 | 8BVI0220HWD0.000-1 | [12 empty] | https://www.br-automation.com/en-in/products/8bvi0220hwd0000-1/ | https://www.radwell.co.uk/en-GB/Buy/B-AND-R/B-AND-R/8BVI0220HWD0.000-1/?redirect=true |  | B&R WECHSELRICHTERMODUL, 8BVI0220HWD0.00-1 <> B&R, 8BVI0220HWD0.000-1, 8BVI0220HWD0.000-1 | B&R INDUSTRIAL AUTOMATION | OPM | 8BVI0220HWD0.000-1 | 8BVI0220HWD0.000-1 |  | ENRICHED | MRO | 39122001 | Inverter Drive Ac | DRIVE | VARIABLE FREQUENCY | POWER RATING | 21 W | INPUT VOLTAGE | 25 VDC | NUMBER OF PHASE | NOT AVAILABLE | OUTPUT CURRENT RATING | 22 A | OUTPUT FREQUENCY RATING | 598 Hz | DEGREE OF PROTECTION | IP20 | TYPE | MULTI,SERVO | TERMINAL TYPE | DC BUS | MOUNTING TYPE | WALL | SIZE | 106.5 WD X 317 HT MM | TEMPERATURE RATING | 5-40 DEG C | HAZARD CLASS |  | CERTIFICATION/STANDARD | CE,EAC,KC,UL | ADDITIONAL FEATURES | [33 empty] | Part number is not available so we updated model number as part number | Production Completed
STP-007 | DATA ENRICHMENT | Batch_2 | Elec | SMX | SMX | OK | 12-05-2023 | 2023-05-24 |  | 725073 | 725073 | PL34-5614029 | INVERTER,UNIT,22A,8BVI0220HWD0.000-1 | 870249004 | [15 empty] | https://www.br-automation.com/en-in/products/8bvi0220hwd0000-1/ | https://www.radwell.co.uk/en-GB/Buy/B-AND-R/B-AND-R/8BVI0220HWD0.000-1/?redirect=true |  | INVERTER,UNIT,22A,8BVI0220HWD0.000-1, 870249004 | B&R INDUSTRIAL AUTOMATION | OPM | 8BVI0220HWD0.000-1 | 8BVI0220HWD0.000-1 | ALTERNATE PART NUMBER:870249004 | ENRICHED | MRO | 39122001 | Inverter Drive Ac | DRIVE | VARIABLE FREQUENCY | POWER RATING | 21 W | INPUT VOLTAGE | 25 VDC | NUMBER OF PHASE | NOT AVAILABLE | OUTPUT CURRENT RATING | 22 A | OUTPUT FREQUENCY RATING | 598 Hz | DEGREE OF PROTECTION | IP20 | TYPE | MULTI,SERVO | TERMINAL TYPE | DC BUS | MOUNTING TYPE | WALL | SIZE | 106.5 WD X 317 HT MM | TEMPERATURE RATING | 5-40 DEG C | HAZARD CLASS |  | CERTIFICATION/STANDARD | CE,EAC,KC,UL | ADDITIONAL FEATURES | [33 empty] | Part number is not available so we updated model number as part number | Production Completed
STP-007 | DATA ENRICHMENT | Batch_2 | Elec | SMX | SMX | OK | 12-05-2023 | 2023-05-24 |  | 811879 | 811879 | TR03-5593421 | DRIVE/SERVO/B&R/8BVI0220HWD0.000-1/MGL | [16 empty] | https://www.br-automation.com/en-in/products/8bvi0220hwd0000-1/ | https://www.radwell.co.uk/en-GB/Buy/B-AND-R/B-AND-R/8BVI0220HWD0.000-1/?redirect=true |  | DRIVE/SERVO/B&R/8BVI0220HWD0.000-1/MGL | B&R INDUSTRIAL AUTOMATION | OPM | 8BVI0220HWD0.000-1 | 8BVI0220HWD0.000-1 |  | ENRICHED | MRO | 39122001 | Inverter Drive Ac | DRIVE | VARIABLE FREQUENCY | POWER RATING | 21 W | INPUT VOLTAGE | 25 VDC | NUMBER OF PHASE | NOT AVAILABLE | OUTPUT CURRENT RATING | 22 A | OUTPUT FREQUENCY RATING | 598 Hz | DEGREE OF PROTECTION | IP20 | TYPE | MULTI,SERVO | TERMINAL TYPE | DC BUS | MOUNTING TYPE | WALL | SIZE | 106.5 WD X 317 HT MM | TEMPERATURE RATING | 5-40 DEG C | HAZARD CLASS |  | CERTIFICATION/STANDARD | CE,EAC,KC,UL | ADDITIONAL FEATURES | [33 empty] | Part number is not available so we updated model number as part number | Production Completed
STP-007 | DATA ENRICHMENT | Batch_2 | Elec | SMX | SMX | OK | 12-05-2023 | 2023-05-24 |  | 7236 | 7236 | 8301-52128932 | INVERSOR DE FREQUENCIA 3-480V 0,75KW POW | 9047B0042.906 | SYNTEGON | INVERSOR DE FREQUENCIA; TIPO: 3-480V 0,75KW POWER FLEX 525 ; MODELO: ; PART NUMBER: 9047B0042.906; APLICACAO: CASE PACKER; FABRICANTE: BOSCH; FORNECEDOR EXCLUSIVO: SIM; FORNECEDOR: BOSCH; LINHA: TABLETES; TAG: ; EQUIPAMENTO: CASE PACKER; | INVERSOR DE FREQUENCIA; TIPO: 3-480V 0,75KW POWER FLEX 525 ; MODELO: ; PART NUMBER: 9047B0042.906; APLICACAO: CASE PACKER; FABRICANTE: BOSCH; FORNECEDOR EXCLUSIVO: SIM; FORNECEDOR: BOSCH; LINHA: TABLETES; TAG: ; EQUIPAMENTO: CASE PACKER; | [12 empty] | https://www.rockwellautomation.com/en-us/products/hardware/allen-bradley/drives/low-voltage-ac-drives/compact-drives/25b-powerflex-525.html | https://literature.rockwellautomation.com/idc/groups/literature/documents/td/520-td001_-en-e.pdf |  | INVERSOR DE FREQUENCIA 3-480V 0,75KW POW, 9047B0042.906, SYNTEGON, INVERSOR DE FREQUENCIA; TIPO: 3-480V 0,75KW POWER FLEX 525 ; MODELO: ; PART NUMBER: 9047B0042.906; APLICACAO: CASE PACKER; FABRICANTE: BOSCH; FORNECEDOR EXCLUSIVO: SIM; FORNECEDOR: BOSCH; LINHA: TABLETES; TAG: ; EQUIPAMENTO: CASE PACKER;, INVERSOR DE FREQUENCIA; TIPO: 3-480V 0,75KW POWER FLEX 525 ; MODELO: ; PART NUMBER: 9047B0042.906; APLICACAO: CASE PACKER; FABRICANTE: BOSCH; FORNECEDOR EXCLUSIVO: SIM; FORNECEDOR: BOSCH; LINHA: TABLETES; TAG: ; EQUIPAMENTO: CASE PACKER; | ALLEN BRADLEY | OPM | 9047B0042.906 | 9047B0042.906 | ALTERNATE MANUFACTURE NAME:BOSCH,SYNTEGON TECHNOLOGY,ALTERNATE PART NUMBER:9047B0042.906,APPLICATION:CASE PACKER | ENRICHED | MRO | 39122001 | Inverter drive AC | DRIVE | VARIABLE FREQUENCY | POWER RATING | 0.75 KW | INPUT VOLTAGE | 480 VAC | NUMBER OF PHASE | 3 PH | OUTPUT CURRENT RATING |  | OUTPUT FREQUENCY RATING | 47-63 Hz | DEGREE OF PROTECTION | IP20 | TYPE |  | TERMINAL TYPE | SCREW | MOUNTING TYPE | DIN RAIL | SIZE |  | TEMPERATURE RATING | -40 TO 85 DEG C | HAZARD CLASS |  | CERTIFICATION/STANDARD | CE,UL | ADDITIONAL FEATURES | [33 empty] | Part number is not available so we updated model number as part number | Production Completed
STP-007 | DATA ENRICHMENT | Batch_2 | Elec | SMX | SMX | OK | 12-05-2023 | 2023-05-24 |  | 473418 | 473418 | EG02-5498750 | POWER FLEX 7020AC1P3A3AYNAEC0 | [16 empty] | https://literature.rockwellautomation.com/idc/groups/literature/documents/um/20a-um001_-en-p.pdf |  |  | POWER FLEX 7020AC1P3A3AYNAEC0 | ALLEN-BRADLEY | OPM | AC1P3A3AYNAEC0 | AC1P3A3AYNAEC0 |  | ENRICHED | MRO | 39122001 | Inverter drive AC | DRIVE | VARIABLE FREQUENCY | POWER RATING | 0.37 KW | INPUT VOLTAGE | 400 VAC | NUMBER OF PHASE | NOT AVAILABLE | OUTPUT CURRENT RATING | 1.3 A | OUTPUT FREQUENCY RATING | NOT AVAILABLE | DEGREE OF PROTECTION | IP20 | TYPE |  | TERMINAL TYPE |  | MOUNTING TYPE |  | SIZE |  | TEMPERATURE RATING |  | HAZARD CLASS |  | CERTIFICATION/STANDARD |  | ADDITIONAL FEATURES | FRAME SIZE:A,FILTERED | [33 empty] | Production Completed
STP-007 | DATA ENRICHMENT | Batch_2 | Elec | SMX | SMX | OK | 12-05-2023 | 2023-05-24 |  | 246665 | 246665 | 8380-52177555 | CONTR,AC MTR,ALB22BD010N104,5HP,277-480V | ALB22BD010N104 | Allen Bradley | CONTROL,AC MOTOR,POWER OUTPUT:5HP,INPUT VOLTAGE:277-480V,MANUFACTURER:ALLEN BRADLEY,MFR PART NUMBER:ALB22BD010N104 | [13 empty] | https://www.westburne.ca/cwr/Category/Motor-Control-%26-Automation/Automation-Products/Drives-%26-Accessories/AC-Drives/22B-D010N104-480V-5HP-POWERFLEX-40/p/ALB22BD010N104-WG¦ | https://www.rexel.com.au/are/category/Industrial/Motors/Electric-motor/c/CEC001851?q=%3Arelevance%3Abrand%3Abrand_ALB&pageSize=24 |  | CONTR,AC MTR,ALB22BD010N104,5HP,277-480V, ALB22BD010N104, Allen Bradley, CONTROL,AC MOTOR,POWER OUTPUT:5HP,INPUT VOLTAGE:277-480V,MANUFACTURER:ALLEN BRADLEY,MFR PART NUMBER:ALB22BD010N104 | ALLEN BRADLEY | OPM | ALB22BD010N104 | ALB22BD010N104 |  | ENRICHED | MRO | 39122001 | Inverter drive AC | DRIVE | VARIABLE FREQUENCY | POWER RATING | 5 HP | INPUT VOLTAGE | 277-480 VAC | NUMBER OF PHASE | 3 PH | OUTPUT CURRENT RATING | 10.5 A | OUTPUT FREQUENCY RATING | 0-400 Hz | DEGREE OF PROTECTION | IP20 | TYPE | ADJUSTABLE AC,LOW VOLTAGE | TERMINAL TYPE |  | MOUNTING TYPE | PANEL | SIZE |  | TEMPERATURE RATING | -10 TO 50 DEG C | HAZARD CLASS |  | CERTIFICATION/STANDARD | CE,C-TICK,CULUS,UL | ADDITIONAL FEATURES | W/BRAKE IGBT,SERIES:POWERFLEX 40 | [32 empty] | Model number is not available so we updated Part number as Model number | Production Completed
STP-007 | DATA ENRICHMENT | Batch_2 | Elec | SMX | SMX | OK | 12-05-2023 | 2023-05-24 |  | 475403 | 475403 | EG02-5596470 | A.B SOFT STRT 20B C 170 A 0 AYNANC0-90KW | [16 empty] | https://www.maxodeals.com/mdenglish/allen-bradley-20b-c-170-a-0-aynanc0-ump |  |  | A.B SOFT STRT 20B C 170 A 0 AYNANC0-90KW | ALLEN BRADLEY | OPM | AYNANC0-90KW | AYNANC0-90KW |  | ENRICHED | MRO | 39122001 | Inverter drive AC | DRIVE | VARIABLE FREQUENCY | POWER RATING | 90 KW | INPUT VOLTAGE | NOT A VAILABLE | NUMBER OF PHASE | NOT AVAILABLE | OUTPUT CURRENT RATING |  | OUTPUT FREQUENCY RATING | NOT AVAILABLE | DEGREE OF PROTECTION | NOT AVAILABLE | TYPE |  | TERMINAL TYPE |  | MOUNTING TYPE |  | SIZE |  | TEMPERATURE RATING |  | HAZARD CLASS |  | CERTIFICATION/STANDARD |  | ADDITIONAL FEATURES | [33 empty] | Part number is not available so we updated model number as part number | Production Completed
STP-007 | DATA ENRICHMENT | Batch_2 | Elec | SMX | SMX | OK | 12-05-2023 | 2023-05-24 |  | 762853 | 762853 | RU02-TRU37012267 | INVERTER;C200-024-00023;0.75KW | [16 empty] | https://in.rsdelivers.com/product/control-techniques/c200-02400023/control-techniques-inverter-drive-3-phase-in-075-v/1845676 |  |  | INVERTER;C200-024-00023;0.75KW | NIDEC LEROY-SOMER | OPM | C200-02400023 | C200-02400023 | SERIES:C200 | ENRICHED | MRO | 39122001 | Inverter drive AC | DRIVE | VARIABLE FREQUENCY | POWER RATING | 0.75 KW | INPUT VOLTAGE | 380-480 VAC | NUMBER OF PHASE | 3 PH | OUTPUT CURRENT RATING | 2.3 A | OUTPUT FREQUENCY RATING | 0-550 Hz | DEGREE OF PROTECTION | IP20 | TYPE | INVERTER,SPEED | TERMINAL TYPE |  | MOUNTING TYPE | PANEL | SIZE | 150 WD X 75 LG X 205 DP MM | TEMPERATURE RATING |  | HAZARD CLASS |  | CERTIFICATION/STANDARD |  | ADDITIONAL FEATURES | [33 empty] | Manufacturer Updated As Per Url | Production Completed
STP-007 | DATA ENRICHMENT | Batch_2 | Elec | SMX | SMX | OK | 12-05-2023 | 2023-05-24 |  | 763720 | 763720 | RU02-TRU37014397 | INVERTER;C200-024-00032;1.1KW | [16 empty] | https://in.rsdelivers.com/product/control-techniques/c200-02400032/control-techniques-inverter-drive-3-phase-in-11-kw/1845677 |  |  | INVERTER;C200-024-00032;1.1KW | NIDEC LEROY-SOMER | OPM | C200-02400032 | C200-02400032 | SERIES:C200 | ENRICHED | MRO | 39122001 | Inverter drive AC | DRIVE | VARIABLE FREQUENCY | POWER RATING | 1.1 KW | INPUT VOLTAGE | 380-480 VAC | NUMBER OF PHASE | 3 PH | OUTPUT CURRENT RATING | 3.2 A | OUTPUT FREQUENCY RATING | 0-550 Hz | DEGREE OF PROTECTION | IP20 | TYPE | INVERTER,SPEED | TERMINAL TYPE |  | MOUNTING TYPE | PANEL | SIZE | 150 WD X 75 LG X 205 DP MM | TEMPERATURE RATING |  | HAZARD CLASS |  | CERTIFICATION/STANDARD |  | ADDITIONAL FEATURES | [33 empty] | Manufacturer Updated As Per Url | Production Completed
STP-007 | DATA ENRICHMENT | Batch_2 | Elec | SMX | SMX | OK | 12-05-2023 | 2023-05-24 |  | 760351 | 760351 | RU02-5616008 | INVERTOR;C200-024-00032;1.1KWT | [16 empty] | https://in.rsdelivers.com/product/control-techniques/c200-02400032/control-techniques-inverter-drive-3-phase-in-11-kw/1845677 |  |  | INVERTOR;C200-024-00032;1.1KWT | NIDEC LEROY-SOMER | OPM | C200-02400032 | C200-02400032 | SERIES:C200 | ENRICHED | MRO | 39122001 | Inverter drive AC | DRIVE | VARIABLE FREQUENCY | POWER RATING | 1.1 KW | INPUT VOLTAGE | 380-480 VAC | NUMBER OF PHASE | 3 PH | OUTPUT CURRENT RATING | 3.2 A | OUTPUT FREQUENCY RATING | 0-550 Hz | DEGREE OF PROTECTION | IP20 | TYPE | INVERTER,SPEED | TERMINAL TYPE |  | MOUNTING TYPE | PANEL | SIZE | 150 WD X 75 LG X 205 DP MM | TEMPERATURE RATING |  | HAZARD CLASS |  | CERTIFICATION/STANDARD |  | ADDITIONAL FEATURES | [33 empty] | Manufacturer Updated As Per Url | Production Completed
STP-007 | DATA ENRICHMENT | Batch_2 | Elec | SMX | SMX | OK | 12-05-2023 | 2023-05-24 |  | 762854 | 762854 | RU02-TRU37012268 | INVERTER;C200-03400073;3KW | [16 empty] | https://www.motorcontrolwarehouse.co.uk/ct-commander-c200-03400073-3kw-400v-3-phase.html | https://uk.rs-online.com/web/p/inverter-drives/1845680 |  | INVERTER;C200-03400073;3KW | CONTROL TECHNIQUES | OPM | C200-03400073 | C200-03400073 |  | ENRICHED | MRO | 39122001 | Inverter Drive Ac | DRIVE | VARIABLE FREQUENCY | POWER RATING | 3 KW | INPUT VOLTAGE | 380-500 VAC | NUMBER OF PHASE | 3 PH | OUTPUT CURRENT RATING | 7.3 A | OUTPUT FREQUENCY RATING | 0-550 Hz | DEGREE OF PROTECTION | IP20 | TYPE |  | TERMINAL TYPE |  | MOUNTING TYPE | PANEL | SIZE | 160 WD X 90 LG X 226 DP MM | TEMPERATURE RATING | 40 DEG C | HAZARD CLASS |  | CERTIFICATION/STANDARD | CE,UL | ADDITIONAL FEATURES | [33 empty] | Part number is not available so we updated model number as part number | Production Completed
STP-007 | DATA ENRICHMENT | Batch_2 | Elec | SMX | SMX | OK | 12-05-2023 | 2023-05-24 |  | 763721 | 763721 | RU02-TRU37014398 | INVERTER;C200-034-00073; 3,0KW | [16 empty] | https://in.rsdelivers.com/product/control-techniques/c200-03400073/control-techniques-inverter-drive-3-phase-in-3-kw/1845680 |  |  | INVERTER;C200-034-00073; 3,0KW | NIDEC LEROY-SOMER | OPM | C200-03400073 | C200-03400073 | SERIES:C200 | ENRICHED | MRO | 39122001 | Inverter drive AC | DRIVE | VARIABLE FREQUENCY | POWER RATING | 3 KW | INPUT VOLTAGE | 380-480 VAC | NUMBER OF PHASE | 3 PH | OUTPUT CURRENT RATING | 7.3 A | OUTPUT FREQUENCY RATING | 0-550 Hz | DEGREE OF PROTECTION | IP20 | TYPE | INVERTER,SPEED | TERMINAL TYPE |  | MOUNTING TYPE | PANEL | SIZE | 160 WD X 90 LG X 226 DP MM | TEMPERATURE RATING |  | HAZARD CLASS |  | CERTIFICATION/STANDARD |  | ADDITIONAL FEATURES | [33 empty] | Manufacturer Updated As Per Url | Production Completed
STP-007 | DATA ENRICHMENT | Batch_2 | Elec | SMX | SMX | OK | 12-05-2023 | 2023-05-24 |  | 764858 | 764858 | RU02-TRU37018057 | INVERTER;С200-05400300;15KW | [16 empty] | https://www.motorcontrolwarehouse.co.uk/ct-commander-c200-05400300-15kw-400v-3-phase.html | https://za.rs-online.com/web/p/inverter-drives/1845685 |  | INVERTER;С200-05400300;15KW | CONTROL TECHNIQUES | OPM | C200-05400300 | C200-05400300 |  | ENRICHED | MRO | 39122001 | Inverter Drive Ac | DRIVE | VARIABLE FREQUENCY | POWER RATING | 15 KW | INPUT VOLTAGE | 400 V | NUMBER OF PHASE | 3 PH | OUTPUT CURRENT RATING | 30 A | OUTPUT FREQUENCY RATING | 0-550 Hz | DEGREE OF PROTECTION | IP20 | TYPE |  | TERMINAL TYPE |  | MOUNTING TYPE |  | SIZE | 200 WD X 143 LG X 391 DP MM | TEMPERATURE RATING | 40 DEG C | HAZARD CLASS |  | CERTIFICATION/STANDARD | CE,UL | ADDITIONAL FEATURES | [33 empty] | Part number is not available so we updated model number as part number | Production Completed
STP-007 | DATA ENRICHMENT | Batch_2 | Elec | SMX | SMX | OK | 12-05-2023 | 2023-05-24 |  | 765002 | 765002 | RU02-TRU37018400 | INVERTER;C200-064-00350;15/18.5KW | [16 empty] | https://shop.eriks.nl/en/gearboxes-motors-and-drives-electrical-controls-frequency-regulator/inverter-commander-c200-heavy-normal-duty-15-18-5kw-35-38a-380-480v-3-phase-ip20-size-6-13610472/ | https://www.plcdirect.eu/products/motors-drives/frequency-inverters/3-phase-inverters/product/c200-064-00350 |  | INVERTER;C200-064-00350;15/18.5KW | CONTROL TECHNIQUES | OPM | C200-064-00350 | C200-064-00350 |  | ENRICHED | MRO | 39122001 | Inverter Drive Ac | DRIVE | VARIABLE FREQUENCY | POWER RATING | 15 KW HEAVY DUTY,18.5 KW NORMAL DUTY | INPUT VOLTAGE | 380-480 VAC | NUMBER OF PHASE | 3 PH | OUTPUT CURRENT RATING | 35-38 A | OUTPUT FREQUENCY RATING | NOT AVAILABLE | DEGREE OF PROTECTION | IP20 | TYPE |  | TERMINAL TYPE |  | MOUNTING TYPE |  | SIZE | 210 WD X 391 HT X 227 DP MM | TEMPERATURE RATING | -20 TO 40 DEG C | HAZARD CLASS |  | CERTIFICATION/STANDARD |  | ADDITIONAL FEATURES | [33 empty] | Part number is not available so we updated model number as part number | Production Completed
STP-007 | DATA ENRICHMENT | Batch_2 | Elec | SMX | SMX | OK | 12-05-2023 | 2023-05-24 |  | 819710 | 819710 | TR03-TR5030461 | INVERTER (SERVO,LUST CDD34.017.W2.0.BR) | [16 empty] | http://www.lt-i.com.tw/files/DRIVER/201005280042381.pdf |  |  | INVERTER (SERVO,LUST CDD34.017.W2.0.BR) | LUST | OEM | CDD34.017.W2.0.BR | CDD34.017.W2.0.BR |  | ENRICHED | MRO | 39122000 | ELECTRICAL VARIABLE SPEED DRIVES | DRIVE | VARIABLE FREQUENCY | POWER RATING | 16.6 KVA | INPUT VOLTAGE | 400-460 VAC | NUMBER OF PHASE | 3 PH | OUTPUT CURRENT RATING | 17 A | OUTPUT FREQUENCY RATING | 0-400 Hz | DEGREE OF PROTECTION | IP20 | TYPE |  | TERMINAL TYPE |  | MOUNTING TYPE |  | SIZE | 120 WD X 330 HT X 238 DP MM | TEMPERATURE RATING | -25 TO 40 DEG C | HAZARD CLASS |  | CERTIFICATION/STANDARD |  | ADDITIONAL FEATURES | SIZE:BG4 | [33 empty] | Production Completed
STP-007 | DATA ENRICHMENT | Batch_2 | Elec | SMX | SMX | OK | 12-05-2023 | 2023-05-24 |  | 819183 | 819183 | TR03-TR5028952 | INVERTER(SERVO,LUST CDD34.024.W2.0.BR.S | [16 empty] | http://www.lt-i.com.tw/files/DRIVER/201005280042381.pdf |  |  | INVERTER(SERVO,LUST CDD34.024.W2.0.BR.S | LUST | OEM | CDD34.024.W2.0.BR.S | CDD34.024.W2.0.BR.S |  | ENRICHED | MRO | 39122000 | ELECTRICAL VARIABLE SPEED DRIVES | DRIVE | VARIABLE FREQUENCY | POWER RATING | 11.8 KVA | INPUT VOLTAGE | 400-460 VAC | NUMBER OF PHASE | 3 PH | OUTPUT CURRENT RATING | 24 A | OUTPUT FREQUENCY RATING | 0-400 Hz | DEGREE OF PROTECTION | IP20 | TYPE |  | TERMINAL TYPE |  | MOUNTING TYPE |  | SIZE | 170 WD X 330 HT X 238 DP MM | TEMPERATURE RATING | -25 TO 40 DEG C | HAZARD CLASS |  | CERTIFICATION/STANDARD |  | ADDITIONAL FEATURES | SIZE:BG5 | [33 empty] | Production Completed
STP-007 | DATA ENRICHMENT | Batch_2 | Elec | SMX | SMX | OK | 12-05-2023 | 2023-05-24 |  | 834947 | 834947 | VN02-EV010265 | INVERTER,CIMRAT4A0038FAA,15KW,3PHASE | CIMRAT4A0038FAA;YASKAWA | [15 empty] | https://mobile.yaskawa.com/delegate/getAttachment?documentId=SIEPC71061641&cmd=documents&documentName=SIEPC71061641.pdf |  |  | INVERTER,CIMRAT4A0038FAA,15KW,3PHASE, CIMRAT4A0038FAA;YASKAWA | YASKAWA ELETRIC CORPORATION | OPM | CIMR-AT4A0038FAA | CIMR-AT4A0038FAA | SERIES:A1000 | ENRICHED | MRO | 39122001 | Inverter Drive Ac | DRIVE | VARIABLE FREQUENCY | POWER RATING | 15 KW | INPUT VOLTAGE | 380-480 VAC | NUMBER OF PHASE | 3 PH | OUTPUT CURRENT RATING | 38 A | OUTPUT FREQUENCY RATING | 0-400 Hz | DEGREE OF PROTECTION | IP20 | TYPE | INVERTER | TERMINAL TYPE |  | MOUNTING TYPE |  | SIZE | 180 WD X 340 HT X 187 DP MM | TEMPERATURE RATING | -10 TO 40 DEG C | HAZARD CLASS |  | CERTIFICATION/STANDARD |  | ADDITIONAL FEATURES | REGION CODE:ASIA,CUSTOMIZED SPECIFICATIONS:STANDARD MODEl,ENVIRONMENTAL SPECIFICATION:STANDARD | [33 empty] | Production Completed
STP-007 | DATA ENRICHMENT | Batch_2 | Elec | SMX | SMX | OK | 12-05-2023 | 2023-05-24 |  | 507741 | 507741 | ES36-5329337 | VARIADOR OMRON CIMR-F7Z40111B | CIMR-F7Z40111B | [15 empty] | https://www.radwell.co.uk/en-GB/Buy/YASKAWA%20ELECTRIC/YASKAWA%20ELECTRIC/CIMR-F7Z40-111B/?redirect=true | https://www.proenergo.ru/motion-and-drives/omron-preobrazovateli-chastoty/invertory-omron-cimr-f7/cimrf7z40111b/ |  | VARIADOR OMRON CIMR-F7Z40111B, CIMR-F7Z40111B | YASKAWA ELECTRIC | OPM | CIMR-F7Z40111B | CIMR-F7Z40111B | ALTERNATE MANUFACTURE:OMRON ELECTRONICS | ENRICHED | MRO | 39122001 | Inverter Drive Ac | DRIVE | VARIABLE FREQUENCY | POWER RATING | 11 KW | INPUT VOLTAGE | 400 VAC | NUMBER OF PHASE | 3 PH | OUTPUT CURRENT RATING | 24 A | OUTPUT FREQUENCY RATING | NOT AVAILABLE | DEGREE OF PROTECTION | IP20 | TYPE | INVERTER | TERMINAL TYPE |  | MOUNTING TYPE | VERTICAL | SIZE |  | TEMPERATURE RATING |  | HAZARD CLASS |  | CERTIFICATION/STANDARD |  | ADDITIONAL FEATURES | [33 empty] | Part number is not available so we updated model number as part number | Production Completed
STP-007 | DATA ENRICHMENT | Batch_2 | Elec | SMX | SMX | OK | 12-05-2023 | 2023-05-24 |  | 507742 | 507742 | ES36-5329338 | VARIADOR OMRON CIMR-F7Z40P4 400V 0,55KW | CIMR-F7Z40P4 | [15 empty] | http://omrondoc.ru/C/I23E-EN-03.pdf |  |  | VARIADOR OMRON CIMR-F7Z40P4 400V 0,55KW, CIMR-F7Z40P4 | OMRON ELECTRONICS | OPM | CIMR-F7Z40P4 | CIMR-F7Z40P4 |  | ENRICHED | MRO | 39122000 | Electrical Variable Speed Drives | DRIVE | VARIABLE FREQUENCY | POWER RATING | 0.55 KW | INPUT VOLTAGE | 400 VAC | NUMBER OF PHASE | 3 PH | OUTPUT CURRENT RATING | 1.8 A | OUTPUT FREQUENCY RATING | 150 Hz | DEGREE OF PROTECTION | IP20 | TYPE |  | TERMINAL TYPE |  | MOUNTING TYPE | WALL | SIZE | 155 WD X 302 HT X 170 DP MM | TEMPERATURE RATING | -10 TO 50 DEG C | HAZARD CLASS |  | CERTIFICATION/STANDARD | CE,UL,CUL | ADDITIONAL FEATURES | [34 empty] | Production Completed
STP-007 | DATA ENRICHMENT | Batch_2 | Elec | SMX | SMX | OK | 12-05-2023 | 2023-05-24 |  | 155449 | 155449 | 8349-52176440 | DRIVE,VAR SPEED,CIMR-G5U23P7 | CIMR-G5U23P7 | Yaskawa Electric America Inc | DRIVE,VARIABLE SPEED,DETAILS:VARIABLE FREQUENT DRIVE SPINDLE,MANUFACTURER:YASKAWA ELECTRIC AMERICA INC,MFR PART NUMBER:CIMR-G5U23P7 | [13 empty] | http://precisiondrives.com/inverter-general-purpose/yaskawa/cimr-g5u23p7 | http://precisiondrives.com/inverter-general-purpose/yaskawa/cimr-g5u23p7 | https://www.classicautomation.com/Part/cimr-g5u23p7 | DRIVE,VAR SPEED,CIMR-G5U23P7, CIMR-G5U23P7, Yaskawa Electric America Inc, DRIVE,VARIABLE SPEED,DETAILS:VARIABLE FREQUENT DRIVE SPINDLE,MANUFACTURER:YASKAWA ELECTRIC AMERICA INC,MFR PART NUMBER:CIMR-G5U23P7 | YASKAWA ELETRIC CORPORATION | OPM | CIMR-G5U23P7 | CIMR-G5U23P7 |  | ENRICHED | MRO | 39122001 | Inverter Drive Ac | DRIVE | VARIABLE FREQUENCY | POWER RATING | 3.7 KW | INPUT VOLTAGE | 230 V | NUMBER OF PHASE | 3 PH | OUTPUT CURRENT RATING |  | OUTPUT FREQUENCY RATING | NOT AVAILABLE | DEGREE OF PROTECTION | NOT AVAILABLE | TYPE | AC INVERTER,SPINDLE,SPEED | TERMINAL TYPE |  | MOUNTING TYPE |  | SIZE | 14 X 17.8 X 27.3 CM | TEMPERATURE RATING |  | HAZARD CLASS |  | CERTIFICATION/STANDARD |  | ADDITIONAL FEATURES | [34 empty] | Production Completed
STP-007 | DATA ENRICHMENT | Batch_2 | Elec | SMX | SMX | OK | 12-05-2023 | 2023-05-24 |  | 815862 | 815862 | TR03-TR5012518 | INVERTER(OMRON,CIMR-J7AZ41P5,1.5KW,380V) | [16 empty] | https://www.unisgroup.nl/pdf/EN/Omron-J7-Frequency-Converter-User-Manual.pdf |  |  | INVERTER(OMRON,CIMR-J7AZ41P5,1.5KW,380V) | YASKAWA ELETRIC CORPORATION | OPM | CIMR-J7AZ41P5 | CIMR-J7AZ41P5 | SERIES:J7 | ENRICHED | MRO | 39122001 | Inverter Drive Ac | DRIVE | VARIABLE FREQUENCY | POWER RATING | 1.5 KW | INPUT VOLTAGE | 400 VAC | NUMBER OF PHASE | 3 PH | OUTPUT CURRENT RATING | 10 A | OUTPUT FREQUENCY RATING | 0-400 Hz | DEGREE OF PROTECTION | IP20 | TYPE | INVERTER | TERMINAL TYPE |  | MOUNTING TYPE | PANEL | SIZE | 108 WD X 128 HT X 154 DP MM | TEMPERATURE RATING | -10 TO 50 DEG C | HAZARD CLASS |  | CERTIFICATION/STANDARD |  | ADDITIONAL FEATURES | W/DIGITAL OPERATOR(WITH POTENTIOMETER),EUROPEAN STANDARD SPECIFICATIONS | [33 empty] | Production Completed
STP-007 | DATA ENRICHMENT | Batch_2 | Elec | SMX | SMX | OK | 12-05-2023 | 2023-05-24 |  | 507739 | 507739 | ES36-5329334 | 385-213 VARIADOR VZAB0P2BAA V1000 | 798743979000 CIMR-J7AZB0P20 |  |  | Según su Oferta A1005470567 Variador de frecuencia Omron serie V1000, 0,37 kW, 230 V, 1 fase, 1,6 A, 0.1 → 400Hz, IP20, Profibus Código RS: 385-213 Nº ref. fabric.: VZAB0P2BAA Fabricante: Omron | [12 empty] | https://www.mouser.in/ProductDetail/Omron-Automation-and-Safety/CIMR-J7AZB0P20?qs=%252BOoE4wK6frUmReTTZ7Xpag%3D%3D | https://www.mouser.in/datasheet/2/307/i79e_cimr_a_a1000_variable_frequency_drive_datashe-2307028.pdf |  | 385-213 VARIADOR VZAB0P2BAA V1000, 798743979000 CIMR-J7AZB0P20, Según su Oferta A1005470567 Variador de frecuencia Omron serie V1000, 0,37 kW, 230 V, 1 fase, 1,6 A, 0.1 → 400Hz, IP20, Profibus Código RS: 385-213 Nº ref. fabric.: VZAB0P2BAA Fabricante: Omron | OMRON ELECTRONICS | OPM | CIMR-J7AZB0P20 | CIMR-J7AZB0P20 |  | ENRICHED | MRO | 39122000 | Electrical variable speed drives | DRIVE | VARIABLE FREQUENCY | POWER RATING | 0.37 KW | INPUT VOLTAGE | 200-240 VAC | NUMBER OF PHASE | 3 PH | OUTPUT CURRENT RATING |  | OUTPUT FREQUENCY RATING | 400 Hz | DEGREE OF PROTECTION | NOT AVAILABLE | TYPE |  | TERMINAL TYPE |  | MOUNTING TYPE |  | SIZE |  | TEMPERATURE RATING | -10 TO 50 DEG C | HAZARD CLASS |  | CERTIFICATION/STANDARD |  | ADDITIONAL FEATURES | PC CONNECTOR | [33 empty] | Production Completed
STP-007 | DATA ENRICHMENT | Batch_2 | Elec | SMX | SMX | OK | 12-05-2023 | 2023-05-24 |  | 689340 | 689340 | MY43-5050593 | INVERTER J1000,5A,3PH CIMR-JT4A0005 | [16 empty] | https://baoanjsc.com.vn/TaiLieu/Bien%20tan%20Yaskawa%20dong%20J1000%20-%20Manual%2023012015112345.pdf |  |  | INVERTER J1000,5A,3PH CIMR-JT4A0005 | YASKAWA ELETRIC CORPORATION | OPM | CIMR-JT4A0005 | CIMR-JT4A0005 | SERIES:J1000 | ENRICHED | MRO | 39122001 | Inverter Drive Ac | DRIVE | VARIABLE FREQUENCY | POWER RATING | 2.2 KW | INPUT VOLTAGE | 380-480 V | NUMBER OF PHASE | 3 PH | OUTPUT CURRENT RATING | 5.4 A | OUTPUT FREQUENCY RATING | 0-400 Hz | DEGREE OF PROTECTION | IP20 | TYPE | INVERTER | TERMINAL TYPE |  | MOUNTING TYPE |  | SIZE | 108 WD X 128 HT X 154 DP MM | TEMPERATURE RATING |  | HAZARD CLASS |  | CERTIFICATION/STANDARD |  | ADDITIONAL FEATURES | REGION CODE:ASIA,CUSTOMIZED SPECIFICATIONS:STANDARD MODEL,STORAGE TEMPERATURE-20 TO 60 DEG C | [33 empty] | Production Completed
STP-007 | DATA ENRICHMENT | Batch_2 | Elec | SMX | SMX | OK | 12-05-2023 | 2023-05-24 |  | 689342 | 689342 | MY43-5050594 | INVERTER 2.2KW CIMR-JT4A0007BAA | [16 empty] | https://www.yaskawa.eu.com/products/ac-drives/legacy-drives/productdetail/product/cimr-jc4a0007baa_1143 | https://industriallynx.com/yaskawa-j1000-drive-cimr-jt4a0007baa-inverter-vfd-3ph-440v-3hp/ |  | INVERTER 2.2KW CIMR-JT4A0007BAA | YASKAWA ELECTRIC | OPM | CIMR-JT4A0007BAA | J1000 | OEM:SEYDELMANN,EQUIPMENT MODEL NUMBER:AD114,EQUIPMENT NAME:AUTOMATIC GRINDER,DOUBLE-SIDED KNIFE HOLDER,REFERENCE NUMBER:1062042 | ENRICHED | MRO | 39122001 | Inverter Drive Ac | DRIVE | VARIABLE FREQUENCY | POWER RATING | 2.2 KW | INPUT VOLTAGE | 400 VAC | NUMBER OF PHASE | 3 PH | OUTPUT CURRENT RATING |  | OUTPUT FREQUENCY RATING | NOT AVAILABLE | DEGREE OF PROTECTION | IP20 | TYPE | AC INVERTER,ULTRA COMPACT | TERMINAL TYPE |  | MOUNTING TYPE |  | SIZE |  | TEMPERATURE RATING | -10 TO 40 DEG C | HAZARD CLASS |  | CERTIFICATION/STANDARD | CE,CUL,ROHS,UL | ADDITIONAL FEATURES | [34 empty] | Production Completed
STP-007 | DATA ENRICHMENT | Batch_2 | Elec | SMX | SMX | OK | 12-05-2023 | 2023-05-24 |  | 197653 | 197653 | 8364-50307037 | INVERT,VOLT,CIMR-V7AA20P7 | CIMR-V7AA20P7 | Yaskawa Electric America Inc | INVERTER,VOLTAGE,MANUFACTURER:YASKAWA ELECTRIC AMERICA INC,MFR PART NUMBER:CIMR-V7AA20P7 | [13 empty] | http://www.cnc-drives.com/cimr-v7aa20p7 |  |  | INVERT,VOLT,CIMR-V7AA20P7, CIMR-V7AA20P7, Yaskawa Electric America Inc, INVERTER,VOLTAGE,MANUFACTURER:YASKAWA ELECTRIC AMERICA INC,MFR PART NUMBER:CIMR-V7AA20P7 | YASKAWA ELETRIC CORPORATION | OPM | CIMR-V7AA20P7 | CIMR-V7AA20P7 |  | ENRICHED | MRO | 39122000 | ELECTRICAL VARIABLE SPEED DRIVES | DRIVE | VARIABLE FREQUENCY | POWER RATING | 0.7 KW | INPUT VOLTAGE | 200 VAC | NUMBER OF PHASE | NOT AVAILABLE | OUTPUT CURRENT RATING |  | OUTPUT FREQUENCY RATING | NOT AVAILABLE | DEGREE OF PROTECTION | NOT AVAILABLE | TYPE | AC INVERTER | TERMINAL TYPE |  | MOUNTING TYPE |  | SIZE |  | TEMPERATURE RATING |  | HAZARD CLASS |  | CERTIFICATION/STANDARD |  | ADDITIONAL FEATURES | [34 empty] | Production Completed
STP-007 | DATA ENRICHMENT | Batch_2 | Elec | SMX | SMX | OK | 12-05-2023 | 2023-05-24 |  | 507732 | 507732 | ES36-5329327 | VARIADOR OMRON CIMR-V7AZ45P5 |  |  |  | Corresponde a su oferta Nº A1004902232 Variador de frecuencia, 7.5 kW, 400Hz, 17.5 A, 400 V, IP20 Código RS: 705-1765 Nº ref. fabric.: 3G3MX2A4055E Fabricante: Omron | [12 empty] | https://assets.omron.eu/downloads/manual/en/v7_users_manual_en.pdf | https://uk.rs-online.com/web/p/inverter-drives/5129156 | https://www.radwell.co.uk/en-GB/Buy/OMRON/OMRON/CIMR-V7AZ45P5/?redirect=true | VARIADOR OMRON CIMR-V7AZ45P5, Corresponde a su oferta Nº A1004902232 Variador de frecuencia, 7.5 kW, 400Hz, 17.5 A, 400 V, IP20 Código RS: 705-1765 Nº ref. fabric.: 3G3MX2A4055E Fabricante: Omron | OMRON ELECTRONICS | OPM | CIMR-V7AZ45P5 | CIMR-V7AZ45P5 | ALTERNATE PART NUMBER:3G3MX2A4055E,CORRESPONDS TO ITS OFFER NUMBER:A1004902232,705-1765 | ENRICHED | MRO | 39122001 | Inverter Drive Ac | DRIVE | VARIABLE FREQUENCY | POWER RATING | 5.5 KW | INPUT VOLTAGE | 400 VAC | NUMBER OF PHASE | 3 PH | OUTPUT CURRENT RATING | 14.8 A | OUTPUT FREQUENCY RATING | 0.1-400 Hz | DEGREE OF PROTECTION | IP20 | TYPE | AC | TERMINAL TYPE |  | MOUNTING TYPE |  | SIZE | 180 WD X 260 LG X 170 DP MM | TEMPERATURE RATING | 50 DEG C | HAZARD CLASS |  | CERTIFICATION/STANDARD |  | ADDITIONAL FEATURES | [33 empty] | Part number is not available so we updated model number as part number | Production Completed
STP-007 | DATA ENRICHMENT | Batch_2 | Elec | SMX | SMX | OK | 12-05-2023 | 2023-05-24 |  | 507731 | 507731 | ES36-5329326 | VARIADOR OMRON CIMR-V7AZB1P50B | CIMR-V7AZB1P50B | [15 empty] | https://assets.omron.eu/downloads/datasheet/en/v4/i20e_cimr-v7az_varispeed_v7_datasheet_en.pdf |  |  | VARIADOR OMRON CIMR-V7AZB1P50B, CIMR-V7AZB1P50B | OMRON ELECTRONICS | OPM | CIMR-V7AZB1P50B | CIMR-V7AZB1P50B |  | ENRICHED | MRO | 39122000 | Electrical Variable Speed Drives | DRIVE | VARIABLE FREQUENCY | POWER RATING | 1.5 KW | INPUT VOLTAGE | 200 VAC | NUMBER OF PHASE | 1 PH | OUTPUT CURRENT RATING | 8 A | OUTPUT FREQUENCY RATING | 400 Hz | DEGREE OF PROTECTION | IP20 | TYPE |  | TERMINAL TYPE |  | MOUNTING TYPE | WALL | SIZE | 108 WD X 128 HT X 164.5 DP MM | TEMPERATURE RATING | -10 TO 50 DEG C | HAZARD CLASS |  | CERTIFICATION/STANDARD | CE,UL,CUL | ADDITIONAL FEATURES | [34 empty] | Production Completed
STP-007 | DATA ENRICHMENT | Batch_2 | Elec | SMX | SMX | OK | 12-05-2023 | 2023-05-24 |  | 51037 | 51037 | 8314-50483568 | DRIVE,VAR SPEED,CIMR-V7NU40P7,YASKAWA EL | CIMR-V7NU40P7 | Yaskawa Electric America Inc | DRIVE,VARIABLE SPEED,DETAILS:YASKAWA EL,MANUFACTURER:YASKAWA ELECTRIC AMERICA INC,MFR PART NUMBER:CIMR-V7NU40P7 | [13 empty] | https://www.yaskawa.com/delegate/getAttachment?documentId=TM.V7N.01&cmd=documents&documentName=TM.V7N.01.pdf | https://www.radwell.co.uk/en-GB/Buy/YASKAWA%20ELECTRIC/YASKAWA%20ELECTRIC/CIMR-V7NU40P7/?redirect=true |  | DRIVE,VAR SPEED,CIMR-V7NU40P7,YASKAWA EL, CIMR-V7NU40P7, Yaskawa Electric America Inc, DRIVE,VARIABLE SPEED,DETAILS:YASKAWA EL,MANUFACTURER:YASKAWA ELECTRIC AMERICA INC,MFR PART NUMBER:CIMR-V7NU40P7 | YASKAWA ELETRIC CORPORATION | OPM | CIMR-V7NU40P7 | CIMR-V7NU40P7 |  | ENRICHED | MRO | 39122001 | Inverter Drive Ac | DRIVE | VARIABLE FREQUENCY | POWER RATING | 0.75 HP | INPUT VOLTAGE | 380-460 VAC | NUMBER OF PHASE | 3 PH | OUTPUT CURRENT RATING | 1.8 A | OUTPUT FREQUENCY RATING |  | DEGREE OF PROTECTION | NOT AVAILABLE | TYPE | INVERTER,SPEED | TERMINAL TYPE | GROUND | MOUNTING TYPE | FRONT COVER | SIZE | 10.8 X 15.2 X 15.2 CM | TEMPERATURE RATING | -10 TO 50 DEG C | HAZARD CLASS |  | CERTIFICATION/STANDARD |  | ADDITIONAL FEATURES | [34 empty] | Production Completed
STP-007 | DATA ENRICHMENT | Batch_2 | Elec | SMX | SMX | OK | 12-05-2023 | 2023-05-24 |  | 519437 | 519437 | ES37-5589692 | VARIADOR CIMR-VCBA0003BAA V1000 YASKAWA |  |  |  | VARIADOR CIMR-VCBA0003BAA V1000 200V ND:3,3A/0,75KW HD:3A/0,4 KW VZAB0P4BAA YASKAWA OF. 15251792 | Rubix | 798808919000 | YASKAWA |  |  | VARIAD. CIMR-VCBA0003BAA V1000 200V ND:3,3A/0,75KW HD:3A/0,4KW VZAB0P4BAA | [6 empty] | https://inverterdrive.com/group/AC-Inverter-Drives-230V/Yaskawa-CIMR-VCBA0003BAA/ | https://inverterdrive.com/file/Yaskawa-V1000-CIMR-VC-Manual | https://www.tme.com/in/en/details/cimr-vcba0003baa/one-phase-inverters/yaskawa/ | VARIADOR CIMR-VCBA0003BAA V1000 YASKAWA, VARIADOR CIMR-VCBA0003BAA V1000 200V ND:3,3A/0,75KW HD:3A/0,4 KW VZAB0P4BAA YASKAWA OF. 15251792, Rubix, 798808919000, YASKAWA, VARIAD. CIMR-VCBA0003BAA V1000 200V ND:3,3A/0,75KW HD:3A/0,4KW VZAB0P4BAA | YASKAWA ELETRIC CORPORATION | OPM | CIMR-VCBA0003BAA V1000 | CIMR-VCBA0003BAA V1000 | ALTERNATE MANUFACTURER PART NUMBER:VZAB0P4BAA | ENRICHED | MRO | 39122000 | Electrical Variable Speed Drives | DRIVE | VARIABLE FREQUENCY | POWER RATING | 0.55/0.75 KW | INPUT VOLTAGE | 200-240 VAC | NUMBER OF PHASE | 1 PH | OUTPUT CURRENT RATING | 3-3.3 A | OUTPUT FREQUENCY RATING | 0-400 Hz | DEGREE OF PROTECTION | IP20 | TYPE | INVERTER | TERMINAL TYPE | SCREW | MOUNTING TYPE | WALL | SIZE | 68 WD X 128 HT X 118 DP MM | TEMPERATURE RATING | -10 TO 50 DEG C | HAZARD CLASS |  | CERTIFICATION/STANDARD | CULUS,ROHS | ADDITIONAL FEATURES | [34 empty] | Production Completed
STP-007 | DATA ENRICHMENT | Batch_2 | Elec | SMX | SMX | OK | 12-05-2023 | 2023-05-24 |  | 834945 | 834945 | VN02-EV010263 | INVERTER:CIMRVT4A0011BAA,3 PHASE,3.7KW | CIMRVT4A0011BAA;YASKAWA | [15 empty] | https://www.yaskawa.com/delegate/getAttachment?documentId=SIEPC71060618&cmd=documents&documentName=SIEPC71060618.pdf |  |  | INVERTER:CIMRVT4A0011BAA,3 PHASE,3.7KW, CIMRVT4A0011BAA;YASKAWA | YASKAWA ELETRIC CORPORATION | OPM | CIMR-VT4A0011BAA | CIMR-VT4A0011BAA | SERIES:V1000 | ENRICHED | MRO | 39122001 | Inverter Drive Ac | DRIVE | VARIABLE FREQUENCY | POWER RATING | 5.5 KW | INPUT VOLTAGE | 380-480 V | NUMBER OF PHASE | 3 PH | OUTPUT CURRENT RATING | 11.1 A | OUTPUT FREQUENCY RATING | 0-400 Hz | DEGREE OF PROTECTION | IP20 | TYPE | INVERTER | TERMINAL TYPE |  | MOUNTING TYPE |  | SIZE | 140 WD X 128 HT X 143 DP MM | TEMPERATURE RATING | -10 TO 50 DEG C | HAZARD CLASS |  | CERTIFICATION/STANDARD |  | ADDITIONAL FEATURES | CUSTOMIZED SPECIFICATIONS:STANDARD MODEL,ENVIRONMENTAL SPECIFICATION:STANDARD | [33 empty] | Production Completed
STP-007 | DATA ENRICHMENT | Batch_2 | Elec | SMX | SMX | OK | 12-05-2023 | 2023-05-24 |  | 276850 | 276850 | 8385-52208447 | VARIADOR POWER FLEX 525 480VAC 1 5KW 2HP |  |  | VARIADOR POWER FLEX 525 480 VAC 3 PHASE 4 AMP 1.5 KW(2 HP) MODELO D4N104 | [13 empty] | https://www.rockwellautomation.com/es-mx/products/hardware/allen-bradley/drives/low-voltage-ac-drives/compact-drives/25b-powerflex-525.html |  |  | VARIADOR POWER FLEX 525 480VAC 1 5KW 2HP, VARIADOR POWER FLEX 525 480 VAC 3 PHASE 4 AMP 1.5 KW(2 HP) MODELO D4N104 | ALLEN BRADLEY | OPM | D4N104 | D4N104 | BRAND:POWER FLEX 525 | ENRICHED | MRO | 39122001 | Inverter drive AC | DRIVE | VARIABLE FREQUENCY | POWER RATING | 1.5 KW,2 HP | INPUT VOLTAGE | 480 VAC | NUMBER OF PHASE | 3 PH | OUTPUT CURRENT RATING |  | OUTPUT FREQUENCY RATING |  | DEGREE OF PROTECTION | IP20 | TYPE |  | TERMINAL TYPE |  | MOUNTING TYPE | PANEL | SIZE |  | TEMPERATURE RATING | -20 TO 50 DEG C | HAZARD CLASS |  | CERTIFICATION/STANDARD | CE,C-UL,ROHS,UL | ADDITIONAL FEATURES | [33 empty] | Part number is not available so we updated Model number as Part number,Model Number Updated as per URL | Production Completed
STP-007 | DATA ENRICHMENT | Batch_2 | Elec | SMX | SMX | OK | 12-05-2023 | 2023-05-24 |  | 547568 | 547568 | FR37-LFVAR16649 | VAR DKC02.3-040-7-FW 279427 | VAR-CHL |  |  | VARIATEUR DKC02.3-040-7-FW NUMERIQUE279427 EXECUTION 3 EQUIPE D' UN FIRMWARE | [12 empty] | https://www.radwell.co.uk/en-GB/Buy/BOSCH/INDRAMAT/DKC02.3-040-7-FW/?redirect=true |  |  | VAR DKC02.3-040-7-FW 279427, VAR-CHL, VARIATEUR DKC02.3-040-7-FW NUMERIQUE279427 EXECUTION 3 EQUIPE D' UN FIRMWARE | BOSCH REXROTH AG | OPM | DKC02.3-040-7-FW279427 | DKC02.3-040-7-FW279427 |  | ENRICHED | MRO | 39122001 | Inverter drive AC | DRIVE | VARIABLE FREQUENCY | POWER RATING | NOT AVAILABLE | INPUT VOLTAGE | 200-480 VAC | NUMBER OF PHASE | NOT AVAILABLE | OUTPUT CURRENT RATING | 11 A | OUTPUT FREQUENCY RATING | 0-1000 Hz | DEGREE OF PROTECTION | NOT AVAILABLE | TYPE |  | TERMINAL TYPE |  | MOUNTING TYPE |  | SIZE |  | TEMPERATURE RATING |  | HAZARD CLASS |  | CERTIFICATION/STANDARD |  | ADDITIONAL FEATURES | VAR-CHL | [33 empty] | Production Completed
STP-007 | DATA ENRICHMENT | Batch_2 | Elec | SMX | SMX | OK | 12-05-2023 | 2023-05-24 |  | 554430 | 554430 | FR40-5470237 | VARIATEUR BRUSHLESS LEROY SOMER DIGITAX | DIGITAX ST 2.7 A TB REF 4579683 DST1402 | [15 empty] | https://www.standard-exchange-industry.com/en/drives/variable-speed-drive/4198-dst1402-variable-speed-drive-control-techniques.html |  |  | VARIATEUR BRUSHLESS LEROY SOMER DIGITAX, DIGITAX ST 2.7 A TB REF 4579683 DST1402 | CONTROL TECHNIQUES | OPM | DST1402 | DST1402 | ALTERNATE PART NUMBER:4579683 | ENRICHED | MRO | 39122001 | Inverter Drive Ac | DRIVE | VARIABLE FREQUENCY | POWER RATING |  | INPUT VOLTAGE | 380-480 VAC | NUMBER OF PHASE |  | OUTPUT CURRENT RATING | 2.7 A | OUTPUT FREQUENCY RATING |  | DEGREE OF PROTECTION |  | TYPE |  | TERMINAL TYPE |  | MOUNTING TYPE |  | SIZE |  | TEMPERATURE RATING |  | HAZARD CLASS |  | CERTIFICATION/STANDARD |  | ADDITIONAL FEATURES | [33 empty] | Part number is not available so we updated model number as part number | Production Completed
STP-007 | DATA ENRICHMENT | Batch_2 | Elec | SMX | SMX | OK | 12-05-2023 | 2023-05-24 |  | 780353 | 780353 | RU07-5628756 | INVERTER;E5-8200-F-007H | [16 empty] | https://www.ruselt.ru/catalog/chastotnyj_preobrazovatel/vesper/preobrazovatel_chastoty_vesper_e5_8200_f_007h/ |  |  | INVERTER;E5-8200-F-007H | PKF VESPER | OPM | E5-8200-F-007H | E5-8200-F-007H |  | ENRICHED | MRO | 39122001 | Inverter Drive Ac | DRIVE | VARIABLE FREQUENCY | POWER RATING | 5.5 KW | INPUT VOLTAGE | 380-480 VAC | NUMBER OF PHASE | NOT AVAILABLE | OUTPUT CURRENT RATING | 13 A | OUTPUT FREQUENCY RATING | NOT AVAILABLE | DEGREE OF PROTECTION | NOT AVAILABLE | TYPE |  | TERMINAL TYPE |  | MOUNTING TYPE |  | SIZE | 129 WD X 197 HT X 148 DP MM | TEMPERATURE RATING | -10 TO 50 DEG C | HAZARD CLASS |  | CERTIFICATION/STANDARD |  | ADDITIONAL FEATURES | [33 empty] | Part number is not available so we updated model number as part number | Production Completed
STP-007 | DATA ENRICHMENT | Batch_2 | Elec | SMX | SMX | OK | 12-05-2023 | 2023-05-24 |  | 49446 | 49446 | 8314-50413484 | DRIVE,VAR SPEED,SF520,AC TECH | SF520 | AC Technology Corp | DRIVE,VARIABLE SPEED,DETAILS:AC TECH,MANUFACTURER:AC TECHNOLOGY CORP,MFR PART NUMBER:SF520 | [13 empty] | https://www.wolfautomation.com/vfd-2hp-480-590v-3-phase-ip20/ | https://www.radwell.co.uk/Buy/LENZE/AC%20TECHNOLOGY/SF520?redirect=true |  | DRIVE,VAR SPEED,SF520,AC TECH, SF520, AC Technology Corp, DRIVE,VARIABLE SPEED,DETAILS:AC TECH,MANUFACTURER:AC TECHNOLOGY CORP,MFR PART NUMBER:SF520 | LENZE CORPORATION | OPM | ESV152N06TXB | SF520 | ALTERNATE MANUFACTURER NAME:AC TECHNOLOGY CORP,OLD PART NUMBER:13459974 | ENRICHED | MRO | 39122001 | Inverter Drive Ac | DRIVE | VARIABLE FREQUENCY | POWER RATING | 2 HP,1.5 KW | INPUT VOLTAGE | 480-590 V | NUMBER OF PHASE | 3 PH | OUTPUT CURRENT RATING |  | OUTPUT FREQUENCY RATING |  | DEGREE OF PROTECTION | IP20 | TYPE | INVERTER,SPEED | TERMINAL TYPE |  | MOUNTING TYPE | DIN RAIL,PANEL | SIZE |  | TEMPERATURE RATING |  | HAZARD CLASS |  | CERTIFICATION/STANDARD |  | ADDITIONAL FEATURES | MODBUS,SF SERIES | [33 empty] | Production Completed
STP-007 | DATA ENRICHMENT | Batch_2 | Elec | SMX | SMX | OK | 12-05-2023 | 2023-05-24 |  | 63728 | 63728 | 8319-50474596 | DRIVE,VAR SPEED,ESV402N06TXB,LENZE | ESV402N06TXB | Lenze Corp | DRIVE,VARIABLE SPEED,DETAILS:LENZE,MANUFACTURER:LENZE CORP,MFR PART NUMBER:ESV402N06TXB | [13 empty] | https://www.walkerindustrial.com/v/vspfiles/pdf/datasheet/Lenze-AC-Tech/SMV-brochure.pdf | https://valinonline.com/products/esv402n06txb |  | DRIVE,VAR SPEED,ESV402N06TXB,LENZE, ESV402N06TXB, Lenze Corp, DRIVE,VARIABLE SPEED,DETAILS:LENZE,MANUFACTURER:LENZE CORP,MFR PART NUMBER:ESV402N06TXB | LENZE CORPORATION | OPM | ESV402N06TXB | ESV402N06TXB |  | ENRICHED | MRO | 39122001 | Inverter Drive Ac | DRIVE | VARIABLE FREQUENCY | POWER RATING | 5 HP,4 KW | INPUT VOLTAGE | 480-600 VAC | NUMBER OF PHASE | 3 PH | OUTPUT CURRENT RATING | 4-20 mA | OUTPUT FREQUENCY RATING | 50 Hz | DEGREE OF PROTECTION | IP31 | TYPE | SPEED | TERMINAL TYPE |  | MOUNTING TYPE |  | SIZE | 99 WD X 191 HT X 147 DP MM | TEMPERATURE RATING | -10 TO 55 DEG C | HAZARD CLASS |  | CERTIFICATION/STANDARD |  | ADDITIONAL FEATURES | ENCLOUSER:NEMA TYPE 1,CONNECTION SIZE:G3,INPUT/OUTPUT:3,SERIES:SMVECTOR | [33 empty] | Production Completed
STP-007 | DATA ENRICHMENT | Batch_2 | Elec | SMX | SMX | OK | 12-05-2023 | 2023-05-24 |  | 243219 | 243219 | 8380-50345439 | INVERT,VOLT,ESV402N06TXC,0-575V,600V | ESV402N06TXC | Lenze Corp | INVERTER,VOLTAGE,OUTPUT_V:0-575V,V_RATING:600V,MANUFACTURER:LENZE CORP,MFR PART NUMBER:ESV402N06TXC | [13 empty] | https://valinonline.com/products/esv402n06txc |  |  | INVERT,VOLT,ESV402N06TXC,0-575V,600V, ESV402N06TXC, Lenze Corp, INVERTER,VOLTAGE,OUTPUT_V:0-575V,V_RATING:600V,MANUFACTURER:LENZE CORP,MFR PART NUMBER:ESV402N06TXC | LENZE CORPORATION | OPM | ESV402N06TXC | ESV402N06TXC |  | ENRICHED | MRO | 39122000 | ELECTRICAL VARIABLE SPEED DRIVES | DRIVE | VARIABLE FREQUENCY | POWER RATING | 5 HP | INPUT VOLTAGE | 600 V | NUMBER OF PHASE | NOT AVAILABLE | OUTPUT CURRENT RATING | 6.1 A | OUTPUT FREQUENCY RATING | 0-500 Hz | DEGREE OF PROTECTION | NOT AVAILABLE | TYPE | INVERTER | TERMINAL TYPE |  | MOUNTING TYPE |  | SIZE |  | TEMPERATURE RATING |  | HAZARD CLASS |  | CERTIFICATION/STANDARD |  | ADDITIONAL FEATURES | OUTPUT VOLTAGE:0-575 V | [33 empty] | Production Completed
STP-007 | DATA ENRICHMENT | Batch_2 | Elec | SMX | SMX | OK | 12-05-2023 | 2023-05-24 |  | 65643 | 65643 | 8319-52209539 | MOD,INPUT,ESV552N06TXB,INPUT #13374914 | ESV552N06TXB | Lenze Corp | MODULE,INPUT,DETAILS:INPUT #13374914,MANUFACTURER:LENZE CORP,MFR PART NUMBER:ESV552N06TXB | [13 empty] | https://www.walkerindustrial.com/ESV552N06TXB-Lenze-AC-Tech-SMVector-7-5-HP-p/esv552n06txb.htm | https://www.electricmotorwholesale.com/LENZE-ESV552N06TXB.html | https://www.radwell.co.uk/Buy/LENZE/AC%20TECHNOLOGY/ESV552N06TXB?redirect=true | MOD,INPUT,ESV552N06TXB,INPUT #13374914, ESV552N06TXB, Lenze Corp, MODULE,INPUT,DETAILS:INPUT #13374914,MANUFACTURER:LENZE CORP,MFR PART NUMBER:ESV552N06TXB | LENZE CORPORATION | OPM | ESV552N06TXB | ESV552N06TXB | REFFERENCE NUMBER:13374914 | ENRICHED | MRO | 39122001 | Inverter Drive Ac | DRIVE | VARIABLE FREQUENCY | POWER RATING | 5.5 KW | INPUT VOLTAGE | 490-600 VAC | NUMBER OF PHASE | 3 PH | OUTPUT CURRENT RATING |  | OUTPUT FREQUENCY RATING | 500 Hz | DEGREE OF PROTECTION | IP31 | TYPE |  | TERMINAL TYPE |  | MOUNTING TYPE |  | SIZE | 130 WD X 250 HT X 160 DP MM | TEMPERATURE RATING | -10 TO 55 DEG C | HAZARD CLASS |  | CERTIFICATION/STANDARD | CUL,CE,C-TICK,UL | ADDITIONAL FEATURES | [34 empty] | Production Completed
STP-007 | DATA ENRICHMENT | Batch_2 | Elec | SMX | SMX | OK | 12-05-2023 | 2023-05-24 |  | 484172 | 484172 | ES32-5210210 | VARIADOR VELOCIDAD LENZE EVF8204-E | EVF8204-E | [15 empty] | https://nicontrols.com/us/evf8204e-lenze.html |  |  | VARIADOR VELOCIDAD LENZE EVF8204-E, EVF8204-E | LENZE CORPORATION | OPM | EVF8204-E | EVF8204-E |  | ENRICHED | MRO | 39122000 | Electrical Variable Speed Drives | DRIVE | VARIABLE FREQUENCY | POWER RATING | 2.2 KW | INPUT VOLTAGE | 200-240 VAC | NUMBER OF PHASE | 1 PH | OUTPUT CURRENT RATING | 9.5 A | OUTPUT FREQUENCY RATING | NOT AVAILABLE | DEGREE OF PROTECTION | IP20 | TYPE |  | TERMINAL TYPE |  | MOUNTING TYPE |  | SIZE |  | TEMPERATURE RATING |  | HAZARD CLASS |  | CERTIFICATION/STANDARD |  | ADDITIONAL FEATURES | [34 empty] | Production Completed
STP-007 | DATA ENRICHMENT | Batch_2 | Elec | SMX | SMX | OK | 12-05-2023 | 2023-05-24 |  | 535084 | 535084 | FR35-5567903 | VARIATEUR LENZE TYPE EVF8217-E | DEVIS DVA19010144 | [15 empty] | https://www.plswiss.com/en/7949-lenze-evf8217-e.html |  |  | VARIATEUR LENZE TYPE EVF8217-E, DEVIS DVA19010144 | LENZE CORPORATION | OPM | EVF8217-E | EVF8217-E | ALTERNATE MANUFACTURE NAME:DEVIS TECHNOLOGIES,ALTERNATE PART NUMBER:DVA19010144 | ENRICHED | MRO | 39122001 | Inverter Drive Ac | DRIVE | VARIABLE FREQUENCY | POWER RATING | 7.5 KW | INPUT VOLTAGE | 400 VAC | NUMBER OF PHASE | 3 PH | OUTPUT CURRENT RATING | 22.5 A | OUTPUT FREQUENCY RATING | NOT AVAILABLE | DEGREE OF PROTECTION | NOT AVAILABLE | TYPE |  | TERMINAL TYPE |  | MOUNTING TYPE |  | SIZE |  | TEMPERATURE RATING |  | HAZARD CLASS |  | CERTIFICATION/STANDARD |  | ADDITIONAL FEATURES | [33 empty] | Part number is not available so we updated model number as part number | Production Completed
STP-007 | DATA ENRICHMENT | Batch_2 | Elec | SMX | SMX | OK | 12-05-2023 | 2023-05-24 |  | 558508 | 558508 | FR41-5410832 | SERVO VARIATEUR LENZE EVS 9322-EP 0.75KW | CODE CTDI:13323943 |  |  | SERVO VARIATEUR DE FREQUENCE LENZE EVS9322-EP 0.75KW POSITIONNEMENT 9300 Réf. : 33.9322PE.2L.21 ID. N° 004085.10 INPUT : 3/PEAC 400/480V 2,5A 2,1kVA 50/60Hz OUTPUT : 3/PEAC 0-480V 2,5A 2,1kVA 0-480Hz OVERLOAD : 1,5 X IN FOR 60S | [12 empty] | https://download.lenze.com/TD/EVS93xx__9300%20Servo%20inverter__v6-0__EN.pdf | https://www.artisantg.com/PLC/86309-1/Lenze-EVS9322-EP-Servo-Position-Controller |  | SERVO VARIATEUR LENZE EVS 9322-EP 0.75KW, CODE CTDI:13323943, SERVO VARIATEUR DE FREQUENCE LENZE EVS9322-EP 0.75KW POSITIONNEMENT 9300 Réf. : 33.9322PE.2L.21 ID. N° 004085.10 INPUT : 3/PEAC 400/480V 2,5A 2,1kVA 50/60Hz OUTPUT : 3/PEAC 0-480V 2,5A 2,1kVA 0-480Hz OVERLOAD : 1,5 X IN FOR 60S | LENZE CORPORATION | OPM | EVS9322 | EVS9322 | ALTERNATE PART NUMBER:13323943,9300 | ENRICHED | MRO | 39122001 | Inverter Drive Ac | DRIVE | VARIABLE FREQUENCY | POWER RATING | 0.75 KW | INPUT VOLTAGE | 400-480 VAC | NUMBER OF PHASE | 3 PH | OUTPUT CURRENT RATING | 2.5 A | OUTPUT FREQUENCY RATING | NOT AVAILABLE | DEGREE OF PROTECTION | IP20 | TYPE | SERVO | TERMINAL TYPE |  | MOUNTING TYPE | PANEL | SIZE |  | TEMPERATURE RATING |  | HAZARD CLASS |  | CERTIFICATION/STANDARD |  | ADDITIONAL FEATURES | [33 empty] | Part number is not available so we updated model number as part number | Production Completed
STP-007 | DATA ENRICHMENT | Batch_2 | Elec | SMX | SMX | OK | 12-05-2023 | 2023-05-24 |  | 823018 | 823018 | UA01-5456370 | SERVOMODULE LENZE EVS9323-CPV003 | EVS9323-CPV003 | [15 empty] | https://download.lenze.com/TD/EVS93xx__9300%20Servo%20inverter__v6-0__EN.pdf | https://www.pcssupply.com/lenze-9300-evs9323-cpv003-servo/ | https://vb-steuerungstechnik.de/Lenze-servo-inverter-Type-EVS9323CPV003-339323PC8G90V003 | SERVOMODULE LENZE EVS9323-CPV003, EVS9323-CPV003 | LENZE CORPORATION | OPM | EVS9323-CPV003 | EVS9323-CPV003 |  | ENRICHED | MRO | 39122001 | Inverter Drive Ac | DRIVE | VARIABLE FREQUENCY | POWER RATING | 1.5 KW | INPUT VOLTAGE | 400-480 VAC | NUMBER OF PHASE | 3 PH | OUTPUT CURRENT RATING | 3.9 A | OUTPUT FREQUENCY RATING | NOT AVAILABLE | DEGREE OF PROTECTION | IP20 | TYPE | SERVO | TERMINAL TYPE |  | MOUNTING TYPE |  | SIZE |  | TEMPERATURE RATING |  | HAZARD CLASS |  | CERTIFICATION/STANDARD |  | ADDITIONAL FEATURES | [33 empty] | Part number is not available so we updated model number as part number | Production Completed
STP-007 | DATA ENRICHMENT | Batch_2 | Elec | SMX | SMX | OK | 12-05-2023 | 2023-05-24 |  | 848391 | 848391 | IT03-5399959 | SERVOAZIONAM. LENZE EVS9324-EP | EVS9324-EP | [15 empty] | https://download.lenze.com/TD/EVS93xx__9300%20Servo%20inverter__v6-0__EN.pdf | https://eltra-trade.com/products/lenze-evs9324-ep |  | SERVOAZIONAM. LENZE EVS9324-EP, EVS9324-EP | LENZE CORPORATION | OPM | EVS9324-EP | EVS9324-EP |  | ENRICHED | MRO | 39122001 | Inverter Drive Ac | DRIVE | VARIABLE FREQUENCY | POWER RATING | 3 KW | INPUT VOLTAGE | 400-480 VAC | NUMBER OF PHASE | 3 PH | OUTPUT CURRENT RATING | 7 A | OUTPUT FREQUENCY RATING | 400 Hz | DEGREE OF PROTECTION | IP20 | TYPE | SERVO | TERMINAL TYPE |  | MOUNTING TYPE |  | SIZE |  | TEMPERATURE RATING | 0-50 DEG C | HAZARD CLASS |  | CERTIFICATION/STANDARD |  | ADDITIONAL FEATURES | [33 empty] | Part number is not available so we updated model number as part number | Production Completed
STP-007 | DATA ENRICHMENT | Batch_2 | Elec | SMX | SMX | OK | 12-05-2023 | 2023-05-24 | Query - Unable to Validate Complete Manufacturer Part Number from Websource | 711907 | 711907 | PK02-5572283 | VFD-FC-051-DANFOSS | [16 empty] | https://files.danfoss.com/download/Drives/MG02BC02.pdf |  |  | VFD-FC-051-DANFOSS | DANFOSS | OPM | FC 51 | FC-51 |  | ENRICHED | MRO | 39122001 | Inverter drive AC | DRIVE | VARIABLE FREQUENCY | POWER RATING | NOT AVAILABLE | INPUT VOLTAGE | 380-480 VAC | NUMBER OF PHASE | 3 PH | OUTPUT CURRENT RATING |  | OUTPUT FREQUENCY RATING | 0-200 Hz | DEGREE OF PROTECTION | IP20 | TYPE | INVERTER | TERMINAL TYPE |  | MOUNTING TYPE |  | SIZE |  | TEMPERATURE RATING | 40 DEG C | HAZARD CLASS |  | CERTIFICATION/STANDARD | CE,CULUS,EAC,ROHS | ADDITIONAL FEATURES | SUPPLY FREQUENCY:50/60 Hz | [32 empty] | Part number is not available so we updated Model number as Part number,Model Number Updated as per URL | Production Completed
STP-007 | DATA ENRICHMENT | Batch_2 | Elec | SMX | SMX | OK | 12-05-2023 | 2023-05-24 | Query - Unable to Validate Complete Manufacturer Part Number from Websource | 684843 | 684843 | MA02-5577787 | VAR VLT FC51 MONO 220V SORTI 3PHAS 1,5KW | [16 empty] | https://www.danfoss.com/en/products/dds/low-voltage-drives/vlt-drives/vlt-micro-drive-fc-51/#tab-overview | https://files.danfoss.com/download/Drives/DKDDPB18C402_FC51.pdf |  | VAR VLT FC51 MONO 220V SORTI 3PHAS 1,5KW | DANFOSS | OPM | FC 51 | FC-51 |  | ENRICHED | MRO | 39122001 | Inverter drive AC | DRIVE | VARIABLE FREQUENCY | POWER RATING | 1.5 KW | INPUT VOLTAGE | 220 VAC | NUMBER OF PHASE | 3 PH | OUTPUT CURRENT RATING | 3.7 A | OUTPUT FREQUENCY RATING | NOT AVAILABLE | DEGREE OF PROTECTION | IP20 | TYPE | INVERTER,VLT AUTOMATION | TERMINAL TYPE |  | MOUNTING TYPE | FLANGE | SIZE |  | TEMPERATURE RATING | 50 DEG C | HAZARD CLASS |  | CERTIFICATION/STANDARD |  | ADDITIONAL FEATURES | [34 empty] | Production Completed
STP-007 | DATA ENRICHMENT | Batch_2 | Elec | SMX | SMX | OK | 12-05-2023 | 2023-05-24 | Query - Unable to Validate Complete Manufacturer Part Number from Websource | 721886 | 721886 | PL34-5606422 | FALOWNIK,DANFOSS,FC301,VLT | FC301 | [15 empty] | https://www.danfoss.com/en/products/dds/low-voltage-drives/vlt-drives/vlt-automationdrive-fc-301-fc-302/ | https://files.danfoss.com/download/Drives/DKDDPB302B502_FC301_302_SG_LR.pdf |  | FALOWNIK,DANFOSS,FC301,VLT, FC301 | DANFOSS | OPM | FC-301 | FC-301 |  | ENRICHED | MRO | 39122001 | Inverter drive AC | DRIVE | VARIABLE FREQUENCY | POWER RATING | 0.25-37 KW | INPUT VOLTAGE | 380-440 VAC | NUMBER OF PHASE | 3 PH | OUTPUT CURRENT RATING | 40 mA | OUTPUT FREQUENCY RATING | 0-590 Hz | DEGREE OF PROTECTION | NOT AVAILABLE | TYPE | INVERTER,AUTOMATION | TERMINAL TYPE |  | MOUNTING TYPE |  | SIZE | 130 WD X 268 HT X 205 DP MM | TEMPERATURE RATING | -25 TO 50 DEG C | HAZARD CLASS |  | CERTIFICATION/STANDARD | CE,CULUS,EAC | ADDITIONAL FEATURES | [33 empty] | Part number is not available so we updated Model number as Part number,Model Number Updated as per URL | Production Completed
STP-007 | DATA ENRICHMENT | Batch_2 | Elec | SMX | SMX | OK | 12-05-2023 | 2023-05-24 | Query - Unable to Validate Complete Manufacturer Part Number from Websource | 479597 | 479597 | EG04-5445378 | FREQUENCY INVERTER, TYPE: FC-301, FC | [16 empty] | https://files.danfoss.com/download/Drives/MG33BF02.pdf |  |  | FREQUENCY INVERTER, TYPE: FC-301, FC | DANFOSS | OPM | FC-301 | FC-301 |  | ENRICHED | MRO | 39122001 | Inverter drive AC | DRIVE | VARIABLE FREQUENCY | POWER RATING | 0-3.7 KW | INPUT VOLTAGE | 380-480 VAC | NUMBER OF PHASE | 3 PH | OUTPUT CURRENT RATING |  | OUTPUT FREQUENCY RATING | NOT AVAILABLE | DEGREE OF PROTECTION | IP20 | TYPE | INVERTER | TERMINAL TYPE |  | MOUNTING TYPE | PANEL | SIZE | 130 WD X 268 HT X 205 DP MM | TEMPERATURE RATING | -5 TO 50 DEG C | HAZARD CLASS |  | CERTIFICATION/STANDARD |  | ADDITIONAL FEATURES | FC | [32 empty] | Part number is not available so we updated model number as part number | Production Completed
STP-007 | DATA ENRICHMENT | Batch_2 | Elec | SMX | SMX | OK | 12-05-2023 | 2023-05-24 | Query - Unable to Validate Complete Manufacturer Part Number from Websource | 479608 | 479608 | EG04-5445391 | FREQUENCY INVERTER, TYPE: FC301, FC- | [16 empty] | https://files.danfoss.com/download/Drives/MG33BF02.pdf |  |  | FREQUENCY INVERTER, TYPE: FC301, FC- | DANFOSS | OPM | FC-301 | FC-301 |  | ENRICHED | MRO | 39122001 | Inverter drive AC | DRIVE | VARIABLE FREQUENCY | POWER RATING | 0-3.7 KW | INPUT VOLTAGE | 380-480 VAC | NUMBER OF PHASE | 3 PH | OUTPUT CURRENT RATING |  | OUTPUT FREQUENCY RATING | NOT AVAILABLE | DEGREE OF PROTECTION | IP20 | TYPE | INVERTER | TERMINAL TYPE |  | MOUNTING TYPE | PANEL | SIZE | 130 WD X 268 HT X 205 DP MM | TEMPERATURE RATING | -5 TO 50 DEG C | HAZARD CLASS |  | CERTIFICATION/STANDARD |  | ADDITIONAL FEATURES | FC | [32 empty] | Part number is not available so we updated model number as part number | Production Completed
STP-007 | DATA ENRICHMENT | Batch_2 | Elec | SMX | SMX | OK | 12-05-2023 | 2023-05-24 | Query - Unable to Validate Complete Manufacturer Part Number from Websource | 641949 | 641949 | IN03-ED029511 | VFD FC302- 5,50KW/380-500 MAKE DANFOSS |  |  | Danfoss | [13 empty] | https://inverterdrive.com/group/AC-Inverter-Drives-400V/Danfoss-FC302-131B0151/ |  |  | VFD FC302- 5,50KW/380-500 MAKE DANFOSS, Danfoss | DANFOSS | OPM | FC-302 | FC-302 |  | ENRICHED | MRO | 39122001 | Inverter drive AC | DRIVE | VARIABLE FREQUENCY | POWER RATING | 5.5 KW | INPUT VOLTAGE | 380-500 VAC | NUMBER OF PHASE | 3 PH | OUTPUT CURRENT RATING | 13 A | OUTPUT FREQUENCY RATING | 0-590 Hz | DEGREE OF PROTECTION | IP20 | TYPE | INVERTER | TERMINAL TYPE |  | MOUNTING TYPE | FLUSH | SIZE | 130 WD X 268 HT X 205 DP MM | TEMPERATURE RATING | 45 DEG C | HAZARD CLASS |  | CERTIFICATION/STANDARD |  | ADDITIONAL FEATURES | WEIGHT:6.6 KG | [32 empty] | Model number is not available so we updated Part number as Model number | Production Completed
STP-007 | DATA ENRICHMENT | Batch_2 | Elec | SMX | SMX | OK | 12-05-2023 | 2023-05-24 | Query - Unable to Validate Complete Manufacturer Part Number from Websource | 13658 | 13658 | 8308-52061993 | CONVERSOR FREQUENCIA HAAS 50631658 |  |  | CONVERSOR FREQUENCIA 0,55 KW 380 500 V DANFOSS FC 302 131B0094 COD50631658 HAAS | CONVERSOR FREQUENCIA 0,55 KW 380 500 V DANFOSS FC 302 131B0094 COD50631658 HAAS | [12 empty] | https://files.danfoss.com/download/Drives/VLT_AutomationDrive_FC_301_302_DG_M00190_01.pdf |  |  | CONVERSOR FREQUENCIA HAAS 50631658, CONVERSOR FREQUENCIA 0,55 KW 380 500 V DANFOSS FC 302 131B0094 COD50631658 HAAS, CONVERSOR FREQUENCIA 0,55 KW 380 500 V DANFOSS FC 302 131B0094 COD50631658 HAAS | DANFOSS | OPM | FC-302 | FC-302 | OEM:HAAS MANUFACTURING CO,REFERENCE NUMBER:50631658,131B0094,COD50631658 | ENRICHED | MRO | 39122001 | Inverter drive AC | DRIVE | VARIABLE FREQUENCY | POWER RATING | 0.55 KW | INPUT VOLTAGE | 380-500 VAC | NUMBER OF PHASE | 3 PH | OUTPUT CURRENT RATING | 2.7 A | OUTPUT FREQUENCY RATING | NOT AVAILABLE | DEGREE OF PROTECTION | IP20 | TYPE | INVERTER | TERMINAL TYPE |  | MOUNTING TYPE |  | SIZE | 130 WD X 268 HT X 205 DP MM | TEMPERATURE RATING | -25 TO 40 DEG C | HAZARD CLASS |  | CERTIFICATION/STANDARD |  | ADDITIONAL FEATURES | FLEXIBLE,MODULAR DESIGN | [33 empty] | Production Completed
STP-007 | DATA ENRICHMENT | Batch_2 | Elec | SMX | SMX | OK | 12-05-2023 | 2023-05-24 |  | 690530 | 690530 | MY43-EM000471 | DSM DANFOSS INVERTER 4KW FC302P4K(LCL) | FC302P4KIP20(LCL) | [15 empty] | https://files.danfoss.com/download/Drives/MG38C202.pdf | https://files.danfoss.com/download/Drives/MG33BF02.pdf |  | DSM DANFOSS INVERTER 4KW FC302P4K(LCL), FC302P4KIP20(LCL) | DANFOSS | OPM | FC-302 P4K | FC-302 P4K |  | ENRICHED | MRO | 39122001 | Inverter drive AC | DRIVE | VARIABLE FREQUENCY | POWER RATING | 4 KW | INPUT VOLTAGE | 380-500 VAC | NUMBER OF PHASE | 3 PH | OUTPUT CURRENT RATING | 40 mA | OUTPUT FREQUENCY RATING | 0-590 Hz | DEGREE OF PROTECTION | IP20 | TYPE | AUTOMATION | TERMINAL TYPE |  | MOUNTING TYPE | CHASSIS | SIZE |  | TEMPERATURE RATING | -10 TO 55 DEG C | HAZARD CLASS |  | CERTIFICATION/STANDARD | CE,C-TICK,CULUS,UL | ADDITIONAL FEATURES | F/LOCAL CONTROL PANEL | [32 empty] | Model number is not available so we updated Part number as Model number | Production Completed
STP-007 | DATA ENRICHMENT | Batch_2 | Elec | SMX | SMX | OK | 12-05-2023 | 2023-05-24 |  | 403659 | 403659 | BH02-5540007 | VFD DRIVES FC51.1K5 | FC51.1K5 | [15 empty] | https://files.danfoss.com/download/Drives/MG02K402.pdf |  |  | VFD DRIVES FC51.1K5, FC51.1K5 | DANFOSS | OPM | FC51.1K5 | FC-51.1K5 |  | ENRICHED | MRO | 39122001 | Inverter drive AC | DRIVE | VARIABLE FREQUENCY | POWER RATING | 2.2-3.7 KW | INPUT VOLTAGE | 200-240 VAC | NUMBER OF PHASE | 3 PH | OUTPUT CURRENT RATING |  | OUTPUT FREQUENCY RATING | NOT AVAILABLE | DEGREE OF PROTECTION | IP20 | TYPE | INVERTER | TERMINAL TYPE |  | MOUNTING TYPE |  | SIZE |  | TEMPERATURE RATING |  | HAZARD CLASS |  | CERTIFICATION/STANDARD | CE,CULUS,EAC,ROHS | ADDITIONAL FEATURES | [34 empty] | Production Completed
STP-007 | DATA ENRICHMENT | Batch_2 | Elec | SMX | SMX | OK | 12-05-2023 | 2023-05-24 | Query - Unable to Validate Complete Manufacturer Part Number from Websource | 645258 | 645258 | IN03-ED035757 | VFD VLT DECENTRAL 0.55 KW FCD302 DANFOSS | [16 empty] | https://www.danfoss.com/en-in/products/dds/decentral-drives/vlt-decentral-drives/vlt-decentral-drive-fcd-302/#tab-overview |  |  | VFD VLT DECENTRAL 0.55 KW FCD302 DANFOSS | DANFOSS | OPM | FCD 302 | FCD-302 |  | ENRICHED | MRO | 39122001 | Inverter drive AC | DRIVE | VARIABLE FREQUENCY | POWER RATING | 0.55 KW | INPUT VOLTAGE | 380-480 VAC | NUMBER OF PHASE | 3 PH | OUTPUT CURRENT RATING |  | OUTPUT FREQUENCY RATING | NOT AVAILABLE | DEGREE OF PROTECTION | NOT AVAILABLE | TYPE | INVERTER,DECENTRAL | TERMINAL TYPE |  | MOUNTING TYPE |  | SIZE | 130 WD X 268 HT X 205 DP MM | TEMPERATURE RATING |  | HAZARD CLASS |  | CERTIFICATION/STANDARD |  | ADDITIONAL FEATURES | W/HIGH PERFORMANCE AND A STRONG PROTECTION DEGREE | [33 empty] | Production Completed
STP-007 | DATA ENRICHMENT | Batch_2 | Elec | SMX | SMX | OK | 12-05-2023 | 2023-05-24 |  | 8603 | 8603 | 8301-52190977 | INVERSOR DE FREQUENCIA FC-V1 1 FW80 |  |  | INVERSOR DE FREQUENCIA FC-V1.1 SERIAL FW80; POTENCIA: 0,5KW; PROFUNDIDADE: 250MM; LARGURA: 100MM; ALTURA: 200MM; TENSAO ALIMENTACAO: 220VCA; CORRENTE NOMINAL: 0A10V; SINAL ENTRADA: SERIAL; FUNCAO: CONTROLE DE MOTOR DE DOSADOR; NUMERO FASES: 3; TIPO CARGA: INDUTIVA; CAPACIDADE CURTO CIRCUITO: 10A; MODELO: FCV1.1; NCM: 8504.40.50; FABRICANTE: BRABENDER; FORNECEDOR EXCLUSIVO: SIM; FORNECEDOR: POSVENDAS@TECHNOSERVICE.COM.BR; Nº EQUIPAMENTO SAP: 10095972; PODE SER RECONDIONADO?: NÃO; LAUDO SANITÁRIO/MSDS?: NÃO; | INVERSOR DE FREQUENCIA FC-V1.1 SERIAL FW80; POTENCIA: 0,5KW; PROFUNDIDADE: 250MM; LARGURA: 100MM; ALTURA: 200MM; TENSAO ALIMENTACAO: 220VCA; CORRENTE NOMINAL: 0A10V; SINAL ENTRADA: SERIAL; FUNCAO: CONTROLE DE MOTOR DE DOSADOR; NUMERO FASES: 3; TIPO CARGA: INDUTIVA; CAPACIDADE CURTO CIRCUITO: 10A; MODELO: FCV1.1; NCM: 8504.40.50; FABRICANTE: BRABENDER; FORNECEDOR EXCLUSIVO: SIM; FORNECEDOR: POSVENDAS@TECHNOSERVICE.COM.BR; Nº EQUIPAMENTO SAP: 10095972; PODE SER RECONDIONADO?: NÃO; LAUDO SANITÁRIO/MSDS?: NÃO; | [12 empty] | https://www.spssolutions.nl/wp-content/uploads/2016/02/07-FW80Plus-e9.pdf | https://www.radwell.co.uk/en-GB/Buy/BRABENDER/BRABENDER/FC.V1.1?redirect=true |  | INVERSOR DE FREQUENCIA FC-V1 1 FW80, INVERSOR DE FREQUENCIA FC-V1.1 SERIAL FW80; POTENCIA: 0,5KW; PROFUNDIDADE: 250MM; LARGURA: 100MM; ALTURA: 200MM; TENSAO ALIMENTACAO: 220VCA; CORRENTE NOMINAL: 0A10V; SINAL ENTRADA: SERIAL; FUNCAO: CONTROLE DE MOTOR DE DOSADOR; NUMERO FASES: 3; TIPO CARGA: INDUTIVA; CAPACIDADE CURTO CIRCUITO: 10A; MODELO: FCV1.1; NCM: 8504.40.50; FABRICANTE: BRABENDER; FORNECEDOR EXCLUSIVO: SIM; FORNECEDOR: POSVENDAS@TECHNOSERVICE.COM.BR; Nº EQUIPAMENTO SAP: 10095972; PODE SER RECONDIONADO?: NÃO; LAUDO SANITÁRIO/MSDS?: NÃO;, INVERSOR DE FREQUENCIA FC-V1.1 SERIAL FW80; POTENCIA: 0,5KW; PROFUNDIDADE: 250MM; LARGURA: 100MM; ALTURA: 200MM; TENSAO ALIMENTACAO: 220VCA; CORRENTE NOMINAL: 0A10V; SINAL ENTRADA: SERIAL; FUNCAO: CONTROLE DE MOTOR DE DOSADOR; NUMERO FASES: 3; TIPO CARGA: INDUTIVA; CAPACIDADE CURTO CIRCUITO: 10A; MODELO: FCV1.1; NCM: 8504.40.50; FABRICANTE: BRABENDER; FORNECEDOR EXCLUSIVO: SIM; FORNECEDOR: POSVENDAS@TECHNOSERVICE.COM.BR; Nº EQUIPAMENTO SAP: 10095972; PODE SER RECONDIONADO?: NÃO; LAUDO SANITÁRIO/MSDS?: NÃO; | BRABENDER TECHNOLOGIE KG | OPM | FC-V1.1 | FC-V1.1 | EQUIPMENT NAME:FEEDER,EQUIPMENT MODEL NUMBER:FW80,REFERENCE NUMBER:8504.40.50, | ENRICHED | MRO | 39122001 | Inverter Drive Ac | DRIVE | VARIABLE FREQUENCY | POWER RATING | 0.5 KW | INPUT VOLTAGE | 180-264 VAC | NUMBER OF PHASE | 3 PH | OUTPUT CURRENT RATING | 5 A | OUTPUT FREQUENCY RATING | 48-62 Hz | DEGREE OF PROTECTION | IP65 | TYPE |  | TERMINAL TYPE |  | MOUNTING TYPE |  | SIZE | 100 LG X 200 HT X 250 DP MM | TEMPERATURE RATING | 0-50 DEG C | HAZARD CLASS |  | CERTIFICATION/STANDARD |  | ADDITIONAL FEATURES | FUNCTION:DOSER MOTOR CONTROL,LOAD TYPE: INDUCTIVE,FOURTH CIRCUIT CAPACITY:10A,EXCLUSIVE SUPPLIER: SIM,CAN IT BE RECONDITIONED: NO,SANITARY REPORT/MSDS: NO | [32 empty] | Part number is not available so we updated model number as part number | Production Completed
STP-007 | DATA ENRICHMENT | Batch_2 | Elec | SMX | SMX | OK | 12-05-2023 | 2023-05-24 |  | 543559 | 543559 | FR36-LFVAFR6071 | DIGIDRIVE SE 1.5T-0.75KW-400/480V | FREQUENCE-VER |  |  | DIGIDRIVE SE 1.5T-0.75KW-400/480V variateur de fréquence pour moteur asynchrone DIGIDRIVE = gamme variateur de vitesse à controle vectoriel de flux sans retour type= SE 1.5 = calibre T= alimentation triphasé 0.75KW = puissance moteur utile 400/480V = tension nominale de raccordement dim. = L122 X H265 X P130 remplace le FMV2307 1.5T code VAFR5250 | [12 empty] | https://www.plswiss.com/en/13334-leroy-somer-fmv2307-15t.html | https://nicontrols.com/uk/fmv230715t-leroy-somer.html |  | DIGIDRIVE SE 1.5T-0.75KW-400/480V, FREQUENCE-VER, DIGIDRIVE SE 1.5T-0.75KW-400/480V variateur de fréquence pour moteur asynchrone DIGIDRIVE = gamme variateur de vitesse à controle vectoriel de flux sans retour type= SE 1.5 = calibre T= alimentation triphasé 0.75KW = puissance moteur utile 400/480V = tension nominale de raccordement dim. = L122 X H265 X P130 remplace le FMV2307 1.5T code VAFR5250 | NIDEC LEROY-SOMER | OPM | FMV2307 1.5T | FMV2307 1.5T | SERIES:DIGIDRIVE SE,TRADE NAME:LEROY SOMER | ENRICHED | MRO | 39122001 | Inverter drive AC | DRIVE | VARIABLE FREQUENCY | POWER RATING | 0.75 KW,1.5 HP | INPUT VOLTAGE | 400-480 VAC | NUMBER OF PHASE | 3 PH | OUTPUT CURRENT RATING |  | OUTPUT FREQUENCY RATING | 50 Hz | DEGREE OF PROTECTION | NOT AVAILABLE | TYPE | INVERTER,FREQUENCY CONVERTER | TERMINAL TYPE |  | MOUNTING TYPE |  | SIZE | 130 WD X 122 LG X 265 HT MM | TEMPERATURE RATING |  | HAZARD CLASS |  | CERTIFICATION/STANDARD |  | ADDITIONAL FEATURES | F/ASYNCHRONOUS MOTOR DIGIDRIVE RANGE OF FLUX VECTOR CONTROL VARIABLE SPEED DRIVE WITHOUT FEEDBACK TYPE SE 1.5 RATING,USEFUL MOTOR POWER,NOMINAL CONNECTION VOLTAGE,REPLACES CODE:VAFR5250 | [33 empty] | Production Completed
STP-007 | DATA ENRICHMENT | Batch_2 | Elec | SMX | SMX | OK | 12-05-2023 | 2023-05-24 |  | 827842 | 827842 | UA01-UA32001051 | ROTARY SPEED FR-E740-120SC-EC | FR-E740-120SC-EC | [15 empty] | https://hiflex.nl/downloads/docu/mit_freq/FR-E700SC-EC%20Installation%20guideline.pdf |  |  | ROTARY SPEED FR-E740-120SC-EC, FR-E740-120SC-EC | MITSUBISHI ELECTRIC | OPM | FR-E740-120SC-EC | FR-E740-120SC-EC |  | ENRICHED | MRO | 39122000 | Electrical Variable Speed Drives | DRIVE | VARIABLE FREQUENCY | POWER RATING |  | INPUT VOLTAGE |  | NUMBER OF PHASE |  | OUTPUT CURRENT RATING |  | OUTPUT FREQUENCY RATING |  | DEGREE OF PROTECTION |  | TYPE |  | TERMINAL TYPE |  | MOUNTING TYPE |  | SIZE |  | TEMPERATURE RATING |  | HAZARD CLASS |  | CERTIFICATION/STANDARD |  | ADDITIONAL FEATURES | [33 empty] | Part number is not available so we updated model number as part number | Production Completed
STP-007 | DATA ENRICHMENT | Batch_2 | Elec | SMX | SMX | OK | 12-05-2023 | 2023-05-24 |  | 831776 | 831776 | VN02-EV004616 | INVERTER,FRN0006C2S-7A,240V/50HZ | [16 empty] | https://download.datasheets.com/pdfs2/2015/7/16/7/38/41/731/fsi_/auto/24a1-e-0011d.pdf |  |  | INVERTER,FRN0006C2S-7A,240V/50HZ | FUJI ELECTRIC CO., LTD. | OPM | FRN0006C2S-7A | FRN0006C2S-7A |  | ENRICHED | MRO | 39122001 | Inverter Drive Ac | DRIVE | VARIABLE FREQUENCY | POWER RATING | 0.75 KW | INPUT VOLTAGE | 200 V | NUMBER OF PHASE | 1 PH | OUTPUT CURRENT RATING | 5.5 A | OUTPUT FREQUENCY RATING | 0-400 Hz | DEGREE OF PROTECTION | IP20 | TYPE |  | TERMINAL TYPE |  | MOUNTING TYPE |  | SIZE |  | TEMPERATURE RATING | -10 TO 50 DEG C | HAZARD CLASS |  | CERTIFICATION/STANDARD | UL 508C,EN 61800-5-1:2007 | ADDITIONAL FEATURES | SERIES:FRENIC,F/COMPACT,DEVELOPED INVERTER SERIES:2-SERIES,RATED FREQUENCY:50/60HZ | [33 empty] | Production Completed
STP-007 | DATA ENRICHMENT | Batch_2 | Elec | SMX | SMX | OK | 12-05-2023 | 2023-05-24 |  | 519931 | 519931 | ES41-5325927 | VARIADOR FUJI FRN7.5G11S-4EN | FRN7.5G11S-4EN | FUJI | [14 empty] | https://www.fujielectric-europe.com/gallery/download/download_387/g11s_technical_information_english.pdf | https://www.radwell.co.uk/en-GB/Buy/FUJI%20ELECTRIC/FUJI%20ELECTRIC/FRN7.5G11S-4EN/?redirect=true | https://www.all4sps.com/FUJI-ELECTRIC-AC-DRIVE-FRENIC-5000G11S-75KW-FRN75G11S-4EN_1 | VARIADOR FUJI FRN7.5G11S-4EN, FRN7.5G11S-4EN, FUJI | FUJI ELECTRIC CO., LTD. | OPM | FRN7.5G11S-4EN | FRN7.5G11S-4EN |  | ENRICHED | MRO | 39122000 | Electrical Variable Speed Drives | DRIVE | VARIABLE FREQUENCY | POWER RATING | 7.5 KW | INPUT VOLTAGE | 460 VAC | NUMBER OF PHASE | NOT AVAILABLE | OUTPUT CURRENT RATING |  | OUTPUT FREQUENCY RATING | NOT AVAILABLE | DEGREE OF PROTECTION | NOT AVAILABLE | TYPE |  | TERMINAL TYPE |  | MOUNTING TYPE |  | SIZE |  | TEMPERATURE RATING |  | HAZARD CLASS |  | CERTIFICATION/STANDARD |  | ADDITIONAL FEATURES | [34 empty] | Production Completed
STP-007 | DATA ENRICHMENT | Batch_2 | Elec | SMX | SMX | OK | 12-05-2023 | 2023-05-24 |  | 834768 | 834768 | VN02-EV009878 | INVERTER,TOPVERT,G1-430P7A | G1-430P7A;TOPVERT/TOPTEK | [15 empty] | https://www.toptek.biz/RCM/rimages/748/ML-CAG1H18731E.pdf |  |  | INVERTER,TOPVERT,G1-430P7A, G1-430P7A;TOPVERT/TOPTEK | TOPTEK ELECTRONICS CORPORATION | OPM | G1-430P7A | G1-430P7A |  | ENRICHED | MRO | 39122000 | ELECTRICAL VARIABLE SPEED DRIVES | DRIVE | VARIABLE FREQUENCY | POWER RATING | 0.75 KW | INPUT VOLTAGE | 460 V | NUMBER OF PHASE | 3 PH | OUTPUT CURRENT RATING |  | OUTPUT FREQUENCY RATING | NOT AVAILABLE | DEGREE OF PROTECTION | NOT AVAILABLE | TYPE |  | TERMINAL TYPE |  | MOUNTING TYPE |  | SIZE |  | TEMPERATURE RATING |  | HAZARD CLASS |  | CERTIFICATION/STANDARD |  | ADDITIONAL FEATURES | SERIES:TOPVERT G1,VERSION:A | [33 empty] | Production Completed
STP-007 | DATA ENRICHMENT | Batch_2 | Elec | SMX | SMX | OK | 12-05-2023 | 2023-05-24 | Query - Unable to Validate Complete Manufacturer Part Number from Websource | 612730 | 612730 | ID01-EI002908 | INVERTER YASKAWA 2.2KW400V3PH G7A42P2 | [16 empty] | https://vitaltech.com.my/index.php?route=product/product&product_id=124 |  | https://www.manualslib.com/products/Yaskawa-Cimr-G7a42p2-9949755.html | INVERTER YASKAWA 2.2KW400V3PH G7A42P2 | YASKAWA ELECTRIC | OPM | G7A42P2 | G7A42P2 |  | ENRICHED | MRO | 39122001 | Inverter Drive Ac | DRIVE | VARIABLE FREQUENCY | POWER RATING | 2.2 KW | INPUT VOLTAGE | 400 VAC | NUMBER OF PHASE | 3 PH | OUTPUT CURRENT RATING |  | OUTPUT FREQUENCY RATING | NOT AVAILABLE | DEGREE OF PROTECTION | NOT AVAILABLE | TYPE | INVERTER | TERMINAL TYPE |  | MOUNTING TYPE |  | SIZE |  | TEMPERATURE RATING |  | HAZARD CLASS |  | CERTIFICATION/STANDARD |  | ADDITIONAL FEATURES | [33 empty] | Part number is not available so we updated model number as part number | Production Completed
STP-007 | DATA ENRICHMENT | Batch_2 | Elec | SMX | SMX | OK | 12-05-2023 | 2023-05-24 |  | 379035 | 379035 | BE35-5468057 | CONVERTER BOSCH HCS02.1E-W0012-A-03-NNN | SPS: 2509010255 |  | CONVERTER BOSCH HCS02.1E-W0012-A-03-NNN-NN SPS: 2509010255 | CONVERTER BOSCH HCS02.1E-W0012-A-03-NNN-NN SPS: 2509010255¦¦CONVERTER BOSCH HCS02.1E-W0012-A-03-NNN-NN SPS: 2509010255¦¦CONVERTER BOSCH HCS02.1E-W0012-A-03-NNN-NN SPS: 2509010255 | [12 empty] | https://www.convertingsystems.com/uploads/2/6/8/5/26859557/rexroth_indradrivecontrollerspowersectionhcs021.pdf |  |  | CONVERTER BOSCH HCS02.1E-W0012-A-03-NNN, SPS: 2509010255, CONVERTER BOSCH HCS02.1E-W0012-A-03-NNN-NN SPS: 2509010255, CONVERTER BOSCH HCS02.1E-W0012-A-03-NNN-NN SPS: 2509010255¦¦CONVERTER BOSCH HCS02.1E-W0012-A-03-NNN-NN SPS: 2509010255¦¦CONVERTER BOSCH HCS02.1E-W0012-A-03-NNN-NN SPS: 2509010255 | BOSCH REXROTH AG | OPM | HCS02.1E-W0012-A-03-NNN | HCS02.1E-W0012-A-03-NNN | REFERENCE NUMBER:2509010255 | ENRICHED | MRO | 39122001 | Inverter drive AC | DRIVE | VARIABLE FREQUENCY | POWER RATING | 1.5-11 KW | INPUT VOLTAGE | 200-500 VAC | NUMBER OF PHASE | 3 PH | OUTPUT CURRENT RATING | 12 A | OUTPUT FREQUENCY RATING | 400 KHz | DEGREE OF PROTECTION | IP20 | TYPE | INVERTER,POWER CONTROL,CONVERTER | TERMINAL TYPE |  | MOUNTING TYPE |  | SIZE |  | TEMPERATURE RATING |  | HAZARD CLASS |  | CERTIFICATION/STANDARD | DIN EN 60529 | ADDITIONAL FEATURES | [34 empty] | Production Completed
STP-007 | DATA ENRICHMENT | Batch_2 | Elec | SMX | SMX | OK | 12-05-2023 | 2023-05-24 |  | 511582 | 511582 | ES36-5437518 | CONVERTIDOR COMPACT HCS02.1EW0012A03NNNN | R911298371 | [15 empty] | https://www.convertingsystems.com/uploads/2/6/8/5/26859557/rexroth_indradrivecontrollerspowersectionhcs021.pdf |  |  | CONVERTIDOR COMPACT HCS02.1EW0012A03NNNN, R911298371 | BOSCH REXROTH AG | OPM | HCS02.1E-W0012-A-03-NNNN | HCS02.1E-W0012-A-03-NNNN | REFERENCE NUMBER:R911298371,SERIES:COMPACT | ENRICHED | MRO | 39122001 | Inverter drive AC | DRIVE | VARIABLE FREQUENCY | POWER RATING | 1.5-11 KW | INPUT VOLTAGE | 200-500 VAC | NUMBER OF PHASE | 3 PH | OUTPUT CURRENT RATING | 12 A | OUTPUT FREQUENCY RATING | 400 KHz | DEGREE OF PROTECTION | IP20 | TYPE | INVERTER,POWER CONTROL,CONVERTER | TERMINAL TYPE |  | MOUNTING TYPE |  | SIZE |  | TEMPERATURE RATING |  | HAZARD CLASS |  | CERTIFICATION/STANDARD | DIN EN 60529 | ADDITIONAL FEATURES | [34 empty] | Production Completed
STP-007 | DATA ENRICHMENT | Batch_2 | Elec | SMX | SMX | OK | 12-05-2023 | 2023-05-24 |  | 379034 | 379034 | BE35-5468050 | CONVERTER BOSCH HCS02.1E-W0028-A-03-NNN- | SPS: 2509010251 |  | CONVERTER BOSCH HCS02.1E-W0028-A-03-NNN-NN SPS: 2509010251 | CONVERTER BOSCH HCS02.1E-W0028-A-03-NNN-NN SPS: 2509010251¦¦CONVERTER BOSCH HCS02.1E-W0028-A-03-NNN-NN SPS: 2509010251¦¦CONVERTER BOSCH HCS02.1E-W0028-A-03-NNN-NN SPS: 2509010251 | [12 empty] | https://www.convertingsystems.com/uploads/2/6/8/5/26859557/rexroth_indradrivecontrollerspowersectionhcs021.pdf |  |  | CONVERTER BOSCH HCS02.1E-W0028-A-03-NNN-, SPS: 2509010251, CONVERTER BOSCH HCS02.1E-W0028-A-03-NNN-NN SPS: 2509010251, CONVERTER BOSCH HCS02.1E-W0028-A-03-NNN-NN SPS: 2509010251¦¦CONVERTER BOSCH HCS02.1E-W0028-A-03-NNN-NN SPS: 2509010251¦¦CONVERTER BOSCH HCS02.1E-W0028-A-03-NNN-NN SPS: 2509010251 | BOSCH REXROTH AG | OPM | HCS02.1E-W0028-A-03-NNN | HCS02.1E-W0028-A-03-NNN | REFERENCE NUMBER:2509010251 | ENRICHED | MRO | 39122001 | Inverter drive AC | DRIVE | VARIABLE FREQUENCY | POWER RATING | 1.5-11 KW | INPUT VOLTAGE | 200-500 VAC | NUMBER OF PHASE | 3 PH | OUTPUT CURRENT RATING | 28 A | OUTPUT FREQUENCY RATING | 400 KHz | DEGREE OF PROTECTION | IP20 | TYPE | INVERTER,POWER CONTROL,CONVERTER | TERMINAL TYPE |  | MOUNTING TYPE |  | SIZE |  | TEMPERATURE RATING |  | HAZARD CLASS |  | CERTIFICATION/STANDARD | DIN EN 60529 | ADDITIONAL FEATURES | [34 empty] | Production Completed
STP-007 | DATA ENRICHMENT | Batch_2 | Elec | SMX | SMX | OK | 12-05-2023 | 2023-05-24 | Query - Unable to Validate Complete Manufacturer Part Number from Websource | 721872 | 721872 | PL34-5606408 | FALOWNIK,HCS02.1E-W0054,REXROTH,9112983 | 9112983 | [15 empty] | https://rexroth-us.com/drives/rexroth-hcs-drives/hcs02-drive/hcs02-1e-w0054-a-03-nnnn/ | https://www.lsa-control.com/en/r911326655-hcs02-1e-w0054-a-03-nnnn-aa | https://www.convertingsystems.com/uploads/2/6/8/5/26859557/rexroth_indradrivecontrollerspowersectionhcs021.pdf | FALOWNIK,HCS02.1E-W0054,REXROTH,9112983, 9112983 | BOSCH | OPM | HCS02.1E-W0054 | HCS02.1E-W0054 | ALTERNATE PART NUMBER:9112983 | ENRICHED | MRO | 39122001 | Inverter drive AC | DRIVE | VARIABLE FREQUENCY | POWER RATING | NOT AVAILABLE | INPUT VOLTAGE | 200-250 VAC | NUMBER OF PHASE | NOT AVAILABLE | OUTPUT CURRENT RATING | 11.5 A | OUTPUT FREQUENCY RATING | NOT AVAILABLE | DEGREE OF PROTECTION | NOT AVAILABLE | TYPE | INVERTER,POWER CONTROL,CONVERTER | TERMINAL TYPE | DC BUS | MOUNTING TYPE | FIELD | SIZE |  | TEMPERATURE RATING | 40 DEG C | HAZARD CLASS |  | CERTIFICATION/STANDARD | EN | ADDITIONAL FEATURES | [33 empty] | Part number is not available so we updated model number as part number | Production Completed
STP-007 | DATA ENRICHMENT | Batch_2 | Elec | SMX | SMX | OK | 12-05-2023 | 2023-05-24 |  | 562413 | 562413 | FR41-LF2260005 | VARIATEUR LENZE 0,75KW I51AE175 EVF8202E | LENZE : I51AE175B10010000S-15937163 |  |  | VARIATEUR LENZE 0,75KW - I51AE175B10010000S-15937163 LENZE : I51AE175B10010000S-15937163 ( EN REMPLACEMENT DE LA REF. : EVF-8202-E - OBSOLETE ) | [12 empty] | https://www.transdrive.co.uk/shop/products/ac-drives/lenze/i500/i510/single-phase/lenze-0-75kw-1ph-i51ae175b10010000s-ac-inverter | https://inverterdrive.com/group/AC-Inverter-Drives-230V/Lenze-i51AE175B10010000S-230V/ |  | VARIATEUR LENZE 0,75KW I51AE175 EVF8202E, LENZE : I51AE175B10010000S-15937163, VARIATEUR LENZE 0,75KW - I51AE175B10010000S-15937163 LENZE : I51AE175B10010000S-15937163 ( EN REMPLACEMENT DE LA REF. : EVF-8202-E - OBSOLETE ) | LENZE CORPORATION | OPM | I51AE175B10010000S-15937163 | I51AE175B10010000S-15937163 | ALTERNATE MANUFACTURER PART NUMBER:EVF8202E | ENRICHED | MRO | 39122000 | Electrical Variable Speed Drives | DRIVE | VARIABLE FREQUENCY | POWER RATING | 0.75 KW | INPUT VOLTAGE | 230 VAC | NUMBER OF PHASE | 3 PH | OUTPUT CURRENT RATING | 4.2 A | OUTPUT FREQUENCY RATING | NOT AVAILABLE | DEGREE OF PROTECTION | NOT AVAILABLE | TYPE |  | TERMINAL TYPE |  | MOUNTING TYPE | CUBICLE | SIZE | 60 WD X 208 HT X 130 DP MM | TEMPERATURE RATING |  | HAZARD CLASS |  | CERTIFICATION/STANDARD | CE,UL,CSA,EAC,ROHS2,IE2 TO EN 50598-2 | ADDITIONAL FEATURES | [34 empty] | Production Completed
STP-007 | DATA ENRICHMENT | Batch_2 | Elec | SMX | SMX | OK | 12-05-2023 | 2023-05-24 |  | 393209 | 393209 | BG31-5576601 | FREQUENCY CONVERTER IV01,PW04,LP01,AP16H | 79078559 | SCHUBERT | [14 empty] | https://www.kostal-industrie-elektrik.com/-/media/files/downloads/ki/download%20-%20drives/betriebsanleitungen/en/manual%20inveor%20p%20drives%20controllers.pdf?la=en-gb&hash=88F97F46F244783F9D35E8DFB31CC5573F1149D5 |  |  | FREQUENCY CONVERTER IV01,PW04,LP01,AP16H, 79078559, SCHUBERT | KOSTAL | OPM | IV01-PW04-LP01-AP16H | IV01-PW04-LP01-AP16H | OEM:SCHUBERT & SALZER CONTROL SYSTEMS,REFERENCE NUMBER:79078559 | ENRICHED | MRO | 39122001 | INVERTER DRIVE AC | DRIVE | VARIABLE FREQUENCY | POWER RATING | 0.75 KW | INPUT VOLTAGE | 400 VAC | NUMBER OF PHASE | NOT AVAILABLE | OUTPUT CURRENT RATING |  | OUTPUT FREQUENCY RATING | NOT AVAILABLE | DEGREE OF PROTECTION | NOT AVAILABLE | TYPE |  | TERMINAL TYPE |  | MOUNTING TYPE |  | SIZE |  | TEMPERATURE RATING | -25 TO 50 DEG C | HAZARD CLASS |  | CERTIFICATION/STANDARD | DIN EN 61140 | ADDITIONAL FEATURES | WITHOUT BRAKE CHOPPER,CONVERTER | [33 empty] | Production Completed
STP-007 | DATA ENRICHMENT | Batch_2 | Elec | SMX | SMX | OK | 12-05-2023 | 2023-05-24 |  | 393218 | 393218 | BG31-5576611 | FREQUENCY CONVERTER IV01,PW06,LP01,AP16G | 81036949 | SCHUBERT | [14 empty] | https://www.kostal-industrie-elektrik.com/-/media/files/downloads/ki/download%20-%20drives/betriebsanleitungen/en/manual%20inveor%20p%20drives%20controllers.pdf?la=en-gb&hash=88F97F46F244783F9D35E8DFB31CC5573F1149D5 |  |  | FREQUENCY CONVERTER IV01,PW06,LP01,AP16G, 81036949, SCHUBERT | KOSTAL | OPM | IV01-PW06-LP01-AP16G | IV01-PW06-LP01-AP16G | OEM:SCHUBERT & SALZER CONTROL SYSTEMS,REFERENCE NUMBER:81036949 | ENRICHED | MRO | 39122001 | INVERTER DRIVE AC | DRIVE | VARIABLE FREQUENCY | POWER RATING | 1.5 KW | INPUT VOLTAGE | 400 VAC | NUMBER OF PHASE | NOT AVAILABLE | OUTPUT CURRENT RATING |  | OUTPUT FREQUENCY RATING | NOT AVAILABLE | DEGREE OF PROTECTION | NOT AVAILABLE | TYPE |  | TERMINAL TYPE |  | MOUNTING TYPE |  | SIZE |  | TEMPERATURE RATING | -25 TO 50 DEG C | HAZARD CLASS |  | CERTIFICATION/STANDARD | DIN EN 61140 | ADDITIONAL FEATURES | WITHOUT BRAKE CHOPPER,CONVERTER | [33 empty] | Production Completed
STP-007 | DATA ENRICHMENT | Batch_2 | Elec | SMX | SMX | OK | 12-05-2023 | 2023-05-24 |  | 280483 | 280483 | 8386-50327786 | DRIVE,VAR SPEED,KBAC-24D,KB ELECT | KBAC-24D | KB Electronics | DRIVE,VARIABLE SPEED,DETAILS:KB ELECT,MANUFACTURER:KB ELECTRONICS,MFR PART NUMBER:KBAC-24D |  | BDI | KBELE KBAC-24D (GR | KB Electronics | KBAC-24D | DRIVE,VAR SPEED,KBAC-24D,KB ELECT | [7 empty] | https://kbelectronics.com/instructionmanuals/kbac24dim.pdf |  |  | DRIVE,VAR SPEED,KBAC-24D,KB ELECT, KBAC-24D, KB Electronics, DRIVE,VARIABLE SPEED,DETAILS:KB ELECT,MANUFACTURER:KB ELECTRONICS,MFR PART NUMBER:KBAC-24D, BDI, KBELE KBAC-24D (GR, KB Electronics, KBAC-24D, DRIVE,VAR SPEED,KBAC-24D,KB ELECT | KB ELECTRONICS | OPM | KBAC-24D | KBAC-24D |  | ENRICHED | MRO | 39122001 | Inverter Drive Ac | DRIVE | VARIABLE FREQUENCY | POWER RATING | 0.75 KW | INPUT VOLTAGE | 208-230 V | NUMBER OF PHASE | 1 PH | OUTPUT CURRENT RATING | 3.6 A | OUTPUT FREQUENCY RATING |  | DEGREE OF PROTECTION | IP65 | TYPE | ADJUSTABLE | TERMINAL TYPE | SCREW,QUICK-CONNECT | MOUNTING TYPE |  | SIZE | 5.51 WD X 9.53 HT X 5.86 DP MM | TEMPERATURE RATING | 0-45 DEG C | HAZARD CLASS |  | CERTIFICATION/STANDARD | CE | ADDITIONAL FEATURES | [33 empty] | Part number is not available so we updated model number as part number | Production Completed
STP-007 | DATA ENRICHMENT | Batch_2 | Elec | SMX | SMX | OK | 12-05-2023 | 2023-05-24 |  | 242650 | 242650 | 8380-50327786 | DRIVE,VAR SPEED,KBAC-24D,KB ELECT | KBAC-24D | KB Electronics | DRIVE,VARIABLE SPEED,DETAILS:KB ELECT,MANUFACTURER:KB ELECTRONICS,MFR PART NUMBER:KBAC-24D |  | BDI | KBELE KBAC-24D (GR | KB Electronics | KBAC-24D | DRIVE,VAR SPEED,KBAC-24D,KB ELECT | [7 empty] | https://kbelectronics.com/instructionmanuals/kbac24dim.pdf |  |  | DRIVE,VAR SPEED,KBAC-24D,KB ELECT, KBAC-24D, KB Electronics, DRIVE,VARIABLE SPEED,DETAILS:KB ELECT,MANUFACTURER:KB ELECTRONICS,MFR PART NUMBER:KBAC-24D, BDI, KBELE KBAC-24D (GR, KB Electronics, KBAC-24D, DRIVE,VAR SPEED,KBAC-24D,KB ELECT | KB ELECTRONICS | OPM | KBAC-24D | KBAC-24D |  | ENRICHED | MRO | 39122000 | Electrical Variable Speed Drives | DRIVE | VARIABLE FREQUENCY | POWER RATING | 0.75 KW | INPUT VOLTAGE | 208-230 V | NUMBER OF PHASE | 1 PH | OUTPUT CURRENT RATING | 3.6 A | OUTPUT FREQUENCY RATING |  | DEGREE OF PROTECTION | IP65 | TYPE | ADJUSTABLE | TERMINAL TYPE | SCREW,QUICK-CONNECT | MOUNTING TYPE |  | SIZE | 5.51 WD X 9.53 HT X 5.86 DP MM | TEMPERATURE RATING | 0-45 DEG C | HAZARD CLASS |  | CERTIFICATION/STANDARD | CE | ADDITIONAL FEATURES | [33 empty] | Part number is not available so we updated model number as part number | Production Completed
STP-007 | DATA ENRICHMENT | Batch_2 | Elec | SMX | SMX | OK | 12-05-2023 | 2023-05-24 |  | 543533 | 543533 | FR36-LFVAFR4757 | DIGIDRIVE SE 5.5T4KW SKC3400400 SK 5.5T | FREQUENCE-VER |  |  | DIGIDRIVE SE 5.5T-4KW-380/480V LE SE 5.5T EST OBSOLETE, IL EST REMPLACE PAR DIGIDRIVE : SKC3400400 SK 5.5T POUR FOUR C2 | [12 empty] | https://www.acdrive-direct.com/menu/leroy-somer/digidrive-sk-series/three-phase/ac-drive-leroy-somer-4kw-3ph-sk55t | https://www.leroy-somer.com/documentation_pdf/notices_pdf/3897_en.pdf |  | DIGIDRIVE SE 5.5T4KW SKC3400400 SK 5.5T, FREQUENCE-VER, DIGIDRIVE SE 5.5T-4KW-380/480V LE SE 5.5T EST OBSOLETE, IL EST REMPLACE PAR DIGIDRIVE : SKC3400400 SK 5.5T POUR FOUR C2 | NIDEC LEROY-SOMER | OPM | LS4349435 | SK 5.5T/SKC3400400 | SERIES:DIGIDRIVE SE,REFEENCE:LE EST OBSOLETE,IL EST REMPLACE PAR,POUR FOUR C2,TRADE NAME:LEROY SOMER | ENRICHED | MRO | 39122001 | Inverter drive AC | DRIVE | VARIABLE FREQUENCY | POWER RATING | 4 KW | INPUT VOLTAGE | 380-480 VAC | NUMBER OF PHASE | 3 PH | OUTPUT CURRENT RATING | 9 A | OUTPUT FREQUENCY RATING | 1500 Hz | DEGREE OF PROTECTION | NOT AVAILABLE | TYPE | INVERTER | TERMINAL TYPE | EASY ACCESS | MOUNTING TYPE | DIN RAIL | SIZE |  | TEMPERATURE RATING |  | HAZARD CLASS |  | CERTIFICATION/STANDARD |  | ADDITIONAL FEATURES | W/FILTER BUILT-IN,PERFORMANCE:MID RANGE,F/C2 OVEN | [32 empty] | Part Number Updated As Per Url | Production Completed
STP-007 | DATA ENRICHMENT | Batch_2 | Elec | SMX | SMX | OK | 12-05-2023 | 2023-05-24 |  | 543577 | 543577 | FR36-LFVAFR7043 | DIGIDRIVE SK 16T 11 KW 25A 400V | FREQUENCE-VER |  |  | DIGIDRIVE SK 16T 11 KW 25A 400V | [12 empty] | https://www.transdrive.co.uk/shop/products/ac-drives/leroy-somer/digidrive-sk-series/three-phase/ac-drive-leroy-somer-11kw-3ph-sk16t |  |  | DIGIDRIVE SK 16T 11 KW 25A 400V, FREQUENCE-VER, DIGIDRIVE SK 16T 11 KW 25A 400V | TRANSDRIVE | OPM | LS4422490 | SK 16T | TRADE NAME:LEROY SOMER | ENRICHED | MRO | 39122001 | Inverter Drive Ac | DRIVE | VARIABLE FREQUENCY | POWER RATING | 11 KW | INPUT VOLTAGE | 400 V | NUMBER OF PHASE | 3 PH | OUTPUT CURRENT RATING | 25 A | OUTPUT FREQUENCY RATING | 1500 Hz | DEGREE OF PROTECTION | NOT AVAILABLE | TYPE | DIGI SE | TERMINAL TYPE | EASY ACCESS | MOUNTING TYPE | DIN RAIL | SIZE | 40 X 40 X 50 MM | TEMPERATURE RATING |  | HAZARD CLASS |  | CERTIFICATION/STANDARD |  | ADDITIONAL FEATURES | FILTER: BUILT-IN,PERFORMANCE:MID RANGE | [32 empty] | Part Number Updated As Per Url | Production Completed
STP-007 | DATA ENRICHMENT | Batch_2 | Elec | SMX | SMX | OK | 12-05-2023 | 2023-05-24 |  | 838227 | 838227 | VN03-EV003008 | INVERTER:LSLV0008M100-1EOFNS,0.75KW | NKD-1820;LS | [15 empty] | https://www.goto-automation.com/en/products/frequency-inverters/frequency-inverters-1-phase-230-vac/frequency-converter-variable-frequency-drive-ls-industrial-103 |  |  | INVERTER:LSLV0008M100-1EOFNS,0.75KW, NKD-1820;LS | LS ELECTRIC CO LTD | OPM | LSLV0008M100-1EOFNS | LSLV0008M100-1EOFNS | REFERENCE PART NUMBER:NKD-1820 | ENRICHED | MRO | 39122001 | Inverter Drive Ac | DRIVE | VARIABLE FREQUENCY | POWER RATING | 0.75 KW | INPUT VOLTAGE | 230 V | NUMBER OF PHASE | 3 PH | OUTPUT CURRENT RATING | 4.2 A | OUTPUT FREQUENCY RATING | NOT AVAILABLE | DEGREE OF PROTECTION | IP20 | TYPE |  | TERMINAL TYPE |  | MOUNTING TYPE | DIN RAIL | SIZE | 85 WD X 163 HT X 123 DP MM | TEMPERATURE RATING |  | HAZARD CLASS |  | CERTIFICATION/STANDARD |  | ADDITIONAL FEATURES | LED KEYPAD,BUILT-IN EMC FILTER(C2 CLASS),STANDARD IO - CONTROL TERMINAL I/O 5MM PITCH | [33 empty] | Production Completed
STP-007 | DATA ENRICHMENT | Batch_2 | Elec | SMX | SMX | OK | 12-05-2023 | 2023-05-24 |  | 33515 | 33515 | 8312-50402615 | UNIT,DRIVE,M1220E,AC TECH | M1220E | AC Technology Corp | UNIT,DRIVE,DETAILS:AC TECH,MANUFACTURER:AC TECHNOLOGY CORP,MFR PART NUMBER:M1220E | [13 empty] | https://www.precision-elec.com/shop/mc1220e-2-hp-lenze-ac-tech-stainless-steel-mc-series-variable-frequency-drive-with-dust-tight-water-jets-rating/ | https://www.radwell.com/en-US/Buy/LENZE/AC%20TECHNOLOGY/M1220E/ | https://motionusa.com/manufacturer/ac-tech/m1220e--lenze-ac-tech | UNIT,DRIVE,M1220E,AC TECH, M1220E, AC Technology Corp, UNIT,DRIVE,DETAILS:AC TECH,MANUFACTURER:AC TECHNOLOGY CORP,MFR PART NUMBER:M1220E | LENZE CORPORATION | OPM | M1220E | M1220E |  | ENRICHED | MRO | 39122001 | Inverter Drive Ac | DRIVE | VARIABLE FREQUENCY | POWER RATING | 2 HP | INPUT VOLTAGE | 208-240 VAC | NUMBER OF PHASE | 3 PH | OUTPUT CURRENT RATING | 6.8 A | OUTPUT FREQUENCY RATING |  | DEGREE OF PROTECTION | IP65 | TYPE | AC INVERTER | TERMINAL TYPE |  | MOUNTING TYPE |  | SIZE | 200.66 WD X 200.66 HT X 124.46 DP MM | TEMPERATURE RATING |  | HAZARD CLASS |  | CERTIFICATION/STANDARD | UL,CUL,CE | ADDITIONAL FEATURES | UNIT | [32 empty] | Part number is not available so we updated model number as part number | Production Completed
STP-007 | DATA ENRICHMENT | Batch_2 | Elec | SMX | SMX | OK | 12-05-2023 | 2023-05-24 |  | 763722 | 763722 | RU02-TRU37014399 | INVERTER;M20005400270;11KW | [16 empty] | https://gb.wiautomation.com/control-techniques/drives-motors-circuits-protection/M20005400270 | https://ep4elec.com/specialoffers/control-techniques-m200-05400270/ | https://www.lektronix.com/equipment/emerson-m200-05400270/298548 | INVERTER;M20005400270;11KW | CONTROL TECHNIQUES | OPM | M200-05400270 | M200-05400270 |  | ENRICHED | MRO | 39122001 | Inverter Drive Ac | DRIVE | VARIABLE FREQUENCY | POWER RATING | 11 KW | INPUT VOLTAGE | 380-480 VAC | NUMBER OF PHASE | 3 PH | OUTPUT CURRENT RATING | 27 A | OUTPUT FREQUENCY RATING | 0-550 Hz | DEGREE OF PROTECTION | NOT AVAILABLE | TYPE |  | TERMINAL TYPE |  | MOUNTING TYPE |  | SIZE |  | TEMPERATURE RATING |  | HAZARD CLASS |  | CERTIFICATION/STANDARD |  | ADDITIONAL FEATURES | [33 empty] | Part number is not available so we updated model number as part number | Production Completed
STP-007 | DATA ENRICHMENT | Batch_2 | Elec | SMX | SMX | OK | 12-05-2023 | 2023-05-24 |  | 759113 | 759113 | RU02-5581855 | UNIDRIVE;M200-06400420 | [16 empty] | https://vfds.com/30hp-460v-control-techniques-vfd-m20006400420a | https://inverterdrive.com/group/AC-Inverter-Drives-400V/M200-06400420/ | https://variablefrequencydrive.com/m200-06400420a10101ab100-nidec-control-techniques-unidrive-m200/ | UNIDRIVE;M200-06400420 | NIDEC CORP CONTROL | OPM | M200-06400420 | M200-06400420 |  | ENRICHED | MRO | 39122001 | Inverter drive AC | DRIVE | VARIABLE FREQUENCY | POWER RATING | 30 HP | INPUT VOLTAGE | 380-480 VAC | NUMBER OF PHASE | 3 PH | OUTPUT CURRENT RATING | 42 A | OUTPUT FREQUENCY RATING |  | DEGREE OF PROTECTION | IP20 | TYPE | INVERTER,UNI | TERMINAL TYPE |  | MOUNTING TYPE | DIN RAIL | SIZE | 8.3 WD X 15.4 HT X 8.7 DP MM | TEMPERATURE RATING |  | HAZARD CLASS |  | CERTIFICATION/STANDARD |  | ADDITIONAL FEATURES | [33 empty] | Part number is not available so we updated model number as part number | Production Completed
STP-007 | DATA ENRICHMENT | Batch_2 | Elec | SMX | SMX | OK | 12-05-2023 | 2023-05-24 |  | 552193 | 552193 | FR39-5590763 | VARIATEUR MC LTE-B0040-2A3-4-40 (4KW) | MC LTE-B0040-2A3-4-40 | TRANS TEC SAS |  | Variateur MOVITRAC MC LTEB 0040-2A3-4-40 Varaiteur LTE IP66 avec Interrupteur 4kw 3x230V Anciène donnée : Variateur MOVITRAC Taille 3 4KW 3X200-240V MCLTEB0040-2A3-4-30 | [12 empty] | https://download.sew-eurodrive.com/download/pdf/22907653.pdf | https://www.quantum-controls.co.uk/variable-speed-drive/sew-eurodrive/movitrac-lte-b/ |  | VARIATEUR MC LTE-B0040-2A3-4-40 (4KW), MC LTE-B0040-2A3-4-40, TRANS TEC SAS, Variateur MOVITRAC MC LTEB 0040-2A3-4-40 Varaiteur LTE IP66 avec Interrupteur 4kw 3x230V Anciène donnée : Variateur MOVITRAC Taille 3 4KW 3X200-240V MCLTEB0040-2A3-4-30 | TRANS TECHNOLOGY PTE LTD | DISTRIBUTOR | MC LTE-B0040-2A3-4-40 | MC LTE-B0040-2A3-4-40 | REFERENCE NUMBER:MCLTEB0040-2A3-4-30 | ENRICHED | MRO | 39122001 | Inverter Drive Ac | DRIVE | VARIABLE FREQUENCY | POWER RATING | 4 KW | INPUT VOLTAGE | 200-240 V | NUMBER OF PHASE | 3 PH | OUTPUT CURRENT RATING | 18 A | OUTPUT FREQUENCY RATING | NOT AVAILABLE | DEGREE OF PROTECTION | IP66 | TYPE |  | TERMINAL TYPE |  | MOUNTING TYPE | DIRECT | SIZE | 211 WD X 310 HT X 235 DP MM | TEMPERATURE RATING | -10 TO 50 DEG C | HAZARD CLASS |  | CERTIFICATION/STANDARD | CE,IEC,UL | ADDITIONAL FEATURES | [33 empty] | Part number is not available so we updated model number as part number | Production Completed