## Sheet1
Project | Activities | Production User | Production Comments | Start Date | End Date | Remarks | Griha ID | MATNR | SAP MATERIAL NUMBER | ELLIPSE | LVORM | MTART | MBRSH | MATKL | BISMT | MEINS | MFRNR | MAKTX_EN | MAKTX_ES | TEXT_EN | TEXT_ES | ENRICHED DATA | Manufacturer Name | P/N | Manufacturer Name 1 | P/N 1 | Manufacturer Name 2 | P/N 2 | Manufacturer Name 3 | P/N 3 | Manufacturer Name 4 | P/N 4 | Manufacturer Name 5 | P/N 5 | Manufacturer Name 6 | P/N 6 | Input MNFR | Input PTNO | Verified MNFR from web | Verified MPN from Web | MNFR 1 | PTNO 1 | MNFR 2 | PTNO 2 | MNFR 3 | PTNO 3 | MNFR 4 | PTNO 4 | MNFR 5 | PTNO 5 | MNFR 6 | PTNO 6 | Vendor NAME | Vendor Part Number | Vendor NAME1 | Vendor Part Number1 | Reference URL | Reference URL1 | Item Number | Equipment Type | Equipment Manufacturer | Equipment Model | Equipment Serial | DWG | DRAWING VERSION | POS/TAG | Enriched/Cleansed | UNSPSC Ver.23.07 | ADDITIONAL FEATURES FROM INPUT | Additional Features from WEBSOURCE | Noun | Modifier | Attribute Name 1 | Attribute Value 1 | Attribute Name 2 | Attribute Value 2 | Attribute Name 3 | Attribute Value 3 | Attribute Name 4 | Attribute Value 4 | Attribute Name 5 | Attribute Value 5 | Attribute Name 6 | Attribute Value 6 | Attribute Name 7 | Attribute Value 7 | Attribute Name 8 | Attribute Value 8 | Attribute Name 9 | Attribute Value 9 | Attribute Name 10 | Attribute Value 10 | Attribute Name 11 | Attribute Value 11 | Attribute Name 12 | Attribute Value 12 | Attribute Name 13 | Attribute Value 13 | Attribute Name 14 | Attribute Value 14 | Attribute Name 15 | Attribute Value 15 | Attribute Name 16 | Attribute Value 16 | Attribute Name 17 | Attribute Value 17 | Attribute Name 18 | Attribute Value 18 | Attribute Name 19 | Attribute Value 19 | Attribute Name 20 | Attribute Value 20 | Attribute Name 21 | Attribute Value 21 | Attribute Name 22 | Attribute Value 22 | Attribute Name 23 | Attribute Value 23 | Attribute Name 24 | Attribute Value 24 | Attribute Name 25 | Attribute Value 25 | Attribute Name 26 | Attribute Value 26 | Attribute Name 27 | Attribute Value 27 | Attribute Name 28 | Attribute Value 28 | Attribute Name 29 | Attribute Value 29 | Attribute Name 30 | Attribute Value 30 | Attribute Name 31 | Attribute Value 31 | Attribute Name 32 | Attribute Value 32 | Attribute Name 33 | Attribute Value 33 | Attribute Name 34 | Attribute Value 34 | Attribute Name 35 | Attribute Value 35 | Attribute Name 36 | Attribute Value 36 | Status
STP_009 - Lot7 | Data Enrichment | NEN | OK | 16-10-2023 | 16-10-2023 |  | 1016490 | 1016490 |  |  |  | ERSA | M | 1540 | 1246325GZPCLNT100 | EA | 3000003 | BOLT,MACH;CAT,0S1973,7/8 IN-9 TPI UNC X | PERNO MAQ;CAT,0S1973,7/8 IN-9 TPI UNC X | BOLT,MACHINE;MNFR:CATERPILLAR,PTNO:0S1973,ADDITIONAL FEATURES EN:7/8 IN-9 TPI UNC X 2 IN,GRADE-9,T/THREADED,HEXAGONAL | PERNO MAQUINA;MNFR:CATERPILLAR,PTNO:0S1973,CARACTERISTICAS ADICIONALES ES:7/8 IN-9 TPI UNC X 2 IN,GR -9,T/ROSCADA,HEXAGONAL |  | CATERPILLAR | 0S1973 | [14 empty] | CATERPILLAR | 0S-1973 | [16 empty] | https://parts.cat.com/en/catcorp/0S-1973 | [9 empty] | ENRICHED | 31161620 Hexagonal bolts |  |  | BOLT | MACHINE | TYPE |  | HEAD TYPE | HEXAGON | THREAD DIAMETER | 7/8 IN | OVERALL LENGTH | 2 IN | THREAD LENGTH | 3/8 IN | MATERIAL | STEEL | MATERIAL SPECIFICATION | GRADE 11.9 | HEAD SIZE | 1-5/16 WDX43⁄64 HT IN | THREAD PITCH | 9 TPI | THREAD SERIES | UNC | COATING/FINISH | ZINC PHOSPHATE + OIL | THREAD DIRECTION |  | TENSILE STRENGTH | 170 KSI | HARDNESS |  | HAZARD CLASS |  | CERTIFICATION/STANDARD | ISO, ASTM, ASME,SAE,ROHS | [40 empty] | Production Completed
STP_009 - Lot7 | Data Enrichment | NEN | OK | 16-10-2023 | 16-10-2023 |  | 1016847 | 1016847 |  |  |  | ERSA | M | 3730 | 1281849GZPCLNT100 | EA | 3000003 | BOLT,MACH;CAT,1527146,HEX HD | PERNO MAQ;CAT,1527146,CABEZA HEXAGONO | BOLT,MACHINE;MNFR:CATERPILLAR,PTNO:1527146,ADDITIONAL FEATURES EN:HEXAGON HEAD | PERNO MAQUINA;MNFR:CATERPILLAR,PTNO:1527146,CARACTERISTICAS ADICIONALES ES:CABEZA HEXAGONO |  | CATERPILLAR | 1527146 | [14 empty] | CATERPILLAR | 152-7146 | [16 empty] | https://parts.cat.com/en/catcorp/152-7146 | [9 empty] | ENRICHED | 31161620 Hexagonal bolts |  |  | BOLT | MACHINE | TYPE |  | HEAD TYPE | HEXAGON | THREAD DIAMETER | M12 | OVERALL LENGTH | 300 MM | THREAD LENGTH | 251 MM | MATERIAL | STEEL | MATERIAL SPECIFICATION | GRADE 11.9 | HEAD SIZE | 18 WDX8 HT MM | THREAD PITCH | 1.75 MM | THREAD SERIES |  | COATING/FINISH | ZINC PHOSPHATE + OIL | THREAD DIRECTION |  | TENSILE STRENGTH | 1170 MPA | HARDNESS |  | HAZARD CLASS |  | CERTIFICATION/STANDARD | ISO, ASTM, ASME,SAE,ROHS | [40 empty] | Production Completed
STP_009 - Lot7 | Data Enrichment | NEN | OK | 16-10-2023 | 16-10-2023 |  | 1096859 | 1096859 |  |  |  | ERSA | M | 1540 | 1392717GZPCLNT100 | EA | 3000003 | BOLT,MACH;CAT,1695792 | BOLT,MACH;CAT,1695792 | BOLT,MACHINE;MNFR:CATERPILLAR,PTNO:1695792 |  |  | CATERPILLAR | 1695792 | [14 empty] | CATERPILLAR | 169-5792 | [16 empty] | https://parts.cat.com/en/catcorp/169-5792 | [9 empty] | ENRICHED | 31161620 Hexagonal bolts |  |  | BOLT | MACHINE | TYPE |  | HEAD TYPE | HEXAGON | THREAD DIAMETER | M24 | OVERALL LENGTH | 160 MM | THREAD LENGTH | 100 MM | MATERIAL | STEEL | MATERIAL SPECIFICATION | GRADE 11.9 | HEAD SIZE | 36 WDX15 HT MM | THREAD PITCH | 3 MM | THREAD SERIES |  | COATING/FINISH | ZINC FLAKE | THREAD DIRECTION |  | TENSILE STRENGTH | 1170 MPA | HARDNESS |  | HAZARD CLASS |  | CERTIFICATION/STANDARD | ISO, ASTM, ASME,SAE,ROHS | [40 empty] | Production Completed
STP_009 - Lot7 | Data Enrichment | NEN | OK | 16-10-2023 | 16-10-2023 |  | 1097897 | 1097897 | 1392726 | AU_QM_000236036 |  | ERSA | M | 1540 | 1392726GZPCLNT100 | EA | 3000003 | BOLT,MACH;CAT,2453803 | BOLT,MACH;CAT,2453803 | BOLT,MACHINE;MNFR:CATERPILLAR,PTNO:2453803 |  | OEM-E-LISTBOLT,MACHINE;CAT,2453803 | CATERPILLAR | 2453803 | [14 empty] | CATERPILLAR | 245-3803 | [16 empty] | https://parts.cat.com/en/catcorp/245-3803 | [9 empty] | ENRICHED | 31161620 Hexagonal bolts |  |  | BOLT | MACHINE | TYPE |  | HEAD TYPE | HEXAGON | THREAD DIAMETER | 3/8 IN | OVERALL LENGTH | 4-3/4 IN | THREAD LENGTH | 3-3/4 IN | MATERIAL | STEEL | MATERIAL SPECIFICATION | GRADE 11.9 | HEAD SIZE | 9/16 WDX19⁄64 HT IN | THREAD PITCH | 16 TPI | THREAD SERIES |  | COATING/FINISH | ZINC PHOSPHATE + OIL | THREAD DIRECTION |  | TENSILE STRENGTH | 170 KSI | HARDNESS |  | HAZARD CLASS |  | CERTIFICATION/STANDARD | ISO, ASTM, ASME,SAE,ROHS | [40 empty] | Production Completed
STP_009 - Lot7 | Data Enrichment | NEN | OK | 16-10-2023 | 16-10-2023 |  | 1097896 | 1097896 | 1392727 | AU_QM_000236037 |  | ERSA | M | 1540 | 1392727GZPCLNT100 | EA | 3000003 | BOLT,MACH;CAT,2453804 | BOLT,MACH;CAT,2453804 | BOLT,MACHINE;MNFR:CATERPILLAR,PTNO:2453804 |  | OEM-E-LISTBOLT,MACHINE;CAT,2453804 | CATERPILLAR | 2453804 | [14 empty] | CATERPILLAR | 245-3804 | [16 empty] | https://parts.cat.com/en/catcorp/245-3804 | [9 empty] | ENRICHED | 31161620 Hexagonal bolts |  |  | BOLT | MACHINE | TYPE |  | HEAD TYPE | HEXAGON | THREAD DIAMETER | 3/8 IN | OVERALL LENGTH | 3-1/2 IN | THREAD LENGTH | 2-1/2 IN | MATERIAL | STEEL | MATERIAL SPECIFICATION | GRADE 11.9 | HEAD SIZE | 9/16 WDX19⁄64 HT IN | THREAD PITCH | 16 TPI | THREAD SERIES |  | COATING/FINISH | ZINC PHOSPHATE + OIL | THREAD DIRECTION |  | TENSILE STRENGTH | 170 KSI | HARDNESS |  | HAZARD CLASS |  | CERTIFICATION/STANDARD | ISO, ASTM, ASME,SAE,ROHS | [40 empty] | Production Completed
STP_009 - Lot7 | Data Enrichment | NEN | OK | 16-10-2023 | 16-10-2023 |  | 1016403 | 1016403 |  |  |  | ERSA | M | 1540 | 1075954GZPCLNT100 | EA | 3000003 | BOLT,MACH;CAT,3118290,HEX | BOLT,MACH;CAT,3118290,HEX | BOLT,MACHINE;MNFR:CATERPILLAR,PTNO:3118290,ADDITIONAL FEATURES EN:HEXAGON |  |  | CATERPILLAR | 3118290 | [14 empty] | CATERPILLAR | 311-8290 | [16 empty] | https://parts.cat.com/en/catcorp/311-8290 | [9 empty] | ENRICHED | 31161620 Hexagonal bolts |  |  | BOLT | MACHINE | TYPE |  | HEAD TYPE | HEXAGON | THREAD DIAMETER | M12 | OVERALL LENGTH | 25 MM | THREAD LENGTH | 5.25 MM | MATERIAL |  | MATERIAL SPECIFICATION |  | HEAD SIZE | 18 WDX8 HT MM | THREAD PITCH | 1.75 MM | THREAD SERIES | UNC | COATING/FINISH | ZINC FLAKE | THREAD DIRECTION |  | TENSILE STRENGTH |  | HARDNESS |  | HAZARD CLASS |  | CERTIFICATION/STANDARD | [41 empty] | Production Completed
STP_009 - Lot7 | Data Enrichment | NEN | OK | 16-10-2023 | 16-10-2023 |  | 1075948 | 1075948 |  |  |  | ERSA | M | 1540 | 1061893GZPCLNT100 | EA | 3000003 | BOLT,MACH;CAT,3B2968,3/4 IN-10 TPI X 3.5 | PERNO MAQ;CAT,3B2968,3/4 IN-10 TPI X 3.5 | BOLT,MACHINE;MNFR:CATERPILLAR,PTNO:3B2968,ADDITIONAL FEATURES EN:3/4 IN-10 TPI X 3.5 IN | PERNO MAQUINA;MNFR:CATERPILLAR,PTNO:3B2968,CARACTERISTICAS ADICIONALES ES:3/4 IN-10 TPI X 3.5 IN |  | CATERPILLAR | 3B2968 | [14 empty] | CATERPILLAR | 3B-2968 | [16 empty] | https://parts.cat.com/en/catcorp/3B-2968 | [9 empty] | ENRICHED | 31161620 Hexagonal bolts |  |  | BOLT | MACHINE | TYPE |  | HEAD TYPE | HEXAGON | THREAD DIAMETER | 3/4 IN | OVERALL LENGTH | 3-1/2 IN | THREAD LENGTH | 1-3/4 IN | MATERIAL | STEEL | MATERIAL SPECIFICATION | GRADE 11.9 | HEAD SIZE | 1-1/8 WDX37⁄64 HT IN | THREAD PITCH | 10 TPI | THREAD SERIES | UNC | COATING/FINISH | ZINC PHOSPHATE + OIL | THREAD DIRECTION |  | TENSILE STRENGTH | 170 KSI | HARDNESS |  | HAZARD CLASS |  | CERTIFICATION/STANDARD | ISO, ASTM, ASME,SAE,ROHS | [40 empty] | Production Completed
STP_009 - Lot7 | Data Enrichment | NEN | OK | 16-10-2023 | 16-10-2023 |  | 1097894 | 1097894 | 1392735 | AU_QM_000236045 |  | ERSA | M | 1540 | 1392735GZPCLNT100 | EA | 3000003 | BOLT,MACH;CAT,6V8154 | BOLT,MACH;CAT,6V8154 | BOLT,MACHINE;MNFR:CATERPILLAR,PTNO:6V8154 |  | OEM-E-LISTBOLT,MACHINE;CAT,6V8154 | CATERPILLAR | 6V8154 | [14 empty] | CATERPILLAR | 6V-8154 | [16 empty] | https://parts.cat.com/en/catcorp/6V-8154 | [9 empty] | ENRICHED | 31161620 Hexagonal bolts |  |  | BOLT | MACHINE | TYPE |  | HEAD TYPE | HEXAGON | THREAD DIAMETER | M16 | OVERALL LENGTH | 150 MM | THREAD LENGTH | 106 MM | MATERIAL | STEEL | MATERIAL SPECIFICATION | GRADE 10.9 | HEAD SIZE | 24 WDX10 HT MM | THREAD PITCH | 2 MM | THREAD SERIES | UNC | COATING/FINISH | ZINC PHOSPHATE + OIL | THREAD DIRECTION |  | TENSILE STRENGTH | 1040 MPA | HARDNESS |  | HAZARD CLASS |  | CERTIFICATION/STANDARD | ISO 898-1, ASTM, ASME,SAE,ROHS | [40 empty] | Production Completed
STP_009 - Lot7 | Data Enrichment | NEN | OK | 16-10-2023 | 17-10-2023 |  | 1159119 | 1159119 |  |  |  | ERSA | M | 5915 | 1400911GZPCLNT100 | EA |  | BOLT,MACH;HEXAGON | BOLT,MACH;HEXAGON | BOLT,MACHINE;HEAD TYPE:HEXAGON | [46 empty] | CLEANSED | 31161620 Hexagonal bolts |  |  | BOLT | MACHINE | TYPE |  | HEAD TYPE | HEXAGON | THREAD DIAMETER |  | OVERALL LENGTH |  | THREAD LENGTH |  | MATERIAL |  | MATERIAL SPECIFICATION |  | HEAD SIZE |  | THREAD PITCH |  | THREAD SERIES |  | COATING/FINISH |  | THREAD DIRECTION |  | TENSILE STRENGTH |  | HARDNESS |  | HAZARD CLASS |  | CERTIFICATION/STANDARD | [41 empty] | Production Completed
STP_009 - Lot7 | Data Enrichment | NEN | OK | 16-10-2023 | 16-10-2023 |  | 1038017 | 1038017 |  |  |  | ERSA | M | 5915 | 1419080GZPCLNT100 | EA |  | BOLT,MACH;HEXAGON,THD DIA 7/8 IN,UNC,HTS | BOLT,MACH;HEXAGON,THD DIA 7/8 IN,UNC,HTS | BOLT,MACHINE;HEAD TYPE:HEXAGON,THREAD DIAMETER:7/8 IN,THREAD PITCH:9 TPI,THREAD SERIES:UNC,OVERALL LENGTH:3-1/2 IN,MATERIAL:HIGH TENSILE STEEL,TENSILE STRENGTH:8,MNFR:01)KONNECT,PTNO:01)78X3.12NC8B | [18 empty] | KONNECT | 78X3.12NC8B | [16 empty] | https://hpfast.co.nz/documents/Catalogues/20180306_High%20Tensile%20Catalogue.pdf | [9 empty] | ENRICHED | 31161620 Hexagonal bolts |  |  | BOLT | MACHINE | TYPE |  | HEAD TYPE | HEXAGON | THREAD DIAMETER | 7/8 IN | OVERALL LENGTH | 3-1/2 IN | THREAD LENGTH |  | MATERIAL | HIGH TENSILE STEEL | MATERIAL SPECIFICATION | GRADE 8 | HEAD SIZE |  | THREAD PITCH | 9 TPI | THREAD SERIES | UNC | COATING/FINISH | BLACK | THREAD DIRECTION |  | TENSILE STRENGTH |  | HARDNESS |  | HAZARD CLASS |  | CERTIFICATION/STANDARD | [41 empty] | Production Completed
STP_009 - Lot7 | Data Enrichment | NEN | OK | 16-10-2023 | 16-10-2023 |  | 1037061 | 1037061 |  |  |  | ERSA | M | 5915 | 1418679GZPCLNT100 | EA |  | BOLT,MACH;HEXAGON,THD DIA M16,PTCH 2 MM | BOLT,MACH;HEXAGON,THD DIA M16,PTCH 2 MM | BOLT,MACHINE;HEAD TYPE:HEXAGON,THREAD DIAMETER:M16,THREAD PITCH:2 MM,OVERALL LENGTH:140 MM,MATERIAL:HIGH TENSILE STEEL,TENSILE STRENGTH:8.8,MNFR:01)KONNECT,PTNO:01)16X140M88B | [18 empty] | KONNECT | 16X140M88B | [16 empty] | https://hpfast.co.nz/documents/Catalogues/20180306_High%20Tensile%20Catalogue.pdf | [9 empty] | ENRICHED | 31161620 Hexagonal bolts |  |  | BOLT | MACHINE | TYPE |  | HEAD TYPE | HEXAGON | THREAD DIAMETER | M16 | OVERALL LENGTH | 140 MM | THREAD LENGTH |  | MATERIAL | HIGH TENSILE STEEL | MATERIAL SPECIFICATION | GRADE 8.8 | HEAD SIZE |  | THREAD PITCH | 2 MM | THREAD SERIES | METRIC COARSE | COATING/FINISH | BLACK | THREAD DIRECTION |  | TENSILE STRENGTH |  | HARDNESS |  | HAZARD CLASS |  | CERTIFICATION/STANDARD | [41 empty] | Production Completed
STP_009 - Lot7 | Data Enrichment | NEN | OK | 16-10-2023 | 16-10-2023 |  | 1037175 | 1037175 |  |  |  | ERSA | M | 5915 | 1416568GZPCLNT100 | EA |  | BOLT,MACH;HEXAGON,THD DIA M16,PTCH 2 MM | BOLT,MACH;HEXAGON,THD DIA M16,PTCH 2 MM | BOLT,MACHINE;HEAD TYPE:HEXAGON,THREAD DIAMETER:M16,THREAD PITCH:2 MM,OVERALL LENGTH:100 MM,COATING/FINISH:BLACK,TENSILE STRENGTH: 8.8,ADDITIONAL FEATURES EN:100 IN BOX,MNFR:01)KONNECT,PTNO:01)16X100M88B | [18 empty] | KONNECT | 16X100M88B | [16 empty] | https://hpfast.co.nz/documents/Catalogues/20180306_High%20Tensile%20Catalogue.pdf | [9 empty] | ENRICHED | 31161620 Hexagonal bolts | PACKAGE QUANTITY:100/BOX |  | BOLT | MACHINE | TYPE |  | HEAD TYPE | HEXAGON | THREAD DIAMETER | M16 | OVERALL LENGTH | 100 MM | THREAD LENGTH |  | MATERIAL | HIGH TENSILE STEEL | MATERIAL SPECIFICATION | GRADE 8.8 | HEAD SIZE |  | THREAD PITCH | 2 MM | THREAD SERIES | METRIC COARSE | COATING/FINISH | BLACK | THREAD DIRECTION |  | TENSILE STRENGTH |  | HARDNESS |  | HAZARD CLASS |  | CERTIFICATION/STANDARD | [41 empty] | Production Completed
STP_009 - Lot7 | Data Enrichment | NEN | OK | 16-10-2023 | 16-10-2023 |  | 1038028 | 1038028 |  |  |  | ERSA | M | 5915 | 1418844GZPCLNT100 | EA |  | BOLT,MACH;HEXAGON,THD DIA M20,LG 160 MM | BOLT,MACH;HEXAGON,THD DIA M20,LG 160 MM | BOLT,MACHINE;HEAD TYPE:HEXAGON,THREAD DIAMETER:M20,THREAD PITCH:2.5 MM,OVERALL LENGTH:160 MM,MATERIAL:HIGH TENSILE STEEL,TENSILE STRENGTH:8.8,MNFR:01)KONNECT,PTNO:01)20X160M88B | [18 empty] | KONNECT | 20X160M88B | [16 empty] | https://hpfast.co.nz/documents/Catalogues/20180306_High%20Tensile%20Catalogue.pdf | [9 empty] | ENRICHED | 31161620 Hexagonal bolts |  |  | BOLT | MACHINE | TYPE |  | HEAD TYPE | HEXAGON | THREAD DIAMETER | M20 | OVERALL LENGTH | 160 MM | THREAD LENGTH |  | MATERIAL | HIGH TENSILE STEEL | MATERIAL SPECIFICATION | GRADE 8.8 | HEAD SIZE |  | THREAD PITCH | 2.5 MM | THREAD SERIES | METRIC COARSE | COATING/FINISH |  | THREAD DIRECTION |  | TENSILE STRENGTH |  | HARDNESS |  | HAZARD CLASS |  | CERTIFICATION/STANDARD | [41 empty] | Production Completed
STP_009 - Lot7 | Data Enrichment | NEN | OK | 16-10-2023 | 16-10-2023 |  | 1037067 | 1037067 |  |  |  | ERSA | M | 5915 | 1418606GZPCLNT100 | EA |  | BOLT,MACH;HEXAGON,THD DIA M20,LG 40 MM | BOLT,MACH;HEXAGON,THD DIA M20,LG 40 MM | BOLT,MACHINE;HEAD TYPE:HEXAGON,THREAD DIAMETER:M20,THREAD PITCH:2.5 MM,OVERALL LENGTH:40 MM,MATERIAL:HIGH TENSILE STEEL,TENSILE STRENGTH:8.8,MNFR:01)KONNECT,PTNO:01)20X40M88B | [18 empty] | KONNECT | 20X40M88B | [16 empty] | https://hpfast.co.nz/documents/Catalogues/20180306_High%20Tensile%20Catalogue.pdf | [9 empty] | ENRICHED | 31161620 Hexagonal bolts |  |  | BOLT | MACHINE | TYPE |  | HEAD TYPE | HEXAGON | THREAD DIAMETER | M20 | OVERALL LENGTH | 40 MM | THREAD LENGTH |  | MATERIAL | HIGH TENSILE STEEL | MATERIAL SPECIFICATION | GRADE 8.8 | HEAD SIZE |  | THREAD PITCH | 2.5 MM | THREAD SERIES | METRIC COARSE | COATING/FINISH |  | THREAD DIRECTION |  | TENSILE STRENGTH |  | HARDNESS |  | HAZARD CLASS |  | CERTIFICATION/STANDARD | [41 empty] | Production Completed
STP_009 - Lot7 | Data Enrichment | NEN | OK | 16-10-2023 | 16-10-2023 |  | 1037313 | 1037313 |  |  |  | ERSA | M | 5915 | 1413341GZPCLNT100 | EA |  | BOLT,MACH;HEXAGON,THD DIA M20,LG 85 MM | BOLT,MACH;HEXAGON,THD DIA M20,LG 85 MM | BOLT,MACHINE;HEAD TYPE:HEXAGON,THREAD DIAMETER:M20,THREAD PITCH:2.5 MM,OVERALL LENGTH:85 MM,MATERIAL:HIGH TENSILE STEEL,TENSILE STRENGTH:8.8,MNFR:01)KONNECT,PTNO:01)20X85M88B | [18 empty] | KONNECT | 20X85M88B | [16 empty] | https://hpfast.co.nz/documents/Catalogues/20180306_High%20Tensile%20Catalogue.pdf | [9 empty] | ENRICHED | 31161620 Hexagonal bolts |  |  | BOLT | MACHINE | TYPE |  | HEAD TYPE | HEXAGON | THREAD DIAMETER | M20 | OVERALL LENGTH | 85 MM | THREAD LENGTH |  | MATERIAL | HIGH TENSILE STEEL | MATERIAL SPECIFICATION | GRADE 8.8 | HEAD SIZE |  | THREAD PITCH | 2.5 MM | THREAD SERIES | METRIC COARSE | COATING/FINISH |  | THREAD DIRECTION |  | TENSILE STRENGTH |  | HARDNESS |  | HAZARD CLASS |  | CERTIFICATION/STANDARD | [41 empty] | Production Completed
STP_009 - Lot7 | Data Enrichment | NEN | OK | 16-10-2023 | 17-10-2023 |  | 1037684 | 1037684 | 1405349 | AU_QM_000250216 |  | ERSA | M | 5915 | 1405349GZPCLNT100 | EA |  | BOLT,MACH;HEXAGON,THD DIA M24,PTCH 3 MM | BOLT,MACH;HEXAGON,THD DIA M24,PTCH 3 MM | BOLT,MACHINE;HEAD TYPE:HEXAGON,THREAD DIAMETER:M24,THREAD PITCH:3 MM,OVERALL LENGTH:150 MM,COATING/FINISH:ZINC PLATED,TENSILE STRENGTH:8.8,MNFR:01)PARTS,PTNO:01)9001P00104 |  | BOLT,MACH;HEXAGON,THD DIA M24,PTCH 3 MMBOLT,MACH;HEX,M24,3MM,150MM,ZINC PLATED | [15 empty] | 9001P00104 | [28 empty] | CLEANSED | 31161620 Hexagonal bolts |  |  | BOLT | MACHINE | TYPE |  | HEAD TYPE | HEXAGON | THREAD DIAMETER | M24 | OVERALL LENGTH | 150 MM | THREAD LENGTH |  | MATERIAL | HIGH TENSILE STEEL | MATERIAL SPECIFICATION | GRADE 8.8 | HEAD SIZE |  | THREAD PITCH | 3 MM | THREAD SERIES | METRIC COARSE | COATING/FINISH | ZINC PLATED | THREAD DIRECTION |  | TENSILE STRENGTH |  | HARDNESS |  | HAZARD CLASS |  | CERTIFICATION/STANDARD | [41 empty] | Production Completed
STP_009 - Lot7 | Data Enrichment | NEN | OK | 16-10-2023 | 16-10-2023 |  | 1037835 | 1037835 |  |  |  | ERSA | M | 5915 | 1423189GZPCLNT100 | EA |  | BOLT,MACH;HEXAGON,THD DIA M24,PTCH 3 MM | BOLT,MACH;HEXAGON,THD DIA M24,PTCH 3 MM | BOLT,MACHINE;HEAD TYPE:HEXAGON,THREAD DIAMETER:M24,THREAD PITCH:3 MM,OVERALL LENGTH:80 MM,MATERIAL:HIGH TENSILE STEEL,TENSILE STRENGTH:8.8,MNFR:01)KONNECT,PTNO:01)24X80M88B | [18 empty] | KONNECT | 24X80M88B | [16 empty] | https://hpfast.co.nz/documents/Catalogues/20180306_High%20Tensile%20Catalogue.pdf | [9 empty] | ENRICHED | 31161620 Hexagonal bolts |  |  | BOLT | MACHINE | TYPE |  | HEAD TYPE | HEXAGON | THREAD DIAMETER | M24 | OVERALL LENGTH | 80 MM | THREAD LENGTH |  | MATERIAL | HIGH TENSILE STEEL | MATERIAL SPECIFICATION | GRADE 8.8 | HEAD SIZE |  | THREAD PITCH | 3 MM | THREAD SERIES | METRIC COARSE | COATING/FINISH |  | THREAD DIRECTION |  | TENSILE STRENGTH |  | HARDNESS |  | HAZARD CLASS |  | CERTIFICATION/STANDARD | [41 empty] | Production Completed
STP_009 - Lot7 | Data Enrichment | NEN | OK | 16-10-2023 | 16-10-2023 |  | 1038031 | 1038031 |  |  |  | ERSA | M | 5915 | 1418841GZPCLNT100 | EA |  | BOLT,MACH;HEXAGON,THD DIA M30,LG 170 MM | BOLT,MACH;HEXAGON,THD DIA M30,LG 170 MM | BOLT,MACHINE;HEAD TYPE:HEXAGON,THREAD DIAMETER:M30,THREAD PITCH:3.5 MM,OVERALL LENGTH:170 MM,MATERIAL:HIGH TENSILE STEEL,TENSILE STRENGTH:8.8,MNFR:01)KONNECT,PTNO:01)30X170M88B | [18 empty] | KONNECT | 30X170M88B | [16 empty] | https://hpfast.co.nz/documents/Catalogues/20180306_High%20Tensile%20Catalogue.pdf | [9 empty] | ENRICHED | 31161620 Hexagonal bolts |  |  | BOLT | MACHINE | TYPE |  | HEAD TYPE | HEXAGON | THREAD DIAMETER | M30 | OVERALL LENGTH | 170 MM | THREAD LENGTH |  | MATERIAL | HIGH TENSILE STEEL | MATERIAL SPECIFICATION | GRADE 8.8 | HEAD SIZE |  | THREAD PITCH | 3.5 MM | THREAD SERIES | METRIC COARSE | COATING/FINISH |  | THREAD DIRECTION |  | TENSILE STRENGTH |  | HARDNESS |  | HAZARD CLASS |  | CERTIFICATION/STANDARD | [41 empty] | Production Completed
STP_009 - Lot7 | Data Enrichment | NEN | OK | 16-10-2023 | 16-10-2023 |  | 1097922 | 1097922 | 1391842 | AU_QM_000233804 |  | ERSA | M | 1540 | 1391842GZPCLNT100 | EA | 3000003 | BOLT;CAT,031-0223 | BOLT;CAT,031-0223 | BOLT;MNFR:CATERPILLAR,PTNO:031-0223 |  | BOLT;CAT,031-0223BOLT;HAS,031-0223 | CATERPILLAR | 031-0223 | [14 empty] | CATERPILLAR | 031-0223 | HASTINGS DEERING(AUSTRALIA) LTD | [15 empty] | https://parts.cat.com/en/catcorp/031-0223 | [9 empty] | ENRICHED | 31161620 Hexagonal bolts |  |  | BOLT | MACHINE | TYPE | SELF LOCKING | HEAD TYPE | HEXAGON | THREAD DIAMETER | 1/2 IN | OVERALL LENGTH | 1-3/4 IN | THREAD LENGTH | 3⁄8 IN | MATERIAL | STEEL | MATERIAL SPECIFICATION | GRADE 8 | HEAD SIZE | 3/4 WDX7⁄16 HT IN | THREAD PITCH | 13 TPI | THREAD SERIES |  | COATING/FINISH |  | THREAD DIRECTION |  | TENSILE STRENGTH | 150 KSI | HARDNESS |  | HAZARD CLASS |  | CERTIFICATION/STANDARD | ISO, ASTM, ASME,SAE J429,ROHS | [40 empty] | Production Completed
STP_009 - Lot7 | Data Enrichment | NEN | OK | 16-10-2023 | 16-10-2023 |  | 1097288 | 1097288 | 1382365 | AU_QM_000222467 |  | ERSA | M | 1540 | 1382365GZPCLNT100 | EA | 3000003 | BOLT;CAT,0310231 | BOLT;CAT,0310231 | BOLT;MNFR:CATERPILLAR,PTNO:0310231 |  | BOLT;CAT,0310231BOLT;HAS,0310231 | CATERPILLAR | 0310231 | [14 empty] | CATERPILLAR | 031-0231 | HASTINGS DEERING(AUSTRALIA) LTD | [15 empty] | https://parts.cat.com/en/catcorp/031-0231 | [9 empty] | ENRICHED | 31161620 Hexagonal bolts |  |  | BOLT | MACHINE | TYPE |  | HEAD TYPE | HEXAGON SOCKET FLAT | THREAD DIAMETER | 3/8 IN | OVERALL LENGTH | 2-1/4 IN | THREAD LENGTH |  | MATERIAL |  | MATERIAL SPECIFICATION |  | HEAD SIZE |  | THREAD PITCH | 16 TPI | THREAD SERIES |  | COATING/FINISH |  | THREAD DIRECTION |  | TENSILE STRENGTH |  | HARDNESS |  | HAZARD CLASS |  | CERTIFICATION/STANDARD | [41 empty] | Production Completed
STP_009 - Lot7 | Data Enrichment | NEN | OK | 16-10-2023 | 16-10-2023 |  | 1097868 | 1097868 | 1392773 | AU_QM_000236107 |  | ERSA | M | 1540 | 1392773GZPCLNT100 | EA | 3000003 | BOLT;CAT,0950674 | BOLT;CAT,0950674 | BOLT;MNFR:CATERPILLAR,PTNO:0950674 |  | OEM-E-LISTBOLT;CAT,0950674 | CATERPILLAR | 0950674 | [14 empty] | CATERPILLAR | 095-0674 | [16 empty] | https://parts.cat.com/en/catcorp/095-0674 | [9 empty] | ENRICHED | 31161620 Hexagonal bolts |  |  | BOLT | MACHINE | TYPE |  | HEAD TYPE | HEXAGON SOCKET | THREAD DIAMETER | M12 | OVERALL LENGTH | 65 MM | THREAD LENGTH | 35 MM | MATERIAL |  | MATERIAL SPECIFICATION |  | HEAD SIZE | 18 MM WD | THREAD PITCH | 1.75 MM | THREAD SERIES | UNC | COATING/FINISH |  | THREAD DIRECTION |  | TENSILE STRENGTH |  | HARDNESS |  | HAZARD CLASS |  | CERTIFICATION/STANDARD | [41 empty] | Production Completed
STP_009 - Lot7 | Data Enrichment | NEN | OK | 16-10-2023 | 16-10-2023 |  | 1097199 | 1097199 | 1384781 | AU_QM_000225427 |  | ERSA | M | 1540 | 1384781GZPCLNT100 | EA | 3000003 | BOLT;CAT,0L-0472 | BOLT;CAT,0L-0472 | BOLT;MNFR:CATERPILLAR,PTNO:0L-0472 |  | BOLT;CAT,0L-0472BOLT;HAS,0L-0472 | CATERPILLAR | 0L-0472 | [14 empty] | CATERPILLAR | 0L-0472 | HASTINGS DEERING(AUSTRALIA) LTD | [15 empty] | https://parts.cat.com/en/catcorp/0L-0472 | [9 empty] | ENRICHED | 31161620 Hexagonal bolts |  |  | BOLT | MACHINE | TYPE |  | HEAD TYPE | HEXAGON | THREAD DIAMETER | 3/8 IN | OVERALL LENGTH | 3/4 IN | THREAD LENGTH | 1/8 IN | MATERIAL | STEEL | MATERIAL SPECIFICATION | GRADE 8 | HEAD SIZE | 9/16 WDX19⁄64 HT IN | THREAD PITCH | 24 TPI | THREAD SERIES | UNF | COATING/FINISH | PHOSPHATE + OIL | THREAD DIRECTION |  | TENSILE STRENGTH | 150 KSI | HARDNESS |  | HAZARD CLASS |  | CERTIFICATION/STANDARD | ISO, ASTM, ASME,SAE J429,ROHS | [40 empty] | Production Completed
STP_009 - Lot7 | Data Enrichment | NEN | OK | 16-10-2023 | 16-10-2023 |  | 1074563 | 1074563 |  |  |  | ERSA | M | 3730 | 1109303GZPCLNT100 | EA | 3000003 | BOLT;CAT,0S1627,3/4 IN-10 TPI,4-1/2 IN | PERNO;CAT,0S1627,3/4 IN-10 TPI,4-1/2 IN | BOLT;MNFR:CATERPILLAR,PTNO:0S1627,ADDITIONAL FEATURES EN:3/4 IN-10 TPI,4-1/2 IN | PERNO;MNFR:CATERPILLAR,PTNO:0S1627,CARACTERISTICAS ADICIONALES ES:3/4 IN-10 TPI,4-1/2 IN |  | CATERPILLAR | 0S1627 | [14 empty] | CATERPILLAR | 0S-1627 | [16 empty] | https://parts.cat.com/en/catcorp/0S-1627 | [9 empty] | ENRICHED | 31161620 Hexagonal bolts |  |  | BOLT | MACHINE | TYPE |  | HEAD TYPE | HEXAGON | THREAD DIAMETER | 3/4 IN | OVERALL LENGTH | 4-1/2 IN | THREAD LENGTH | 2-3/4 IN | MATERIAL | STEEL | MATERIAL SPECIFICATION | GRADE 8 | HEAD SIZE | 1-1/8 WDX37⁄64 HT IN | THREAD PITCH | 10 TPI | THREAD SERIES | UNC | COATING/FINISH | ZINC PHOSPHATE + OIL | THREAD DIRECTION |  | TENSILE STRENGTH | 150 KSI | HARDNESS |  | HAZARD CLASS |  | CERTIFICATION/STANDARD | ISO, ASTM, ASME,SAE J429,ROHS | [40 empty] | Production Completed
STP_009 - Lot7 | Data Enrichment | NEN | OK | 16-10-2023 | 16-10-2023 |  | 1097867 | 1097867 | 1392775 | AU_QM_000236110 |  | ERSA | M | 1540 | 1392775GZPCLNT100 | EA | 3000003 | BOLT;CAT,1003866 | BOLT;CAT,1003866 | BOLT;MNFR:CATERPILLAR,PTNO:1003866 |  | OEM-E-LISTBOLT;CAT,1003866 | CATERPILLAR | 1003866 | [14 empty] | CATERPILLAR | 100-3866 | [16 empty] | https://parts.cat.com/en/catcorp/100-3866 | [9 empty] | ENRICHED | 31161620 Hexagonal bolts |  |  | BOLT | MACHINE | TYPE |  | HEAD TYPE | HEXAGON | THREAD DIAMETER | M16 | OVERALL LENGTH | 40 MM | THREAD LENGTH | 6 MM | MATERIAL | STEEL | MATERIAL SPECIFICATION | GRADE 10.9 | HEAD SIZE | 24 WDX10 HT MM | THREAD PITCH | 2 MM | THREAD SERIES | UNC | COATING/FINISH | ZINC FLAKE | THREAD DIRECTION |  | TENSILE STRENGTH | 1040 MPA | HARDNESS |  | HAZARD CLASS |  | CERTIFICATION/STANDARD | ISO 898-1, ASTM, ASME,SAE,ROHS | [40 empty] | Production Completed
STP_009 - Lot7 | Data Enrichment | NEN | OK | 16-10-2023 | 16-10-2023 |  | 1074127 | 1074127 |  |  |  | ERSA | M | 3730 | 1144645GZPCLNT100 | EA | 3000003 | BOLT;CAT,1017404 | PERNO;CAT,1017404 | BOLT;MNFR:CATERPILLAR,PTNO:1017404 | PERNO;MNFR:CATERPILLAR,PTNO:1017404 |  | CATERPILLAR | 1017404 | [14 empty] | CATERPILLAR | 101-7404 | [16 empty] | https://parts.cat.com/en/catcorp/101-7404 | [9 empty] | ENRICHED | 31161620 Hexagonal bolts |  |  | BOLT | MACHINE | TYPE |  | HEAD TYPE | HEXAGON SOCKET | THREAD DIAMETER | M10 | OVERALL LENGTH | 30 MM | THREAD LENGTH | 5 MM | MATERIAL | STEEL | MATERIAL SPECIFICATION | GRADE 12.9 | HEAD SIZE | 8 WDX5 HT MM | THREAD PITCH | 1.5 MM | THREAD SERIES |  | COATING/FINISH | ZINC FLAKE | THREAD DIRECTION |  | TENSILE STRENGTH | 1220 MPA | HARDNESS |  | HAZARD CLASS |  | CERTIFICATION/STANDARD | ISO 898-1, ASTM, ASME,SAE,ROHS | [40 empty] | Production Completed
STP_009 - Lot7 | Data Enrichment | NEN | OK | 16-10-2023 | 16-10-2023 |  | 1073967 | 1073967 |  |  |  | ERSA | M | 3730 | 1084917GZPCLNT100 | EA | 3000003 | BOLT;CAT,1070269,HD,M8 X 1.25 X 50 MM | PERNO;CAT,1070269,CABEZAL,M8 X 1,25 X | BOLT;MNFR:CATERPILLAR,PTNO:1070269,ADDITIONAL FEATURES EN:HEAD,M8 X 1.25 X 50 MM | PERNO;MNFR:CATERPILLAR,PTNO:1070269,CARACTERISTICAS ADICIONALES ES:CABEZAL,M8 X 1,25 X 50Ã‚Â MM |  | CATERPILLAR | 1070269 | [14 empty] | CATERPILLAR | 107-0269 | [16 empty] | https://parts.cat.com/en/catcorp/107-0269 | [9 empty] | ENRICHED | 31161620 Hexagonal bolts |  |  | BOLT | MACHINE | TYPE |  | HEAD TYPE | HEXAGON SOCKET | THREAD DIAMETER | M8 | OVERALL LENGTH | 50 MM | THREAD LENGTH | 22 MM | MATERIAL | STEEL | MATERIAL SPECIFICATION |  | HEAD SIZE | 6 WDX8 HT MM | THREAD PITCH | 1.25 MM | THREAD SERIES | METRIC | COATING/FINISH | ZINC FLAKE | THREAD DIRECTION |  | TENSILE STRENGTH |  | HARDNESS |  | HAZARD CLASS |  | CERTIFICATION/STANDARD | [41 empty] | Production Completed
STP_009 - Lot7 | Data Enrichment | NEN | OK | 16-10-2023 | 16-10-2023 |  | 1077773 | 1077773 |  |  |  | ERSA | M | 1540 | 1188883GZPCLNT100 | EA | 3000003 | BOLT;CAT,1073953 | BOLT;CAT,1073953 | BOLT;MNFR:CATERPILLAR,PTNO:1073953 |  |  | CATERPILLAR | 1073953 | [14 empty] | CATERPILLAR | 107-3953 | [16 empty] | https://parts.cat.com/en/catcorp/107-3953 | [9 empty] | ENRICHED | 31161620 Hexagonal bolts |  |  | BOLT | MACHINE | TYPE | SELF LOCKING | HEAD TYPE | HEXAGON | THREAD DIAMETER | M30 | OVERALL LENGTH | 150 MM | THREAD LENGTH | 78 MM | MATERIAL | STEEL | MATERIAL SPECIFICATION | GRADE 10.9 | HEAD SIZE | 46 WDX19 HT MM | THREAD PITCH | 3.5 MM | THREAD SERIES | UNC | COATING/FINISH | ZINC FLAKE | THREAD DIRECTION |  | TENSILE STRENGTH | 1040 MPA | HARDNESS |  | HAZARD CLASS |  | CERTIFICATION/STANDARD | ISO 898-1, ASTM, ASME,SAE,ROHS | [40 empty] | Production Completed
STP_009 - Lot7 | Data Enrichment | NEN | OK | 16-10-2023 | 16-10-2023 |  | 1016975 | 1016975 |  |  |  | ERSA | M | 3730 | 1259980GZPCLNT100 | EA | 3000003 | BOLT;CAT,1253298 | PERNO;CAT,1253298 | BOLT;MNFR:CATERPILLAR,PTNO:1253298 | PERNO;MNFR:CATERPILLAR,PTNO:1253298 |  | CATERPILLAR | 1253298 | [14 empty] | CATERPILLAR | 125-3298 | [16 empty] | https://parts.cat.com/en/catcorp/125-3298 | [9 empty] | ENRICHED | 31161620 Hexagonal bolts |  |  | BOLT | MACHINE | TYPE |  | HEAD TYPE | HEXAGON SOCKET | THREAD DIAMETER | M5 | OVERALL LENGTH | 12 MM | THREAD LENGTH | 2.4 MM | MATERIAL | STEEL | MATERIAL SPECIFICATION | GRADE 12.9 | HEAD SIZE | 8.5 DIAX5 HT MM | THREAD PITCH | 0.8 MM | THREAD SERIES |  | COATING/FINISH | ZINC FLAKE | THREAD DIRECTION |  | TENSILE STRENGTH |  | HARDNESS |  | HAZARD CLASS |  | CERTIFICATION/STANDARD | ISO 898-1, ASTM, ASME,SAE,ROHS | [40 empty] | Production Completed
STP_009 - Lot7 | Data Enrichment | NEN | OK | 16-10-2023 | 16-10-2023 |  | 1073475 | 1073475 |  |  |  | ERSA | M | 3730 | 1086523GZPCLNT100 | EA | 3000003 | BOLT;CAT,1293181,SCKT HD M10 X 1.5 X 55 | PERNO;CAT,1293181,CABEZAL ALLEN M10 X | BOLT;MNFR:CATERPILLAR,PTNO:1293181,ADDITIONAL FEATURES EN:SOCKET HEAD M10 X 1.5 X 55 MM | PERNO;MNFR:CATERPILLAR,PTNO:1293181,CARACTERISTICAS ADICIONALES ES:CABEZAL ALLEN M10 X 1.5 X 55 MM |  | CATERPILLAR | 1293181 | [14 empty] | CATERPILLAR | 129-3181 | [16 empty] | https://parts.cat.com/en/catcorp/129-3181 | [9 empty] | ENRICHED | 31161620 Hexagonal bolts |  |  | BOLT | MACHINE | TYPE |  | HEAD TYPE | HEXAGON SOCKET | THREAD DIAMETER | M10 | OVERALL LENGTH | 55 MM | THREAD LENGTH | 23 MM | MATERIAL | STEEL | MATERIAL SPECIFICATION |  | HEAD SIZE | 8 WDX10 HT MM | THREAD PITCH | 1.5 MM | THREAD SERIES | METRIC | COATING/FINISH | ZINC FLAKE | THREAD DIRECTION |  | TENSILE STRENGTH |  | HARDNESS |  | HAZARD CLASS |  | CERTIFICATION/STANDARD | [41 empty] | Production Completed
STP_009 - Lot7 | Data Enrichment | NEN | OK | 16-10-2023 | 16-10-2023 |  | 1097084 | 1097084 | 1386417 | AU_QM_000227365 |  | ERSA | M | 1540 | 1386417GZPCLNT100 | EA | 3000003 | BOLT;CAT,1309864 | BOLT;CAT,1309864 | BOLT;MNFR:CATERPILLAR,PTNO:1309864 |  | BOLT;CAT,1309864BOLT;HAS,1309864 | CATERPILLAR | 1309864 | [14 empty] | CATERPILLAR | 130-9864 | HASTINGS DEERING(AUSTRALIA) LTD | [15 empty] | https://parts.cat.com/en/catcorp/130-9864 | [9 empty] | ENRICHED | 31161620 Hexagonal bolts |  |  | BOLT | MACHINE | TYPE |  | HEAD TYPE | HEXAGON | THREAD DIAMETER | M14 | OVERALL LENGTH | 25 MM | THREAD LENGTH | 6 MM | MATERIAL | STEEL | MATERIAL SPECIFICATION | GRADE 10.9 | HEAD SIZE | 22 WDX9.1 HT MM | THREAD PITCH | 2 MM | THREAD SERIES |  | COATING/FINISH | ZINC PLATED | THREAD DIRECTION |  | TENSILE STRENGTH | 1040 MPA | HARDNESS |  | HAZARD CLASS |  | CERTIFICATION/STANDARD | ISO 898-1, ASTM, ASME,SAE,ROHS | [40 empty] | Production Completed
STP_009 - Lot7 | Data Enrichment | NEN | OK | 16-10-2023 | 16-10-2023 |  | 1097858 | 1097858 | 1392786 | AU_QM_000236121 |  | ERSA | M | 1540 | 1392786GZPCLNT100 | EA | 3000003 | BOLT;CAT,1340673 | BOLT;CAT,1340673 | BOLT;MNFR:CATERPILLAR,PTNO:1340673 |  | OEM-E-LISTBOLT;CAT,1340673 | CATERPILLAR | 1340673 | [14 empty] | CATERPILLAR | 134-0673 | [16 empty] | https://parts.cat.com/en/catcorp/134-0673 | [9 empty] | ENRICHED | 31161620 Hexagonal bolts |  |  | BOLT | MACHINE | TYPE |  | HEAD TYPE | HEXAGON | THREAD DIAMETER | M10 | OVERALL LENGTH | 50 MM | THREAD LENGTH |  | MATERIAL |  | MATERIAL SPECIFICATION |  | HEAD SIZE |  | THREAD PITCH | 1.5 MM | THREAD SERIES |  | COATING/FINISH |  | THREAD DIRECTION |  | TENSILE STRENGTH |  | HARDNESS |  | HAZARD CLASS |  | CERTIFICATION/STANDARD | [41 empty] | Production Completed
STP_009 - Lot7 | Data Enrichment | NEN | OK | 16-10-2023 | 16-10-2023 |  | 1097563 | 1097563 | 1372621 | AU_QM_000197106 |  | ERSA | M | 1540 | 1372621GZPCLNT100 | EA | 3000003 | BOLT;CAT,1347722 | BOLT;CAT,1347722 | BOLT;MNFR:CATERPILLAR,PTNO:1347722 |  | BOLT;CAT,1347722BOLT;HAS,1347722 | CATERPILLAR | 1347722 | [14 empty] | CATERPILLAR | 134-7722 | HASTINGS DEERING(AUSTRALIA) LTD | [15 empty] | https://parts.cat.com/en/catcorp/134-7722 | [9 empty] | ENRICHED | 31161620 Hexagonal bolts |  |  | BOLT | MACHINE | TYPE |  | HEAD TYPE | HEXAGON | THREAD DIAMETER | M8 | OVERALL LENGTH | 16 MM | THREAD LENGTH | 4 MM | MATERIAL | STEEL | MATERIAL SPECIFICATION | GRADE 10.9 | HEAD SIZE | 13 WDX5.5 HT MM | THREAD PITCH | 1.25 MM | THREAD SERIES | UNC | COATING/FINISH | ZINC FLAKE | THREAD DIRECTION |  | TENSILE STRENGTH | 1040 MPA | HARDNESS |  | HAZARD CLASS |  | CERTIFICATION/STANDARD | ISO 898-1, ASTM, ASME,SAE,ROHS | [40 empty] | Production Completed
STP_009 - Lot7 | Data Enrichment | NEN | OK | 16-10-2023 | 16-10-2023 |  | 1076904 | 1076904 |  |  |  | ERSA | M | 1540 | 1059878GZPCLNT100 | EA | 3000003 | BOLT;CAT,1383252,CYL HD | BOLT;CAT,1383252,CYL HD | BOLT;MNFR:CATERPILLAR,PTNO:1383252,ADDITIONAL FEATURES EN:CYLINDER HEAD |  |  | CATERPILLAR | 1383252 | [14 empty] | CATERPILLAR | 138-3252 | [16 empty] | https://parts.cat.com/en/catcorp/138-3252 | [9 empty] | ENRICHED | 31161600 Bolts |  |  | BOLT | MACHINE | TYPE |  | HEAD TYPE | 12-POINT | THREAD DIAMETER | M20 | OVERALL LENGTH | 170 MM | THREAD LENGTH | 118 MM | MATERIAL | STEEL | MATERIAL SPECIFICATION | GRADE 11.9 | HEAD SIZE | 30 DIAX20 HT MM | THREAD PITCH | 2.5 MM | THREAD SERIES |  | COATING/FINISH | ZINC PHOSPHATE + OIL | THREAD DIRECTION |  | TENSILE STRENGTH | 1170 MPA | HARDNESS |  | HAZARD CLASS |  | CERTIFICATION/STANDARD | [41 empty] | Production Completed
STP_009 - Lot7 | Data Enrichment | NEN | OK | 16-10-2023 | 16-10-2023 |  | 1097548 | 1097548 | 1373603 | AU_QM_000202434 |  | ERSA | M | 1540 | 1373603GZPCLNT100 | EA | 3000003 | BOLT;CAT,140-8783 | BOLT;CAT,140-8783 | BOLT;MNFR:CATERPILLAR,PTNO:140-8783 |  | BOLT;CAT,140-8783BOLT;HAS,140-8783 | CATERPILLAR | 140-8783 | [14 empty] | CATERPILLAR | 140-8783 | HASTINGS DEERING(AUSTRALIA) LTD | [15 empty] | https://parts.cat.com/en/catcorp/140-8783 | [9 empty] | ENRICHED | 31161620 Hexagonal bolts |  |  | BOLT | MACHINE | TYPE |  | HEAD TYPE | HEXAGON FLANGE | THREAD DIAMETER | M10 | OVERALL LENGTH | 45 MM | THREAD LENGTH | 19 MM | MATERIAL | STEEL | MATERIAL SPECIFICATION | GRADE 8.8 | HEAD SIZE | 13 WDX9.7 HT MM | THREAD PITCH | 1.5 MM | THREAD SERIES |  | COATING/FINISH | Electroplated Zinc | THREAD DIRECTION |  | TENSILE STRENGTH |  | HARDNESS |  | HAZARD CLASS |  | CERTIFICATION/STANDARD | ISO 4162, ASTM, ASME,SAE,ROHS | [40 empty] | Production Completed
STP_009 - Lot7 | Data Enrichment | NEN | OK | 16-10-2023 | 16-10-2023 |  | 1097856 | 1097856 | 1392788 | AU_QM_000236123 |  | ERSA | M | 1540 | 1392788GZPCLNT100 | EA | 3000003 | BOLT;CAT,1430811 | PERNO;CAT,6V8675 | BOLT;MNFR:CATERPILLAR,PTNO:1430811 |  | OEM-E-LISTBOLT;CAT,1430811 | CATERPILLAR | 1430811 | [14 empty] | CATERPILLAR | 143-0811 | [16 empty] | https://parts.cat.com/en/catcorp/143-0811 | [9 empty] | ENRICHED | 31161620 Hexagonal bolts |  |  | BOLT | MACHINE | TYPE |  | HEAD TYPE | HEXAGON | THREAD DIAMETER | M12 | OVERALL LENGTH | 35 MM | THREAD LENGTH | 5 MM | MATERIAL | STEEL | MATERIAL SPECIFICATION | GRADE 11.9 | HEAD SIZE | 18 WDX8 HT MM | THREAD PITCH | 1.75 MM | THREAD SERIES |  | COATING/FINISH | ZINC PHOSPHATE + OIL | THREAD DIRECTION |  | TENSILE STRENGTH | 1170 MPA | HARDNESS |  | HAZARD CLASS |  | CERTIFICATION/STANDARD | ISO, ASTM, ASME,SAE,ROHS | [40 empty] | Production Completed
STP_009 - Lot7 | Data Enrichment | NEN | OK | 16-10-2023 | 16-10-2023 |  | 1097855 | 1097855 | 1392789 | AU_QM_000236124 |  | ERSA | M | 1540 | 1392789GZPCLNT100 | EA | 3000003 | BOLT;CAT,1512900 | BOLT;CAT,1512900 | BOLT;MNFR:CATERPILLAR,PTNO:1512900 |  | OEM-E-LISTBOLT;CAT,1512900 | CATERPILLAR | 1512900 | [14 empty] | CATERPILLAR | 151-2900 | [16 empty] | https://parts.cat.com/en/catcorp/151-2900 | [9 empty] | ENRICHED | 31161620 Hexagonal bolts |  |  | BOLT | MACHINE | TYPE |  | HEAD TYPE | HEXAGON FLANGE | THREAD DIAMETER | M10 | OVERALL LENGTH | 55 MM | THREAD LENGTH | 28.25 MM | MATERIAL |  | MATERIAL SPECIFICATION |  | HEAD SIZE |  | THREAD PITCH | 1.5 MM | THREAD SERIES |  | COATING/FINISH |  | THREAD DIRECTION |  | TENSILE STRENGTH |  | HARDNESS |  | HAZARD CLASS |  | CERTIFICATION/STANDARD | ISO, ASTM, ASME,SAE,ROHS | [40 empty] | Production Completed
STP_009 - Lot7 | Data Enrichment | NEN | OK | 16-10-2023 | 16-10-2023 |  | 1097854 | 1097854 | 1392793 | AU_QM_000236129 |  | ERSA | M | 1540 | 1392793GZPCLNT100 | EA | 3000003 | BOLT;CAT,1566964 | BOLT;CAT,1566964 | BOLT;MNFR:CATERPILLAR,PTNO:1566964 |  | OEM-E-LISTBOLT;CAT,1566964 | CATERPILLAR | 1566964 | [14 empty] | CATERPILLAR | 156-6964 | [16 empty] | https://parts.cat.com/en/catcorp/156-6964 | [9 empty] | ENRICHED | 31161620 Hexagonal bolts |  |  | BOLT | MACHINE | TYPE | SELF-LOCKING | HEAD TYPE | HEXAGON FLANGE | THREAD DIAMETER | M8 | OVERALL LENGTH | 30 MM | THREAD LENGTH | 3.125 MM | MATERIAL | STEEL | MATERIAL SPECIFICATION | GRADE 8.8 | HEAD SIZE | 10 WDX8.5 HT MM | THREAD PITCH | 1.25 MM | THREAD SERIES |  | COATING/FINISH | Electroplated Zin | THREAD DIRECTION |  | TENSILE STRENGTH |  | HARDNESS |  | HAZARD CLASS |  | CERTIFICATION/STANDARD | ISO 4162,ASTM, ASME,SAE,ROHS | [40 empty] | Production Completed
STP_009 - Lot7 | Data Enrichment | NEN | OK | 16-10-2023 | 16-10-2023 |  | 1071559 | 1071559 |  |  |  | ERSA | M | 3730 | 1313396GZPCLNT100 | EA | 3000003 | BOLT;CAT,1567439 | PERNO;CAT,1567439 | BOLT;MNFR:CATERPILLAR,PTNO:1567439 | PERNO;MNFR:CATERPILLAR,PTNO:1567439 |  | CATERPILLAR | 1567439 | [14 empty] | CATERPILLAR | 156-7439 | [16 empty] | https://parts.cat.com/en/catcorp/156-7439 | [9 empty] | ENRICHED | 31161620 Hexagonal bolts |  |  | BOLT | MACHINE | TYPE |  | HEAD TYPE | HEXAGON | THREAD DIAMETER | 5/8 IN | OVERALL LENGTH | 6-1/4 IN | THREAD LENGTH | 4-1/2 IN | MATERIAL | STEEL | MATERIAL SPECIFICATION | GRADE 8 | HEAD SIZE | 15/16 WDX15⁄32 HT IN | THREAD PITCH | 18 TPI | THREAD SERIES |  | COATING/FINISH | ZINC PHOSPHATE + OIL | THREAD DIRECTION |  | TENSILE STRENGTH | 150 KSI | HARDNESS |  | HAZARD CLASS |  | CERTIFICATION/STANDARD | ISO, ASTM, ASME,SAE J429,ROHS | [40 empty] | Production Completed
STP_009 - Lot7 | Data Enrichment | NEN | OK | 16-10-2023 | 16-10-2023 |  | 1097928 | 1097928 | 1391707 | AU_QM_000233637 |  | ERSA | M | 1540 | 1391707GZPCLNT100 | EA | 3000003 | BOLT;CAT,159-8405 | BOLT;CAT,159-8405 | BOLT;MNFR:CATERPILLAR,PTNO:159-8405 |  | BOLT;CAT,159-8405BOLT;HAS,159-8405 | CATERPILLAR | 159-8405 | [14 empty] | CATERPILLAR | 159-8405 | HASTINGS DEERING(AUSTRALIA) LTD | [15 empty] | https://parts.cat.com/en/catcorp/159-8405 | [9 empty] | ENRICHED | 31161631 Shoulder bolt |  | HEAD SIZE:1/4 DIAX5/16 HT IN | BOLT | SHOULDER | TYPE |  | HEAD TYPE | HEXAGON SOCKET | THREAD DIAMETER | 3/8 IN | OVERALL LENGTH | 2-5/8 IN | THREAD LENGTH | 2 IN | SHOULDER DIAMETER |  | SHOULDER LENGTH |  | MATERIAL | STEEL | MATERIAL SPECIFICATION | ASTM A574 | THREAD SERIES |  | THREAD PITCH | 16 TPI | COATING/FINISH | ZINC PLATED | TENSILE STRENGTH | 180 KSI | HARDNESS |  | THREAD DIRECTION |  | HAZARD CLASS |  | CERTIFICATION/STANDARD | ISO, ASTM, ASME,SAE,ROHS | [38 empty] | Production Completed
STP_009 - Lot7 | Data Enrichment | NEN | OK | 16-10-2023 | 16-10-2023 |  | 1073908 | 1073908 |  |  |  | ERSA | M | 3730 | 1088821GZPCLNT100 | EA | 3000003 | BOLT;CAT,1608748,M12 X 1.75 X 55 MM | PERNO;CAT,1608748,M12 X 1.75 X 55 MM | BOLT;MNFR:CATERPILLAR,PTNO:1608748,ADDITIONAL FEATURES EN:M12 X 1.75 X 55 MM | PERNO;MNFR:CATERPILLAR,PTNO:1608748,CARACTERISTICAS ADICIONALES ES:M12 X 1.75 X 55 MM |  | CATERPILLAR | 1608748 | [14 empty] | CATERPILLAR | 160-8748 | [16 empty] | https://parts.cat.com/en/catcorp/160-8748 | [9 empty] | ENRICHED | 31161620 Hexagonal bolts |  |  | BOLT | MACHINE | TYPE |  | HEAD TYPE | HEXAGON | THREAD DIAMETER | M12 | OVERALL LENGTH | 55 MM | THREAD LENGTH |  | MATERIAL |  | MATERIAL SPECIFICATION |  | HEAD SIZE |  | THREAD PITCH | 1.75 MM | THREAD SERIES |  | COATING/FINISH |  | THREAD DIRECTION |  | TENSILE STRENGTH |  | HARDNESS |  | HAZARD CLASS |  | CERTIFICATION/STANDARD | [41 empty] | Production Completed
STP_009 - Lot7 | Data Enrichment | NEN | OK | 16-10-2023 | 16-10-2023 |  | 1034333 | 1034333 | 1392797 | AU_QM_000236134 |  | ERSA | M | 1540 | 1392797GZPCLNT100 | EA | 3000003 | BOLT;CAT,1622165 | BOLT;CAT,1622165 | BOLT;MNFR:CATERPILLAR,PTNO:1622165 |  | OEM-E-LISTBOLT;CAT,1622165 | CATERPILLAR | 1622165 | [14 empty] | CATERPILLAR | 162-2165 | [16 empty] | https://parts.cat.com/en/catcorp/162-2165 | [9 empty] | ENRICHED | 31161620 Hexagonal bolts |  |  | BOLT | MACHINE | TYPE |  | HEAD TYPE | HEXAGON SOCKET | THREAD DIAMETER | M4 | OVERALL LENGTH | 16 MM | THREAD LENGTH | 2 MM | MATERIAL | STEEL | MATERIAL SPECIFICATION | GRADE 12.9 | HEAD SIZE | 7 DIAX4 HT MM | THREAD PITCH | 0.7 MM | THREAD SERIES |  | COATING/FINISH | Zinc Plated | THREAD DIRECTION |  | TENSILE STRENGTH | 1220 MPA | HARDNESS |  | HAZARD CLASS |  | CERTIFICATION/STANDARD | ISO 898-1, ASTM, ASME,SAE,ROHS | [40 empty] | Production Completed
STP_009 - Lot7 | Data Enrichment | NEN | OK | 16-10-2023 | 16-10-2023 |  | 1071764 | 1071764 |  |  |  | ERSA | M | 3730 | 1305537GZPCLNT100 | EA | 3000003 | BOLT;CAT,1726298 | PERNO;CAT,1726298 | BOLT;MNFR:CATERPILLAR,PTNO:1726298 | PERNO;MNFR:CATERPILLAR,PTNO:1726298 |  | CATERPILLAR | 1726298 | [14 empty] | CATERPILLAR | 172-6298 | [16 empty] | https://parts.cat.com/en/catcorp/172-6298 | [9 empty] | ENRICHED | 31161620 Hexagonal bolts |  |  | BOLT | MACHINE | TYPE |  | HEAD TYPE | HEXAGON FLANGE | THREAD DIAMETER | M10 | OVERALL LENGTH | 70 MM | THREAD LENGTH | 44 MM | MATERIAL | STEEL | MATERIAL SPECIFICATION |  | HEAD SIZE | 16 WDX9.7 HT MM | THREAD PITCH | 1.5 MM | THREAD SERIES |  | COATING/FINISH |  | THREAD DIRECTION |  | TENSILE STRENGTH |  | HARDNESS |  | HAZARD CLASS |  | CERTIFICATION/STANDARD | ISO, ASTM, ASME,SAE,ROHS | [40 empty] | Production Completed
STP_009 - Lot7 | Data Enrichment | NEN | OK | 16-10-2023 | 16-10-2023 |  | 1097851 | 1097851 | 1392800 | AU_QM_000236137 |  | ERSA | M | 1540 | 1392800GZPCLNT100 | EA | 3000003 | BOLT;CAT,1729966 | BOLT;CAT,1729966 | BOLT;MNFR:CATERPILLAR,PTNO:1729966 |  | OEM-E-LISTBOLT;CAT,1729966 | CATERPILLAR | 1729966 | [14 empty] | CATERPILLAR | 172-9966 | [16 empty] | https://parts.cat.com/en/catcorp/172-9966 | [9 empty] | ENRICHED | 31161620 Hexagonal bolts |  |  | BOLT | MACHINE | TYPE |  | HEAD TYPE | HEXAGON | THREAD DIAMETER | M12 | OVERALL LENGTH | 65 MM | THREAD LENGTH | 30 MM | MATERIAL | STEEL | MATERIAL SPECIFICATION | GRADE 10.9 | HEAD SIZE | 18 WDX8 HT MM | THREAD PITCH | 1.75 MM | THREAD SERIES | UNC | COATING/FINISH | ZINC FLAKE | THREAD DIRECTION |  | TENSILE STRENGTH | 1040 MPA | HARDNESS |  | HAZARD CLASS |  | CERTIFICATION/STANDARD | ISO 898-1, ASTM, ASME,SAE,ROHS | [40 empty] | Production Completed
STP_009 - Lot7 | Data Enrichment | NEN | OK | 16-10-2023 | 16-10-2023 |  | 1097849 | 1097849 | 1392802 | AU_QM_000236139 |  | ERSA | M | 1540 | 1392802GZPCLNT100 | EA | 3000003 | BOLT;CAT,175-3676 | BOLT;CAT,175-3676 | BOLT;MNFR:CATERPILLAR,PTNO:175-3676 |  | OEM-E-LISTBOLT;CAT,175-3676 | CATERPILLAR | 175-3676 | [14 empty] | CATERPILLAR | 175-3676 | [16 empty] | https://parts.cat.com/en/catcorp/175-3676 | [9 empty] | ENRICHED | 31161620 Hexagonal bolts |  |  | BOLT | MACHINE | TYPE |  | HEAD TYPE | HEXAGON FLANGE | THREAD DIAMETER | M8 | OVERALL LENGTH | 20 MM | THREAD LENGTH | 3-3/4 IN | MATERIAL | STEEL | MATERIAL SPECIFICATION | GRADE 10.9 | HEAD SIZE | 13 WDX11.3 HT MM | THREAD PITCH | 1.25 MM | THREAD SERIES |  | COATING/FINISH | ZINC FLAKE | THREAD DIRECTION |  | TENSILE STRENGTH | 1040 MPA | HARDNESS |  | HAZARD CLASS |  | CERTIFICATION/STANDARD | ISO 898-1, ASTM, ASME,SAE,ROHS | [40 empty] | Production Completed
STP_009 - Lot7 | Data Enrichment | NEN | OK | 16-10-2023 | 16-10-2023 |  | 1074878 | 1074878 |  |  |  | ERSA | M | 3730 | 1090278GZPCLNT100 | EA | 3000003 | BOLT;CAT,1782992,M30 X 3.5 X 220 MM,MNTG | PERNO;CAT,1782992,M30 X 3.5 X 220 MM,SOP | BOLT;MNFR:CATERPILLAR,PTNO:1782992,ADDITIONAL FEATURES EN:M30 X 3.5 X 220 MM,MOUNTING SUPPORT FRONT TRUNNION | PERNO;MNFR:CATERPILLAR,PTNO:1782992,CARACTERISTICAS ADICIONALES ES:M30 X 3.5 X 220 MM,SOPORTE DE MONTAJE DELANTERO |  | CATERPILLAR | 1782992 | [14 empty] | CATERPILLAR | 178-2992 | [16 empty] | https://parts.cat.com/en/catcorp/178-2992 | [9 empty] | ENRICHED | 31161620 Hexagonal bolts |  |  | BOLT | MACHINE | TYPE | MOUNTING SUPPORT FRONT TRUNNION | HEAD TYPE | HEXAGON | THREAD DIAMETER | M30 | OVERALL LENGTH | 220 MM | THREAD LENGTH | 135 MM | MATERIAL | STEEL | MATERIAL SPECIFICATION | GRADE 11.9 | HEAD SIZE | 46 WDX19 HT MM | THREAD PITCH | 3.5 MM | THREAD SERIES |  | COATING/FINISH | ZINC FLAKE | THREAD DIRECTION |  | TENSILE STRENGTH | 1170 MPA | HARDNESS |  | HAZARD CLASS |  | CERTIFICATION/STANDARD | ISO, ASTM, ASME,SAE,ROHS | [40 empty] | Production Completed
STP_009 - Lot7 | Data Enrichment | NEN | OK | 16-10-2023 | 16-10-2023 |  | 1029258 | 1029258 | 1390945 | AU_QM_000232683 |  | ERSA | M | 1540 | 1390945GZPCLNT100 | EA | 3000003 | BOLT;CAT,1786598 | BOLT;CAT,1786598 | BOLT;MNFR:CATERPILLAR,PTNO:1786598 |  | BOLT;CAT,1786598BOLT;HAS,1786598 | CATERPILLAR | 1786598 | [14 empty] | CATERPILLAR | 178-6598 | HASTINGS DEERING(AUSTRALIA) LTD | [15 empty] | https://parts.cat.com/en/catcorp/178-6598 | [9 empty] | ENRICHED | 31161620 Hexagonal bolts |  |  | BOLT | MACHINE | TYPE |  | HEAD TYPE | HEXAGON | THREAD DIAMETER | M12 | OVERALL LENGTH | 135 MM | THREAD LENGTH |  | MATERIAL |  | MATERIAL SPECIFICATION |  | HEAD SIZE |  | THREAD PITCH | 1.25 MM | THREAD SERIES |  | COATING/FINISH |  | THREAD DIRECTION |  | TENSILE STRENGTH |  | HARDNESS |  | HAZARD CLASS |  | CERTIFICATION/STANDARD | [41 empty] | Production Completed
STP_009 - Lot7 | Data Enrichment | NEN | OK | 16-10-2023 | 16-10-2023 |  | 1098227 | 1098227 | 1383088 | AU_QM_000223373 |  | ERSA | M | 1540 | 1383088GZPCLNT100 | EA | 3000003 | BOLT;CAT,1958483 | BOLT;CAT,1958483 | BOLT;MNFR:CATERPILLAR,PTNO:1958483 |  | BOLT;CAT,1958483BOLT;HAS,1958483 | CATERPILLAR | 1958483 | [14 empty] | CATERPILLAR | 195-8483 | HASTINGS DEERING(AUSTRALIA) LTD | [15 empty] | https://parts.cat.com/en/catcorp/195-8483 | [9 empty] | ENRICHED | 31161620 Hexagonal bolts |  |  | BOLT | MACHINE | TYPE |  | HEAD TYPE | HEXAGON | THREAD DIAMETER | M10 | OVERALL LENGTH | 25 MM | THREAD LENGTH |  | MATERIAL | STEEL | MATERIAL SPECIFICATION |  | HEAD SIZE |  | THREAD PITCH | 1.25 MM | THREAD SERIES |  | COATING/FINISH |  | THREAD DIRECTION |  | TENSILE STRENGTH |  | HARDNESS |  | HAZARD CLASS |  | CERTIFICATION/STANDARD | [41 empty] | Production Completed
STP_009 - Lot7 | Data Enrichment | NEN | OK | 16-10-2023 | 16-10-2023 |  | 1097848 | 1097848 | 1392807 | AU_QM_000236145 |  | ERSA | M | 1540 | 1392807GZPCLNT100 | EA | 3000003 | BOLT;CAT,1B9575 | BOLT;CAT,1B9575 | BOLT;MNFR:CATERPILLAR,PTNO:1B9575 |  | OEM-E-LISTBOLT;CAT,1B9575 | CATERPILLAR | 1B9575 | [14 empty] | CATERPILLAR | 1B-9575 | [16 empty] | https://parts.cat.com/en/catcorp/1B-9575 | [9 empty] | ENRICHED | 31161620 Hexagonal bolts |  |  | BOLT | MACHINE | TYPE |  | HEAD TYPE | HEXAGON | THREAD DIAMETER | 5/16 IN | OVERALL LENGTH | 1-3/4 IN | THREAD LENGTH | 7⁄8 IN | MATERIAL | STEEL | MATERIAL SPECIFICATION | GRADE 8 | HEAD SIZE | 1/2 WDX15/64 HT IN | THREAD PITCH | 18 TPI | THREAD SERIES | UNC | COATING/FINISH | ZINC PHOSPHATE + OIL | THREAD DIRECTION |  | TENSILE STRENGTH | 150 KSI | HARDNESS |  | HAZARD CLASS |  | CERTIFICATION/STANDARD | ISO, ASTM, ASME,SAE J429,ROHS | [40 empty] | Production Completed
STP_009 - Lot7 | Data Enrichment | NEN | OK | 16-10-2023 | 16-10-2023 |  | 1075777 | 1075777 |  |  |  | ERSA | M | 3730 | 1109532GZPCLNT100 | EA | 3000003 | BOLT;CAT,1D4609,3/4 IN-10 TPI,3 IN | PERNO;CAT,1D4609,3/4 IN-10 TPI,3 IN | BOLT;MNFR:CATERPILLAR,PTNO:1D4609,ADDITIONAL FEATURES EN:3/4 IN-10 TPI,3 IN | PERNO;MNFR:CATERPILLAR,PTNO:1D4609,CARACTERISTICAS ADICIONALES ES:3/4 IN-10 TPI,3 IN |  | CATERPILLAR | 1D4609 | [14 empty] | CATERPILLAR | 1D-4609 | [16 empty] | https://parts.cat.com/en/catcorp/1D-4609 | [9 empty] | ENRICHED | 31161620 Hexagonal bolts |  |  | BOLT | MACHINE | TYPE |  | HEAD TYPE | HEXAGON | THREAD DIAMETER | 3/4 IN | OVERALL LENGTH | 3 IN | THREAD LENGTH | 1-1/4 IN | MATERIAL | STEEL | MATERIAL SPECIFICATION | GRADE 11.9 | HEAD SIZE | 1-1/8 WDX37/64 HT IN | THREAD PITCH | 10 TPI | THREAD SERIES | UNC | COATING/FINISH | ZINC PHOSPHATE + OIL | THREAD DIRECTION |  | TENSILE STRENGTH | 170 KSI | HARDNESS |  | HAZARD CLASS |  | CERTIFICATION/STANDARD | ISO, ASTM, ASME,SAE,ROHS | [40 empty] | Production Completed
STP_009 - Lot7 | Data Enrichment | NEN | OK | 16-10-2023 | 16-10-2023 |  | 1074554 | 1074554 |  |  |  | ERSA | M | 3730 | 1109539GZPCLNT100 | EA | 3000003 | BOLT;CAT,1D4638,1 IN-8 TPI,3-1/2 IN | PERNO;CAT,1D4638,1 IN-8 TPI,3-1/2 IN | BOLT;MNFR:CATERPILLAR,PTNO:1D4638,ADDITIONAL FEATURES EN:1 IN-8 TPI,3-1/2 IN | PERNO;MNFR:CATERPILLAR,PTNO:1D4638,CARACTERISTICAS ADICIONALES ES:1 IN-8 TPI,3-1/2 IN |  | CATERPILLAR | 1D4638 | [14 empty] | CATERPILLAR | 1D-4638 | [16 empty] | https://parts.cat.com/en/catcorp/1D-4638 | [9 empty] | ENRICHED | 31161620 Hexagonal bolts |  |  | BOLT | MACHINE | TYPE |  | HEAD TYPE | HEXAGON | THREAD DIAMETER | 1 IN | OVERALL LENGTH | 3-1/2 IN | THREAD LENGTH | 1-1/4 IN | MATERIAL | STEEL | MATERIAL SPECIFICATION | GRADE 8 | HEAD SIZE | 1-1/2 WDX45⁄64 HT IN | THREAD PITCH | 8 TPI | THREAD SERIES | UNC | COATING/FINISH | ZINC PHOSPHATE + OIL | THREAD DIRECTION |  | TENSILE STRENGTH | 150 KSI | HARDNESS |  | HAZARD CLASS |  | CERTIFICATION/STANDARD | ISO, ASTM, ASME,SAE J429,ROHS | [40 empty] | Production Completed
STP_009 - Lot7 | Data Enrichment | NEN | OK | 16-10-2023 | 16-10-2023 |  | 1097188 | 1097188 | 1384864 | AU_QM_000225535 |  | ERSA | M | 1540 | 1384864GZPCLNT100 | EA | 3000003 | BOLT;CAT,1J2989 | BOLT;CAT,1J2989 | BOLT;MNFR:CATERPILLAR,PTNO:1J2989 |  | BOLT;CAT,1J2989BOLT;HAS,1J2989 | CATERPILLAR | 1J2989 | [14 empty] | CATERPILLAR | 1J-2989 | HASTINGS DEERING(AUSTRALIA) LTD | [15 empty] | https://parts.cat.com/en/catcorp/1J-2989 | [9 empty] | ENRICHED | 31161620 Hexagonal bolts |  |  | BOLT | MACHINE | TYPE |  | HEAD TYPE | HEXAGON | THREAD DIAMETER | 1 IN | OVERALL LENGTH | 11-3/4 IN | THREAD LENGTH | 10 IN | MATERIAL | STEEL | MATERIAL SPECIFICATION | GRADE 8 | HEAD SIZE | 1-1/2 WDX45⁄64 HT IN | THREAD PITCH | 8 TPI | THREAD SERIES |  | COATING/FINISH |  | THREAD DIRECTION |  | TENSILE STRENGTH | 150 KSI | HARDNESS |  | HAZARD CLASS |  | CERTIFICATION/STANDARD | ISO, ASTM, ASME,SAE J429,ROHS | [40 empty] | Production Completed
STP_009 - Lot7 | Data Enrichment | NEN | OK | 16-10-2023 | 16-10-2023 |  | 1097847 | 1097847 | 1392811 | AU_QM_000236149 |  | ERSA | M | 1540 | 1392811GZPCLNT100 | EA | 3000003 | BOLT;CAT,2012836 | BOLT;CAT,2012836 | BOLT;MNFR:CATERPILLAR,PTNO:2012836 |  | OEM-E-LISTBOLT;CAT,2012836 | CATERPILLAR | 2012836 | [14 empty] | CATERPILLAR | 201-2836 | [16 empty] | https://parts.cat.com/en/catcorp/201-2836 | [9 empty] | ENRICHED | 31161620 Hexagonal bolts |  |  | BOLT | MACHINE | TYPE |  | HEAD TYPE | HEXAGON | THREAD DIAMETER | M24 | OVERALL LENGTH | 200 MM | THREAD LENGTH | 152 MM | MATERIAL | STEEL | MATERIAL SPECIFICATION | GRADE 10.9 | HEAD SIZE | 36 WDX15 HT MM | THREAD PITCH | 3 MM | THREAD SERIES |  | COATING/FINISH | ZINC PLATED | THREAD DIRECTION |  | TENSILE STRENGTH | 1040 MPA | HARDNESS |  | HAZARD CLASS |  | CERTIFICATION/STANDARD | ISO 898-1, ASTM, ASME,SAE,ROHS | [40 empty] | Production Completed
STP_009 - Lot7 | Data Enrichment | NEN | OK | 16-10-2023 | 16-10-2023 |  | 1097846 | 1097846 | 1392812 | AU_QM_000236150 |  | ERSA | M | 1540 | 1392812GZPCLNT100 | EA | 3000003 | BOLT;CAT,2026473 | BOLT;CAT,2026473 | BOLT;MNFR:CATERPILLAR,PTNO:2026473 |  | OEM-E-LISTBOLT;CAT,2026473 | CATERPILLAR | 2026473 | [14 empty] | CATERPILLAR | 202-6473 | [16 empty] | https://parts.cat.com/en/catcorp/202-6473 | [9 empty] | ENRICHED | 31161620 Hexagonal bolts |  |  | BOLT | MACHINE | TYPE |  | HEAD TYPE | HEXAGON | THREAD DIAMETER | M16 | OVERALL LENGTH | 60 MM | THREAD LENGTH | 6 MM | MATERIAL | STEEL | MATERIAL SPECIFICATION | GRADE 11.9 | HEAD SIZE | 24 WDX10 HT MM | THREAD PITCH | 2 MM | THREAD SERIES |  | COATING/FINISH | ZINC PHOSPHATE + OIL | THREAD DIRECTION |  | TENSILE STRENGTH | 1170 MPA | HARDNESS |  | HAZARD CLASS |  | CERTIFICATION/STANDARD | ISO, ASTM, ASME,SAE,ROHS | [40 empty] | Production Completed
STP_009 - Lot7 | Data Enrichment | NEN | OK | 16-10-2023 | 16-10-2023 |  | 1097845 | 1097845 | 1392814 | AU_QM_000236152 |  | ERSA | M | 1540 | 1392814GZPCLNT100 | EA | 3000003 | BOLT;CAT,2089277 | BOLT;CAT,2089277 | BOLT;MNFR:CATERPILLAR,PTNO:2089277 |  | OEM-E-LISTBOLT;CAT,2089277 | CATERPILLAR | 2089277 | [14 empty] | CATERPILLAR | 208-9277 | [16 empty] | https://parts.cat.com/en/catcorp/208-9277 | [9 empty] | ENRICHED | 31161600 Bolts |  |  | BOLT | MACHINE | TYPE |  | HEAD TYPE | FLANGE | THREAD DIAMETER | M6 | OVERALL LENGTH |  | THREAD LENGTH | 3 MM | MATERIAL | STEEL | MATERIAL SPECIFICATION |  | HEAD SIZE |  | THREAD PITCH |  | THREAD SERIES |  | COATING/FINISH |  | THREAD DIRECTION |  | TENSILE STRENGTH |  | HARDNESS |  | HAZARD CLASS |  | CERTIFICATION/STANDARD | ISO, ASTM, ASME,SAE,ROHS | [40 empty] | Production Completed
STP_009 - Lot7 | Data Enrichment | NEN | OK | 16-10-2023 | 16-10-2023 |  | 1075863 | 1075863 |  |  |  | ERSA | M | 3730 | 1092027GZPCLNT100 | EA | 3000003 | BOLT;CAT,2089281,FLG HD,M8 X 1.25 X 20 | PERNO;CAT,2089281,CABEZA DE BRIDA,M8 X | BOLT;MNFR:CATERPILLAR,PTNO:2089281,ADDITIONAL FEATURES EN:FLANGE HEAD,M8 X 1.25 X 20 MM | PERNO;MNFR:CATERPILLAR,PTNO:2089281,CARACTERISTICAS ADICIONALES ES:CABEZA DE BRIDA,M8 X 1.25 X 20 MM |  | CATERPILLAR | 2089281 | [14 empty] | CATERPILLAR | 208-9281 | [16 empty] | https://parts.cat.com/en/catcorp/208-9281 | [9 empty] | ENRICHED | 31161600 Bolts |  |  | BOLT | MACHINE | TYPE |  | HEAD TYPE | FLANGE | THREAD DIAMETER | M8 | OVERALL LENGTH | 20 MM | THREAD LENGTH | 3 MM | MATERIAL | STEEL | MATERIAL SPECIFICATION |  | HEAD SIZE | 10 WDX8.5 HT MM | THREAD PITCH | 1.25 MM | THREAD SERIES |  | COATING/FINISH |  | THREAD DIRECTION |  | TENSILE STRENGTH |  | HARDNESS |  | HAZARD CLASS |  | CERTIFICATION/STANDARD | ISO, ASTM, ASME,SAE,ROHS | [40 empty] | Production Completed
STP_009 - Lot7 | Data Enrichment | NEN | OK | 16-10-2023 | 16-10-2023 |  | 1077211 | 1077211 |  |  |  | ERSA | M | 1540 | 1210878GZPCLNT100 | EA | 3000003 | BOLT;CAT,2107722 | BOLT;CAT,2107722 | BOLT;MNFR:CATERPILLAR,PTNO:2107722 |  |  | CATERPILLAR | 2107722 | [14 empty] | CATERPILLAR | 210-7722 | [16 empty] | https://parts.cat.com/en/catcorp/210-7722 | [9 empty] | ENRICHED | 31161620 Hexagonal bolts |  |  | BOLT | MACHINE | TYPE |  | HEAD TYPE | HEXAGON FLANGE | THREAD DIAMETER | M10 | OVERALL LENGTH | 95 MM | THREAD LENGTH | 69 MM | MATERIAL | STEEL | MATERIAL SPECIFICATION |  | HEAD SIZE | 16 WDX9.7 HT MM | THREAD PITCH | 1.5 MM | THREAD SERIES |  | COATING/FINISH |  | THREAD DIRECTION |  | TENSILE STRENGTH |  | HARDNESS |  | HAZARD CLASS |  | CERTIFICATION/STANDARD | ISO, ASTM, ASME,SAE,ROHS | [40 empty] | Production Completed
STP_009 - Lot7 | Data Enrichment | NEN | OK | 16-10-2023 | 16-10-2023 |  | 1075860 | 1075860 |  |  |  | ERSA | M | 3730 | 1092436GZPCLNT100 | EA | 3000003 | BOLT;CAT,2197569,M20 X 2.5 X 45 MM | PERNO;CAT,2197569,M20 X 2.5 X 45 MM | BOLT;MNFR:CATERPILLAR,PTNO:2197569,ADDITIONAL FEATURES EN:M20 X 2.5 X 45 MM | PERNO;MNFR:CATERPILLAR,PTNO:2197569,CARACTERISTICAS ADICIONALES ES:M20 X 2.5 X 45 MM |  | CATERPILLAR | 2197569 | [14 empty] | CATERPILLAR | 219-7569 | [16 empty] | https://parts.cat.com/en/catcorp/219-7569 | [9 empty] | ENRICHED | 31161620 Hexagonal bolts |  |  | BOLT | MACHINE | TYPE |  | HEAD TYPE | HEXAGON | THREAD DIAMETER | M20 | OVERALL LENGTH | 45 MM | THREAD LENGTH | 6 MM | MATERIAL | STEEL | MATERIAL SPECIFICATION | GRADE 11.9 | HEAD SIZE | 30 WDX13 HT MM | THREAD PITCH | 2.5 MM | THREAD SERIES |  | COATING/FINISH | ZINC PHOSPHATE + OIL | THREAD DIRECTION |  | TENSILE STRENGTH | 1170 MPA | HARDNESS |  | HAZARD CLASS |  | CERTIFICATION/STANDARD | ISO, ASTM, ASME,SAE,ROHS | [40 empty] | Production Completed
STP_009 - Lot7 | Data Enrichment | NEN | OK | 16-10-2023 | 16-10-2023 |  | 1098204 | 1098204 | 1383575 | AU_QM_000223984 |  | ERSA | M | 1540 | 1383575GZPCLNT100 | EA | 3000003 | BOLT;CAT,2224067 | BOLT;CAT,2224067 | BOLT;MNFR:CATERPILLAR,PTNO:2224067 |  | BOLT;CAT,2224067BOLT;HAS,2224067 | CATERPILLAR | 2224067 | [14 empty] | CATERPILLAR | 222-4067 | HASTINGS DEERING(AUSTRALIA) LTD | [15 empty] | https://parts.cat.com/en/catcorp/222-4067 | [9 empty] | ENRICHED | 31161620 Hexagonal bolts |  |  | BOLT | MACHINE | TYPE |  | HEAD TYPE | HEXAGON SOCKET | THREAD DIAMETER | M5 | OVERALL LENGTH | 14 MM | THREAD LENGTH | 2.4 MM | MATERIAL | STEEL | MATERIAL SPECIFICATION | GRADE 12.9 | HEAD SIZE | 4 WDX5 HT MM | THREAD PITCH | 0.8 MM | THREAD SERIES |  | COATING/FINISH | ZINC FLAKE | THREAD DIRECTION |  | TENSILE STRENGTH | 1220 MPA | HARDNESS |  | HAZARD CLASS |  | CERTIFICATION/STANDARD | ISO 898-1, ASTM, ASME,SAE,ROHS | [40 empty] | Production Completed
STP_009 - Lot7 | Data Enrichment | NEN | OK | 16-10-2023 | 16-10-2023 |  | 1073818 | 1073818 |  |  |  | ERSA | M | 3730 | 1092923GZPCLNT100 | EA | 3000003 | BOLT;CAT,2285897,TRX,M8 X 1.25 X 136.7 | PERNO;CAT,2285897,TORQUE,M8 X 1.25 X | BOLT;MNFR:CATERPILLAR,PTNO:2285897,ADDITIONAL FEATURES EN:TORX,M8 X 1.25 X 136.7 MM | PERNO;MNFR:CATERPILLAR,PTNO:2285897,CARACTERISTICAS ADICIONALES ES:TORQUE,M8 X 1.25 X 136.7 MM |  | CATERPILLAR | 2285897 | [14 empty] | CATERPILLAR | 228-5897 | [16 empty] | https://parts.cat.com/en/catcorp/228-5897 | [9 empty] | ENRICHED | 31161620 Hexagonal bolts |  |  | BOLT | MACHINE | TYPE | TORX | HEAD TYPE | HEXAGON SOCKET | THREAD DIAMETER | M8 | OVERALL LENGTH | 137 MM | THREAD LENGTH | 112 MM | MATERIAL | STEEL | MATERIAL SPECIFICATION | GRADE 11.9 | HEAD SIZE | 16 DIAX4 HT MM | THREAD PITCH | 1.25 MM | THREAD SERIES |  | COATING/FINISH |  | THREAD DIRECTION |  | TENSILE STRENGTH | 1170 MPA | HARDNESS |  | HAZARD CLASS |  | CERTIFICATION/STANDARD | ISO, ASTM, ASME,SAE,ROHS | [40 empty] | Production Completed
STP_009 - Lot7 | Data Enrichment | NEN | OK | 16-10-2023 | 16-10-2023 |  | 1097181 | 1097181 | 1384912 | AU_QM_000225588 |  | ERSA | M | 1540 | 1384912GZPCLNT100 | EA | 3000003 | BOLT;CAT,2306375 | BOLT;CAT,2306375 | BOLT;MNFR:CATERPILLAR,PTNO:2306375 |  | BOLT;CAT,2306375BOLT;HAS,2306375 | CATERPILLAR | 2306375 | [14 empty] | CATERPILLAR | 230-6375 | HASTINGS DEERING(AUSTRALIA) LTD | [15 empty] | https://parts.cat.com/en/catcorp/230-6375 | [9 empty] | ENRICHED | 31161620 Hexagonal bolts |  |  | BOLT | MACHINE | TYPE |  | HEAD TYPE | HEXAGON | THREAD DIAMETER | M5 | OVERALL LENGTH | 12 MM | THREAD LENGTH | 2 MM | MATERIAL | AUSTENIC STAINLESS STEEL 304 | MATERIAL SPECIFICATION |  | HEAD SIZE | 8 WDX3.7 HT MM | THREAD PITCH | 0.8 MM | THREAD SERIES |  | COATING/FINISH |  | THREAD DIRECTION |  | TENSILE STRENGTH |  | HARDNESS |  | HAZARD CLASS |  | CERTIFICATION/STANDARD | ISO, ASTM, ASME,SAE,ROHS | [40 empty] | Production Completed
STP_009 - Lot7 | Data Enrichment | NEN | OK | 16-10-2023 | 16-10-2023 |  | 1097176 | 1097176 | 1384947 | AU_QM_000225628 |  | ERSA | M | 1540 | 1384947GZPCLNT100 | EA | 3000003 | BOLT;CAT,2307371 | BOLT;CAT,2307371 | BOLT;MNFR:CATERPILLAR,PTNO:2307371 |  | BOLT;CAT,2307371BOLT;HAS,2307371 | CATERPILLAR | 2307371 | [14 empty] | CATERPILLAR | 230-7371 | HASTINGS DEERING(AUSTRALIA) LTD | [15 empty] | https://parts.cat.com/en/catcorp/230-7371 | [9 empty] | ENRICHED | 31161620 Hexagonal bolts |  |  | BOLT | MACHINE | TYPE |  | HEAD TYPE | HEXAGON | THREAD DIAMETER | M6 | OVERALL LENGTH | 16 MM | THREAD LENGTH | 3 MM | MATERIAL | AUSTENIC STAINLESS STEEL 304 | MATERIAL SPECIFICATION |  | HEAD SIZE | 10 WDX4.15 HT MM | THREAD PITCH | 1 MM | THREAD SERIES |  | COATING/FINISH |  | THREAD DIRECTION |  | TENSILE STRENGTH |  | HARDNESS |  | HAZARD CLASS |  | CERTIFICATION/STANDARD | ISO, ASTM, ASME,SAE,ROHS | [40 empty] | Production Completed
STP_009 - Lot7 | Data Enrichment | NEN | OK | 16-10-2023 | 16-10-2023 |  | 1097844 | 1097844 | 1392820 | AU_QM_000236159 |  | ERSA | M | 1540 | 1392820GZPCLNT100 | EA | 3000003 | BOLT;CAT,235-9631 | BOLT;CAT,235-9631 | BOLT;MNFR:CATERPILLAR,PTNO:235-9631 |  | OEM-E-LISTBOLT;CAT,235-9631 | CATERPILLAR | 235-9631 | [14 empty] | CATERPILLAR | 235-9631 | [16 empty] | https://parts.cat.com/en/catcorp/235-9631 | [9 empty] | ENRICHED | 31161620 Hexagonal bolts |  |  | BOLT | MACHINE | TYPE |  | HEAD TYPE | HEXAGON | THREAD DIAMETER | M16 | OVERALL LENGTH | 120 MM | THREAD LENGTH | 82 MM | MATERIAL | STEEL | MATERIAL SPECIFICATION | GRADE 11.9 | HEAD SIZE | 24 WDX10 HT MM | THREAD PITCH | 2 MM | THREAD SERIES |  | COATING/FINISH | ZINC PHOSPHATE + OIL | THREAD DIRECTION |  | TENSILE STRENGTH | 1170 MPA | HARDNESS |  | HAZARD CLASS |  | CERTIFICATION/STANDARD | ISO, ASTM, ASME,SAE,ROHS | [40 empty] | Production Completed
STP_009 - Lot7 | Data Enrichment | NEN | OK | 16-10-2023 | 16-10-2023 |  | 1096966 | 1096966 | 1388650 | AU_QM_000229990 |  | ERSA | M | 1540 | 1388650GZPCLNT100 | EA | 3000003 | BOLT;CAT,237-2312 | BOLT;CAT,237-2312 | BOLT;MNFR:CATERPILLAR,PTNO:237-2312 |  | BOLT;CAT,237-2312BOLT;HAS,237-2312 | CATERPILLAR | 237-2312 | [14 empty] | CATERPILLAR | 237-2312 | HASTINGS DEERING(AUSTRALIA) LTD | [15 empty] | https://parts.cat.com/en/catcorp/237-2312 | [9 empty] | ENRICHED | 31161600 Bolts |  |  | BOLT | MACHINE | TYPE |  | HEAD TYPE | FLANGE | THREAD DIAMETER | M10 | OVERALL LENGTH | 75.5 MM | THREAD LENGTH |  | MATERIAL | STEEL | MATERIAL SPECIFICATION | GRADE 10.9 | HEAD SIZE |  | THREAD PITCH |  | THREAD SERIES |  | COATING/FINISH |  | THREAD DIRECTION |  | TENSILE STRENGTH |  | HARDNESS |  | HAZARD CLASS |  | CERTIFICATION/STANDARD | ISO,ASTM, ASME,SAE,ROHS | [40 empty] | Production Completed
STP_009 - Lot7 | Data Enrichment | NEN | OK | 16-10-2023 | 16-10-2023 |  | 1098230 | 1098230 | 1383084 | AU_QM_000223367 |  | ERSA | M | 1540 | 1383084GZPCLNT100 | EA | 3000003 | BOLT;CAT,2416010 | BOLT;CAT,2416010 | BOLT;MNFR:CATERPILLAR,PTNO:2416010 |  | BOLT;CAT,2416010BOLT;HAS,2416010 | CATERPILLAR | 2416010 | [14 empty] | CATERPILLAR | 241-6010 | HASTINGS DEERING(AUSTRALIA) LTD | [15 empty] | https://parts.cat.com/en/catcorp/241-6010 | [9 empty] | ENRICHED | 31161620 Hexagonal bolts |  |  | BOLT | MACHINE | TYPE |  | HEAD TYPE | HEXAGON FLANGE | THREAD DIAMETER | M8 | OVERALL LENGTH | 18 MM | THREAD LENGTH |  | MATERIAL |  | MATERIAL SPECIFICATION |  | HEAD SIZE | 12 MM WD | THREAD PITCH | 1.25 MM | THREAD SERIES |  | COATING/FINISH |  | THREAD DIRECTION |  | TENSILE STRENGTH |  | HARDNESS |  | HAZARD CLASS |  | CERTIFICATION/STANDARD | [41 empty] | Production Completed
STP_009 - Lot7 | Data Enrichment | NEN | OK | 16-10-2023 | 16-10-2023 |  | 1075108 | 1075108 |  |  |  | ERSA | M | 1540 | 1056547GZPCLNT100 | EA | 3000003 | BOLT;CAT,2421811,HD | BOLT;CAT,2421811,HD | BOLT;MNFR:CATERPILLAR,PTNO:2421811,ADDITIONAL FEATURES EN:HEAD |  |  | CATERPILLAR | 2421811 | [14 empty] | CATERPILLAR | 242-1811 | [16 empty] | https://parts.cat.com/en/catcorp/242-1811 | [9 empty] | ENRICHED | 31161620 Hexagonal bolts |  |  | BOLT | MACHINE | TYPE |  | HEAD TYPE | HEXAGON | THREAD DIAMETER | M16 | OVERALL LENGTH | 220 MM | THREAD LENGTH | 176 MM | MATERIAL | STEEL | MATERIAL SPECIFICATION | GRADE 11.9 | HEAD SIZE | 24 WDX10 HT MM | THREAD PITCH | 2 MM | THREAD SERIES |  | COATING/FINISH | ZINC PHOSPHATE + OIL | THREAD DIRECTION |  | TENSILE STRENGTH | 1170 MPA | HARDNESS |  | HAZARD CLASS |  | CERTIFICATION/STANDARD | ISO, ASTM, ASME,SAE,ROHS | [40 empty] | Production Completed
STP_009 - Lot7 | Data Enrichment | NEN | OK | 16-10-2023 | 16-10-2023 |  | 1016839 | 1016839 |  |  |  | ERSA | M | 3730 | 1283584GZPCLNT100 | EA | 3000003 | BOLT;CAT,2446356, | TONRILLO;CAT,2446356, | BOLT,MNFR:CATERPILLAR ,PTNO:2446356 | TONRILLO,MNFR:CATERPILLAR ,PTNO:2446356 |  | CATERPILLAR | 2446356 | [14 empty] | CATERPILLAR | 244-6356 | [16 empty] | https://parts.cat.com/en/catcorp/244-6356 | [9 empty] | ENRICHED | 31161620 Hexagonal bolts |  |  | BOLT | MACHINE | TYPE |  | HEAD TYPE | HEXAGON | THREAD DIAMETER | M24 | OVERALL LENGTH | 110 MM | THREAD LENGTH | 56 MM | MATERIAL | STEEL | MATERIAL SPECIFICATION | GRADE 11.9 | HEAD SIZE | 36 WDX15 HT MM | THREAD PITCH | 3 MM | THREAD SERIES |  | COATING/FINISH | ZINC PHOSPHATE + OIL | THREAD DIRECTION |  | TENSILE STRENGTH | 1170 MPA | HARDNESS |  | HAZARD CLASS |  | CERTIFICATION/STANDARD | ISO, ASTM, ASME,SAE,ROHS | [40 empty] | Production Completed
STP_009 - Lot7 | Data Enrichment | NEN | OK | 16-10-2023 | 16-10-2023 |  | 1097929 | 1097929 | 1391706 | AU_QM_000233636 |  | ERSA | M | 1540 | 1391706GZPCLNT100 | EA | 3000003 | BOLT;CAT,2474877 | BOLT;CAT,2474877 | BOLT;MNFR:CATERPILLAR,PTNO:2474877 |  | BOLT;CAT,2474877BOLT;HAS,2474877 | CATERPILLAR | 2474877 | [14 empty] | CATERPILLAR | 247-4877 | HASTINGS DEERING(AUSTRALIA) LTD | [15 empty] | https://parts.cat.com/en/catcorp/247-4877 | [9 empty] | ENRICHED | 31161620 Hexagonal bolts |  |  | BOLT | MACHINE | TYPE |  | HEAD TYPE | HEXAGON | THREAD DIAMETER | M8 | OVERALL LENGTH | 12 MM | THREAD LENGTH | 3 MM | MATERIAL | STEEL | MATERIAL SPECIFICATION | GRADE 10.9 | HEAD SIZE | 13 WDX5.5 HT MM | THREAD PITCH | 1.25 MM | THREAD SERIES | UNC | COATING/FINISH | ZINC FLAKE | THREAD DIRECTION |  | TENSILE STRENGTH | 1040 MPA | HARDNESS |  | HAZARD CLASS |  | CERTIFICATION/STANDARD | ISO 898-1, ASTM, ASME,SAE,ROHS | [40 empty] | Production Completed
STP_009 - Lot7 | Data Enrichment | NEN | OK | 16-10-2023 | 16-10-2023 |  | 1097842 | 1097842 | 1392823 | AU_QM_000236162 |  | ERSA | M | 1540 | 1392823GZPCLNT100 | EA | 3000003 | BOLT;CAT,2515715 | BOLT;CAT,2515715 | BOLT;MNFR:CATERPILLAR,PTNO:2515715 |  | OEM-E-LISTBOLT;CAT,2515715 | CATERPILLAR | 2515715 | [14 empty] | CATERPILLAR | 251-5715 | [16 empty] | https://parts.cat.com/en/catcorp/251-5715 | [9 empty] | ENRICHED | 31161620 Hexagonal bolts |  |  | BOLT | MACHINE | TYPE |  | HEAD TYPE | HEXAGON | THREAD DIAMETER | 3/4 IN | OVERALL LENGTH | 4-1/4 IN | THREAD LENGTH | 1-3/4 IN | MATERIAL | STEEL | MATERIAL SPECIFICATION |  | HEAD SIZE | 1-1/8 WDX37⁄64 HT IN | THREAD PITCH | 10 TPI | THREAD SERIES |  | COATING/FINISH | ZINC FLAKE | THREAD DIRECTION |  | TENSILE STRENGTH | 170 KSI | HARDNESS |  | HAZARD CLASS |  | CERTIFICATION/STANDARD | ISO, ASTM, ASME,SAE,ROHS | [40 empty] | Production Completed
STP_009 - Lot7 | Data Enrichment | NEN | OK | 16-10-2023 | 16-10-2023 |  | 1077363 | 1077363 |  |  |  | ERSA | M | 1540 | 1204923GZPCLNT100 | EA | 3000003 | BOLT;CAT,2529167,BOBC,2529167,SCKT | BOLT;CAT,2529167,BOBC,2529167,SCKT | BOLT;MNFR:CATERPILLAR,PTNO:2529167,MNFR 1:BOBCAT,PTNO 1:2529167,ADDITIONAL FEATURES EN:SOCKET |  |  | CATERPILLAR | 2529167 | [14 empty] | CATERPILLAR | 252-9167 | [16 empty] | https://parts.cat.com/en/catcorp/252-9167 | [9 empty] | ENRICHED | 31161620 Hexagonal bolts |  |  | BOLT | MACHINE | TYPE |  | HEAD TYPE | HEXAGON SOCKET | THREAD DIAMETER | M8 | OVERALL LENGTH | 30 MM | THREAD LENGTH | 3.75 MM | MATERIAL | STEEL | MATERIAL SPECIFICATION | GRADE 12.9 | HEAD SIZE | 13 DIAX8 HT MM | THREAD PITCH | 1.25 MM | THREAD SERIES |  | COATING/FINISH |  | THREAD DIRECTION |  | TENSILE STRENGTH |  | HARDNESS |  | HAZARD CLASS |  | CERTIFICATION/STANDARD | ISO, ASTM, ASME,SAE,ROHS | [40 empty] | Production Completed
STP_009 - Lot7 | Data Enrichment | NEN | OK | 16-10-2023 | 16-10-2023 |  | 1097187 | 1097187 | 1384868 | AU_QM_000225539 |  | ERSA | M | 1540 | 1384868GZPCLNT100 | EA | 3000003 | BOLT;CAT,258-9021 | BOLT;CAT,258-9021 | BOLT;MNFR:CATERPILLAR,PTNO:258-9021 |  | BOLT;CAT,258-9021BOLT;HAS,258-9021 | CATERPILLAR | 258-9021 | [14 empty] | CATERPILLAR | 258-9021 | HASTINGS DEERING(AUSTRALIA) LTD | [15 empty] | https://parts.cat.com/en/catcorp/258-9021 | [9 empty] | ENRICHED | 31161620 Hexagonal bolts |  |  | BOLT | MACHINE | TYPE |  | HEAD TYPE | HEXAGON SOCKET BUTTON | THREAD DIAMETER | 3/8 IN | OVERALL LENGTH | 1 IN | THREAD LENGTH |  | MATERIAL |  | MATERIAL SPECIFICATION |  | HEAD SIZE |  | THREAD PITCH | 16 TPI | THREAD SERIES |  | COATING/FINISH |  | THREAD DIRECTION |  | TENSILE STRENGTH |  | HARDNESS |  | HAZARD CLASS |  | CERTIFICATION/STANDARD | [41 empty] | Production Completed
STP_009 - Lot7 | Data Enrichment | NEN | OK | 16-10-2023 | 16-10-2023 |  | 1077327 | 1077327 |  |  |  | ERSA | M | 1540 | 1206201GZPCLNT100 | EA | 3000003 | BOLT;CAT,2775031 | PERNO,CAT,2775031 | BOLT;MNFR:CATERPILLAR,PTNO:2775031 | PERNO,MNFR:CATERPILLAR,PTNO:2775031 |  | CATERPILLAR | 2775031 | [14 empty] | CATERPILLAR | 277-5031 | [16 empty] | https://parts.cat.com/en/catcorp/277-5031 | [9 empty] | ENRICHED | 31161620 Hexagonal bolts |  |  | BOLT | MACHINE | TYPE |  | HEAD TYPE | HEXAGON FLANGE | THREAD DIAMETER |  | OVERALL LENGTH | 35.05 MM | THREAD LENGTH |  | MATERIAL |  | MATERIAL SPECIFICATION |  | HEAD SIZE |  | THREAD PITCH |  | THREAD SERIES |  | COATING/FINISH |  | THREAD DIRECTION |  | TENSILE STRENGTH |  | HARDNESS |  | HAZARD CLASS |  | CERTIFICATION/STANDARD | [41 empty] | Production Completed
STP_009 - Lot7 | Data Enrichment | NEN | OK | 16-10-2023 | 16-10-2023 |  | 1097531 | 1097531 | 1373778 | AU_QM_000202627 |  | ERSA | M | 1540 | 1373778GZPCLNT100 | EA | 3000003 | BOLT;CAT,2783242 | BOLT;CAT,2783242 | BOLT;MNFR:CATERPILLAR,PTNO:2783242 |  | BOLT;CAT,2783242BOLT;HAS,2783242 | CATERPILLAR | 2783242 | [14 empty] | CATERPILLAR | 278-3242 | HASTINGS DEERING(AUSTRALIA) LTD | [15 empty] | https://parts.cat.com/en/catcorp/278-3242 | [9 empty] | ENRICHED | 31161620 Hexagonal bolts |  |  | BOLT | MACHINE | TYPE |  | HEAD TYPE | HEXAGON FLANGE | THREAD DIAMETER | M8 | OVERALL LENGTH | 18 MM | THREAD LENGTH |  | MATERIAL | STEEL | MATERIAL SPECIFICATION |  | HEAD SIZE | 10 MM WD | THREAD PITCH | 1.25 MM | THREAD SERIES |  | COATING/FINISH | ZINC PLATED | THREAD DIRECTION |  | TENSILE STRENGTH |  | HARDNESS |  | HAZARD CLASS |  | CERTIFICATION/STANDARD | [41 empty] | Production Completed
STP_009 - Lot7 | Data Enrichment | NEN | OK | 16-10-2023 | 16-10-2023 |  | 1076036 | 1076036 |  |  |  | ERSA | M | 1540 | 1060760GZPCLNT100 | EA | 3000003 | BOLT;CAT,2869155,M16 X 2 MM | PERNO,CAT,2869155 | BOLT;MNFR:CATERPILLAR,PTNO:2869155,ADDITIONAL FEATURES EN:M16 X 2 MM | PERNO,MNFR:CATERPILLAR,PTNO:2869155 |  | CATERPILLAR | 2869155 | [14 empty] | CATERPILLAR | 286-9155 | [16 empty] | https://parts.cat.com/en/catcorp/286-9155 | [9 empty] | ENRICHED | 31161620 Hexagonal bolts |  |  | BOLT | MACHINE | TYPE |  | HEAD TYPE | HEXAGON | THREAD DIAMETER | M16 | OVERALL LENGTH | 120 MM | THREAD LENGTH | 82 MM | MATERIAL | STEEL | MATERIAL SPECIFICATION | GRADE 11.9 | HEAD SIZE | 24 WDX10 HT MM | THREAD PITCH | 2 MM | THREAD SERIES |  | COATING/FINISH | ZINC PHOSPHATE + OIL | THREAD DIRECTION |  | TENSILE STRENGTH | 1170 MPA | HARDNESS |  | HAZARD CLASS |  | CERTIFICATION/STANDARD | ISO, ASTM, ASME,SAE,ROHS | [40 empty] | Production Completed
STP_009 - Lot7 | Data Enrichment | NEN | OK | 16-10-2023 | 16-10-2023 |  | 1097947 | 1097947 | 1391434 | AU_QM_000233290 |  | ERSA | M | 1540 | 1391434GZPCLNT100 | EA | 3000003 | BOLT;CAT,2894232 | BOLT;CAT,2894232 | BOLT;MNFR:CATERPILLAR,PTNO:2894232 | PERNO;MNFR:CATERPILLAR,PTNO:2894232 | BOLT;CAT,2894232BOLT;HAS,2894232 | CATERPILLAR | 2894232 | [14 empty] | CATERPILLAR | 289-4232 | HASTINGS DEERING(AUSTRALIA) LTD | [15 empty] | https://parts.cat.com/en/catcorp/289-4232 | [9 empty] | ENRICHED | 31161620 Hexagonal bolts |  |  | BOLT | MACHINE | TYPE |  | HEAD TYPE | HEXAGON SOCKET | THREAD DIAMETER | M6 | OVERALL LENGTH | 16 MM | THREAD LENGTH | 3 MM | MATERIAL | STEEL | MATERIAL SPECIFICATION | GRADE 12.9 | HEAD SIZE | 5 WDX6 HT MM | THREAD PITCH | 1 MM | THREAD SERIES |  | COATING/FINISH | ZINC FLAKE | THREAD DIRECTION |  | TENSILE STRENGTH | 1220 MPA | HARDNESS |  | HAZARD CLASS |  | CERTIFICATION/STANDARD | ISO 898-1, ASTM, ASME,SAE,ROHS | [40 empty] | Production Completed
STP_009 - Lot7 | Data Enrichment | NEN | OK | 16-10-2023 | 16-10-2023 |  | 1098201 | 1098201 | 1383614 | AU_QM_000224033 |  | ERSA | M | 1540 | 1383614GZPCLNT100 | EA | 3000003 | BOLT;CAT,2904164 | BOLT;CAT,2904164 | BOLT;MNFR:CATERPILLAR,PTNO:2904164 |  | BOLT;CAT,2904164BOLT;HAS,2904164 | CATERPILLAR | 2904164 | [14 empty] | CATERPILLAR | 290-4164 | HASTINGS DEERING(AUSTRALIA) LTD | [15 empty] | https://parts.cat.com/en/catcorp/290-4164 | [9 empty] | ENRICHED | 31161620 Hexagonal bolts |  |  | BOLT | MACHINE | TYPE |  | HEAD TYPE | HEXAGON | THREAD DIAMETER | M20 | OVERALL LENGTH | 80 MM | THREAD LENGTH | 28 MM | MATERIAL | STEEL | MATERIAL SPECIFICATION | GRADE 10.9 | HEAD SIZE | 30 WDX13 HT MM | THREAD PITCH | 1.5 MM | THREAD SERIES |  | COATING/FINISH | ZINC PHOSPHATE + OIL | THREAD DIRECTION |  | TENSILE STRENGTH | 1040 MPA | HARDNESS |  | HAZARD CLASS |  | CERTIFICATION/STANDARD | ISO 898-1, ASTM, ASME,SAE,ROHS | [40 empty] | Production Completed
STP_009 - Lot7 | Data Enrichment | NEN | OK | 16-10-2023 | 16-10-2023 |  | 1073714 | 1073714 |  |  |  | ERSA | M | 3730 | 1099371GZPCLNT100 | EA | 3000003 | BOLT;CAT,2907296,M16 X 2 X 40 MM | PERNO;CAT,2907296,M16 X 2 X 40 MM | BOLT;MNFR:CATERPILLAR,PTNO:2907296,ADDITIONAL FEATURES EN:M16 X 2 X 40 MM | PERNO;MNFR:CATERPILLAR,PTNO:2907296,CARACTERISTICAS ADICIONALES ES:M16 X 2 X 40 MM |  | CATERPILLAR | 2907296 | [14 empty] | CATERPILLAR | 290-7296 | [16 empty] | https://parts.cat.com/en/catcorp/290-7296 | [9 empty] | ENRICHED | 31161620 Hexagonal bolts |  |  | BOLT | MACHINE | TYPE |  | HEAD TYPE | HEXAGON | THREAD DIAMETER | M16 | OVERALL LENGTH | 40 MM | THREAD LENGTH | 6 MM | MATERIAL | STEEL | MATERIAL SPECIFICATION | GRADE 11.9 | HEAD SIZE | 24 WDX10 HT MM | THREAD PITCH | 2 MM | THREAD SERIES |  | COATING/FINISH | ZINC PHOSPHATE + OIL | THREAD DIRECTION |  | TENSILE STRENGTH | 1170 MPA | HARDNESS |  | HAZARD CLASS |  | CERTIFICATION/STANDARD | ISO, ASTM, ASME,SAE,ROHS | [40 empty] | Production Completed
STP_009 - Lot7 | Data Enrichment | NEN | OK | 16-10-2023 | 16-10-2023 |  | 1097990 | 1097990 | 1390946 | AU_QM_000232684 |  | ERSA | M | 1540 | 1390946GZPCLNT100 | EA | 3000003 | BOLT;CAT,2941860 | BOLT;CAT,2941860 | BOLT;MNFR:CATERPILLAR,PTNO:2941860 |  | BOLT;CAT,2941860BOLT;HAS,2941860 | CATERPILLAR | 2941860 | [14 empty] | CATERPILLAR | 294-1860 | HASTINGS DEERING(AUSTRALIA) LTD | [15 empty] | https://parts.cat.com/en/catcorp/294-1860 | [9 empty] | ENRICHED | 31161620 Hexagonal bolts |  |  | BOLT | MACHINE | TYPE |  | HEAD TYPE | HEXAGON | THREAD DIAMETER | M12 | OVERALL LENGTH | 38 MM | THREAD LENGTH |  | MATERIAL | STEEL | MATERIAL SPECIFICATION |  | HEAD SIZE |  | THREAD PITCH | 1.25 MM | THREAD SERIES |  | COATING/FINISH |  | THREAD DIRECTION |  | TENSILE STRENGTH |  | HARDNESS |  | HAZARD CLASS |  | CERTIFICATION/STANDARD | [41 empty] | Production Completed
STP_009 - Lot7 | Data Enrichment | NEN | OK | 16-10-2023 | 16-10-2023 |  | 1097988 | 1097988 | 1390952 | AU_QM_000232691 |  | ERSA | M | 1540 | 1390952GZPCLNT100 | EA | 3000003 | BOLT;CAT,2941861 | BOLT;CAT,2941861 | BOLT;MNFR:CATERPILLAR,PTNO:2941861 |  | BOLT;CAT,2941861BOLT;HAS,2941861 | CATERPILLAR | 2941861 | [14 empty] | CATERPILLAR | 294-1861 | HASTINGS DEERING(AUSTRALIA) LTD | [15 empty] | https://parts.cat.com/en/catcorp/294-1861 | [9 empty] | ENRICHED | 31161620 Hexagonal bolts |  |  | BOLT | MACHINE | TYPE |  | HEAD TYPE | HEXAGON | THREAD DIAMETER | M12 | OVERALL LENGTH | 40 MM | THREAD LENGTH |  | MATERIAL |  | MATERIAL SPECIFICATION |  | HEAD SIZE |  | THREAD PITCH | 1.75 MM | THREAD SERIES |  | COATING/FINISH |  | THREAD DIRECTION |  | TENSILE STRENGTH |  | HARDNESS |  | HAZARD CLASS |  | CERTIFICATION/STANDARD | [41 empty] | Production Completed
STP_009 - Lot7 | Data Enrichment | NEN | OK | 16-10-2023 | 16-10-2023 |  | 1029348 | 1029348 | 1388731 | AU_QM_000230077 |  | ERSA | M | 1540 | 1388731GZPCLNT100 | EA | 3000003 | BOLT;CAT,2946007 | BOLT;CAT,2946007 | BOLT;MNFR:CATERPILLAR,PTNO:2946007 |  | BOLT;CAT,2946007BOLT;HAS,2946007 | CATERPILLAR | 2946007 | [14 empty] | CATERPILLAR | 294-6007 | HASTINGS DEERING(AUSTRALIA) LTD | [15 empty] | https://parts.cat.com/en/catcorp/294-6007 | [9 empty] | ENRICHED | 31161620 Hexagonal bolts |  |  | BOLT | MACHINE | TYPE |  | HEAD TYPE | HEXAGON | THREAD DIAMETER | M6 | OVERALL LENGTH | 18 MM | THREAD LENGTH | 3 MM | MATERIAL | STEEL | MATERIAL SPECIFICATION | GRADE 10.9 | HEAD SIZE | 10 WDX4.2 HT MM | THREAD PITCH | 1 MM | THREAD SERIES |  | COATING/FINISH | ZINC PHOSPHATE + OIL | THREAD DIRECTION |  | TENSILE STRENGTH | 1040 MPA | HARDNESS |  | HAZARD CLASS |  | CERTIFICATION/STANDARD | ISO 898-1, ASTM, ASME,SAE,ROHS | [40 empty] | Production Completed
STP_009 - Lot7 | Data Enrichment | NEN | OK | 16-10-2023 | 16-10-2023 |  | 1016964 | 1016964 |  |  |  | ERSA | M | 5955 | 1260719GZPCLNT100 | EA | 3000003 | BOLT;CAT,2984550 | PERNO;CAT,2984550 | BOLT;MNFR:CATERPILLAR,PTNO:2984550 | PERNO;MNFR:CATERPILLAR,PTNO:2984550 |  | CATERPILLAR | 2984550 | [14 empty] | CATERPILLAR | 298-4550 | [16 empty] | https://parts.cat.com/en/catcorp/298-4550 | [9 empty] | ENRICHED | 31161620 Hexagonal bolts |  |  | BOLT | MACHINE | TYPE | SPECIAL | HEAD TYPE | HEXAGON FLANGE | THREAD DIAMETER |  | OVERALL LENGTH | 90.93 MM | THREAD LENGTH |  | MATERIAL |  | MATERIAL SPECIFICATION |  | HEAD SIZE | 14 WDX14 HT MM | THREAD PITCH |  | THREAD SERIES |  | COATING/FINISH |  | THREAD DIRECTION |  | TENSILE STRENGTH |  | HARDNESS |  | HAZARD CLASS |  | CERTIFICATION/STANDARD | [41 empty] | Production Completed
STP_009 - Lot7 | Data Enrichment | NEN | OK | 16-10-2023 | 16-10-2023 |  | 1097839 | 1097839 | 1392830 | AU_QM_000236170 |  | ERSA | M | 1540 | 1392830GZPCLNT100 | EA | 3000003 | BOLT;CAT,2993399 | BOLT;CAT,2993399 | BOLT;MNFR:CATERPILLAR,PTNO:2993399 |  | OEM-E-LISTBOLT;CAT,2993399 | CATERPILLAR | 2993399 | [14 empty] | CATERPILLAR | 299-3399 | [16 empty] | https://parts.cat.com/en/catcorp/299-3399 | [9 empty] | ENRICHED | 31161620 Hexagonal bolts |  |  | BOLT | MACHINE | TYPE |  | HEAD TYPE | HEXAGON | THREAD DIAMETER | 3/4 IN | OVERALL LENGTH | 8-1/2 IN | THREAD LENGTH | 6-1/2 IN | MATERIAL | STEEL | MATERIAL SPECIFICATION | GRADE 8 | HEAD SIZE | 1-1/8 WDX37/64 HT IN | THREAD PITCH | 10 TPI | THREAD SERIES |  | COATING/FINISH | ZINC FLAKE | THREAD DIRECTION |  | TENSILE STRENGTH | 150 KSI | HARDNESS |  | HAZARD CLASS |  | CERTIFICATION/STANDARD | ISO, ASTM, ASME,SAE J429,ROHS | [40 empty] | Production Completed
STP_009 - Lot7 | Data Enrichment | NEN | OK | 16-10-2023 | 16-10-2023 |  | 1097567 | 1097567 | 1372608 | AU_QM_000197091 |  | ERSA | M | 1540 | 1372608GZPCLNT100 | EA | 3000003 | BOLT;CAT,2A-4781 | BOLT;CAT,2A-4781 | BOLT;MNFR:CATERPILLAR,PTNO:2A-4781 |  | BOLT;CAT,2A-4781BOLT;HAS,2A-4781 | CATERPILLAR | 2A-4781 | [14 empty] | CATERPILLAR | 2A-4781 | HASTINGS DEERING(AUSTRALIA) LTD | [15 empty] | https://parts.cat.com/en/catcorp/2A-4781 | [9 empty] | ENRICHED | 31161620 Hexagonal bolts |  |  | BOLT | MACHINE | TYPE |  | HEAD TYPE | HEXAGON | THREAD DIAMETER | 1/4 IN | OVERALL LENGTH | 2-3/4 IN | THREAD LENGTH | 2 IN | MATERIAL | STEEL | MATERIAL SPECIFICATION | GRADE 8 | HEAD SIZE | 7/16 WDX3/16 HT IN | THREAD PITCH | 20 TPI | THREAD SERIES |  | COATING/FINISH | ZINC PHOSPHATE + OIL | THREAD DIRECTION |  | TENSILE STRENGTH | 150 KSI | HARDNESS |  | HAZARD CLASS |  | CERTIFICATION/STANDARD | ISO, ASTM, ASME,SAE J429,ROHS | [40 empty] | Production Completed
STP_009 - Lot7 | Data Enrichment | NEN | OK | 16-10-2023 | 16-10-2023 |  | 1097838 | 1097838 | 1392831 | AU_QM_000236171 |  | ERSA | M | 1540 | 1392831GZPCLNT100 | EA | 3000003 | BOLT;CAT,2H3855 | BOLT;CAT,2H3855 | BOLT;MNFR:CATERPILLAR,PTNO:2H3855 |  | OEM-E-LISTBOLT;CAT,2H3855 | CATERPILLAR | 2H3855 | [14 empty] | CATERPILLAR | 2H-3855 | [16 empty] | https://parts.cat.com/en/catcorp/2H-3855 | [9 empty] | ENRICHED | 31161620 Hexagonal bolts |  |  | BOLT | MACHINE | TYPE |  | HEAD TYPE | HEXAGON | THREAD DIAMETER | 1/2 IN | OVERALL LENGTH | 7/8 IN | THREAD LENGTH | 9/32 IN | MATERIAL | STEEL | MATERIAL SPECIFICATION | GRADE 8 | HEAD SIZE | 3/4 WDX25/64 HT IN | THREAD PITCH | 13 TPI | THREAD SERIES | UNC | COATING/FINISH | ZINC PHOSPHATE + OIL | THREAD DIRECTION |  | TENSILE STRENGTH | 150 KSI | HARDNESS |  | HAZARD CLASS |  | CERTIFICATION/STANDARD | ISO, ASTM, ASME,SAE J429,ROHS | [40 empty] | Production Completed
STP_009 - Lot7 | Data Enrichment | NEN | OK | 16-10-2023 | 16-10-2023 |  | 1097917 | 1097917 | 1391870 | AU_QM_000233848 |  | ERSA | M | 1540 | 1391870GZPCLNT100 | EA | 3000003 | BOLT;CAT,2K0439 | BOLT;CAT,2K0439 | BOLT;MNFR:CATERPILLAR,PTNO:2K0439 |  | BOLT;CAT,2K0439BOLT;HAS,2K0439 | CATERPILLAR | 2K0439 | [14 empty] | CATERPILLAR | 2K-0439 | HASTINGS DEERING(AUSTRALIA) LTD | [15 empty] | https://parts.cat.com/en/catcorp/2K-0439 | [9 empty] | ENRICHED | 31161620 Hexagonal bolts |  |  | BOLT | MACHINE | TYPE |  | HEAD TYPE | HEXAGON | THREAD DIAMETER | 1-1/4 IN | OVERALL LENGTH | 3-1/2 IN | THREAD LENGTH | 3/4 IN | MATERIAL | STEEL | MATERIAL SPECIFICATION | GRADE 8 | HEAD SIZE | 1-7/8 WDX13/16 HT IN | THREAD PITCH | 12 TPI | THREAD SERIES | UNF | COATING/FINISH | ZINC PLATED | THREAD DIRECTION |  | TENSILE STRENGTH | 150 KSI | HARDNESS |  | HAZARD CLASS |  | CERTIFICATION/STANDARD | ISO, ASTM, ASME,SAE J429,ROHS | [40 empty] | Production Completed
STP_009 - Lot7 | Data Enrichment | NEN | OK | 16-10-2023 | 16-10-2023 |  | 1029450 | 1029450 | 1386352 | AU_QM_000227292 |  | ERSA | M | 1540 | 1386352GZPCLNT100 | EA | 3000003 | BOLT;CAT,2N6319 | BOLT;CAT,2N6319 | BOLT;MNFR:CATERPILLAR,PTNO:2N6319 |  | BOLT;CAT,2N6319BOLT;HAS,2N6319 | CATERPILLAR | 2N6319 | [14 empty] | CATERPILLAR | 2N-6319 | HASTINGS DEERING(AUSTRALIA) LTD | [15 empty] | https://parts.cat.com/en/catcorp/2N-6319 | [9 empty] | ENRICHED | 31161620 Hexagonal bolts |  |  | BOLT | MACHINE | TYPE |  | HEAD TYPE | HEXAGON | THREAD DIAMETER | 3/8 IN | OVERALL LENGTH | 2-5/8 IN | THREAD LENGTH | 1-5/8 IN | MATERIAL | STAINLESS STEEL | MATERIAL SPECIFICATION |  | HEAD SIZE | 5/9 WDX3/8 HT IN | THREAD PITCH | 16 TPI | THREAD SERIES |  | COATING/FINISH |  | THREAD DIRECTION |  | TENSILE STRENGTH |  | HARDNESS |  | HAZARD CLASS |  | CERTIFICATION/STANDARD | ISO, ASTM, ASME,SAE,ROHS | [40 empty] | Production Completed
STP_009 - Lot7 | Data Enrichment | NEN | OK | 16-10-2023 | 16-10-2023 |  | 1096959 | 1096959 | 1388768 | AU_QM_000230122 |  | ERSA | M | 1540 | 1388768GZPCLNT100 | EA | 3000003 | BOLT;CAT,2P1956 | BOLT;CAT,2P1956 | BOLT;MNFR:CATERPILLAR,PTNO:2P1956 |  | BOLT;CAT,2P1956BOLT;HAS,2P1956 | CATERPILLAR | 2P1956 | [14 empty] | CATERPILLAR | 2P-1956 | HASTINGS DEERING(AUSTRALIA) LTD | [15 empty] | https://parts.cat.com/en/catcorp/2P-1956 | [9 empty] | ENRICHED | 31161600 Bolts |  |  | BOLT | MACHINE | TYPE |  | HEAD TYPE | 12-POINT | THREAD DIAMETER | 5/8 IN | OVERALL LENGTH | 3 IN | THREAD LENGTH | 3/4 IN | MATERIAL |  | MATERIAL SPECIFICATION |  | HEAD SIZE | 15⁄16 WDX5/8 HT IN | THREAD PITCH | 18 TPI | THREAD SERIES | UNF | COATING/FINISH |  | THREAD DIRECTION |  | TENSILE STRENGTH |  | HARDNESS |  | HAZARD CLASS |  | CERTIFICATION/STANDARD | [41 empty] | Production Completed
STP_009 - Lot7 | Data Enrichment | NEN | OK | 16-10-2023 | 16-10-2023 |  | 1097562 | 1097562 | 1372631 | AU_QM_000197117 |  | ERSA | M | 1540 | 1372631GZPCLNT100 | EA | 3000003 | BOLT;CAT,3038205 | BOLT;CAT,3038205 | BOLT;MNFR:CATERPILLAR,PTNO:3038205 |  | BOLT;CAT,3038205BOLT;HAS,3038205 | CATERPILLAR | 3038205 | [14 empty] | CATERPILLAR | 303-8205 | HASTINGS DEERING(AUSTRALIA) LTD | [15 empty] | https://parts.cat.com/en/catcorp/303-8205 | [9 empty] | ENRICHED | 31161620 Hexagonal bolts |  |  | BOLT | MACHINE | TYPE |  | HEAD TYPE | HEXAGON | THREAD DIAMETER | M8 | OVERALL LENGTH | 60 MM | THREAD LENGTH | 38 MM | MATERIAL |  | MATERIAL SPECIFICATION |  | HEAD SIZE | 13 WDX5 HT MM | THREAD PITCH | 1.25 MM | THREAD SERIES | UNC | COATING/FINISH | ZINC FLAKE | THREAD DIRECTION |  | TENSILE STRENGTH |  | HARDNESS |  | HAZARD CLASS |  | CERTIFICATION/STANDARD | [41 empty] | Production Completed
STP_009 - Lot7 | Data Enrichment | NEN | OK | 16-10-2023 | 16-10-2023 |  | 1016934 | 1016934 |  |  |  | ERSA | M | 3730 | 1263611GZPCLNT100 | EA | 3000003 | BOLT;CAT,3039441, | TONRILLO;CAT,3039441, | BOLT,MNFR:CATERPILLAR ,PTNO:3039441 | TONRILLO,MNFR:CATERPILLAR ,PTNO:3039441 |  | CATERPILLAR | 3039441 | [14 empty] | CATERPILLAR | 303-9441 | [16 empty] | https://parts.cat.com/en/catcorp/303-9441 | [9 empty] | ENRICHED | 31161620 Hexagonal bolts |  |  | BOLT | MACHINE | TYPE |  | HEAD TYPE | HEXAGON | THREAD DIAMETER | M16 | OVERALL LENGTH | 80 MM | THREAD LENGTH | 42 MM | MATERIAL | STEEL | MATERIAL SPECIFICATION | GRADE 11.9 | HEAD SIZE | 24 WDX10 HT MM | THREAD PITCH | 2 MM | THREAD SERIES |  | COATING/FINISH | ZINC FLAKE | THREAD DIRECTION |  | TENSILE STRENGTH | 1170 MPA | HARDNESS |  | HAZARD CLASS |  | CERTIFICATION/STANDARD | ISO, ASTM, ASME,SAE,ROHS | [40 empty] | Production Completed
STP_009 - Lot7 | Data Enrichment | NEN | OK | 16-10-2023 | 16-10-2023 |  | 1097837 | 1097837 | 1392837 | AU_QM_000236178 |  | ERSA | M | 1540 | 1392837GZPCLNT100 | EA | 3000003 | BOLT;CAT,314-3260 | BOLT;CAT,314-3260 | BOLT;MNFR:CATERPILLAR,PTNO:314-3260 |  | OEM-E-LISTBOLT;CAT,314-3260 | CATERPILLAR | 314-3260 | [14 empty] | CATERPILLAR | 314-3260 | [16 empty] | https://parts.cat.com/en/catcorp/314-3260 | [9 empty] | ENRICHED | 31161620 Hexagonal bolts |  |  | BOLT | MACHINE | TYPE |  | HEAD TYPE | HEXAGON SOCKET | THREAD DIAMETER | M8 | OVERALL LENGTH | 18 MM | THREAD LENGTH | 4 MM | MATERIAL | STEEL | MATERIAL SPECIFICATION | GRADE 12.9 | HEAD SIZE | 13 DIAX8 HT MM | THREAD PITCH | 1.25 MM | THREAD SERIES |  | COATING/FINISH | ZINC PHOSPHATE + OIL | THREAD DIRECTION |  | TENSILE STRENGTH | 1220 MPA | HARDNESS |  | HAZARD CLASS |  | CERTIFICATION/STANDARD | ISO 898-1, ASTM, ASME,SAE,ROHS | [40 empty] | Production Completed
STP_009 - Lot7 | Data Enrichment | NEN | OK | 16-10-2023 | 16-10-2023 |  | 1075796 | 1075796 |  |  |  | ERSA | M | 3730 | 1103195GZPCLNT100 | EA | 3000003 | BOLT;CAT,3346836,M30 X 3.5 X 240 MM,MNTG | PERNO;CAT,3346836,M30 X 3.5 X 240 MM,SOP | BOLT;MNFR:CATERPILLAR,PTNO:3346836,ADDITIONAL FEATURES EN:M30 X 3.5 X 240 MM,MOUNTING SUPPORT REAR TRUNNION | PERNO;MNFR:CATERPILLAR,PTNO:3346836,CARACTERISTICAS ADICIONALES ES:M30 X 3.5 X 240 MM,SOPORTE TRUNNION TRASERO |  | CATERPILLAR | 3346836 | [14 empty] | CATERPILLAR | 334-6836 | [16 empty] | https://parts.cat.com/en/catcorp/334-6836 | [9 empty] | ENRICHED | 31161620 Hexagonal bolts |  |  | BOLT | MACHINE | TYPE | MOUNTING SUPPORT REAR TRUNNION | HEAD TYPE | HEXAGON | THREAD DIAMETER | M30 | OVERALL LENGTH | 240 MM | THREAD LENGTH | 155 MM | MATERIAL | STEEL | MATERIAL SPECIFICATION | GRADE 11.9 | HEAD SIZE | 46 WDX19 HT MM | THREAD PITCH | 3.5 MM | THREAD SERIES |  | COATING/FINISH | ZINC PHOSPHATE + OIL | THREAD DIRECTION |  | TENSILE STRENGTH | 1170 MPA | HARDNESS |  | HAZARD CLASS |  | CERTIFICATION/STANDARD | ISO, ASTM, ASME,SAE,ROHS | [40 empty] | Production Completed
STP_009 - Lot7 | Data Enrichment | NEN | OK | 16-10-2023 | 16-10-2023 |  | 1034443 | 1034443 | 1390613 | AU_QM_000232295 |  | ERSA | M | 1540 | 1390613GZPCLNT100 | EA | 3000003 | BOLT;CAT,3576019 | BOLT;CAT,3576019 | BOLT;MNFR:CATERPILLAR,PTNO:3576019 | PERNO;MNFR:CATERPILLAR,PTNO:3576019 | BOLT;CAT,3576019BOLT;HAS,3576019 | CATERPILLAR | 3576019 | [14 empty] | CATERPILLAR | 357-6019 | HASTINGS DEERING(AUSTRALIA) LTD | [15 empty] | https://parts.cat.com/en/catcorp/357-6019 | [9 empty] | ENRICHED | 31161620 Hexagonal bolts |  |  | BOLT | MACHINE | TYPE |  | HEAD TYPE | HEXAGON | THREAD DIAMETER | M16 | OVERALL LENGTH | 70 MM | THREAD LENGTH | 32 MM | MATERIAL | STEEL | MATERIAL SPECIFICATION | GRADE 11.9 | HEAD SIZE | 24 WDX10 HT MM | THREAD PITCH | 2 MM | THREAD SERIES |  | COATING/FINISH | ZINC PHOSPHATE + OIL | THREAD DIRECTION |  | TENSILE STRENGTH | 1170 MPA | HARDNESS |  | HAZARD CLASS |  | CERTIFICATION/STANDARD | ISO, ASTM, ASME,SAE,ROHS | [40 empty] | Production Completed
STP_009 - Lot7 | Data Enrichment | NEN | OK | 16-10-2023 | 16-10-2023 |  | 1077368 | 1077368 |  |  |  | ERSA | M | 1540 | 1204662GZPCLNT100 | EA | 3000003 | BOLT;CAT,3612657,BOBC,3612657,12 POINT | BOLT;CAT,3612657,BOBC,3612657,12 POINT | BOLT;MNFR:CATERPILLAR,PTNO:3612657,MNFR 1:BOBCAT,PTNO 1:3612657,ADDITIONAL FEATURES EN:12 POINT HEAD |  |  | CATERPILLAR | 3612657 | [14 empty] | CATERPILLAR | 361-2657 | [16 empty] | https://parts.cat.com/en/catcorp/361-2657 | [9 empty] | ENRICHED | 31161600 Bolts |  |  | BOLT | MACHINE | TYPE |  | HEAD TYPE | 12 POINT | THREAD DIAMETER | M14 | OVERALL LENGTH | 40 MM | THREAD LENGTH | 6 MM | MATERIAL | STEEL | MATERIAL SPECIFICATION | GRADE 11.9 | HEAD SIZE | 21 DIAX14 HT MM | THREAD PITCH | 2 MM | THREAD SERIES |  | COATING/FINISH | ZINC PHOSPHATE + OIL | THREAD DIRECTION |  | TENSILE STRENGTH | 1170 MPA | HARDNESS |  | HAZARD CLASS |  | CERTIFICATION/STANDARD | ISO, ASTM, ASME,SAE,ROHS | [40 empty] | Production Completed
STP_009 - Lot7 | Data Enrichment | NEN | OK | 16-10-2023 | 16-10-2023 |  | 1098047 | 1098047 | 1389940 | AU_QM_000231509 |  | ERSA | M | 1540 | 1389940GZPCLNT100 | EA | 3000003 | BOLT;CAT,375-0351 | BOLT;CAT,375-0351 | BOLT;MNFR:CATERPILLAR,PTNO:375-0351 |  | BOLT;CAT,375-0351BOLT;HAS,375-0351 | CATERPILLAR | 375-0351 | [14 empty] | CATERPILLAR | 375-0351 | HASTINGS DEERING(AUSTRALIA) LTD | [15 empty] | https://parts.cat.com/en/catcorp/375-0351 | [9 empty] | ENRICHED | 31161620 Hexagonal bolts |  |  | BOLT | MACHINE | TYPE |  | HEAD TYPE | HEXAGON FLANGE | THREAD DIAMETER | M8 | OVERALL LENGTH | 25 MM | THREAD LENGTH |  | MATERIAL | STEEL | MATERIAL SPECIFICATION |  | HEAD SIZE | 10 MM WD | THREAD PITCH | 1.25 MM | THREAD SERIES |  | COATING/FINISH |  | THREAD DIRECTION |  | TENSILE STRENGTH |  | HARDNESS |  | HAZARD CLASS |  | CERTIFICATION/STANDARD | [41 empty] | Production Completed
STP_009 - Lot7 | Data Enrichment | NEN | OK | 16-10-2023 | 16-10-2023 |  | 1098102 | 1098102 | 1388284 | AU_QM_000229579 |  | ERSA | M | 1540 | 1388284GZPCLNT100 | EA | 3000003 | BOLT;CAT,3879893 | BOLT;CAT,3879893 | BOLT;MNFR:CATERPILLAR,PTNO:3879893 |  | BOLT;CAT,3879893BOLT;HAS,3879893 | CATERPILLAR | 3879893 | [14 empty] | CATERPILLAR | 387-9893 | HASTINGS DEERING(AUSTRALIA) LTD | [15 empty] | https://parts.cat.com/en/catcorp/387-9893 | [9 empty] | ENRICHED | 31161620 Hexagonal bolts |  |  | BOLT | MACHINE | TYPE |  | HEAD TYPE | HEXAGON FLANGE | THREAD DIAMETER | M10 | OVERALL LENGTH | 35 MM | THREAD LENGTH |  | MATERIAL | STEEL | MATERIAL SPECIFICATION |  | HEAD SIZE |  | THREAD PITCH |  | THREAD SERIES |  | COATING/FINISH |  | THREAD DIRECTION |  | TENSILE STRENGTH |  | HARDNESS |  | HAZARD CLASS |  | CERTIFICATION/STANDARD | ISO, ASTM, ASME,SAE,ROHS | [40 empty] | Production Completed
STP_009 - Lot7 | Data Enrichment | NEN | OK | 16-10-2023 | 16-10-2023 |  | 1097265 | 1097265 | 1382676 | AU_QM_000222865 |  | ERSA | M | 1540 | 1382676GZPCLNT100 | EA | 3000003 | BOLT;CAT,3E-6911 | BOLT;CAT,3E-6911 | BOLT;MNFR:CATERPILLAR,PTNO:3E-6911 |  | BOLT;CAT,3E-6911BOLT;HAS,3E-6911 | CATERPILLAR | 3E-6911 | [14 empty] | CATERPILLAR | 3E-6911 | HASTINGS DEERING(AUSTRALIA) LTD | [15 empty] | https://parts.cat.com/en/catcorp/3E-6911 | [9 empty] | ENRICHED | 31161620 Hexagonal bolts |  |  | BOLT | MACHINE | TYPE |  | HEAD TYPE | HEXAGON SOCKET | THREAD DIAMETER | M12 | OVERALL LENGTH | 180 MM | THREAD LENGTH | 144 MM | MATERIAL | STEEL | MATERIAL SPECIFICATION | GRADE 12.9 | HEAD SIZE | 18 DIAX12 HT MM | THREAD PITCH | 1.75 MM | THREAD SERIES | UNC | COATING/FINISH |  | THREAD DIRECTION |  | TENSILE STRENGTH | 1220 MPA | HARDNESS |  | HAZARD CLASS |  | CERTIFICATION/STANDARD | ISO 898-1, ASTM, ASME,SAE,ROHS | [40 empty] | Production Completed
STP_009 - Lot7 | Data Enrichment | NEN | OK | 16-10-2023 | 16-10-2023 |  | 1097834 | 1097834 | 1392840 | AU_QM_000236181 |  | ERSA | M | 1540 | 1392840GZPCLNT100 | EA | 3000003 | BOLT;CAT,3E-8006 | BOLT;CAT,3E-8006 | BOLT;MNFR:CATERPILLAR,PTNO:3E-8006 |  | OEM-E-LISTBOLT;CAT,3E-8006 | CATERPILLAR | 3E-8006 | [14 empty] | CATERPILLAR | 3E-8006 | [16 empty] | https://parts.cat.com/en/catcorp/3E-8006 | [9 empty] | ENRICHED | 31161620 Hexagonal bolts |  |  | BOLT | MACHINE | TYPE |  | HEAD TYPE | HEXAGON SOCKET | THREAD DIAMETER | M8 | OVERALL LENGTH | 130 MM | THREAD LENGTH | 102 MM | MATERIAL | STEEL | MATERIAL SPECIFICATION | GRADE 12.9 | HEAD SIZE | 13 DIAX13 WDX8 HT MM | THREAD PITCH | 1.25 MM | THREAD SERIES | UNC | COATING/FINISH |  | THREAD DIRECTION |  | TENSILE STRENGTH |  | HARDNESS |  | HAZARD CLASS |  | CERTIFICATION/STANDARD | [41 empty] | Production Completed
STP_009 - Lot7 | Data Enrichment | NEN | OK | 16-10-2023 | 16-10-2023 |  | 1097525 | 1097525 | 1373862 | AU_QM_000202720 |  | ERSA | M | 1540 | 1373862GZPCLNT100 | EA | 3000003 | BOLT;CAT,3K-3379 | BOLT;CAT,3K-3379 | BOLT;MNFR:CATERPILLAR,PTNO:3K-3379 |  | BOLT;CAT,3K-3379BOLT;HAS,3K-3379 | CATERPILLAR | 3K-3379 | [14 empty] | CATERPILLAR | 3K-3379 | HASTINGS DEERING(AUSTRALIA) LTD | [15 empty] | https://parts.cat.com/en/catcorp/3K-3379 | [9 empty] | ENRICHED | 31161620 Hexagonal bolts |  |  | BOLT | MACHINE | TYPE |  | HEAD TYPE | HEXAGON | THREAD DIAMETER | 9/16 IN | OVERALL LENGTH | 1 IN | THREAD LENGTH | 1/8 IN | MATERIAL | STEEL | MATERIAL SPECIFICATION | GRADE 8 | HEAD SIZE | 7/8 WDX7/16 HT IN | THREAD PITCH | 12 TPI | THREAD SERIES | UNC | COATING/FINISH | ZINC PHOSPHATE + OIL | THREAD DIRECTION |  | TENSILE STRENGTH | 150 KSI | HARDNESS |  | HAZARD CLASS |  | CERTIFICATION/STANDARD | ISO, ASTM, ASME,SAE J429,ROHS | [40 empty] | Production Completed
STP_009 - Lot7 | Data Enrichment | NEN | OK | 16-10-2023 | 16-10-2023 |  | 1097833 | 1097833 | 1392842 | AU_QM_000236184 |  | ERSA | M | 1540 | 1392842GZPCLNT100 | EA | 3000003 | BOLT;CAT,4471731 | BOLT;CAT,4471731 | BOLT;MNFR:CATERPILLAR,PTNO:4471731 |  | OEM-E-LISTBOLT;CAT,4471731 | CATERPILLAR | 4471731 | [14 empty] | CATERPILLAR | 447-1731 | [16 empty] | https://parts.cat.com/en/catcorp/447-1731 | [9 empty] | ENRICHED | 31161620 Hexagonal bolts |  |  | BOLT | MACHINE | TYPE |  | HEAD TYPE | HEXAGON | THREAD DIAMETER | M20 | OVERALL LENGTH | 100 MM | THREAD LENGTH | 54 MM | MATERIAL | STEEL | MATERIAL SPECIFICATION | GRADE 10.9 | HEAD SIZE | 30 WDX13 HT MM | THREAD PITCH | 2.5 MM | THREAD SERIES |  | COATING/FINISH | ZINC PLATED | THREAD DIRECTION |  | TENSILE STRENGTH | 1040 MPA | HARDNESS |  | HAZARD CLASS |  | CERTIFICATION/STANDARD | ISO 898-1, ASTM, ASME,SAE,ROHS | [40 empty] | Production Completed
STP_009 - Lot7 | Data Enrichment | NEN | OK | 16-10-2023 | 16-10-2023 |  | 1098095 | 1098095 | 1388848 | AU_QM_000230213 |  | ERSA | M | 1540 | 1388848GZPCLNT100 | EA | 3000003 | BOLT;CAT,4532844 | BOLT;CAT,4532844 | BOLT;MNFR:CATERPILLAR,PTNO:4532844 |  | BOLT;CAT,4532844BOLT;HAS,4532844 | CATERPILLAR | 4532844 | [14 empty] | CATERPILLAR | 453-2844 | HASTINGS DEERING(AUSTRALIA) LTD | [15 empty] | https://parts.cat.com/en/catcorp/453-2844 | [9 empty] | ENRICHED | 31161620 Hexagonal bolts |  |  | BOLT | MACHINE | TYPE |  | HEAD TYPE | HEXAGON | THREAD DIAMETER | M20 | OVERALL LENGTH | 30 MM | THREAD LENGTH | 30 MM | MATERIAL | STEEL | MATERIAL SPECIFICATION | GRADE 10.9 | HEAD SIZE | 30 WDX13 HT MM | THREAD PITCH | 2.5 MM | THREAD SERIES |  | COATING/FINISH | ZINC PLATED | THREAD DIRECTION |  | TENSILE STRENGTH | 1040 MPA | HARDNESS |  | HAZARD CLASS |  | CERTIFICATION/STANDARD | ISO 898-1, ASTM, ASME,SAE,ROHS | [40 empty] | Production Completed
STP_009 - Lot7 | Data Enrichment | NEN | OK | 16-10-2023 | 16-10-2023 |  | 1073670 | 1073670 |  |  |  | ERSA | M | 3730 | 1108767GZPCLNT100 | EA | 3000003 | BOLT;CAT,4532845,M20 X 2.5 X 40 MM | PERNO;CAT,4532845,M20 X 2.5 X 40 MM | BOLT;MNFR:CATERPILLAR,PTNO:4532845,ADDITIONAL FEATURES EN:M20 X 2.5 X 40 MM | PERNO;MNFR:CATERPILLAR,PTNO:4532845,CARACTERISTICAS ADICIONALES ES:M20 X 2.5 X 40 MM |  | CATERPILLAR | 4532845 | [14 empty] | CATERPILLAR | 453-2845 | [16 empty] | https://parts.cat.com/en/catcorp/453-2845 | [9 empty] | ENRICHED | 31161620 Hexagonal bolts |  |  | BOLT | MACHINE | TYPE |  | HEAD TYPE | HEXAGON | THREAD DIAMETER | M20 | OVERALL LENGTH | 40 MM | THREAD LENGTH | 8 MM | MATERIAL | STEEL | MATERIAL SPECIFICATION | GRADE 10.9 | HEAD SIZE | 30 WDX13 HT MM | THREAD PITCH | 2.5 MM | THREAD SERIES |  | COATING/FINISH | ZINC PLATED | THREAD DIRECTION |  | TENSILE STRENGTH | 1040 MPA | HARDNESS |  | HAZARD CLASS |  | CERTIFICATION/STANDARD | ISO 898-1, ASTM, ASME,SAE,ROHS | [40 empty] | Production Completed
STP_009 - Lot7 | Data Enrichment | NEN | OK | 16-10-2023 | 16-10-2023 |  | 1098031 | 1098031 | 1390178 | AU_QM_000231780 |  | ERSA | M | 1540 | 1390178GZPCLNT100 | EA | 3000003 | BOLT;CAT,4N1761 | BOLT;CAT,4N1761 | BOLT;MNFR:CATERPILLAR,PTNO:4N1761 |  | BOLT;CAT,4N1761BOLT;HAS,4N1761 | CATERPILLAR | 4N1761 | [14 empty] | CATERPILLAR | 4N-1761 | HASTINGS DEERING(AUSTRALIA) LTD | [15 empty] | https://parts.cat.com/en/catcorp/4N-1761 | [9 empty] | ENRICHED | 31161620 Hexagonal bolts |  |  | BOLT | MACHINE | TYPE |  | HEAD TYPE | HEXAGON | THREAD DIAMETER | 1/4 IN | OVERALL LENGTH | 6-1/2 IN | THREAD LENGTH | 5-1/2 IN | MATERIAL | STEEL | MATERIAL SPECIFICATION | GRADE 8 | HEAD SIZE | 7/16 WDX3/16 HT IN | THREAD PITCH | 20 TPI | THREAD SERIES | UNC | COATING/FINISH | PHOSPHATE + OIL | THREAD DIRECTION |  | TENSILE STRENGTH | 150 KSI | HARDNESS |  | HAZARD CLASS |  | CERTIFICATION/STANDARD | ISO, ASTM, ASME,SAE J429,ROHS | [40 empty] | Production Completed
STP_009 - Lot7 | Data Enrichment | NEN | OK | 16-10-2023 | 16-10-2023 |  | 1076866 | 1076866 |  |  |  | ERSA | M | 1540 | 1038315GZPCLNT100 | EA | 3000003 | BOLT;CAT,5A3604 | BOLT;CAT,5A3604 | BOLT;MNFR:CATERPILLAR,PTNO:5A3604 |  |  | CATERPILLAR | 5A3604 | [14 empty] | CATERPILLAR | 5A-3604 | [16 empty] | https://parts.cat.com/en/catcorp/5A-3604 | [9 empty] | ENRICHED | 31161620 Hexagonal bolts |  |  | BOLT | MACHINE | TYPE |  | HEAD TYPE | HEXAGON SOCKET | THREAD DIAMETER | M8 | OVERALL LENGTH | 25 MM | THREAD LENGTH | 4 MM | MATERIAL | STEEL | MATERIAL SPECIFICATION | GRADE 12.9 | HEAD SIZE | 13 DIAX13 WDX8 HT MM | THREAD PITCH | 1.25 MM | THREAD SERIES | UNC | COATING/FINISH |  | THREAD DIRECTION |  | TENSILE STRENGTH |  | HARDNESS |  | HAZARD CLASS |  | CERTIFICATION/STANDARD | [41 empty] | Production Completed
STP_009 - Lot7 | Data Enrichment | NEN | OK | 16-10-2023 | 16-10-2023 |  | 1071681 | 1071681 |  |  |  | ERSA | M | 3730 | 1309603GZPCLNT100 | EA | 3000003 | BOLT;CAT,5J5314 | PERNO;CAT,5J5314 | BOLT;MNFR:CATERPILLAR,PTNO:5J5314 | PERNO;MNFR:CATERPILLAR,PTNO:5J5314 |  | CATERPILLAR | 5J5314 | [14 empty] | CATERPILLAR | 5J-5314 | [16 empty] | https://parts.cat.com/en/catcorp/5J-5314 | [9 empty] | ENRICHED | 31161620 Hexagonal bolts |  |  | BOLT | MACHINE | TYPE |  | HEAD TYPE | HEXAGON SOCKET | THREAD DIAMETER | 5/16 IN | OVERALL LENGTH | 1-1/2 IN | THREAD LENGTH | 7⁄64 IN | MATERIAL | STEEL | MATERIAL SPECIFICATION | GRADE 9 | HEAD SIZE | 15⁄32 WDX5⁄16 HT IN | THREAD PITCH | 18 TPI | THREAD SERIES | UNC | COATING/FINISH |  | THREAD DIRECTION |  | TENSILE STRENGTH |  | HARDNESS |  | HAZARD CLASS |  | CERTIFICATION/STANDARD | [41 empty] | Production Completed
STP_009 - Lot7 | Data Enrichment | NEN | OK | 16-10-2023 | 16-10-2023 |  | 1075002 | 1075002 |  |  |  | ERSA | M | 1540 | 1058081GZPCLNT100 | EA | 3000003 | BOLT;CAT,5P1737 | BOLT;CAT,5P1737 | BOLT;MNFR:CATERPILLAR,PTNO:5P1737 |  |  | CATERPILLAR | 5P1737 | [14 empty] | CATERPILLAR | 5P-1737 | [16 empty] | https://parts.cat.com/en/catcorp/5P-1737 | [9 empty] | ENRICHED | 31161600 Bolts |  |  | BOLT | MACHINE | TYPE |  | HEAD TYPE | 12-POINT | THREAD DIAMETER | 5/8 IN | OVERALL LENGTH | 1 IN | THREAD LENGTH | 1/8 IN | MATERIAL | STEEL | MATERIAL SPECIFICATION | GRADE 11.9 | HEAD SIZE | 55⁄64 DIAX5⁄8 HT IN | THREAD PITCH | 18 TPI | THREAD SERIES |  | COATING/FINISH | Plain/Black oxide with corrosion inhibitor | THREAD DIRECTION |  | TENSILE STRENGTH |  | HARDNESS |  | HAZARD CLASS |  | CERTIFICATION/STANDARD | ISO, ASTM, ASME,SAE,ROHS | [40 empty] | Production Completed
STP_009 - Lot7 | Data Enrichment | NEN | OK | 16-10-2023 | 16-10-2023 |  | 1097828 | 1097828 | 1392851 | AU_QM_000236194 |  | ERSA | M | 1540 | 1392851GZPCLNT100 | EA | 3000003 | BOLT;CAT,5P6712 | BOLT;CAT,5P6712 | BOLT;MNFR:CATERPILLAR,PTNO:5P6712 |  | OEM-E-LISTBOLT;CAT,5P6712 | CATERPILLAR | 5P6712 | [14 empty] | CATERPILLAR | 5P-6712 | [16 empty] | https://parts.cat.com/en/catcorp/5P-6712 | [9 empty] | ENRICHED | 31161620 Hexagonal bolts |  |  | BOLT | MACHINE | TYPE |  | HEAD TYPE | HEXAGON | THREAD DIAMETER | 3/4 IN | OVERALL LENGTH | 3 IN | THREAD LENGTH | 1-1/4 IN | MATERIAL | STEEL | MATERIAL SPECIFICATION | GRADE 11.9 | HEAD SIZE | 1-1/8 WDX37⁄64 HT IN | THREAD PITCH | 10 TPI | THREAD SERIES |  | COATING/FINISH | ZINC PHOSPHATE + OIL | THREAD DIRECTION |  | TENSILE STRENGTH | 170 KSI | HARDNESS |  | HAZARD CLASS |  | CERTIFICATION/STANDARD | ISO, ASTM, ASME,SAE,ROHS | [40 empty] | Production Completed
STP_009 - Lot7 | Data Enrichment | NEN | OK | 16-10-2023 | 16-10-2023 |  | 1096937 | 1096937 | 1389070 | AU_QM_000230462 |  | ERSA | M | 1540 | 1389070GZPCLNT100 | EA | 3000003 | BOLT;CAT,5P-7979 | BOLT;CAT,5P-7979 | BOLT;MNFR:CATERPILLAR,PTNO:5P-7979 |  | BOLT;CAT,5P-7979BOLT;HAS,5P-7979 | CATERPILLAR | 5P-7979 | [14 empty] | CATERPILLAR | 5P-7979 | HASTINGS DEERING(AUSTRALIA) LTD | [15 empty] | https://parts.cat.com/en/catcorp/5P-7979 | [9 empty] | ENRICHED | 31161620 Hexagonal bolts |  |  | BOLT | MACHINE | TYPE |  | HEAD TYPE | HEXAGON | THREAD DIAMETER | 5/16 IN | OVERALL LENGTH | 2-1⁄4 IN | THREAD LENGTH | 1-3⁄8 IN | MATERIAL | STEEL | MATERIAL SPECIFICATION | GRADE 8 | HEAD SIZE | 1⁄2 WDX15⁄64 HT IN | THREAD PITCH | 24 TPI | THREAD SERIES |  | COATING/FINISH |  | THREAD DIRECTION |  | TENSILE STRENGTH |  | HARDNESS |  | HAZARD CLASS |  | CERTIFICATION/STANDARD | SAE J429 | [40 empty] | Production Completed
STP_009 - Lot7 | Data Enrichment | NEN | OK | 16-10-2023 | 16-10-2023 |  | 1077574 | 1077574 |  |  |  | ERSA | M | 1540 | 1196462GZPCLNT100 | EA | 3000003 | BOLT;CAT,5P8167,5P-8167 | Perno 3/8-16X0.625-In, CAT 5P8167 | BOLT;MNFR:CATERPILLAR,PTNO:5P8167,ADDITIONAL FEATURES EN:5P-8167 | CAT PTNO 5P8167 |  | CATERPILLAR | 5P8167 | [14 empty] | CATERPILLAR | 5P-8167 | [16 empty] | https://parts.cat.com/en/catcorp/5P-8167 | [9 empty] | ENRICHED | 31161620 Hexagonal bolts |  |  | BOLT | MACHINE | TYPE |  | HEAD TYPE | HEXAGON | THREAD DIAMETER | 3/8 IN | OVERALL LENGTH | 5/8 IN | THREAD LENGTH | 3⁄32 IN | MATERIAL | STEEL | MATERIAL SPECIFICATION | GRADE 8 | HEAD SIZE | 9/16 WDX19⁄64 HT IN | THREAD PITCH | 16 TPI | THREAD SERIES | UNC | COATING/FINISH | ZINC PLATED | THREAD DIRECTION |  | TENSILE STRENGTH | 150 KSI | HARDNESS |  | HAZARD CLASS |  | CERTIFICATION/STANDARD | SAE J429 | [40 empty] | Production Completed
STP_009 - Lot7 | Data Enrichment | NEN | OK | 16-10-2023 | 16-10-2023 |  | 1071669 | 1071669 |  |  |  | ERSA | M | 3730 | 1309712GZPCLNT100 | EA | 3000003 | BOLT;CAT,5S2256 | PERNO;CAT,5S2256 | BOLT;MNFR:CATERPILLAR,PTNO:5S2256 | PERNO;MNFR:CATERPILLAR,PTNO:5S2256 |  | CATERPILLAR | 5S2256 | [14 empty] | CATERPILLAR | 5S-2256 | [16 empty] | https://parts.cat.com/en/catcorp/5S-2256 | [9 empty] | ENRICHED | 31161620 Hexagonal bolts |  |  | BOLT | MACHINE | TYPE |  | HEAD TYPE | HEXAGON SOCKET | THREAD DIAMETER | 1/2 IN | OVERALL LENGTH | 1-3/4 IN | THREAD LENGTH | 5⁄32 IN | MATERIAL | STEEL | MATERIAL SPECIFICATION | GRADE 9 | HEAD SIZE | 3/4 WDX1/2 HT IN | THREAD PITCH | 13 TPI | THREAD SERIES | UNC | COATING/FINISH |  | THREAD DIRECTION |  | TENSILE STRENGTH |  | HARDNESS |  | HAZARD CLASS |  | CERTIFICATION/STANDARD | ISO, ASTM, ASME,SAE,ROHS | [40 empty] | Production Completed
STP_009 - Lot7 | Data Enrichment | NEN | OK | 16-10-2023 | 16-10-2023 |  | 1097827 | 1097827 | 1392854 | AU_QM_000236197 |  | ERSA | M | 1540 | 1392854GZPCLNT100 | EA | 3000003 | BOLT;CAT,6C3220 | BOLT;CAT,6C3220 | BOLT;MNFR:CATERPILLAR,PTNO:6C3220 |  | OEM-E-LISTBOLT;CAT,6C3220 | CATERPILLAR | 6C3220 | [14 empty] | CATERPILLAR | 6C-3220 | [16 empty] | https://parts.cat.com/en/catcorp/6C-3220 | [9 empty] | ENRICHED | 31161620 Hexagonal bolts |  |  | BOLT | MACHINE | TYPE |  | HEAD TYPE | HEXAGON | THREAD DIAMETER | 7/8 IN | OVERALL LENGTH | 5 IN | THREAD LENGTH | 3 IN | MATERIAL | STEEL | MATERIAL SPECIFICATION | GRADE 11.9 | HEAD SIZE | 1-5/16 WDX43⁄64 HT IN | THREAD PITCH | 9 TPI | THREAD SERIES |  | COATING/FINISH | ZINC PHOSPHATE + OIL | THREAD DIRECTION |  | TENSILE STRENGTH | 170 KSI | HARDNESS |  | HAZARD CLASS |  | CERTIFICATION/STANDARD | ISO, ASTM, ASME,SAE,ROHS | [40 empty] | Production Completed
STP_009 - Lot7 | Data Enrichment | NEN | OK | 16-10-2023 | 16-10-2023 |  | 1096965 | 1096965 | 1388654 | AU_QM_000229994 |  | ERSA | M | 1540 | 1388654GZPCLNT100 | EA | 3000003 | BOLT;CAT,6F4438 | BOLT;CAT,6F4438 | BOLT;MNFR:CATERPILLAR,PTNO:6F4438 |  | BOLT;CAT,6F4438BOLT;HAS,6F4438 | CATERPILLAR | 6F4438 | [14 empty] | CATERPILLAR | 6F-4438 | HASTINGS DEERING(AUSTRALIA) LTD | [15 empty] | https://parts.cat.com/en/catcorp/6F-4438 | [9 empty] | ENRICHED | 31161620 Hexagonal bolts |  |  | BOLT | MACHINE | TYPE |  | HEAD TYPE | HEXAGON | THREAD DIAMETER | 1-1/4 IN | OVERALL LENGTH | 11-1/2 IN | THREAD LENGTH | 8-3⁄8 IN | MATERIAL | STEEL | MATERIAL SPECIFICATION | GRADE 8 | HEAD SIZE | 1-7/8 WDX13⁄16 HT IN | THREAD PITCH | 12 TPI | THREAD SERIES | UNF | COATING/FINISH | ZINC PLATED | THREAD DIRECTION |  | TENSILE STRENGTH | 150 KSI | HARDNESS |  | HAZARD CLASS |  | CERTIFICATION/STANDARD | ISO, ASTM, ASME,SAE J429,ROHS | [40 empty] | Production Completed
STP_009 - Lot7 | Data Enrichment | NEN | OK | 16-10-2023 | 16-10-2023 |  | 1097826 | 1097826 | 1392857 | AU_QM_000236200 |  | ERSA | M | 1540 | 1392857GZPCLNT100 | EA | 3000003 | BOLT;CAT,6I0217 | BOLT;CAT,6I0217 | BOLT;MNFR:CATERPILLAR,PTNO:6I0217 |  | OEM-E-LISTBOLT;CAT,6I0217 | CATERPILLAR | 6I0217 | [14 empty] | CATERPILLAR | 6I-0217 | [16 empty] | https://parts.cat.com/en/catcorp/6I-0217 | [9 empty] | ENRICHED | 31161620 Hexagonal bolts |  |  | BOLT | MACHINE | TYPE |  | HEAD TYPE | HEXAGON FLANGE | THREAD DIAMETER | M8 | OVERALL LENGTH | 20 MM | THREAD LENGTH | 1⁄8 IN | MATERIAL | STEEL | MATERIAL SPECIFICATION |  | HEAD SIZE |  | THREAD PITCH | 1.25 MM | THREAD SERIES |  | COATING/FINISH | ELECTROPLATED ZINC | THREAD DIRECTION |  | TENSILE STRENGTH |  | HARDNESS |  | HAZARD CLASS |  | CERTIFICATION/STANDARD | ISO 4162,ASTM,ASME B18.2.1,SAE,ROHS | [40 empty] | Production Completed
STP_009 - Lot7 | Data Enrichment | NEN | OK | 16-10-2023 | 16-10-2023 |  | 1096953 | 1096953 | 1388830 | AU_QM_000230192 |  | ERSA | M | 1540 | 1388830GZPCLNT100 | EA | 3000003 | BOLT;CAT,6I4709 | BOLT;CAT,6I4709 | BOLT;MNFR:CATERPILLAR,PTNO:6I4709 |  | BOLT;CAT,6I4709BOLT;HAS,6I4709 | CATERPILLAR | 6I4709 | [14 empty] | CATERPILLAR | 6I-4709 | HASTINGS DEERING(AUSTRALIA) LTD | [15 empty] | https://parts.cat.com/en/catcorp/6I-4709 | [9 empty] | ENRICHED | 31161620 Hexagonal bolts |  |  | BOLT | MACHINE | TYPE |  | HEAD TYPE | HEXAGON FLANGE | THREAD DIAMETER | M8 | OVERALL LENGTH | 100 MM | THREAD LENGTH | 78 MM | MATERIAL | STEEL | MATERIAL SPECIFICATION |  | HEAD SIZE | 10 MM WD | THREAD PITCH |  | THREAD SERIES |  | COATING/FINISH | ZINC PLATED | THREAD DIRECTION |  | TENSILE STRENGTH |  | HARDNESS |  | HAZARD CLASS |  | CERTIFICATION/STANDARD | [41 empty] | Production Completed
STP_009 - Lot7 | Data Enrichment | NEN | OK | 16-10-2023 | 16-10-2023 |  | 1097921 | 1097921 | 1391846 | AU_QM_000233808 |  | ERSA | M | 1540 | 1391846GZPCLNT100 | EA | 3000003 | BOLT;CAT,6K-7917 | BOLT;CAT,6K-7917 | BOLT;MNFR:CATERPILLAR,PTNO:6K-7917 |  | BOLT;CAT,6K-7917BOLT;HAS,6K-7917 | CATERPILLAR | 6K-7917 | [14 empty] | CATERPILLAR | 6K-7917 | HASTINGS DEERING(AUSTRALIA) LTD | [15 empty] | https://parts.cat.com/en/catcorp/6K-7917 | [9 empty] | ENRICHED | 31161620 Hexagonal bolts |  |  | BOLT | MACHINE | TYPE |  | HEAD TYPE | HEXAGON | THREAD DIAMETER | 1/2 IN | OVERALL LENGTH | 1 IN | THREAD LENGTH | 1/8 IN | MATERIAL | STEEL | MATERIAL SPECIFICATION | GRADE 8 | HEAD SIZE | 3/4 WDX3⁄8 HT IN | THREAD PITCH | 13 TPI | THREAD SERIES |  | COATING/FINISH |  | THREAD DIRECTION |  | TENSILE STRENGTH | 150 KSI | HARDNESS |  | HAZARD CLASS |  | CERTIFICATION/STANDARD | ISO, ASTM, ASME,SAE J429,ROHS | [40 empty] | Production Completed
STP_009 - Lot7 | Data Enrichment | NEN | OK | 16-10-2023 | 16-10-2023 |  | 1097825 | 1097825 | 1392859 | AU_QM_000236202 |  | ERSA | M | 1540 | 1392859GZPCLNT100 | EA | 3000003 | BOLT;CAT,6V1819 | BOLT;CAT,6V1819 | BOLT;MNFR:CATERPILLAR,PTNO:6V1819 |  | OEM-E-LISTBOLT;CAT,6V1819 | CATERPILLAR | 6V1819 | [14 empty] | CATERPILLAR | 6V-1819 | [16 empty] | https://parts.cat.com/en/catcorp/6V-1819 | [9 empty] | ENRICHED | 31161620 Hexagonal bolts |  |  | BOLT | MACHINE | TYPE |  | HEAD TYPE | HEXAGON | THREAD DIAMETER | M10 | OVERALL LENGTH | 100 MM | THREAD LENGTH | 74 MM | MATERIAL | STEEL | MATERIAL SPECIFICATION | GRADE 10.9 | HEAD SIZE | 16 WDX7 HT MM | THREAD PITCH | 1.5 MM | THREAD SERIES | UNC | COATING/FINISH | ZINC PHOSPHATE + OIL | THREAD DIRECTION |  | TENSILE STRENGTH | 1040 MPA | HARDNESS |  | HAZARD CLASS |  | CERTIFICATION/STANDARD | ISO 898-1, ASTM, ASME,SAE,ROHS | [40 empty] | Production Completed
STP_009 - Lot7 | Data Enrichment | NEN | OK | 16-10-2023 | 16-10-2023 |  | 1097088 | 1097088 | 1386403 | AU_QM_000227350 |  | ERSA | M | 1540 | 1386403GZPCLNT100 | EA | 3000003 | BOLT;CAT,6V2316 | BOLT;CAT,6V2316 | BOLT;MNFR:CATERPILLAR,PTNO:6V2316 |  | BOLT;CAT,6V2316BOLT;HAS,6V2316 | CATERPILLAR | 6V2316 | [14 empty] | CATERPILLAR | 6V-2316 | HASTINGS DEERING(AUSTRALIA) LTD | [15 empty] | https://parts.cat.com/en/catcorp/6V-2316 | [9 empty] | ENRICHED | 31161620 Hexagonal bolts |  |  | BOLT | MACHINE | TYPE |  | HEAD TYPE | HEXAGON | THREAD DIAMETER | M8 | OVERALL LENGTH | 12 MM | THREAD LENGTH | 3 MM | MATERIAL | STEEL | MATERIAL SPECIFICATION | GRADE 10.9 | HEAD SIZE | 13 WDX5.5 HT MM | THREAD PITCH | 1.25 MM | THREAD SERIES | UNC | COATING/FINISH | ZINC PHOSPHATE + OIL | THREAD DIRECTION |  | TENSILE STRENGTH | 1040 MPA | HARDNESS |  | HAZARD CLASS |  | CERTIFICATION/STANDARD | ISO 898-1, ASTM, ASME,SAE,ROHS | [40 empty] | Production Completed
STP_009 - Lot7 | Data Enrichment | NEN | OK | 16-10-2023 | 16-10-2023 |  | 1077182 | 1077182 |  |  |  | ERSA | M | 1540 | 1213658GZPCLNT100 | EA | 3000003 | BOLT;CAT,6V2317 | PERNO,CAT,6V2317 | BOLT;MNFR:CATERPILLAR,PTNO:6V2317 | PERNO,MNFR:CATERPILLAR,PTNO:6V2317 |  | CATERPILLAR | 6V2317 | [14 empty] | CATERPILLAR | 6V-2317 | [16 empty] | https://parts.cat.com/en/catcorp/6V-2317 | [9 empty] | ENRICHED | 31161620 Hexagonal bolts |  |  | BOLT | MACHINE | TYPE |  | HEAD TYPE | HEXAGON | THREAD DIAMETER | M8 | OVERALL LENGTH | 30 MM | THREAD LENGTH | 8 MM | MATERIAL | STEEL | MATERIAL SPECIFICATION | GRADE 10.9 | HEAD SIZE | 13 WDX6 HT MM | THREAD PITCH | 1.25 MM | THREAD SERIES | UNC | COATING/FINISH | ZINC PHOSPHATE + OIL | THREAD DIRECTION |  | TENSILE STRENGTH | 1040 MPA | HARDNESS |  | HAZARD CLASS |  | CERTIFICATION/STANDARD | ISO 898-1, ASTM, ASME,SAE,ROHS | [40 empty] | Production Completed
STP_009 - Lot7 | Data Enrichment | NEN | OK | 16-10-2023 | 16-10-2023 |  | 1076315 | 1076315 |  |  |  | ERSA | M | 1540 | 1055593GZPCLNT100 | EA | 3000003 | BOLT;CAT,6V3531 | PERNO;CAT,6V3531 | BOLT;MNFR:CATERPILLAR,PTNO:6V3531 | PERNO;MNFR:CATERPILLAR,PTNO:6V3531 |  | CATERPILLAR | 6V3531 | [14 empty] | CATERPILLAR | 6V-3531 | [16 empty] | https://parts.cat.com/en/catcorp/6V-3531 | [9 empty] | ENRICHED | 31161600 Bolts |  | HEAD SIZE:30 WDX13 HT MM,TENSILE STRENGTH:1040 MPA | BOLT | TRACK | TYPE |  | THREAD DIAMETER | M20 | OVERALL LENGTH | 50 MM | THREAD LENGTH | 8 MM | DRIVE TYPE | HEXAGON | MATERIAL | STEEL | MATERIAL SPECIFICATION | GRADE 11.9 | THREAD PITCH | 2.5 MM | THREAD SERIES | UNC | COATING/FINISH | ZINC PHOSPHATE + OIL | HAZARD CLASS |  | CERTIFICATION/STANDARD | [49 empty] | Production Completed
STP_009 - Lot7 | Data Enrichment | NEN | OK | 16-10-2023 | 17-10-2023 |  | 1075124 | 1075124 |  |  |  | ERSA | M | 1540 | 1056395GZPCLNT100 | EA | 3000003 | BOLT;CAT,6V3669 | PERNO,CAT,6V3669 | BOLT;MNFR:CATERPILLAR,PTNO:6V3669 | PERNO,MNFR:CATERPILLAR,PTNO:6V3669 |  | CATERPILLAR | 6V3669 | [14 empty] | CATERPILLAR | 6V-3669 | [16 empty] | https://parts.cat.com/en/catcorp/6V-3669 | [9 empty] | ENRICHED | 31161600 Bolts |  | HEAD SIZE:30 WDX13 HT MM,TENSILE STRENGTH:1040 MPA | BOLT | TRACK | TYPE |  | THREAD DIAMETER | M20 | OVERALL LENGTH | 80 MM | THREAD LENGTH | 34 MM | DRIVE TYPE | HEXAGON | MATERIAL | STEEL | MATERIAL SPECIFICATION | GRADE 10.9 | THREAD PITCH | 2.5 MM | THREAD SERIES | UNC | COATING/FINISH | ZINC PHOSPHATE + OIL | HAZARD CLASS |  | CERTIFICATION/STANDARD | ISO 898-1 | [48 empty] | Production Completed
STP_009 - Lot7 | Data Enrichment | NEN | OK | 16-10-2023 | 17-10-2023 |  | 1075995 | 1075995 |  |  |  | ERSA | M | 1540 | 1061222GZPCLNT100 | EA | 3000003 | BOLT;CAT,6V3822 | PERNO;CAT,6V3822 | BOLT;MNFR:CATERPILLAR,PTNO:6V3822 | PERNO;MNFR:CATERPILLAR,PTNO:6V3822 |  | CATERPILLAR | 6V3822 | [14 empty] | CATERPILLAR | 6V-3822 | [16 empty] | https://parts.cat.com/en/catcorp/6V-3822 | [9 empty] | ENRICHED | 31161620 Hexagonal bolts |  |  | BOLT | MACHINE | TYPE |  | HEAD TYPE | HEXAGON | THREAD DIAMETER | M10 | OVERALL LENGTH | 35 MM | THREAD LENGTH | 5 MM | MATERIAL | STEEL | MATERIAL SPECIFICATION | GRADE 10.9 | HEAD SIZE | 16 WDX7 HT MM | THREAD PITCH | 1.5 MM | THREAD SERIES | UNC | COATING/FINISH | ZINC PHOSPHATE + OIL | THREAD DIRECTION |  | TENSILE STRENGTH | 1040 MPA | HARDNESS |  | HAZARD CLASS |  | CERTIFICATION/STANDARD | ISO 898-1, ASTM, ASME,SAE,ROHS | [40 empty] | Production Completed
STP_009 - Lot7 | Data Enrichment | NEN | OK | 16-10-2023 | 17-10-2023 |  | 1075509 | 1075509 |  |  |  | ERSA | M | 3730 | 1139993GZPCLNT100 | EA | 3000003 | BOLT;CAT,6V4429,M16 X 2 X 40 MM | PERNO;CAT,6V4429,M16 X 2 X 40 MM | BOLT;MNFR:CATERPILLAR,PTNO:6V4429,ADDITIONAL FEATURES EN:M16 X 2 X 40 MM | PERNO;MNFR:CATERPILLAR,PTNO:6V4429,CARACTERISTICAS ADICIONALES ES:M16 X 2 X 40 MM |  | CATERPILLAR | 6V4429 | [14 empty] | CATERPILLAR | 6V-4429 | [16 empty] | https://parts.cat.com/en/catcorp/6V-4429 | [9 empty] | ENRICHED | 31161600 Bolts |  | HEAD SIZE:24 WDX10 HT MM | BOLT | TRACK | TYPE |  | THREAD DIAMETER | M16 | OVERALL LENGTH | 40 MM | THREAD LENGTH | 6 MM | DRIVE TYPE | HEXAGON | MATERIAL | STEEL | MATERIAL SPECIFICATION | GRADE 10.9 | THREAD PITCH | 2 MM | THREAD SERIES | UNC | COATING/FINISH | ZINC PHOSPHATE + OIL | HAZARD CLASS |  | CERTIFICATION/STANDARD | ISO 898-1 | [48 empty] | Production Completed
STP_009 - Lot7 | Data Enrichment | NEN | OK | 16-10-2023 | 17-10-2023 |  | 1071888 | 1071888 |  |  |  | ERSA | M | 3730 | 1541342GZPCLNT100 | EA | 3000003 | BOLT;CAT,6v4626 | PERNO;CAT,6v4626 | BOLT;MNFR:CATERPILLAR,PTNO:6v4626 | PERNO;MNFR:CATERPILLAR,PTNO:6v4626 |  | CATERPILLAR | 6v4626 | [14 empty] | CATERPILLAR | 6v-4626 | [16 empty] | https://parts.cat.com/en/catcorp/6v-4626 | [9 empty] | ENRICHED | 31161620 Hexagonal bolts |  |  | BOLT | MACHINE | TYPE |  | HEAD TYPE | HEXAGON | THREAD DIAMETER | 5/16 IN | OVERALL LENGTH | 2 IN | THREAD LENGTH | 1-1⁄8 IN | MATERIAL | STEEL | MATERIAL SPECIFICATION | GRADE 8 | HEAD SIZE | 1/2 WDX15/64 HT IN | THREAD PITCH | 24 TPI | THREAD SERIES |  | COATING/FINISH |  | THREAD DIRECTION |  | TENSILE STRENGTH |  | HARDNESS |  | HAZARD CLASS |  | CERTIFICATION/STANDARD | SAE J429 | [40 empty] | Production Completed
STP_009 - Lot7 | Data Enrichment | NEN | OK | 16-10-2023 | 17-10-2023 |  | 1074415 | 1074415 |  |  |  | ERSA | M | 3730 | 1112723GZPCLNT100 | EA | 3000003 | BOLT;CAT,6V5192,SCKT HD M8 X 1.25 X 30 | PERNO;CAT,6V5192,CABEZAL ALLEN M8 X 1.25 | BOLT;MNFR:CATERPILLAR,PTNO:6V5192,ADDITIONAL FEATURES EN:SOCKET HEAD M8 X 1.25 X 30 MM | PERNO;MNFR:CATERPILLAR,PTNO:6V5192,CARACTERISTICAS ADICIONALES ES:CABEZAL ALLEN M8 X 1.25 X 30Ã‚Â MM |  | CATERPILLAR | 6V5192 | [14 empty] | CATERPILLAR | 6V-5192 | [16 empty] | https://parts.cat.com/en/catcorp/6V-5192 | [9 empty] | ENRICHED | 31161620 Hexagonal bolts |  |  | BOLT | MACHINE | TYPE |  | HEAD TYPE | HEXAGON SOCKET | THREAD DIAMETER | M8 | OVERALL LENGTH | 30 MM | THREAD LENGTH | 4 MM | MATERIAL | STEEL | MATERIAL SPECIFICATION | GRADE 12.9 | HEAD SIZE | 13 DIAX5 WDX8 HT MM | THREAD PITCH | 1.25 MM | THREAD SERIES | UNC | COATING/FINISH |  | THREAD DIRECTION |  | TENSILE STRENGTH | 1220 MPA | HARDNESS |  | HAZARD CLASS |  | CERTIFICATION/STANDARD | ISO 898-1, ASTM, ASME,SAE,ROHS | [40 empty] | Production Completed
STP_009 - Lot7 | Data Enrichment | NEN | OK | 16-10-2023 | 17-10-2023 |  | 1075173 | 1075173 |  |  |  | ERSA | M | 1540 | 1055732GZPCLNT100 | EA | 3000003 | BOLT;CAT,6V5230 | PERNO,CAT,6V5230 | BOLT;MNFR:CATERPILLAR,PTNO:6V5230 | PERNO,MNFR:CATERPILLAR,PTNO:6V5230 |  | CATERPILLAR | 6V5230 | [14 empty] | CATERPILLAR | 6V-5230 | [16 empty] | https://parts.cat.com/en/catcorp/6V-5230 | [9 empty] | ENRICHED | 31161620 Hexagonal bolts |  |  | BOLT | MACHINE | TYPE |  | HEAD TYPE | HEXAGON | THREAD DIAMETER | M10 | OVERALL LENGTH | 60 MM | THREAD LENGTH | 34 MM | MATERIAL | STEEL | MATERIAL SPECIFICATION | GRADE 10.9 | HEAD SIZE | 16 WDX7 HT MM | THREAD PITCH | 1.5 MM | THREAD SERIES | UNC | COATING/FINISH | ZINC PHOSPHATE + OIL | THREAD DIRECTION |  | TENSILE STRENGTH | 1040 MPA | HARDNESS |  | HAZARD CLASS |  | CERTIFICATION/STANDARD | ISO 898-1,ASTM, ASME,SAE,ROHS | [40 empty] | Production Completed
STP_009 - Lot7 | Data Enrichment | NEN | OK | 16-10-2023 | 17-10-2023 |  | 1098020 | 1098020 | 1390388 | AU_QM_000232018 |  | ERSA | M | 1540 | 1390388GZPCLNT100 | EA | 3000003 | BOLT;CAT,6V5682 | BOLT;CAT,6V5682 | BOLT;MNFR:CATERPILLAR,PTNO:6V5682 |  | BOLT;CAT,6V5682BOLT;HAS,6V5682 | CATERPILLAR | 6V5682 | [14 empty] | CATERPILLAR | 6V-5682 | HASTINGS DEERING(AUSTRALIA) LTD | [15 empty] | https://parts.cat.com/en/catcorp/6V-5682 | [9 empty] | ENRICHED | 31161620 Hexagonal bolts |  |  | BOLT | MACHINE | TYPE |  | HEAD TYPE | HEXAGON | THREAD DIAMETER | 3/8 IN | OVERALL LENGTH | 7/8 IN | THREAD LENGTH | 1⁄8 IN | MATERIAL | STAINLESS STEEL | MATERIAL SPECIFICATION |  | HEAD SIZE | 5/9 WDX19⁄64 HT IN | THREAD PITCH | 16 TPI | THREAD SERIES |  | COATING/FINISH |  | THREAD DIRECTION |  | TENSILE STRENGTH |  | HARDNESS |  | HAZARD CLASS |  | CERTIFICATION/STANDARD | ISO, ASTM, ASME,SAE,ROHS | [40 empty] | Production Completed
STP_009 - Lot7 | Data Enrichment | NEN | OK | 16-10-2023 | 17-10-2023 |  | 1097082 | 1097082 | 1386421 | AU_QM_000227369 |  | ERSA | M | 1540 | 1386421GZPCLNT100 | EA | 3000003 | BOLT;CAT,6V5685 | BOLT;CAT,6V5685 | BOLT;MNFR:CATERPILLAR,PTNO:6V5685 |  | BOLT;CAT,6V5685BOLT;HAS,6V5685 | CATERPILLAR | 6V5685 | [14 empty] | CATERPILLAR | 6V-5685 | HASTINGS DEERING(AUSTRALIA) LTD | [15 empty] | https://parts.cat.com/en/catcorp/6V-5685 | [9 empty] | ENRICHED | 31161620 Hexagonal bolts |  |  | BOLT | MACHINE | TYPE |  | HEAD TYPE | HEXAGON | THREAD DIAMETER | M14 | OVERALL LENGTH | 50 MM | THREAD LENGTH | 16 MM | MATERIAL | STEEL | MATERIAL SPECIFICATION | GRADE 10.9 | HEAD SIZE | 21 WDX9 HT MM | THREAD PITCH | 2 MM | THREAD SERIES | UNC | COATING/FINISH | ZINC PHOSPHATE + OIL | THREAD DIRECTION |  | TENSILE STRENGTH | 1040 MPA | HARDNESS |  | HAZARD CLASS |  | CERTIFICATION/STANDARD | ISO 898-1 | [40 empty] | Production Completed
STP_009 - Lot7 | Data Enrichment | NEN | OK | 16-10-2023 | 17-10-2023 |  | 1074413 | 1074413 |  |  |  | ERSA | M | 3730 | 1112745GZPCLNT100 | EA | 3000003 | BOLT;CAT,6V5815,M10 X 1.5 X 75 MM | PERNO;CAT,6V5815,M10 X 1.5 X 75 MM | BOLT;MNFR:CATERPILLAR,PTNO:6V5815,ADDITIONAL FEATURES EN:M10 X 1.5 X 75 MM | PERNO;MNFR:CATERPILLAR,PTNO:6V5815,CARACTERISTICAS ADICIONALES ES:M10 X 1.5 X 75 MM |  | CATERPILLAR | 6V5815 | [14 empty] | CATERPILLAR | 6V-5815 | [16 empty] | https://parts.cat.com/en/catcorp/6V-5815 | [9 empty] | ENRICHED | 31161620 Hexagonal bolts |  |  | BOLT | MACHINE | TYPE |  | HEAD TYPE | HEXAGON | THREAD DIAMETER | M10 | OVERALL LENGTH | 75 MM | THREAD LENGTH | 49 MM | MATERIAL | STEEL | MATERIAL SPECIFICATION | GRADE 10.9 | HEAD SIZE | 16 WDX7 HT MM | THREAD PITCH | 1.5 MM | THREAD SERIES |  | COATING/FINISH | ZINC PHOSPHATE + OIL | THREAD DIRECTION |  | TENSILE STRENGTH | 1040 MPA | HARDNESS |  | HAZARD CLASS |  | CERTIFICATION/STANDARD | ISO 898-1,ASTM, ASME,SAE,ROHS | [40 empty] | Production Completed
STP_009 - Lot7 | Data Enrichment | NEN | OK | 16-10-2023 | 17-10-2023 |  | 1075666 | 1075666 |  |  |  | ERSA | M | 3730 | 1112783GZPCLNT100 | EA | 3000003 | BOLT;CAT,6V7729,M20 X 2.5 X 40 MM | PERNO;CAT,6V7729,M20 X 2.5 X 40 MM | BOLT;MNFR:CATERPILLAR,PTNO:6V7729,ADDITIONAL FEATURES EN:M20 X 2.5 X 40 MM | PERNO;MNFR:CATERPILLAR,PTNO:6V7729,CARACTERISTICAS ADICIONALES ES:M20 X 2.5 X 40 MM |  | CATERPILLAR | 6V7729 | [14 empty] | CATERPILLAR | 6V-7729 | [16 empty] | https://parts.cat.com/en/catcorp/6V-7729 | [9 empty] | ENRICHED | 31161620 Hexagonal bolts |  |  | BOLT | MACHINE | TYPE |  | HEAD TYPE | HEXAGON | THREAD DIAMETER | M20 | OVERALL LENGTH | 40 MM | THREAD LENGTH | 8 MM | MATERIAL | STEEL | MATERIAL SPECIFICATION | GRADE 10.9 | HEAD SIZE | 30 WDX13 HT MM | THREAD PITCH | 2.5 MM | THREAD SERIES | UNC | COATING/FINISH | ZINC PHOSPHATE + OIL | THREAD DIRECTION |  | TENSILE STRENGTH | 1040 MPA | HARDNESS |  | HAZARD CLASS |  | CERTIFICATION/STANDARD | ISO 898-1,ASTM, ASME,SAE,ROHS | [40 empty] | Production Completed
STP_009 - Lot7 | Data Enrichment | NEN | OK | 16-10-2023 | 17-10-2023 |  | 1029446 | 1029446 | 1386422 | AU_QM_000227370 |  | ERSA | M | 1540 | 1386422GZPCLNT100 | EA | 3000003 | BOLT;CAT,6V8084 | BOLT;CAT,6V8084 | BOLT;MNFR:CATERPILLAR,PTNO:6V8084 |  | BOLT;CAT,6V8084BOLT;HAS,6V8084 | CATERPILLAR | 6V8084 | [14 empty] | CATERPILLAR | 6V-8084 | HASTINGS DEERING(AUSTRALIA) LTD | [15 empty] | https://parts.cat.com/en/catcorp/6V-8084 | [9 empty] | ENRICHED | 31161620 Hexagonal bolts |  |  | BOLT | MACHINE | TYPE |  | HEAD TYPE | HEXAGON | THREAD DIAMETER | M10 | OVERALL LENGTH | 12 MM | THREAD LENGTH | 5 MM | MATERIAL | STEEL | MATERIAL SPECIFICATION | GRADE 10.9 | HEAD SIZE | 16 WDX7 HT MM | THREAD PITCH | 1.5 MM | THREAD SERIES | UNC | COATING/FINISH | ZINC PHOSPHATE + OIL | THREAD DIRECTION |  | TENSILE STRENGTH | 1040 MPA | HARDNESS |  | HAZARD CLASS |  | CERTIFICATION/STANDARD | ISO 898-1,ASTM, ASME,SAE,ROHS | [40 empty] | Production Completed
STP_009 - Lot7 | Data Enrichment | NEN | OK | 16-10-2023 | 17-10-2023 |  | 1075665 | 1075665 |  |  |  | ERSA | M | 3730 | 1112809GZPCLNT100 | EA | 3000003 | BOLT;CAT,6V8359,M6 X 1 X 70 MM | PERNO;CAT,6V8359,M6 X 1 X 70 MM | BOLT;MNFR:CATERPILLAR,PTNO:6V8359,ADDITIONAL FEATURES EN:M6 X 1 X 70 MM | PERNO;MNFR:CATERPILLAR,PTNO:6V8359,CARACTERISTICAS ADICIONALES ES:M6 X 1 X 70 MM |  | CATERPILLAR | 6V8359 | [14 empty] | CATERPILLAR | 6V-8359 | [16 empty] | https://parts.cat.com/en/catcorp/6V-8359 | [9 empty] | ENRICHED | 31161620 Hexagonal bolts |  |  | BOLT | MACHINE | TYPE |  | HEAD TYPE | HEXAGON | THREAD DIAMETER | M6 | OVERALL LENGTH | 70 MM | THREAD LENGTH | 52 MM | MATERIAL | STEEL | MATERIAL SPECIFICATION | GRADE 10.9 | HEAD SIZE | 10 WDX4 HT MM | THREAD PITCH | 1 MM | THREAD SERIES | UNC | COATING/FINISH | ZINC PHOSPHATE + OIL | THREAD DIRECTION |  | TENSILE STRENGTH | 1040 MPA | HARDNESS |  | HAZARD CLASS |  | CERTIFICATION/STANDARD | ISO 898-1,ASTM, ASME,SAE,ROHS | [40 empty] | Production Completed
STP_009 - Lot7 | Data Enrichment | NEN | OK | 16-10-2023 | 17-10-2023 |  | 1097080 | 1097080 | 1386426 | AU_QM_000227375 |  | ERSA | M | 1540 | 1386426GZPCLNT100 | EA | 3000003 | BOLT;CAT,6V8550 | BOLT;CAT,6V8550 | BOLT;MNFR:CATERPILLAR,PTNO:6V8550 |  | BOLT;CAT,6V8550BOLT;HAS,6V8550 | CATERPILLAR | 6V8550 | [14 empty] | CATERPILLAR | 6V-8550 | HASTINGS DEERING(AUSTRALIA) LTD | [15 empty] | https://parts.cat.com/en/catcorp/6V-8550 | [9 empty] | ENRICHED | 31161620 Hexagonal bolts |  |  | BOLT | MACHINE | TYPE |  | HEAD TYPE | HEXAGON | THREAD DIAMETER | M14 | OVERALL LENGTH | 35 MM | THREAD LENGTH | 6 MM | MATERIAL | STEEL | MATERIAL SPECIFICATION | GRADE 10.9 | HEAD SIZE | 21 WDX9 HT MM | THREAD PITCH | 2 MM | THREAD SERIES | UNC | COATING/FINISH | ZINC PHOSPHATE + OIL | THREAD DIRECTION |  | TENSILE STRENGTH | 1040 MPA | HARDNESS |  | HAZARD CLASS |  | CERTIFICATION/STANDARD | ISO 898-1,ASTM, ASME,SAE,ROHS | [40 empty] | Production Completed
STP_009 - Lot7 | Data Enrichment | NEN | OK | 16-10-2023 | 17-10-2023 |  | 1075660 | 1075660 |  |  |  | ERSA | M | 3730 | 1112845GZPCLNT100 | EA | 3000003 | BOLT;CAT,6V8837,M6 X 1 X 16 MM | PERNO;CAT,6V8837,M6 X 1 X 16 MM | BOLT;MNFR:CATERPILLAR,PTNO:6V8837,ADDITIONAL FEATURES EN:M6 X 1 X 16 MM | PERNO;MNFR:CATERPILLAR,PTNO:6V8837,CARACTERISTICAS ADICIONALES ES:M6 X 1 X 16 MM |  | CATERPILLAR | 6V8837 | [14 empty] | CATERPILLAR | 6V-8837 | [16 empty] | https://parts.cat.com/en/catcorp/6V-8837 | [9 empty] | ENRICHED | 31161620 Hexagonal bolts |  |  | BOLT | MACHINE | TYPE |  | HEAD TYPE | HEXAGON | THREAD DIAMETER | M6 | OVERALL LENGTH | 16 MM | THREAD LENGTH | 3 MM | MATERIAL | STEEL | MATERIAL SPECIFICATION | GRADE 10.9 | HEAD SIZE | 10 WDX4 HT MM | THREAD PITCH | 1 MM | THREAD SERIES | UNC | COATING/FINISH | ZINC PHOSPHATE + OIL | THREAD DIRECTION |  | TENSILE STRENGTH | 1040 MPA | HARDNESS |  | HAZARD CLASS |  | CERTIFICATION/STANDARD | ISO 898-1,ASTM, ASME,SAE,ROHS | [40 empty] | Production Completed
STP_009 - Lot7 | Data Enrichment | NEN | OK | 16-10-2023 | 17-10-2023 |  | 1076119 | 1076119 |  |  |  | ERSA | M | 1540 | 1059297GZPCLNT100 | EA | 3000003 | BOLT;CAT,6V8918 | PERNO;CAT,6V8918 | BOLT;MNFR:CATERPILLAR,PTNO:6V8918 | PERNO;MNFR:CATERPILLAR,PTNO:6V8918 |  | CATERPILLAR | 6V8918 | [14 empty] | CATERPILLAR | 6V-8918 | [16 empty] | https://parts.cat.com/en/catcorp/6V-8918 | [9 empty] | ENRICHED | 31161620 Hexagonal bolts |  |  | BOLT | MACHINE | TYPE |  | HEAD TYPE | HEXAGON | THREAD DIAMETER | 5/16 IN | OVERALL LENGTH | 1-1/4 IN | THREAD LENGTH | 3⁄8 IN | MATERIAL | STEEL | MATERIAL SPECIFICATION | GRADE 8 | HEAD SIZE | 1/2 WDX15⁄64 HT IN | THREAD PITCH | 18 TPI | THREAD SERIES | UNC | COATING/FINISH | ZINC PLATED | THREAD DIRECTION |  | TENSILE STRENGTH | 150 KSI | HARDNESS |  | HAZARD CLASS |  | CERTIFICATION/STANDARD | SAE J429 | [40 empty] | Production Completed
STP_009 - Lot7 | Data Enrichment | NEN | OK | 16-10-2023 | 17-10-2023 |  | 1097919 | 1097919 | 1391857 | AU_QM_000233823 |  | ERSA | M | 1540 | 1391857GZPCLNT100 | EA | 3000003 | BOLT;CAT,7D-6378 | BOLT;CAT,7D-6378 | BOLT;MNFR:CATERPILLAR,PTNO:7D-6378 |  | BOLT;CAT,7D-6378BOLT;HAS,7D-6378 | CATERPILLAR | 7D-6378 | [14 empty] | CATERPILLAR | 7D-6378 | HASTINGS DEERING(AUSTRALIA) LTD | [15 empty] | https://parts.cat.com/en/catcorp/7D-6378 | [9 empty] | ENRICHED | 31161620 Hexagonal bolts |  |  | BOLT | MACHINE | TYPE |  | HEAD TYPE | HEXAGON | THREAD DIAMETER | 7/16 IN | OVERALL LENGTH | 1-1/32 IN | THREAD LENGTH |  | MATERIAL |  | MATERIAL SPECIFICATION |  | HEAD SIZE |  | THREAD PITCH | 14 TPI | THREAD SERIES |  | COATING/FINISH |  | THREAD DIRECTION |  | TENSILE STRENGTH |  | HARDNESS |  | HAZARD CLASS |  | CERTIFICATION/STANDARD | [41 empty] | Production Completed
STP_009 - Lot7 | Data Enrichment | NEN | OK | 16-10-2023 | 17-10-2023 |  | 1098193 | 1098193 | 1383869 | AU_QM_000224339 |  | ERSA | M | 1540 | 1383869GZPCLNT100 | EA | 3000003 | BOLT;CAT,7E4195 | BOLT;CAT,7E4195 | BOLT;MNFR:CATERPILLAR,PTNO:7E4195 |  | BOLT;CAT,7E4195BOLT;HAS,7E4195 | CATERPILLAR | 7E4195 | [14 empty] | CATERPILLAR | 7E-4195 | HASTINGS DEERING(AUSTRALIA) LTD | [15 empty] | https://parts.cat.com/en/catcorp/7E-4195 | [9 empty] | ENRICHED | 31161620 Hexagonal bolts |  |  | BOLT | MACHINE | TYPE | CONNECTING ROD | HEAD TYPE | HEXAGON | THREAD DIAMETER | M16 | OVERALL LENGTH | 97 MM | THREAD LENGTH |  | MATERIAL |  | MATERIAL SPECIFICATION |  | HEAD SIZE |  | THREAD PITCH |  | THREAD SERIES |  | COATING/FINISH |  | THREAD DIRECTION |  | TENSILE STRENGTH |  | HARDNESS |  | HAZARD CLASS |  | CERTIFICATION/STANDARD | [41 empty] | Production Completed
STP_009 - Lot7 | Data Enrichment | NEN | OK | 16-10-2023 | 17-10-2023 |  | 1097083 | 1097083 | 1386420 | AU_QM_000227368 |  | ERSA | M | 1540 | 1386420GZPCLNT100 | EA | 3000003 | BOLT;CAT,7H2069 | BOLT;CAT,7H2069 | BOLT;MNFR:CATERPILLAR,PTNO:7H2069 |  | BOLT;CAT,7H2069BOLT;HAS,7H2069 | CATERPILLAR | 7H2069 | [14 empty] | CATERPILLAR | 7H-2069 | HASTINGS DEERING(AUSTRALIA) LTD | [15 empty] | https://parts.cat.com/en/catcorp/7H-2069 | [9 empty] | ENRICHED | 31161620 Hexagonal bolts |  |  | BOLT | MACHINE | TYPE |  | HEAD TYPE | HEXAGON | THREAD DIAMETER | 3/4 IN | OVERALL LENGTH | 1 IN | THREAD LENGTH | 5⁄16 IN | MATERIAL | STEEL | MATERIAL SPECIFICATION | GRADE 8 | HEAD SIZE | 1-1/8 WDX37⁄64 HT IN | THREAD PITCH | 10 TPI | THREAD SERIES | UNC | COATING/FINISH | ZINC PHOSPHATE + OIL | THREAD DIRECTION |  | TENSILE STRENGTH | 150 KSI | HARDNESS |  | HAZARD CLASS |  | CERTIFICATION/STANDARD | SAE J429 | [40 empty] | Production Completed
STP_009 - Lot7 | Data Enrichment | NEN | OK | 16-10-2023 | 17-10-2023 |  | 1096898 | 1096898 | 1390663 | AU_QM_000232357 |  | ERSA | M | 1540 | 1390663GZPCLNT100 | EA | 3000003 | BOLT;CAT,7J0637 | BOLT;CAT,7J0637 | BOLT;MNFR:CATERPILLAR,PTNO:7J0637 |  | BOLT;CAT,7J0637BOLT;HAS,7J0637 | CATERPILLAR | 7J0637 | [14 empty] | CATERPILLAR | 7J-0637 | HASTINGS DEERING(AUSTRALIA) LTD | [15 empty] | https://parts.cat.com/en/catcorp/7J-0637 | [9 empty] | ENRICHED | 31161620 Hexagonal bolts |  |  | BOLT | MACHINE | TYPE |  | HEAD TYPE | HEXAGON SOCKET | THREAD DIAMETER | 1/4 IN | OVERALL LENGTH | 3/8 IN | THREAD LENGTH | 7⁄64 IN | MATERIAL | STEEL | MATERIAL SPECIFICATION | ASTM A574 | HEAD SIZE | 3/16 WDX1/4 HT IN | THREAD PITCH | 20 TPI | THREAD SERIES | UNC | COATING/FINISH |  | THREAD DIRECTION |  | TENSILE STRENGTH | 180 KSI | HARDNESS |  | HAZARD CLASS |  | CERTIFICATION/STANDARD | ISO,ASTM, ASME,SAE,ROHS | [40 empty] | Production Completed
STP_009 - Lot7 | Data Enrichment | NEN | OK | 16-10-2023 | 17-10-2023 |  | 1096929 | 1096929 | 1389166 | AU_QM_000230594 |  | ERSA | M | 1540 | 1389166GZPCLNT100 | EA | 3000003 | BOLT;CAT,7K4363 | BOLT;CAT,7K4363 | BOLT;MNFR:CATERPILLAR,PTNO:7K4363 |  | BOLT;CAT,7K4363BOLT;HAS,7K4363 | CATERPILLAR | 7K4363 | [14 empty] | CATERPILLAR | 7K-4363 | HASTINGS DEERING(AUSTRALIA) LTD | [15 empty] | https://parts.cat.com/en/catcorp/7K-4363 | [9 empty] | ENRICHED | 31161620 Hexagonal bolts |  |  | BOLT | MACHINE | TYPE |  | HEAD TYPE | HEXAGON | THREAD DIAMETER | 1 IN | OVERALL LENGTH | 11-1/2 IN | THREAD LENGTH | 9 IN | MATERIAL | STEEL | MATERIAL SPECIFICATION | GRADE 8 | HEAD SIZE | 1-1/2 WDX45⁄64 HT IN | THREAD PITCH | 8 TPI | THREAD SERIES | UNC | COATING/FINISH | ZINC PHOSPHATE + OIL | THREAD DIRECTION |  | TENSILE STRENGTH | 150 KSI | HARDNESS |  | HAZARD CLASS |  | CERTIFICATION/STANDARD | ISO,ASTM, ASME,SAE J429,ROHS | [40 empty] | Production Completed
STP_009 - Lot7 | Data Enrichment | NEN | OK | 16-10-2023 | 17-10-2023 |  | 1097087 | 1097087 | 1386404 | AU_QM_000227351 |  | ERSA | M | 1540 | 1386404GZPCLNT100 | EA | 3000003 | BOLT;CAT,7X0271 | BOLT;CAT,7X0271 | BOLT;MNFR:CATERPILLAR,PTNO:7X0271 |  | BOLT;CAT,7X0271BOLT;HAS,7X0271 | CATERPILLAR | 7X0271 | [14 empty] | CATERPILLAR | 7X-0271 | HASTINGS DEERING(AUSTRALIA) LTD | [15 empty] | https://parts.cat.com/en/catcorp/7X-0271 | [9 empty] | ENRICHED | 31161620 Hexagonal bolts |  |  | BOLT | MACHINE | TYPE |  | HEAD TYPE | HEXAGON | THREAD DIAMETER | 1/4 IN | OVERALL LENGTH | 5-1/2 IN | THREAD LENGTH | 4-1/2 IN | MATERIAL | STEEL | MATERIAL SPECIFICATION | GRADE 8 | HEAD SIZE | 7/16 WDX3/16 HT IN | THREAD PITCH | 20 TPI | THREAD SERIES | UNC | COATING/FINISH | ZINC PLATED | THREAD DIRECTION |  | TENSILE STRENGTH | 150 KSI | HARDNESS |  | HAZARD CLASS |  | CERTIFICATION/STANDARD | ISO,ASTM, ASME,SAE J429,ROHS | [40 empty] | Production Completed
STP_009 - Lot7 | Data Enrichment | NEN | OK | 16-10-2023 | 17-10-2023 |  | 1098182 | 1098182 | 1384255 | AU_QM_000224800 |  | ERSA | M | 1540 | 1384255GZPCLNT100 | EA | 3000003 | BOLT;CAT,7X-0280 | BOLT;CAT,7X-0280 | BOLT;MNFR:CATERPILLAR,PTNO:7X-0280 |  | BOLT;CAT,7X-0280BOLT;HAS,7X-0280 | CATERPILLAR | 7X-0280 | [14 empty] | CATERPILLAR | 7X-0280 | HASTINGS DEERING(AUSTRALIA) LTD | [15 empty] | https://parts.cat.com/en/catcorp/7X-0280 | [9 empty] | ENRICHED | 31161620 Hexagonal bolts |  |  | BOLT | MACHINE | TYPE |  | HEAD TYPE | HEXAGON | THREAD DIAMETER | 5/16 IN | OVERALL LENGTH | 5 IN | THREAD LENGTH | 4-1/8 IN | MATERIAL | STEEL | MATERIAL SPECIFICATION | GRADE 8 | HEAD SIZE | 1/2 WDX15⁄64 HT IN | THREAD PITCH | 18 TPI | THREAD SERIES | UNC | COATING/FINISH | ZINC PLATED | THREAD DIRECTION |  | TENSILE STRENGTH | 150 KSI | HARDNESS |  | HAZARD CLASS |  | CERTIFICATION/STANDARD | ISO,ASTM, ASME,SAE J429,ROHS | [40 empty] | Production Completed
STP_009 - Lot7 | Data Enrichment | NEN | OK | 16-10-2023 | 17-10-2023 |  | 1029856 | 1029856 | 1382251 | AU_QM_000222335 |  | ERSA | M | 1540 | 1382251GZPCLNT100 | EA | 3000003 | BOLT;CAT,7X0282 | BOLT;CAT,7X0282 | BOLT;MNFR:CATERPILLAR,PTNO:7X0282 |  | BOLT;CAT,7X0282BOLT;HAS,7X0282 | CATERPILLAR | 7X0282 | [14 empty] | CATERPILLAR | 7X-0282 | HASTINGS DEERING(AUSTRALIA) LTD | [15 empty] | https://parts.cat.com/en/catcorp/7X-0282 | [9 empty] | ENRICHED | 31161620 Hexagonal bolts |  |  | BOLT | MACHINE | TYPE |  | HEAD TYPE | HEXAGON | THREAD DIAMETER | 5/16 IN | OVERALL LENGTH | 6-1/2 IN | THREAD LENGTH | 5-3⁄8 IN | MATERIAL | STEEL | MATERIAL SPECIFICATION | GRADE 8 | HEAD SIZE | 1/2 WDX15⁄64 HT IN | THREAD PITCH | 18 TPI | THREAD SERIES | UNC | COATING/FINISH | ZINC PLATED | THREAD DIRECTION |  | TENSILE STRENGTH | 150 KSI | HARDNESS |  | HAZARD CLASS |  | CERTIFICATION/STANDARD | ISO,ASTM, ASME,SAE J429,ROHS | [40 empty] | Production Completed
STP_009 - Lot7 | Data Enrichment | NEN | OK | 16-10-2023 | 17-10-2023 |  | 1035220 | 1035220 | 1392873 | AU_QM_000236218 |  | ERSA | M | 1540 | 1392873GZPCLNT100 | EA | 3000003 | BOLT;CAT,7X0292 | BOLT;CAT,7X0292 | BOLT;MNFR:CATERPILLAR,PTNO:7X0292 |  | OEM-E-LISTBOLT;CAT,7X0292 | CATERPILLAR | 7X0292 | [14 empty] | CATERPILLAR | 7X-0292 | [16 empty] | https://parts.cat.com/en/catcorp/7X-0292 | [9 empty] | ENRICHED | 31161620 Hexagonal bolts |  |  | BOLT | MACHINE | TYPE |  | HEAD TYPE | HEXAGON | THREAD DIAMETER | 3/8 IN | OVERALL LENGTH | 4-1/2 IN | THREAD LENGTH | 3-1/4 IN | MATERIAL | STEEL | MATERIAL SPECIFICATION | GRADE 8 | HEAD SIZE | 9/16 WDX19⁄64 HT IN | THREAD PITCH | 16 TPI | THREAD SERIES | UNC | COATING/FINISH | ZINC FLAKE | THREAD DIRECTION |  | TENSILE STRENGTH | 150 KSI | HARDNESS |  | HAZARD CLASS |  | CERTIFICATION/STANDARD | ISO,ASTM, ASME,SAE J429,ROHS | [40 empty] | Production Completed
STP_009 - Lot7 | Data Enrichment | NEN | OK | 16-10-2023 | 17-10-2023 |  | 1074982 | 1074982 |  |  |  | ERSA | M | 1540 | 1058284GZPCLNT100 | EA | 3000003 | BOLT;CAT,7X0311 | BOLT;CAT,7X0311 | BOLT;MNFR:CATERPILLAR,PTNO:7X0311 |  |  | CATERPILLAR | 7X0311 | [14 empty] | CATERPILLAR | 7X-0311 | [16 empty] | https://parts.cat.com/en/catcorp/7X-0311 | [9 empty] | ENRICHED | 31161620 Hexagonal bolts |  |  | BOLT | MACHINE | TYPE |  | HEAD TYPE | HEXAGON | THREAD DIAMETER | 7/16 IN | OVERALL LENGTH | 2-1/4 IN | THREAD LENGTH | 1-1⁄8 IN | MATERIAL | STEEL | MATERIAL SPECIFICATION | GRADE 8 | HEAD SIZE | 11/16 WDX11⁄32 HT IN | THREAD PITCH | 14 TPI | THREAD SERIES | UNC | COATING/FINISH | ZINC PLATED | THREAD DIRECTION |  | TENSILE STRENGTH | 150 KSI | HARDNESS |  | HAZARD CLASS |  | CERTIFICATION/STANDARD | ISO,ASTM, ASME,SAE J429,ROHS | [40 empty] | Production Completed
STP_009 - Lot7 | Data Enrichment | NEN | OK | 16-10-2023 | 17-10-2023 |  | 1017331 | 1017331 |  |  |  | ERSA | M | 3730 | 1113991GZPCLNT100 | EA | 3000003 | BOLT;CAT,7X0312,7/16 IN-14 TPI,2-1/2 IN | PERNO;CAT,7X0312,7/16 IN-14 TPI,2-1/2 IN | BOLT;MNFR:CATERPILLAR,PTNO:7X0312,ADDITIONAL FEATURES EN:7/16 IN-14 TPI,2-1/2 IN | PERNO;MNFR:CATERPILLAR,PTNO:7X0312,CARACTERISTICAS ADICIONALES ES:7/16 IN-14 TPI,2-1/2 IN |  | CATERPILLAR | 7X0312 | [14 empty] | CATERPILLAR | 7X-0312 | [16 empty] | https://parts.cat.com/en/catcorp/7X-0312 | [9 empty] | ENRICHED | 31161620 Hexagonal bolts |  |  | BOLT | MACHINE | TYPE |  | HEAD TYPE | HEXAGON | THREAD DIAMETER | 7/16 IN | OVERALL LENGTH | 2-1/2 IN | THREAD LENGTH | 1-3⁄8 IN | MATERIAL | STEEL | MATERIAL SPECIFICATION | GRADE 8 | HEAD SIZE | 11/16 WDX11⁄32 HT IN | THREAD PITCH | 14 TPI | THREAD SERIES | UNC | COATING/FINISH | ZINC PLATED | THREAD DIRECTION |  | TENSILE STRENGTH | 150 KSI | HARDNESS |  | HAZARD CLASS |  | CERTIFICATION/STANDARD | ISO,ASTM, ASME,SAE J429,ROHS | [40 empty] | Production Completed
STP_009 - Lot7 | Data Enrichment | NEN | OK | 16-10-2023 | 17-10-2023 |  | 1098028 | 1098028 | 1390234 | AU_QM_000231844 |  | ERSA | M | 1540 | 1390234GZPCLNT100 | EA | 3000003 | BOLT;CAT,7X-0372 | BOLT;CAT,7X-0372 | BOLT;MNFR:CATERPILLAR,PTNO:7X-0372 |  | BOLT;CAT,7X-0372BOLT;HAS,7X-0372 | CATERPILLAR | 7X-0372 | [14 empty] | CATERPILLAR | 7X-0372 | HASTINGS DEERING(AUSTRALIA) LTD | [15 empty] | https://parts.cat.com/en/catcorp/7X-0372 | [9 empty] | ENRICHED | 31161620 Hexagonal bolts |  |  | BOLT | MACHINE | TYPE |  | HEAD TYPE | HEXAGON | THREAD DIAMETER | 3/4 IN | OVERALL LENGTH | 4-1/4 IN | THREAD LENGTH | 2-1/2 IN | MATERIAL | STEEL | MATERIAL SPECIFICATION | GRADE 8 | HEAD SIZE | 1-1/8 WDX37⁄64 HT IN | THREAD PITCH | 10 TPI | THREAD SERIES | UNC | COATING/FINISH | ZINC PLATED | THREAD DIRECTION |  | TENSILE STRENGTH | 150 KSI | HARDNESS |  | HAZARD CLASS |  | CERTIFICATION/STANDARD | ISO,ASTM, ASME,SAE J429,ROHS | [40 empty] | Production Completed
STP_009 - Lot7 | Data Enrichment | NEN | OK | 16-10-2023 | 17-10-2023 |  | 1097821 | 1097821 | 1392876 | AU_QM_000236221 |  | ERSA | M | 1540 | 1392876GZPCLNT100 | EA | 3000003 | BOLT;CAT,7X0383 | BOLT;CAT,7X0383 | BOLT;MNFR:CATERPILLAR,PTNO:7X0383 |  | OEM-E-LISTBOLT;CAT,7X0383 | CATERPILLAR | 7X0383 | [14 empty] | CATERPILLAR | 7X-0383 | [16 empty] | https://parts.cat.com/en/catcorp/7X-0383 | [9 empty] | ENRICHED | 31161620 Hexagonal bolts |  |  | BOLT | MACHINE | TYPE |  | HEAD TYPE | HEXAGON | THREAD DIAMETER | 7/8 IN | OVERALL LENGTH | 2-3/4 IN | THREAD LENGTH | 3/4 IN | MATERIAL | STEEL | MATERIAL SPECIFICATION | GRADE 8 | HEAD SIZE | 1-5/16 WDX43⁄64 HT IN | THREAD PITCH | 9 TPI | THREAD SERIES | UNC | COATING/FINISH | ZINC PLATED | THREAD DIRECTION |  | TENSILE STRENGTH | 150 KSI | HARDNESS |  | HAZARD CLASS |  | CERTIFICATION/STANDARD | ISO,ASTM, ASME,SAE J429,ROHS | [40 empty] | Production Completed
STP_009 - Lot7 | Data Enrichment | NEN | OK | 16-10-2023 | 17-10-2023 |  | 1097820 | 1097820 | 1392877 | AU_QM_000236222 |  | ERSA | M | 1540 | 1392877GZPCLNT100 | EA | 3000003 | BOLT;CAT,7X0391 | BOLT;CAT,7X0391 | BOLT;MNFR:CATERPILLAR,PTNO:7X0391 |  | OEM-E-LISTBOLT;CAT,7X0391 | CATERPILLAR | 7X0391 | [14 empty] | CATERPILLAR | 7X-0391 | [16 empty] | https://parts.cat.com/en/catcorp/7X-0391 | [9 empty] | ENRICHED | 31161620 Hexagonal bolts |  |  | BOLT | MACHINE | TYPE |  | HEAD TYPE | HEXAGON | THREAD DIAMETER | 7/8 IN | OVERALL LENGTH | 5-1/2 IN | THREAD LENGTH | 3-1/2 IN | MATERIAL | STEEL | MATERIAL SPECIFICATION | GRADE 8 | HEAD SIZE | 1-5/16 WDX43⁄64 HT IN | THREAD PITCH | 9 TPI | THREAD SERIES | UNC | COATING/FINISH | ZINC PLATED | THREAD DIRECTION |  | TENSILE STRENGTH | 150 KSI | HARDNESS |  | HAZARD CLASS |  | CERTIFICATION/STANDARD | ISO,ASTM, ASME,SAE J429,ROHS | [40 empty] | Production Completed
STP_009 - Lot7 | Data Enrichment | NEN | OK | 16-10-2023 | 17-10-2023 |  | 1097819 | 1097819 | 1392878 | AU_QM_000236223 |  | ERSA | M | 1540 | 1392878GZPCLNT100 | EA | 3000003 | BOLT;CAT,7X0411 | BOLT;CAT,7X0411 | BOLT;MNFR:CATERPILLAR,PTNO:7X0411 |  | OEM-E-LISTBOLT;CAT,7X0411 | CATERPILLAR | 7X0411 | [14 empty] | CATERPILLAR | 7X-0411 | [16 empty] | https://parts.cat.com/en/catcorp/7X-0411 | [9 empty] | ENRICHED | 31161620 Hexagonal bolts |  |  | BOLT | MACHINE | TYPE |  | HEAD TYPE | HEXAGON | THREAD DIAMETER | 1 IN | OVERALL LENGTH | 4-1/4 IN | THREAD LENGTH | 2 IN | MATERIAL | STEEL | MATERIAL SPECIFICATION | GRADE 8 | HEAD SIZE | 1-1/2 WDX45⁄64 HT IN | THREAD PITCH | 8 TPI | THREAD SERIES | UNC | COATING/FINISH | ZINC PLATED | THREAD DIRECTION |  | TENSILE STRENGTH | 150 KSI | HARDNESS |  | HAZARD CLASS |  | CERTIFICATION/STANDARD | SAE J429 | [40 empty] | Production Completed
STP_009 - Lot7 | Data Enrichment | NEN | OK | 16-10-2023 | 17-10-2023 |  | 1098157 | 1098157 | 1385588 | AU_QM_000226383 |  | ERSA | M | 1540 | 1385588GZPCLNT100 | EA | 3000003 | BOLT;CAT,7X0419 | BOLT;CAT,7X0419 | BOLT;MNFR:CATERPILLAR,PTNO:7X0419 |  | BOLT;CAT,7X0419BOLT;HAS,7X0419 | CATERPILLAR | 7X0419 | [14 empty] | CATERPILLAR | 7X-0419 | HASTINGS DEERING(AUSTRALIA) LTD | [15 empty] | https://parts.cat.com/en/catcorp/7X-0419 | [9 empty] | ENRICHED | 31161620 Hexagonal bolts |  |  | BOLT | MACHINE | TYPE |  | HEAD TYPE | HEXAGON | THREAD DIAMETER | 1 IN | OVERALL LENGTH | 10 IN | THREAD LENGTH | 7-1/2 IN | MATERIAL |  | MATERIAL SPECIFICATION |  | HEAD SIZE | 1-1/2 WDX45⁄64 HT IN | THREAD PITCH | 8 TPI | THREAD SERIES | UNC | COATING/FINISH | ZINC PLATED | THREAD DIRECTION |  | TENSILE STRENGTH |  | HARDNESS |  | HAZARD CLASS |  | CERTIFICATION/STANDARD | [41 empty] | Production Completed
STP_009 - Lot7 | Data Enrichment | NEN | OK | 16-10-2023 | 17-10-2023 |  | 1097818 | 1097818 | 1392879 | AU_QM_000236225 |  | ERSA | M | 1540 | 1392879GZPCLNT100 | EA | 3000003 | BOLT;CAT,7X0455 | BOLT;CAT,7X0455 | BOLT;MNFR:CATERPILLAR,PTNO:7X0455 |  | OEM-E-LISTBOLT;CAT,7X0455 | CATERPILLAR | 7X0455 | [14 empty] | CATERPILLAR | 7X-0455 | [16 empty] | https://parts.cat.com/en/catcorp/7X-0455 | [9 empty] | ENRICHED | 31161620 Hexagonal bolts |  |  | BOLT | MACHINE | TYPE |  | HEAD TYPE | HEXAGON | THREAD DIAMETER | 7/8 IN | OVERALL LENGTH | 4-1/4 IN | THREAD LENGTH | 2-1/4 IN | MATERIAL | STEEL | MATERIAL SPECIFICATION | GRADE 8 | HEAD SIZE | 1-5/16 WDX43⁄64 HT IN | THREAD PITCH | 9 TPI | THREAD SERIES | UNC | COATING/FINISH | ZINC PLATED | THREAD DIRECTION |  | TENSILE STRENGTH | 150 KSI | HARDNESS |  | HAZARD CLASS |  | CERTIFICATION/STANDARD | ISO,ASTM, ASME,SAE J429,ROHS | [40 empty] | Production Completed
STP_009 - Lot7 | Data Enrichment | NEN | OK | 16-10-2023 | 17-10-2023 |  | 1097079 | 1097079 | 1386431 | AU_QM_000227380 |  | ERSA | M | 1540 | 1386431GZPCLNT100 | EA | 3000003 | BOLT;CAT,7X0457 | BOLT;CAT,7X0457 | BOLT;MNFR:CATERPILLAR,PTNO:7X0457 |  | BOLT;CAT,7X0457BOLT;HAS,7X0457 | CATERPILLAR | 7X0457 | [14 empty] | CATERPILLAR | 7X-0457 | HASTINGS DEERING(AUSTRALIA) LTD | [15 empty] | https://parts.cat.com/en/catcorp/7X-0457 | [9 empty] | ENRICHED | 31161620 Hexagonal bolts |  |  | BOLT | MACHINE | TYPE |  | HEAD TYPE | HEXAGON | THREAD DIAMETER | M8 | OVERALL LENGTH | 130 MM | THREAD LENGTH | 102 MM | MATERIAL | STEEL | MATERIAL SPECIFICATION | GRADE 10.9 | HEAD SIZE | 13 WDX6 HT MM | THREAD PITCH | 1.25 MM | THREAD SERIES | UNC | COATING/FINISH | ZINC PHOSPHATE + OIL | THREAD DIRECTION |  | TENSILE STRENGTH | 1040 MPA | HARDNESS |  | HAZARD CLASS |  | CERTIFICATION/STANDARD | ISO 898-1,ASTM, ASME,SAE,ROHS | [40 empty] | Production Completed
STP_009 - Lot7 | Data Enrichment | NEN | OK | 16-10-2023 | 17-10-2023 |  | 1097812 | 1097812 | 1392888 | AU_QM_000236235 |  | ERSA | M | 1540 | 1392888GZPCLNT100 | EA | 3000003 | BOLT;CAT,7X2558 | BOLT;CAT,7X2558 | BOLT;MNFR:CATERPILLAR,PTNO:7X2558 |  | OEM-E-LISTBOLT;CAT,7X2558 | CATERPILLAR | 7X2558 | [14 empty] | CATERPILLAR | 7X-2558 | [16 empty] | https://parts.cat.com/en/catcorp/7X-2558 | [9 empty] | ENRICHED | 31161620 Hexagonal bolts |  |  | BOLT | MACHINE | TYPE |  | HEAD TYPE | HEXAGON | THREAD DIAMETER | M16 | OVERALL LENGTH | 150 MM | THREAD LENGTH | 106 MM | MATERIAL | STEEL | MATERIAL SPECIFICATION | GRADE 10.9 | HEAD SIZE | 24 WDX10 HT MM | THREAD PITCH | 2 MM | THREAD SERIES | UNC | COATING/FINISH | ZINC FLAKE | THREAD DIRECTION |  | TENSILE STRENGTH | 1040 MPA | HARDNESS |  | HAZARD CLASS |  | CERTIFICATION/STANDARD | ISO 898-1,ASTM, ASME,SAE,ROHS | [40 empty] | Production Completed
STP_009 - Lot7 | Data Enrichment | NEN | OK | 16-10-2023 | 17-10-2023 |  | 1097810 | 1097810 | 1392890 | AU_QM_000236237 |  | ERSA | M | 1540 | 1392890GZPCLNT100 | EA | 3000003 | BOLT;CAT,7X2566 | BOLT;CAT,7X2566 | BOLT;MNFR:CATERPILLAR,PTNO:7X2566 |  | OEM-E-LISTBOLT;CAT,7X2566 | CATERPILLAR | 7X2566 | [14 empty] | CATERPILLAR | 7X-2566 | [16 empty] | https://parts.cat.com/en/catcorp/7X-2566 | [9 empty] | ENRICHED | 31161620 Hexagonal bolts |  |  | BOLT | MACHINE | TYPE |  | HEAD TYPE | HEXAGON | THREAD DIAMETER | M20 | OVERALL LENGTH | 110 MM | THREAD LENGTH | 64 MM | MATERIAL | STEEL | MATERIAL SPECIFICATION | GRADE 10.9 | HEAD SIZE | 30 WDX13 HT MM | THREAD PITCH | 2.5 MM | THREAD SERIES | UNC | COATING/FINISH | ZINC FLAKE | THREAD DIRECTION |  | TENSILE STRENGTH | 1040 MPA | HARDNESS |  | HAZARD CLASS |  | CERTIFICATION/STANDARD | ISO 898-1,ASTM, ASME,SAE,ROHS | [40 empty] | Production Completed
STP_009 - Lot7 | Data Enrichment | NEN | OK | 16-10-2023 | 17-10-2023 |  | 1097809 | 1097809 | 1392891 | AU_QM_000236238 |  | ERSA | M | 1540 | 1392891GZPCLNT100 | EA | 3000003 | BOLT;CAT,7X-2585 | BOLT;CAT,7X-2585 | BOLT;MNFR:CATERPILLAR,PTNO:7X-2585 |  | OEM-E-LISTBOLT;CAT,7X-2585 | CATERPILLAR | 7X-2585 | [14 empty] | CATERPILLAR | 7X-2585 | [16 empty] | https://parts.cat.com/en/catcorp/7X-2585 | [9 empty] | ENRICHED | 31161620 Hexagonal bolts |  |  | BOLT | MACHINE | TYPE |  | HEAD TYPE | HEXAGON | THREAD DIAMETER | M30 | OVERALL LENGTH | 160 MM | THREAD LENGTH | 88 MM | MATERIAL |  | MATERIAL SPECIFICATION |  | HEAD SIZE | 46 WDX19 HT MM | THREAD PITCH | 3.5 MM | THREAD SERIES | UNC | COATING/FINISH | ZINC PLATED | THREAD DIRECTION |  | TENSILE STRENGTH |  | HARDNESS |  | HAZARD CLASS |  | CERTIFICATION/STANDARD | [41 empty] | Production Completed
STP_009 - Lot7 | Data Enrichment | NEN | OK | 16-10-2023 | 17-10-2023 |  | 1071610 | 1071610 |  |  |  | ERSA | M | 3730 | 1310332GZPCLNT100 | EA | 3000003 | BOLT;CAT,7X7888 | PERNO;CAT,7X7888 | BOLT;MNFR:CATERPILLAR,PTNO:7X7888 | PERNO;MNFR:CATERPILLAR,PTNO:7X7888 |  | CATERPILLAR | 7X7888 | [14 empty] | CATERPILLAR | 7X-7888 | [16 empty] | https://parts.cat.com/en/catcorp/7X-7888 | [9 empty] | ENRICHED | 31161620 Hexagonal bolts |  |  | BOLT | MACHINE | TYPE |  | HEAD TYPE | HEXAGON | THREAD DIAMETER | M6 | OVERALL LENGTH | 90 MM | THREAD LENGTH | 72 MM | MATERIAL | STEEL | MATERIAL SPECIFICATION | GRADE 10.9 | HEAD SIZE | 10 WDX4.2 HT MM | THREAD PITCH | 1 MM | THREAD SERIES | UNC | COATING/FINISH | ZINC FLAKE | THREAD DIRECTION |  | TENSILE STRENGTH | 1040 MPA | HARDNESS |  | HAZARD CLASS |  | CERTIFICATION/STANDARD | ISO 898-1,ASTM, ASME,SAE,ROHS | [40 empty] | Production Completed
STP_009 - Lot7 | Data Enrichment | NEN | OK | 16-10-2023 | 17-10-2023 |  | 1098116 | 1098116 | 1387519 | AU_QM_000228674 |  | ERSA | M | 1540 | 1387519GZPCLNT100 | EA | 3000003 | BOLT;CAT,7X-7890 | BOLT;CAT,7X-7890 | BOLT;MNFR:CATERPILLAR,PTNO:7X-7890 |  | BOLT;CAT,7X-7890BOLT;HAS,7X-7890 | CATERPILLAR | 7X-7890 | [14 empty] | CATERPILLAR | 7X-7890 | HASTINGS DEERING(AUSTRALIA) LTD | [15 empty] | https://parts.cat.com/en/catcorp/7X-7890 | [9 empty] | ENRICHED | 31161620 Hexagonal bolts |  |  | BOLT | MACHINE | TYPE |  | HEAD TYPE | HEXAGON | THREAD DIAMETER | 5/8 IN | OVERALL LENGTH | 9-1/2 IN | THREAD LENGTH | 7-3/4 IN | MATERIAL | STEEL | MATERIAL SPECIFICATION | GRADE 8 | HEAD SIZE | 15/16 WDX31⁄64 HT IN | THREAD PITCH | 11 TPI | THREAD SERIES | UNC | COATING/FINISH | ZINC PLATED | THREAD DIRECTION |  | TENSILE STRENGTH | 150 KSI | HARDNESS |  | HAZARD CLASS |  | CERTIFICATION/STANDARD | ISO,ASTM, ASME,SAE J429,ROHS | [40 empty] | Production Completed
STP_009 - Lot7 | Data Enrichment | NEN | OK | 16-10-2023 | 17-10-2023 |  | 1029505 | 1029505 | 1385239 | AU_QM_000225980 |  | ERSA | M | 1540 | 1385239GZPCLNT100 | EA | 3000003 | BOLT;CAT,7X-7920 | BOLT;CAT,7X-7920 | BOLT;MNFR:CATERPILLAR,PTNO:7X-7920 |  | BOLT;CAT,7X-7920BOLT;HAS,7X-7920 | CATERPILLAR | 7X-7920 | [14 empty] | CATERPILLAR | 7X-7920 | HASTINGS DEERING(AUSTRALIA) LTD | [15 empty] | https://parts.cat.com/en/catcorp/7X-7920 | [9 empty] | ENRICHED | 31161620 Hexagonal bolts |  |  | BOLT | MACHINE | TYPE |  | HEAD TYPE | HEXAGON | THREAD DIAMETER | M5 | OVERALL LENGTH | 14 MM | THREAD LENGTH | 2 MM | MATERIAL | STEEL | MATERIAL SPECIFICATION | GRADE 5 | HEAD SIZE | 8 WDX3.7 HT MM | THREAD PITCH | 0.8 MM | THREAD SERIES |  | COATING/FINISH | ZINC FLAKE | THREAD DIRECTION |  | TENSILE STRENGTH | 120 KSI | HARDNESS |  | HAZARD CLASS |  | CERTIFICATION/STANDARD | ISO,ASTM, ASME,SAE J429,ROHS | [40 empty] | Production Completed
STP_009 - Lot7 | Data Enrichment | NEN | OK | 16-10-2023 | 17-10-2023 |  | 1098192 | 1098192 | 1383903 | AU_QM_000224380 |  | ERSA | M | 1540 | 1383903GZPCLNT100 | EA | 3000003 | BOLT;CAT,8C-0537 | BOLT;CAT,8C-0537 | BOLT;MNFR:CATERPILLAR,PTNO:8C-0537 |  | BOLT;CAT,8C-0537BOLT;HAS,8C-0537 | CATERPILLAR | 8C-0537 | [14 empty] | CATERPILLAR | 8C-0537 | HASTINGS DEERING(AUSTRALIA) LTD | [15 empty] | https://parts.cat.com/en/catcorp/8C-0537 | [9 empty] | ENRICHED | 31161620 Hexagonal bolts |  |  | BOLT | MACHINE | TYPE |  | HEAD TYPE | HEXAGON | THREAD DIAMETER | M14 | OVERALL LENGTH | 90 MM | THREAD LENGTH | 56 MM | MATERIAL | STEEL | MATERIAL SPECIFICATION | GRADE 10.9 | HEAD SIZE | 21 WDX9 HT MM | THREAD PITCH | 2 MM | THREAD SERIES | UNC | COATING/FINISH | ZINC PHOSPHATE + OIL | THREAD DIRECTION |  | TENSILE STRENGTH | 1040 MPA | HARDNESS |  | HAZARD CLASS |  | CERTIFICATION/STANDARD | ISO 898-1,ASTM, ASME,SAE,ROHS | [40 empty] | Production Completed
STP_009 - Lot7 | Data Enrichment | NEN | OK | 16-10-2023 | 17-10-2023 |  | 1074351 | 1074351 |  |  |  | ERSA | M | 3730 | 1114263GZPCLNT100 | EA | 3000003 | BOLT;CAT,8C2926,M10 X 1.5 X 140 MM | PERNO;CAT,8C2926,M10 X 1.5 X 140 MM | BOLT;MNFR:CATERPILLAR,PTNO:8C2926,ADDITIONAL FEATURES EN:M10 X 1.5 X 140 MM | PERNO;MNFR:CATERPILLAR,PTNO:8C2926,CARACTERISTICAS ADICIONALES ES:M10 X 1.5 X 140 MM |  | CATERPILLAR | 8C2926 | [14 empty] | CATERPILLAR | 8C-2926 | [16 empty] | https://parts.cat.com/en/catcorp/8C-2926 | [9 empty] | ENRICHED | 31161620 Hexagonal bolts |  |  | BOLT | MACHINE | TYPE |  | HEAD TYPE | HEXAGON | THREAD DIAMETER | M10 | OVERALL LENGTH | 140 MM | THREAD LENGTH | 108 MM | MATERIAL | STEEL | MATERIAL SPECIFICATION | GRADE 10.9 | HEAD SIZE | 16 WDX7 HT MM | THREAD PITCH | 1.5 MM | THREAD SERIES | UNC | COATING/FINISH | ZINC PHOSPHATE + OIL | THREAD DIRECTION |  | TENSILE STRENGTH | 1040 MPA | HARDNESS |  | HAZARD CLASS |  | CERTIFICATION/STANDARD | ISO 898-1 | [40 empty] | Production Completed
STP_009 - Lot7 | Data Enrichment | NEN | OK | 16-10-2023 | 17-10-2023 |  | 1073622 | 1073622 |  |  |  | ERSA | M | 3730 | 1114280GZPCLNT100 | EA | 3000003 | BOLT;CAT,8C3210,M6 X 1 X 16 MM | PERNO;CAT,8C3210,M6 X 1 X 16 MM | BOLT;MNFR:CATERPILLAR,PTNO:8C3210,ADDITIONAL FEATURES EN:M6 X 1 X 16 MM | PERNO;MNFR:CATERPILLAR,PTNO:8C3210,CARACTERISTICAS ADICIONALES ES:M6 X 1 X 16 MM |  | CATERPILLAR | 8C3210 | [14 empty] | CATERPILLAR | 8C-3210 | [16 empty] | https://parts.cat.com/en/catcorp/8C-3210 | [9 empty] | ENRICHED | 31161620 Hexagonal bolts |  |  | BOLT | MACHINE | TYPE | SELF-LOCKING | HEAD TYPE | HEXAGON | THREAD DIAMETER | M6 | OVERALL LENGTH | 16 MM | THREAD LENGTH | 3 MM | MATERIAL | STEEL | MATERIAL SPECIFICATION | GRADE 10.9 | HEAD SIZE | 10 WDX4 HT MM | THREAD PITCH | 1 MM | THREAD SERIES | UNC | COATING/FINISH | ZINC FLAKE | THREAD DIRECTION |  | TENSILE STRENGTH |  | HARDNESS |  | HAZARD CLASS |  | CERTIFICATION/STANDARD | ISO,ASTM, ASME,SAE,ROHS | [40 empty] | Production Completed
STP_009 - Lot7 | Data Enrichment | NEN | OK | 16-10-2023 | 17-10-2023 |  | 1029618 | 1029618 | 1384022 | AU_QM_000224522 |  | ERSA | M | 1540 | 1384022GZPCLNT100 | EA | 3000003 | BOLT;CAT,8C-4980 | BOLT;CAT,8C-4980 | BOLT;MNFR:CATERPILLAR,PTNO:8C-4980 |  | BOLT;CAT,8C-4980BOLT;HAS,8C-4980 | CATERPILLAR | 8C-4980 | [14 empty] | CATERPILLAR | 8C-4980 | HASTINGS DEERING(AUSTRALIA) LTD | [15 empty] | https://parts.cat.com/en/catcorp/8C-4980 | [9 empty] | ENRICHED | 31161620 Hexagonal bolts |  |  | BOLT | MACHINE | TYPE |  | HEAD TYPE | HEXAGON SOCKET | THREAD DIAMETER | M12 | OVERALL LENGTH | 220 MM | THREAD LENGTH | 184 MM | MATERIAL | STEEL | MATERIAL SPECIFICATION | GRADE 12.9 | HEAD SIZE | 18 DIAX18 WDX12 HT MM | THREAD PITCH | 1.75 MM | THREAD SERIES | UNC | COATING/FINISH |  | THREAD DIRECTION |  | TENSILE STRENGTH | 1220 MPA | HARDNESS |  | HAZARD CLASS |  | CERTIFICATION/STANDARD | ISO 898-1,ASTM, ASME,SAE,ROHS | [40 empty] | Production Completed
STP_009 - Lot7 | Data Enrichment | NEN | OK | 16-10-2023 | 17-10-2023 |  | 1098024 | 1098024 | 1390319 | AU_QM_000231938 |  | ERSA | M | 1540 | 1390319GZPCLNT100 | EA | 3000003 | BOLT;CAT,8F1692 | BOLT;CAT,8F1692 | BOLT;MNFR:CATERPILLAR,PTNO:8F1692 |  | BOLT;CAT,8F1692BOLT;HAS,8F1692 | CATERPILLAR | 8F1692 | [14 empty] | CATERPILLAR | 8F-1692 | HASTINGS DEERING(AUSTRALIA) LTD | [15 empty] | https://parts.cat.com/en/catcorp/8F-1692 | [9 empty] | ENRICHED | 31161620 Hexagonal bolts |  |  | BOLT | MACHINE | TYPE |  | HEAD TYPE | HEXAGON | THREAD DIAMETER | 1-1/2 IN | OVERALL LENGTH | 7 IN | THREAD LENGTH | 3-1/2 IN | MATERIAL | STEEL | MATERIAL SPECIFICATION | GRADE 8 | HEAD SIZE | 2-1/4 WDX31⁄32 HT IN | THREAD PITCH | 12 TPI | THREAD SERIES | UNF | COATING/FINISH | PHOSPHATE + OIL | THREAD DIRECTION |  | TENSILE STRENGTH | 150 KSI | HARDNESS |  | HAZARD CLASS |  | CERTIFICATION/STANDARD | ISO,ASTM, ASME,SAE J429,ROHS | [40 empty] | Production Completed
STP_009 - Lot7 | Data Enrichment | NEN | OK | 16-10-2023 | 17-10-2023 |  | 1098183 | 1098183 | 1384221 | AU_QM_000224764 |  | ERSA | M | 1540 | 1384221GZPCLNT100 | EA | 3000003 | BOLT;CAT,8F5535 | BOLT;CAT,8F5535 | BOLT;MNFR:CATERPILLAR,PTNO:8F5535 |  | BOLT;CAT,8F5535BOLT;HAS,8F5535 | CATERPILLAR | 8F5535 | [14 empty] | CATERPILLAR | 8F-5535 | HASTINGS DEERING(AUSTRALIA) LTD | [15 empty] | https://parts.cat.com/en/catcorp/8F-5535 | [9 empty] | ENRICHED | 31161620 Hexagonal bolts |  |  | BOLT | MACHINE | TYPE |  | HEAD TYPE | HEXAGON | THREAD DIAMETER | 1-1/2 IN | OVERALL LENGTH | 4 IN | THREAD LENGTH | 3/4 IN | MATERIAL | STEEL | MATERIAL SPECIFICATION | GRADE 8 | HEAD SIZE | 2-1/4 WDX15/16 HT IN | THREAD PITCH | 12 TPI | THREAD SERIES | UNF | COATING/FINISH | ZINC PHOSPHATE + OIL | THREAD DIRECTION |  | TENSILE STRENGTH | 150 KSI | HARDNESS |  | HAZARD CLASS |  | CERTIFICATION/STANDARD | ISO,ASTM, ASME,SAE J429,ROHS | [40 empty] | Production Completed
STP_009 - Lot7 | Data Enrichment | NEN | OK | 16-10-2023 | 17-10-2023 |  | 1097089 | 1097089 | 1386402 | AU_QM_000227349 |  | ERSA | M | 1540 | 1386402GZPCLNT100 | EA | 3000003 | BOLT;CAT,8H8769 | BOLT;CAT,8H8769 | BOLT;MNFR:CATERPILLAR,PTNO:8H8769 |  | BOLT;CAT,8H8769BOLT;HAS,8H8769 | CATERPILLAR | 8H8769 | [14 empty] | CATERPILLAR | 8H-8769 | HASTINGS DEERING(AUSTRALIA) LTD | [15 empty] | https://parts.cat.com/en/catcorp/8H-8769 | [9 empty] | ENRICHED | 31161620 Hexagonal bolts |  |  | BOLT | MACHINE | TYPE |  | HEAD TYPE | HEXAGON | THREAD DIAMETER | 5/16 IN | OVERALL LENGTH | 4-1/4 IN | THREAD LENGTH | 3-3/8 IN | MATERIAL | STEEL | MATERIAL SPECIFICATION | GRADE 8 | HEAD SIZE | 1/2 WDX15⁄64 HT IN | THREAD PITCH | 18 TPI | THREAD SERIES | UNC | COATING/FINISH | ZINC PHOSPHATE + OIL | THREAD DIRECTION |  | TENSILE STRENGTH | 150 KSI | HARDNESS |  | HAZARD CLASS |  | CERTIFICATION/STANDARD | ISO,ASTM, ASME,SAE J429,ROHS | [40 empty] | Production Completed
STP_009 - Lot7 | Data Enrichment | NEN | OK | 16-10-2023 | 17-10-2023 |  | 1097081 | 1097081 | 1386423 | AU_QM_000227372 |  | ERSA | M | 1540 | 1386423GZPCLNT100 | EA | 3000003 | BOLT;CAT,8M1865 | BOLT;CAT,8M1865 | BOLT;MNFR:CATERPILLAR,PTNO:8M1865 |  | BOLT;CAT,8M1865BOLT;HAS,8M1865 | CATERPILLAR | 8M1865 | [14 empty] | CATERPILLAR | 8M-1865 | HASTINGS DEERING(AUSTRALIA) LTD | [15 empty] | https://parts.cat.com/en/catcorp/8M-1865 | [9 empty] | ENRICHED | 31161620 Hexagonal bolts |  |  | BOLT | MACHINE | TYPE |  | HEAD TYPE | HEXAGON | THREAD DIAMETER | 5/16 IN | OVERALL LENGTH | 5-3/4 IN | THREAD LENGTH | 4-7⁄8 IN | MATERIAL | STEEL | MATERIAL SPECIFICATION | GRADE 8 | HEAD SIZE | 1/2 WDX15⁄64 HT IN | THREAD PITCH | 18 TPI | THREAD SERIES | UNC | COATING/FINISH | ZINC PHOSPHATE + OIL | THREAD DIRECTION |  | TENSILE STRENGTH | 150 KSI | HARDNESS |  | HAZARD CLASS |  | CERTIFICATION/STANDARD | ISO,ASTM, ASME,SAE J429,ROHS | [40 empty] | Production Completed
STP_009 - Lot7 | Data Enrichment | NEN | OK | 16-10-2023 | 17-10-2023 |  | 1097516 | 1097516 | 1373984 | AU_QM_000202855 |  | ERSA | M | 1540 | 1373984GZPCLNT100 | EA | 3000003 | BOLT;CAT,8S-4733 | BOLT;CAT,8S-4733 | BOLT;MNFR:CATERPILLAR,PTNO:8S-4733 |  | BOLT;CAT,8S-4733BOLT;HAS,8S-4733 | CATERPILLAR | 8S-4733 | [14 empty] | CATERPILLAR | 8S-4733 | HASTINGS DEERING(AUSTRALIA) LTD | [15 empty] | https://parts.cat.com/en/catcorp/8S-4733 | [9 empty] | ENRICHED | 31161620 Hexagonal bolts |  |  | BOLT | MACHINE | TYPE |  | HEAD TYPE | HEXAGON | THREAD DIAMETER | 9/16 IN | OVERALL LENGTH | 1-1/2 IN | THREAD LENGTH | 5⁄32 IN | MATERIAL | STEEL | MATERIAL SPECIFICATION | GRADE 8 | HEAD SIZE | 7/8 WDX7/16 HT IN | THREAD PITCH | 12 TPI | THREAD SERIES | UNC | COATING/FINISH | PHOSPHATE + OIL | THREAD DIRECTION |  | TENSILE STRENGTH | 150 KSI | HARDNESS |  | HAZARD CLASS |  | CERTIFICATION/STANDARD | ISO,ASTM, ASME,SAE J429,ROHS | [40 empty] | Production Completed
STP_009 - Lot7 | Data Enrichment | NEN | OK | 16-10-2023 | 17-10-2023 |  | 1097515 | 1097515 | 1373985 | AU_QM_000202856 |  | ERSA | M | 1540 | 1373985GZPCLNT100 | EA | 3000003 | BOLT;CAT,8S-4736 | BOLT;CAT,8S-4736 | BOLT;MNFR:CATERPILLAR,PTNO:8S-4736 |  | BOLT;CAT,8S-4736BOLT;HAS,8S-4736 | CATERPILLAR | 8S-4736 | [14 empty] | CATERPILLAR | 8S-4736 | HASTINGS DEERING(AUSTRALIA) LTD | [15 empty] | https://parts.cat.com/en/catcorp/8S-4736 | [9 empty] | ENRICHED | 31161620 Hexagonal bolts |  |  | BOLT | MACHINE | TYPE |  | HEAD TYPE | HEXAGON | THREAD DIAMETER | 9/16 IN | OVERALL LENGTH | 3 IN | THREAD LENGTH | 1-5⁄8 IN | MATERIAL | STEEL | MATERIAL SPECIFICATION | GRADE 8 | HEAD SIZE | 7/8 WDX7/16 HT IN | THREAD PITCH | 12 TPI | THREAD SERIES | UNC | COATING/FINISH | PHOSPHATE + OIL | THREAD DIRECTION |  | TENSILE STRENGTH | 150 KSI | HARDNESS |  | HAZARD CLASS |  | CERTIFICATION/STANDARD | ISO,ASTM, ASME,SAE J429,ROHS | [40 empty] | Production Completed
STP_009 - Lot7 | Data Enrichment | NEN | OK | 16-10-2023 | 17-10-2023 |  | 1097945 | 1097945 | 1391442 | AU_QM_000233301 |  | ERSA | M | 1540 | 1391442GZPCLNT100 | EA | 3000003 | BOLT;CAT,8S4739 | BOLT;CAT,8S4739 | BOLT;MNFR:CATERPILLAR,PTNO:8S4739 |  | BOLT;CAT,8S4739BOLT;HAS,8S4739 | CATERPILLAR | 8S4739 | [14 empty] | CATERPILLAR | 8S-4739 | HASTINGS DEERING(AUSTRALIA) LTD | [15 empty] | https://parts.cat.com/en/catcorp/8S-4739 | [9 empty] | ENRICHED | 31161620 Hexagonal bolts |  |  | BOLT | MACHINE | TYPE |  | HEAD TYPE | HEXAGON | THREAD DIAMETER | 9/16 IN | OVERALL LENGTH | 4-1/2 IN | THREAD LENGTH | 3-1⁄8 IN | MATERIAL | STEEL | MATERIAL SPECIFICATION | GRADE 8 | HEAD SIZE | 7/8 WDX7/16 HT IN | THREAD PITCH | 12 TPI | THREAD SERIES | UNC | COATING/FINISH | PHOSPHATE + OIL | THREAD DIRECTION |  | TENSILE STRENGTH | 150 KSI | HARDNESS |  | HAZARD CLASS |  | CERTIFICATION/STANDARD | ISO,ASTM, ASME,SAE J429,ROHS | [40 empty] | Production Completed
STP_009 - Lot7 | Data Enrichment | NEN | OK | 16-10-2023 | 17-10-2023 |  | 1076246 | 1076246 |  |  |  | ERSA | M | 1540 | 1056252GZPCLNT100 | EA | 3000003 | BOLT;CAT,8T0088 | PERNO;CAT,8T0088 | BOLT;MNFR:CATERPILLAR,PTNO:8T0088 | PERNO;MNFR:CATERPILLAR,PTNO:8T0088 |  | CATERPILLAR | 8T0088 | [14 empty] | CATERPILLAR | 8T-0088 | [16 empty] | https://parts.cat.com/en/catcorp/8T-0088 | [9 empty] | ENRICHED | 31161620 Hexagonal bolts |  |  | BOLT | MACHINE | TYPE |  | HEAD TYPE | HEXAGON | THREAD DIAMETER | M16 | OVERALL LENGTH | 65 MM | THREAD LENGTH | 27 MM | MATERIAL | STEEL | MATERIAL SPECIFICATION | GRADE 10.9 | HEAD SIZE | 24 WDX10 HT MM | THREAD PITCH | 2 MM | THREAD SERIES |  | COATING/FINISH | ZINC PHOSPHATE + OIL | THREAD DIRECTION |  | TENSILE STRENGTH | 1040 MPA | HARDNESS |  | HAZARD CLASS |  | CERTIFICATION/STANDARD | ISO 898-1,ASTM, ASME,SAE,ROHS | [40 empty] | Production Completed
STP_009 - Lot7 | Data Enrichment | NEN | OK | 16-10-2023 | 17-10-2023 |  | 1098091 | 1098091 | 1388903 | AU_QM_000230271 |  | ERSA | M | 1540 | 1388903GZPCLNT100 | EA | 3000003 | BOLT;CAT,8T0297 | BOLT;CAT,8T0297 | BOLT;MNFR:CATERPILLAR,PTNO:8T0297 |  | BOLT;CAT,8T0297BOLT;HAS,8T0297 | CATERPILLAR | 8T0297 | [14 empty] | CATERPILLAR | 8T-0297 | HASTINGS DEERING(AUSTRALIA) LTD | [15 empty] | https://parts.cat.com/en/catcorp/8T-0297 | [9 empty] | ENRICHED | 31161620 Hexagonal bolts |  |  | BOLT | MACHINE | TYPE |  | HEAD TYPE | HEXAGON | THREAD DIAMETER | M24 | OVERALL LENGTH | 30 MM | THREAD LENGTH | 6 MM | MATERIAL | STEEL | MATERIAL SPECIFICATION | GRADE 10.9 | HEAD SIZE | 21 WDX9 HT MM | THREAD PITCH | 2 MM | THREAD SERIES | UNC | COATING/FINISH | ZINC PHOSPHATE + OIL | THREAD DIRECTION |  | TENSILE STRENGTH | 1040 MPA | HARDNESS |  | HAZARD CLASS |  | CERTIFICATION/STANDARD | ISO 898-1,ASTM, ASME,SAE,ROHS | [40 empty] | Production Completed
STP_009 - Lot7 | Data Enrichment | NEN | OK | 16-10-2023 | 17-10-2023 |  | 1074315 | 1074315 |  |  |  | ERSA | M | 3730 | 1114923GZPCLNT100 | EA | 3000003 | BOLT;CAT,8T0358,M16 X 2 X 90 MM | PERNO;CAT,8T0358,M16 X 2 X 90 MM | BOLT;MNFR:CATERPILLAR,PTNO:8T0358,ADDITIONAL FEATURES EN:M16 X 2 X 90 MM | PERNO;MNFR:CATERPILLAR,PTNO:8T0358,CARACTERISTICAS ADICIONALES ES:M16 X 2 X 90 MM |  | CATERPILLAR | 8T0358 | [14 empty] | CATERPILLAR | 8T-0358 | [16 empty] | https://parts.cat.com/en/catcorp/8T-0358 | [9 empty] | ENRICHED | 31161620 Hexagonal bolts |  |  | BOLT | MACHINE | TYPE |  | HEAD TYPE | HEXAGON | THREAD DIAMETER | M16 | OVERALL LENGTH | 90 MM | THREAD LENGTH | 90 MM | MATERIAL | STEEL | MATERIAL SPECIFICATION | GRADE 10.9 | HEAD SIZE | 24 WDX10 HT MM | THREAD PITCH | 2 MM | THREAD SERIES | UNC | COATING/FINISH | ZINC PHOSPHATE + OIL | THREAD DIRECTION |  | TENSILE STRENGTH | 1040 MPA | HARDNESS |  | HAZARD CLASS |  | CERTIFICATION/STANDARD | ISO 898-1,ASTM, ASME,SAE,ROHS | [40 empty] | Production Completed
STP_009 - Lot7 | Data Enrichment | NEN | OK | 16-10-2023 | 17-10-2023 |  | 1097085 | 1097085 | 1386413 | AU_QM_000227360 |  | ERSA | M | 1540 | 1386413GZPCLNT100 | EA | 3000003 | BOLT;CAT,8T0373 | BOLT;CAT,8T0373 | BOLT;MNFR:CATERPILLAR,PTNO:8T0373 |  | BOLT;CAT,8T0373BOLT;HAS,8T0373 | CATERPILLAR | 8T0373 | [14 empty] | CATERPILLAR | 8T-0373 | HASTINGS DEERING(AUSTRALIA) LTD | [15 empty] | https://parts.cat.com/en/catcorp/8T-0373 | [9 empty] | ENRICHED | 31161620 Hexagonal bolts |  |  | BOLT | MACHINE | TYPE |  | HEAD TYPE | HEXAGON | THREAD DIAMETER | M14 | OVERALL LENGTH | 20 MM | THREAD LENGTH | 6 MM | MATERIAL | STEEL | MATERIAL SPECIFICATION | GRADE 10.9 | HEAD SIZE | 21 WDX9 HT MM | THREAD PITCH | 2 MM | THREAD SERIES | UNC | COATING/FINISH | ZINC PHOSPHATE + OIL | THREAD DIRECTION |  | TENSILE STRENGTH | 1040 MPA | HARDNESS |  | HAZARD CLASS |  | CERTIFICATION/STANDARD | ISO 898-1,ASTM, ASME,SAE,ROHS | [40 empty] | Production Completed
STP_009 - Lot7 | Data Enrichment | NEN | OK | 16-10-2023 | 17-10-2023 |  | 1029830 | 1029830 | 1382684 | AU_QM_000222881 |  | ERSA | M | 1540 | 1382684GZPCLNT100 | EA | 3000003 | BOLT;CAT,8T-0558 | BOLT;CAT,8T-0558 | BOLT;MNFR:CATERPILLAR,PTNO:8T-0558 |  | BOLT;CAT,8T-0558BOLT;HAS,8T-0558 | CATERPILLAR | 8T-0558 | [14 empty] | CATERPILLAR | 8T-0558 | HASTINGS DEERING(AUSTRALIA) LTD | [15 empty] | https://parts.cat.com/en/catcorp/8T-0558 | [9 empty] | ENRICHED | 31161620 Hexagonal bolts |  |  | BOLT | MACHINE | TYPE |  | HEAD TYPE | HEXAGON | THREAD DIAMETER | M12 | OVERALL LENGTH | 50 MM | THREAD LENGTH | 20 MM | MATERIAL |  | MATERIAL SPECIFICATION |  | HEAD SIZE | 18 WDX8 HT MM | THREAD PITCH | 1.75 MM | THREAD SERIES | UNC | COATING/FINISH | ZINC FLAKE | THREAD DIRECTION |  | TENSILE STRENGTH |  | HARDNESS |  | HAZARD CLASS |  | CERTIFICATION/STANDARD | [41 empty] | Production Completed
STP_009 - Lot7 | Data Enrichment | NEN | OK | 16-10-2023 | 17-10-2023 |  | 1074314 | 1074314 |  |  |  | ERSA | M | 3730 | 1114930GZPCLNT100 | EA | 3000003 | BOLT;CAT,8T0640,M6 X 1 X 30 MM | PERNO;CAT,8T0640,M6 X 1 X 30 MM | BOLT;MNFR:CATERPILLAR,PTNO:8T0640,ADDITIONAL FEATURES EN:M6 X 1 X 30 MM | PERNO;MNFR:CATERPILLAR,PTNO:8T0640,CARACTERISTICAS ADICIONALES ES:M6 X 1 X 30Ã‚Â MM |  | CATERPILLAR | 8T0640 | [14 empty] | CATERPILLAR | 8T-0640 | [16 empty] | https://parts.cat.com/en/catcorp/8T-0640 | [9 empty] | ENRICHED | 31161620 Hexagonal bolts |  |  | BOLT | MACHINE | TYPE |  | HEAD TYPE | HEXAGON | THREAD DIAMETER | M6 | OVERALL LENGTH | 30 MM | THREAD LENGTH | 12 MM | MATERIAL | STEEL | MATERIAL SPECIFICATION | GRADE 10.9 | HEAD SIZE | 10 WDX4 HT MM | THREAD PITCH | 1 MM | THREAD SERIES | UNC | COATING/FINISH | ZINC PHOSPHATE + OIL | THREAD DIRECTION |  | TENSILE STRENGTH | 1040 MPA | HARDNESS |  | HAZARD CLASS |  | CERTIFICATION/STANDARD | ISO 898-1 | [40 empty] | Production Completed
STP_009 - Lot7 | Data Enrichment | NEN | OK | 16-10-2023 | 17-10-2023 |  | 1074313 | 1074313 |  |  |  | ERSA | M | 3730 | 1114932GZPCLNT100 | EA | 3000003 | BOLT;CAT,8T0646,M12 X 1.75 X 110 MM | PERNO;CAT,8T0646,M12 X 1.75 X 110 MM | BOLT;MNFR:CATERPILLAR,PTNO:8T0646,ADDITIONAL FEATURES EN:M12 X 1.75 X 110 MM | PERNO;MNFR:CATERPILLAR,PTNO:8T0646,CARACTERISTICAS ADICIONALES ES:M12 X 1.75 X 110 MM |  | CATERPILLAR | 8T0646 | [14 empty] | CATERPILLAR | 8T-0646 | [16 empty] | https://parts.cat.com/en/catcorp/8T-0646 | [9 empty] | ENRICHED | 31161620 Hexagonal bolts |  |  | BOLT | MACHINE | TYPE |  | HEAD TYPE | HEXAGON | THREAD DIAMETER | M12 | OVERALL LENGTH | 110 MM | THREAD LENGTH | 80 MM | MATERIAL | STEEL | MATERIAL SPECIFICATION | GRADE 10.9 | HEAD SIZE | 18 WDX8 HT MM | THREAD PITCH | 1.75 MM | THREAD SERIES | UNC | COATING/FINISH | ZINC PHOSPHATE + OIL | THREAD DIRECTION |  | TENSILE STRENGTH | 1040 MPA | HARDNESS |  | HAZARD CLASS |  | CERTIFICATION/STANDARD | ISO 898-1,ASTM, ASME,SAE,ROHS | [40 empty] | Production Completed
STP_009 - Lot7 | Data Enrichment | NEN | OK | 16-10-2023 | 17-10-2023 |  | 1073609 | 1073609 |  |  |  | ERSA | M | 3730 | 1114933GZPCLNT100 | EA | 3000003 | BOLT;CAT,8T0649,M16 X 2 X 110 MM | PERNO;CAT,8T0649,M16 X 2 X 110 MM | BOLT;MNFR:CATERPILLAR,PTNO:8T0649,ADDITIONAL FEATURES EN:M16 X 2 X 110 MM | PERNO;MNFR:CATERPILLAR,PTNO:8T0649,CARACTERISTICAS ADICIONALES ES:M16 X 2 X 110 MM |  | CATERPILLAR | 8T0649 | [14 empty] | CATERPILLAR | 8T-0649 | [16 empty] | https://parts.cat.com/en/catcorp/8T-0649 | [9 empty] | ENRICHED | 31161620 Hexagonal bolts |  |  | BOLT | MACHINE | TYPE |  | HEAD TYPE | HEXAGON | THREAD DIAMETER | M16 | OVERALL LENGTH | 110 MM | THREAD LENGTH | 72 MM | MATERIAL | STEEL | MATERIAL SPECIFICATION | GRADE 10.9 | HEAD SIZE | 24 WDX10 HT MM | THREAD PITCH | 2 MM | THREAD SERIES | UNC | COATING/FINISH | ZINC PHOSPHATE + OIL | THREAD DIRECTION |  | TENSILE STRENGTH | 1040 MPA | HARDNESS |  | HAZARD CLASS |  | CERTIFICATION/STANDARD | ISO 898-1,ASTM, ASME,SAE,ROHS | [40 empty] | Production Completed
STP_009 - Lot7 | Data Enrichment | NEN | OK | 16-10-2023 | 17-10-2023 |  | 1075926 | 1075926 |  |  |  | ERSA | M | 1540 | 1062236GZPCLNT100 | EA | 3000003 | BOLT;CAT,8T0651 | PERNO;CAT,8T0651 | BOLT;MNFR:CATERPILLAR,PTNO:8T0651 | PERNO;MNFR:CATERPILLAR,PTNO:8T0651 |  | CATERPILLAR | 8T0651 | [14 empty] | CATERPILLAR | 8T-0651 | [16 empty] | https://parts.cat.com/en/catcorp/8T-0651 | [9 empty] | ENRICHED | 31161620 Hexagonal bolts |  |  | BOLT | MACHINE | TYPE |  | HEAD TYPE | HEXAGON | THREAD DIAMETER | M20 | OVERALL LENGTH | 30 MM | THREAD LENGTH | 8 MM | MATERIAL | STEEL | MATERIAL SPECIFICATION | GRADE 10.9 | HEAD SIZE | 30 WDX13 HT MM | THREAD PITCH | 2.5 MM | THREAD SERIES | UNC | COATING/FINISH | ZINC PHOSPHATE + OIL | THREAD DIRECTION |  | TENSILE STRENGTH | 1040 MPA | HARDNESS |  | HAZARD CLASS |  | CERTIFICATION/STANDARD | ISO 898-1,ASTM, ASME,SAE,ROHS | [40 empty] | Production Completed
STP_009 - Lot7 | Data Enrichment | NEN | OK | 16-10-2023 | 17-10-2023 |  | 1030240 | 1030240 | 1392913 | AU_QM_000236262 |  | ERSA | M | 1540 | 1392913GZPCLNT100 | EA | 3000003 | BOLT;CAT,8T0658 | BOLT;CAT,8T0658 | BOLT;MNFR:CATERPILLAR,PTNO:8T0658 |  | OEM-E-LISTBOLT;CAT,8T0658 | CATERPILLAR | ZZ - 8T0658 | [14 empty] | CATERPILLAR | 8T-0658 | [16 empty] | https://parts.cat.com/en/catcorp/8T-0658 | [9 empty] | ENRICHED | 31161620 Hexagonal bolts |  |  | BOLT | MACHINE | TYPE |  | HEAD TYPE | HEXAGON | THREAD DIAMETER | M20 | OVERALL LENGTH | 180 MM | THREAD LENGTH | 128 MM | MATERIAL | STEEL | MATERIAL SPECIFICATION | GRADE 10.9 | HEAD SIZE | 30 WDX13 HT MM | THREAD PITCH | 2.5 MM | THREAD SERIES | UNC | COATING/FINISH | ZINC PHOSPHATE + OIL | THREAD DIRECTION |  | TENSILE STRENGTH | 1040 MPA | HARDNESS |  | HAZARD CLASS |  | CERTIFICATION/STANDARD | ISO 898-1,ASTM, ASME,SAE,ROHS | [40 empty] | Production Completed
STP_009 - Lot7 | Data Enrichment | NEN | OK | 16-10-2023 | 17-10-2023 |  | 1097802 | 1097802 | 1392927 | AU_QM_000236277 |  | ERSA | M | 1540 | 1392927GZPCLNT100 | EA | 3000003 | BOLT;CAT,8T4970 | BOLT;CAT,8T4970 | BOLT;MNFR:CATERPILLAR,PTNO:8T4970 |  | OEM-E-LISTBOLT;CAT,8T4970 | CATERPILLAR | 8T4970 | [14 empty] | CATERPILLAR | 8T-4970 | [16 empty] | https://parts.cat.com/en/catcorp/8T-4970 | [9 empty] | ENRICHED | 31161620 Hexagonal bolts |  |  | BOLT | MACHINE | TYPE |  | HEAD TYPE | HEXAGON | THREAD DIAMETER | M6 | OVERALL LENGTH | 14 MM | THREAD LENGTH | 3 MM | MATERIAL | STEEL | MATERIAL SPECIFICATION | GRADE 10.9 | HEAD SIZE | 10 WDX4 HT MM | THREAD PITCH | 1 MM | THREAD SERIES | UNC | COATING/FINISH | ZINC FLAKE | THREAD DIRECTION |  | TENSILE STRENGTH | 1040 MPA | HARDNESS |  | HAZARD CLASS |  | CERTIFICATION/STANDARD | ISO 898-1,ASTM, ASME,SAE,ROHS | [40 empty] | Production Completed
STP_009 - Lot7 | Data Enrichment | NEN | OK | 16-10-2023 | 17-10-2023 |  | 1077815 | 1077815 |  |  |  | ERSA | M | 1540 | 1187268GZPCLNT100 | EA | 3000003 | BOLT;CAT,8T5412,10 PER PCKT | PERNO,CAT,8T5412 | BOLT;MNFR:CATERPILLAR,PTNO:8T5412,ADDITIONAL FEATURES EN:10 PER PACKET | PERNO,MNFR:CATERPILLAR,PTNO:8T5412 |  | CATERPILLAR | 8T5412 | [14 empty] | CATERPILLAR | 8T-5412 | [16 empty] | https://parts.cat.com/en/catcorp/8T-5412 | [9 empty] | ENRICHED | 31161620 Hexagonal bolts | PACKAGE QUANTITY:10/PK |  | BOLT | MACHINE | TYPE |  | HEAD TYPE | HEXAGON | THREAD DIAMETER | M12 | OVERALL LENGTH | 140 MM | THREAD LENGTH | 104 MM | MATERIAL | STEEL | MATERIAL SPECIFICATION | GRADE 10.9 | HEAD SIZE | 18 WDX8 HT MM | THREAD PITCH | 1.75 MM | THREAD SERIES | UNC | COATING/FINISH | ZINC FLAKE | THREAD DIRECTION |  | TENSILE STRENGTH | 1040 MPA | HARDNESS |  | HAZARD CLASS |  | CERTIFICATION/STANDARD | ISO 898-1,ASTM, ASME,SAE,ROHS | [40 empty] | Production Completed
STP_009 - Lot7 | Data Enrichment | NEN | OK | 16-10-2023 | 17-10-2023 |  | 1097799 | 1097799 | 1392933 | AU_QM_000236284 |  | ERSA | M | 1540 | 1392933GZPCLNT100 | EA | 3000003 | BOLT;CAT,8T6468 | BOLT;CAT,8T6468 | BOLT;MNFR:CATERPILLAR,PTNO:8T6468 |  | OEM-E-LISTBOLT;CAT,8T6468 | CATERPILLAR | 8T6468 | [14 empty] | CATERPILLAR | 8T-6468 | [16 empty] | https://parts.cat.com/en/catcorp/8T-6468 | [9 empty] | ENRICHED | 31161620 Hexagonal bolts |  |  | BOLT | MACHINE | TYPE |  | HEAD TYPE | HEXAGON | THREAD DIAMETER | 1/2 IN | OVERALL LENGTH | 1 IN | THREAD LENGTH | 1⁄8 IN | MATERIAL | STEEL | MATERIAL SPECIFICATION | GRADE 8 | HEAD SIZE | 3/4 WDX3/8 HT IN | THREAD PITCH | 13 TPI | THREAD SERIES |  | COATING/FINISH |  | THREAD DIRECTION |  | TENSILE STRENGTH | 150 KSI | HARDNESS |  | HAZARD CLASS |  | CERTIFICATION/STANDARD | ISO,ASTM, ASME,SAE J429,ROHS | [40 empty] | Production Completed
STP_009 - Lot7 | Data Enrichment | NEN | OK | 16-10-2023 | 17-10-2023 |  | 1097025 | 1097025 | 1387707 | AU_QM_000228892 |  | ERSA | M | 1540 | 1387707GZPCLNT100 | EA | 3000003 | BOLT;CAT,8T7834 | BOLT;CAT,8T7834 | BOLT;MNFR:CATERPILLAR,PTNO:8T7834 |  | BOLT;CAT,8T7834BOLT;HAS,8T7834 | CATERPILLAR | 8T7834 | [14 empty] | CATERPILLAR | 8T-7834 | HASTINGS DEERING(AUSTRALIA) LTD | [15 empty] | https://parts.cat.com/en/catcorp/8T-7834 | [9 empty] | ENRICHED | 31161620 Hexagonal bolts |  |  | BOLT | MACHINE | TYPE |  | HEAD TYPE | HEXAGON | THREAD DIAMETER | 1/2 IN | OVERALL LENGTH | 7-1/2 IN | THREAD LENGTH | 3/4 IN | MATERIAL | STEEL | MATERIAL SPECIFICATION | GRADE 8 | HEAD SIZE | 3/4 WDX25/64 HT IN | THREAD PITCH | 13 TPI | THREAD SERIES |  | COATING/FINISH | ZINC PLATED | THREAD DIRECTION |  | TENSILE STRENGTH | 150 KSI | HARDNESS |  | HAZARD CLASS |  | CERTIFICATION/STANDARD | ISO,ASTM, ASME,SAE J429,ROHS | [40 empty] | Production Completed
STP_009 - Lot7 | Data Enrichment | NEN | OK | 16-10-2023 | 17-10-2023 |  | 1016442 | 1016442 |  |  |  | ERSA | M | 3730 | 1251088GZPCLNT100 | EA | 3000003 | BOLT;CAT,8T7950 | PERNO;CAT,8T7950 | BOLT;MNFR:CATERPILLAR,PTNO:8T7950 | PERNO;MNFR:CATERPILLAR,PTNO:8T7950 |  | CATERPILLAR | 8T7950 | [14 empty] | CATERPILLAR | 8T-7950 | [16 empty] | https://parts.cat.com/en/catcorp/8T-7950 | [9 empty] | ENRICHED | 31161620 Hexagonal bolts |  |  | BOLT | MACHINE | TYPE |  | HEAD TYPE | HEXAGON | THREAD DIAMETER | M10 | OVERALL LENGTH | 180 MM | THREAD LENGTH | 148 MM | MATERIAL | STEEL | MATERIAL SPECIFICATION | GRADE 10.9 | HEAD SIZE | 16 WDX7 HT MM | THREAD PITCH | 1.5 MM | THREAD SERIES | UNC | COATING/FINISH | ZINC PHOSPHATE + OIL | THREAD DIRECTION |  | TENSILE STRENGTH | 1040 MPA | HARDNESS |  | HAZARD CLASS |  | CERTIFICATION/STANDARD | ISO 898-1,ASTM, ASME,SAE,ROHS | [40 empty] | Production Completed
STP_009 - Lot7 | Data Enrichment | NEN | OK | 16-10-2023 | 17-10-2023 |  | 1097086 | 1097086 | 1386411 | AU_QM_000227358 |  | ERSA | M | 1540 | 1386411GZPCLNT100 | EA | 3000003 | BOLT;CAT,8T8909 | BOLT;CAT,8T8909 | BOLT;MNFR:CATERPILLAR,PTNO:8T8909 |  | BOLT;CAT,8T8909BOLT;HAS,8T8909 | CATERPILLAR | 8T8909 | [14 empty] | CATERPILLAR | 8T-8909 | HASTINGS DEERING(AUSTRALIA) LTD | [15 empty] | https://parts.cat.com/en/catcorp/8T-8909 | [9 empty] | ENRICHED | 31161620 Hexagonal bolts |  |  | BOLT | MACHINE | TYPE |  | HEAD TYPE | HEXAGON | THREAD DIAMETER | 1/4 IN | OVERALL LENGTH | 5 IN | THREAD LENGTH | 4-1/2 IN | MATERIAL | STEEL | MATERIAL SPECIFICATION | GRADE 8 | HEAD SIZE | 7/16 WDX3/16 HT IN | THREAD PITCH | 20 TPI | THREAD SERIES | UNC | COATING/FINISH | ELECTROPLATED ZINC | THREAD DIRECTION |  | TENSILE STRENGTH | 150 KSI | HARDNESS |  | HAZARD CLASS |  | CERTIFICATION/STANDARD | ISO,ASTM, ASME,SAE J429,ROHS | [40 empty] | Production Completed
STP_009 - Lot7 | Data Enrichment | NEN | OK | 16-10-2023 | 17-10-2023 |  | 1017279 | 1017279 |  |  |  | ERSA | M | 5620 | 1055624GZPCLNT100 | EA | 3000003 | BOLT;CAT,8T8920,1/2 IN-13 TPI X 3.25 IN | PERNO;CAT,8T8920,1/2 IN-13 TPI X 3.25 IN | BOLT;MNFR:CATERPILLAR,PTNO:8T8920,ADDITIONAL FEATURES EN:1/2 IN-13 TPI X 3.25 IN,TYPE 2 | PERNO;MNFR:CATERPILLAR,PTNO:8T8920,CARACTERISTICAS ADICIONALES ES:1/2 IN-13 TPI X 3.25 IN,TIPO 2 |  | CATERPILLAR | 8T8920 | [14 empty] | CATERPILLAR | 8T-8920 | [16 empty] | https://parts.cat.com/en/catcorp/8T-8920 | [9 empty] | ENRICHED | 31161620 Hexagonal bolts | TYPE 2 |  | BOLT | MACHINE | TYPE |  | HEAD TYPE | HEXAGON | THREAD DIAMETER | 1/2 IN | OVERALL LENGTH | 3-1/4 IN | THREAD LENGTH | 2 IN | MATERIAL | STEEL | MATERIAL SPECIFICATION | GRADE 8 | HEAD SIZE | 3/4 WDX25⁄64 HT IN | THREAD PITCH | 13 TPI | THREAD SERIES | UNC | COATING/FINISH | ZINC PLATED | THREAD DIRECTION |  | TENSILE STRENGTH | 150 KSI | HARDNESS |  | HAZARD CLASS |  | CERTIFICATION/STANDARD | ISO,ASTM, ASME,SAE J429,ROHS | [40 empty] | Production Completed
STP_009 - Lot7 | Data Enrichment | NEN | OK | 16-10-2023 | 17-10-2023 |  | 1075499 | 1075499 |  |  |  | ERSA | M | 3730 | 1140119GZPCLNT100 | EA | 3000003 | BOLT;CAT,8T8924,3/4 IN-10 TPI,2-1/2 IN | PERNO;CAT,8T8924,3/4 IN-10 TPI,2-1/2 IN | BOLT;MNFR:CATERPILLAR,PTNO:8T8924,ADDITIONAL FEATURES EN:3/4 IN-10 TPI,2-1/2 IN | PERNO;MNFR:CATERPILLAR,PTNO:8T8924,CARACTERISTICAS ADICIONALES ES:3/4 IN-10 TPI,2-1/2 IN |  | CATERPILLAR | 8T8924 | [14 empty] | CATERPILLAR | 8T-8924 | [16 empty] | https://parts.cat.com/en/catcorp/8T-8924 | [9 empty] | ENRICHED | 31161620 Hexagonal bolts |  |  | BOLT | MACHINE | TYPE |  | HEAD TYPE | HEXAGON | THREAD DIAMETER | 3/4 IN | OVERALL LENGTH | 2-1/2 IN | THREAD LENGTH | 3/4 IN | MATERIAL | STEEL | MATERIAL SPECIFICATION | GRADE 8 | HEAD SIZE | 1-1/8 WDX37⁄64 HT IN | THREAD PITCH | 10 TPI | THREAD SERIES | UNC | COATING/FINISH | ZINC PLATED | THREAD DIRECTION |  | TENSILE STRENGTH | 150 KSI | HARDNESS |  | HAZARD CLASS |  | CERTIFICATION/STANDARD | ISO,ASTM, ASME,SAE J429,ROHS | [40 empty] | Production Completed
STP_009 - Lot7 | Data Enrichment | NEN | OK | 16-10-2023 | 17-10-2023 |  | 1016937 | 1016937 |  |  |  | ERSA | M | 3730 | 1262415GZPCLNT100 | EA | 3000003 | BOLT;CAT,8T9396, | TONRILLO;CAT,8T9396, | BOLT,MNFR:CATERPILLAR ,PTNO:8T9396 | TONRILLO,MNFR:CATERPILLAR ,PTNO:8T9396 |  | CATERPILLAR | 8T9396 | [14 empty] | CATERPILLAR | 8T-9396 | [16 empty] | https://parts.cat.com/en/catcorp/8T-9396 | [9 empty] | ENRICHED | 31161620 Hexagonal bolts |  |  | BOLT | MACHINE | TYPE |  | HEAD TYPE | HEXAGON | THREAD DIAMETER | 5/8 IN | OVERALL LENGTH | 3-1/4 IN | THREAD LENGTH | 1-3/4 IN | MATERIAL | STEEL | MATERIAL SPECIFICATION | GRADE 8 | HEAD SIZE | 1 WDX15⁄16 HT IN | THREAD PITCH | 11 TPI | THREAD SERIES | UNC | COATING/FINISH | ZINC PLATED | THREAD DIRECTION |  | TENSILE STRENGTH | 150 KSI | HARDNESS |  | HAZARD CLASS |  | CERTIFICATION/STANDARD | ISO,ASTM, ASME,SAE J429,ROHS | [40 empty] | Production Completed
STP_009 - Lot7 | Data Enrichment | NEN | OK | 16-10-2023 | 17-10-2023 |  | 1075592 | 1075592 |  |  |  | ERSA | M | 3730 | 1115967GZPCLNT100 | EA | 3000003 | BOLT;CAT,9H8260,1/2 IN-13 TPI,6-1/4 IN | PERNO;CAT,9H8260,1/2 IN-13 TPI,6-1/4 IN | BOLT;MNFR:CATERPILLAR,PTNO:9H8260,ADDITIONAL FEATURES EN:1/2 IN-13 TPI,6-1/4 IN | PERNO;MNFR:CATERPILLAR,PTNO:9H8260,CARACTERISTICAS ADICIONALES ES:1/2 IN-13 TPI,6-1/4 IN |  | CATERPILLAR | 9H8260 | [14 empty] | CATERPILLAR | 9H-8260 | [16 empty] | https://parts.cat.com/en/catcorp/9H-8260 | [9 empty] | ENRICHED | 31161620 Hexagonal bolts |  |  | BOLT | MACHINE | TYPE |  | HEAD TYPE | HEXAGON | THREAD DIAMETER | 1/2 IN | OVERALL LENGTH | 6-1/4 IN | THREAD LENGTH | 4-3/4 IN | MATERIAL | STEEL | MATERIAL SPECIFICATION | GRADE 8 | HEAD SIZE | 3/4 WDX25⁄64 HT IN | THREAD PITCH | 13 TPI | THREAD SERIES | UNC | COATING/FINISH | ZINC PHOSPHATE + OIL | THREAD DIRECTION |  | TENSILE STRENGTH | 150 KSI | HARDNESS |  | HAZARD CLASS |  | CERTIFICATION/STANDARD | SAE J429 | [40 empty] | Production Completed
STP_009 - Lot7 | Data Enrichment | NEN | OK | 16-10-2023 | 17-10-2023 |  | 1098016 | 1098016 | 1390477 | AU_QM_000232130 |  | ERSA | M | 1540 | 1390477GZPCLNT100 | EA | 3000003 | BOLT;CAT,9L-9850 | BOLT;CAT,9L-9850 | BOLT;MNFR:CATERPILLAR,PTNO:9L-9850 |  | BOLT;CAT,9L-9850BOLT;HAS,9L-9850 | CATERPILLAR | 9L-9850 | [14 empty] | CATERPILLAR | 9L-9850 | HASTINGS DEERING(AUSTRALIA) LTD | [15 empty] | https://parts.cat.com/en/catcorp/9L-9850 | [9 empty] | ENRICHED | 31161620 Hexagonal bolts |  |  | BOLT | MACHINE | TYPE |  | HEAD TYPE | HEXAGON | THREAD DIAMETER |  | OVERALL LENGTH | 3/4 IN | THREAD LENGTH |  | MATERIAL | STEEL | MATERIAL SPECIFICATION |  | HEAD SIZE | 5/16 WDX1⁄8 HT IN | THREAD PITCH | 24 TPI | THREAD SERIES |  | COATING/FINISH |  | THREAD DIRECTION |  | TENSILE STRENGTH |  | HARDNESS |  | HAZARD CLASS |  | CERTIFICATION/STANDARD | [41 empty] | Production Completed
STP_009 - Lot7 | Data Enrichment | NEN | OK | 16-10-2023 | 17-10-2023 |  | 1097571 | 1097571 | 1372547 | AU_QM_000197024 |  | ERSA | M | 1540 | 1372547GZPCLNT100 | EA | 3000003 | BOLT;CAT,9T4884 | BOLT;CAT,9T4884 | BOLT;MNFR:CATERPILLAR,PTNO:9T4884 |  | BOLT;CAT,9T4884BOLT;HAS,9T4884 | CATERPILLAR | 9T4884 | [14 empty] | CATERPILLAR | 9T-4884 | HASTINGS DEERING(AUSTRALIA) LTD | [15 empty] | https://parts.cat.com/en/catcorp/9T-4884 | [9 empty] | ENRICHED | 31161620 Hexagonal bolts |  |  | BOLT | MACHINE | TYPE |  | HEAD TYPE | HEXAGON SOCKET | THREAD DIAMETER | M10 | OVERALL LENGTH | 30 MM | THREAD LENGTH | 5 MM | MATERIAL | STEEL | MATERIAL SPECIFICATION | GRADE 12.9 | HEAD SIZE | 16 DIAX6 HT MM | THREAD PITCH | 1.5 MM | THREAD SERIES |  | COATING/FINISH | ZINC PHOSPHATE + OIL | THREAD DIRECTION |  | TENSILE STRENGTH |  | HARDNESS |  | HAZARD CLASS |  | CERTIFICATION/STANDARD | [41 empty] | Production Completed
STP_009 - Lot7 | Data Enrichment | NEN | OK | 16-10-2023 | 17-10-2023 |  | 1097794 | 1097794 | 1392944 | AU_QM_000236295 |  | ERSA | M | 1540 | 1392944GZPCLNT100 | EA | 3000003 | BOLT;CAT,9T-8051 | BOLT;CAT,9T-8051 | BOLT;MNFR:CATERPILLAR,PTNO:9T-8051 |  | OEM-E-LISTBOLT;CAT,9T-8051 | CATERPILLAR | 9T-8051 | [14 empty] | CATERPILLAR | 9T-8051 | [16 empty] | https://parts.cat.com/en/catcorp/9T-8051 | [9 empty] | ENRICHED | 31161620 Hexagonal bolts |  |  | BOLT | MACHINE | TYPE |  | HEAD TYPE | HEXAGON | THREAD DIAMETER | 3/8 IN | OVERALL LENGTH | 4-1⁄8 IN | THREAD LENGTH | 3-7⁄64 IN | MATERIAL | STEEL | MATERIAL SPECIFICATION |  | HEAD SIZE | 35⁄64 IN WD | THREAD PITCH | 24 TPI | THREAD SERIES |  | COATING/FINISH | ZINC PHOSPHATE + OIL | THREAD DIRECTION |  | TENSILE STRENGTH |  | HARDNESS |  | HAZARD CLASS |  | CERTIFICATION/STANDARD | [41 empty] | Production Completed
STP_009 - Lot7 | Data Enrichment | NEN | OK | 16-10-2023 | 17-10-2023 |  | 1097792 | 1097792 | 1392946 | AU_QM_000236297 |  | ERSA | M | 1540 | 1392946GZPCLNT100 | EA | 3000003 | BOLT;CAT,9X-2305 | BOLT;CAT,9X-2305 | BOLT;MNFR:CATERPILLAR,PTNO:9X-2305 |  | OEM-E-LISTBOLT;CAT,9X-2305 | CATERPILLAR | 9X-2305 | [14 empty] | CATERPILLAR | 9X-2305 | [16 empty] | https://parts.cat.com/en/catcorp/9X-2305 | [9 empty] | ENRICHED | 31161620 Hexagonal bolts |  |  | BOLT | MACHINE | TYPE |  | HEAD TYPE | HEXAGON | THREAD DIAMETER | M10 | OVERALL LENGTH | 50 MM | THREAD LENGTH | 5 MM | MATERIAL | STEEL | MATERIAL SPECIFICATION | GRADE 10.9 | HEAD SIZE | 16 WDX6.6 HT MM | THREAD PITCH | 1.5 MM | THREAD SERIES |  | COATING/FINISH | ZINC PHOSPHATE + OIL | THREAD DIRECTION |  | TENSILE STRENGTH | 1040 MPA | HARDNESS |  | HAZARD CLASS |  | CERTIFICATION/STANDARD | ISO 898-1,ASTM, ASME,SAE,ROHS | [40 empty] | Production Completed
STP_009 - Lot7 | Data Enrichment | NEN | OK | 16-10-2023 | 17-10-2023 |  | 1034594 | 1034594 | 1385354 | AU_QM_000226119 |  | ERSA | M | 1540 | 1385354GZPCLNT100 | EA | 3000003 | BOLT;CAT,9X2328 | BOLT;CAT,9X2328 | BOLT;MNFR:CATERPILLAR,PTNO:9X2328 |  | BOLT;CAT,9X2328BOLT;HAS,9X2328 | CATERPILLAR | 9X2328 | [14 empty] | CATERPILLAR | 9X-2328 | HASTINGS DEERING(AUSTRALIA) LTD | [15 empty] | https://parts.cat.com/en/catcorp/9X-2328 | [9 empty] | ENRICHED | 31161620 Hexagonal bolts |  |  | BOLT | MACHINE | TYPE |  | HEAD TYPE | HEXAGON SOCKET | THREAD DIAMETER | M6 | OVERALL LENGTH | 25 MM | THREAD LENGTH | 3 MM | MATERIAL | STEEL | MATERIAL SPECIFICATION | GRADE 12.9 | HEAD SIZE | 10 DIAX6 HT MM | THREAD PITCH | 1 MM | THREAD SERIES |  | COATING/FINISH | ELECTROPLATED ZINC | THREAD DIRECTION |  | TENSILE STRENGTH | 1220 MPA | HARDNESS |  | HAZARD CLASS |  | CERTIFICATION/STANDARD | ISO,ASTM, ASME,SAE,ROHS | [40 empty] | Production Completed
STP_009 - Lot7 | Data Enrichment | NEN | OK | 16-10-2023 | 17-10-2023 |  | 1097791 | 1097791 | 1392950 | AU_QM_000236302 |  | ERSA | M | 1540 | 1392950GZPCLNT100 | EA | 3000003 | BOLT;CAT,9X8878 | BOLT;CAT,9X8878 | BOLT;MNFR:CATERPILLAR,PTNO:9X8878 |  | OEM-E-LISTBOLT;CAT,9X8878 | CATERPILLAR | 9X8878 | [14 empty] | CATERPILLAR | 9X-8878 | [16 empty] | https://parts.cat.com/en/catcorp/9X-8878 | [9 empty] | ENRICHED | 31161620 Hexagonal bolts |  |  | BOLT | MACHINE | TYPE |  | HEAD TYPE | HEXAGON | THREAD DIAMETER | 1/2 IN | OVERALL LENGTH | 5-1/4 IN | THREAD LENGTH | 4 IN | MATERIAL |  | MATERIAL SPECIFICATION |  | HEAD SIZE | 3/4 WDX25⁄64 HT IN | THREAD PITCH | 13 TPI | THREAD SERIES | UNC | COATING/FINISH | PHOSPHATE + OIL | THREAD DIRECTION |  | TENSILE STRENGTH |  | HARDNESS |  | HAZARD CLASS |  | CERTIFICATION/STANDARD | [41 empty] | Production Completed
STP_009 - Lot7 | Data Enrichment | NEN | OK | 16-10-2023 | 17-10-2023 |  | 1098573 | 1098573 | 1372504 | AU_QM_000196978 |  | ERSA | M | 1540 | 1372504GZPCLNT100 | EA | 3000003 | BOLT;CAT,9X-8913 | BOLT;CAT,9X-8913 | BOLT;MNFR:CATERPILLAR,PTNO:9X-8913 |  | BOLT;CAT,9X-8913BOLT;HAS,9X-8913 | CATERPILLAR | 9X-8913 | [14 empty] | CATERPILLAR | 9X-8913 | HASTINGS DEERING(AUSTRALIA) LTD | [15 empty] | https://parts.cat.com/en/catcorp/9X-8913 | [9 empty] | ENRICHED | 31161620 Hexagonal bolts |  |  | BOLT | MACHINE | TYPE |  | HEAD TYPE | HEXAGON | THREAD DIAMETER | M24 | OVERALL LENGTH | 300 MM | THREAD LENGTH | 227 MM | MATERIAL | STEEL | MATERIAL SPECIFICATION | GRADE 10.9 | HEAD SIZE | 36 WDX15 HT MM | THREAD PITCH | 3 MM | THREAD SERIES | UNC | COATING/FINISH | ZINC FLAKE | THREAD DIRECTION |  | TENSILE STRENGTH | 1040 MPA | HARDNESS |  | HAZARD CLASS |  | CERTIFICATION/STANDARD | ISO 898-1,ASTM, ASME,SAE,ROHS | [40 empty] | Production Completed
STP_009 - Lot7 | Data Enrichment | NEN | OK | 16-10-2023 | 17-10-2023 |  | 1009949 | 1009949 |  |  |  | ERSA | M | 3730 | 1616395GZPCLNT100 | EA | 3000003 | BOLT;CAT,7X-2559 | PERNO;CAT,7X-2559 | BOLT;MNFR:CATERPILLAR,PTNO:7X-2559 | PERNO;MNFR:CATERPILLAR,PTNO:7X-2559 |  | CATERPILLAR | 7X-2559 | 1068196 @@ HASTINGS DEERING(AUSTRALIA) LTD | 7X-2559 | [12 empty] | CATERPILLAR | 7X-2559 | HASTINGS DEERING(AUSTRALIA) LTD | [15 empty] | https://parts.cat.com/en/catcorp/7X-2559 | [9 empty] | ENRICHED | 31161620 Hexagonal bolts |  |  | BOLT | MACHINE | TYPE |  | HEAD TYPE | HEXAGON | THREAD DIAMETER | M16 | OVERALL LENGTH | 160 MM | THREAD LENGTH | 116 MM | MATERIAL | STEEL | MATERIAL SPECIFICATION | GRADE 10.9 | HEAD SIZE | 24 WDX10 HT MM | THREAD PITCH | 2 MM | THREAD SERIES | UNC | COATING/FINISH | ZINC FLAKE | THREAD DIRECTION |  | TENSILE STRENGTH | 1040 MPA | HARDNESS |  | HAZARD CLASS |  | CERTIFICATION/STANDARD | ISO 898-1,ASTM, ASME,SAE,ROHS | [40 empty] | Production Completed
STP_009 - Lot7 | Data Enrichment | NEN | OK | 16-10-2023 | 17-10-2023 |  | 1009950 | 1009950 |  |  |  | ERSA | M | 3730 | 1616396GZPCLNT100 | EA | 3000003 | BOLT;CAT,3E-7442 | PERNO;CAT,3E-7442 | BOLT;MNFR:CATERPILLAR,PTNO:3E-7442 | PERNO;MNFR:CATERPILLAR,PTNO:3E-7442 |  | CATERPILLAR | 3E-7442 | 1068196 @@ HASTINGS DEERING(AUSTRALIA) LTD | 3E-7442 | [12 empty] | CATERPILLAR | 3E-7442 | HASTINGS DEERING(AUSTRALIA) LTD | [15 empty] | https://parts.cat.com/en/catcorp/3E-7442 | [9 empty] | ENRICHED | 31161620 Hexagonal bolts |  |  | BOLT | MACHINE | TYPE |  | HEAD TYPE | HEXAGON | THREAD DIAMETER | M30 | OVERALL LENGTH | 300 MM | THREAD LENGTH | 215 MM | MATERIAL | STEEL | MATERIAL SPECIFICATION | GRADE 10.9 | HEAD SIZE | 46 WDX19 HT MM | THREAD PITCH | 3.5 MM | THREAD SERIES | UNC | COATING/FINISH | ZINC FLAKE | THREAD DIRECTION |  | TENSILE STRENGTH | 1040 MPA | HARDNESS |  | HAZARD CLASS |  | CERTIFICATION/STANDARD | ISO 898-1,ASTM, ASME,SAE,ROHS | [40 empty] | Production Completed
STP_009 - Lot7 | Data Enrichment | NEN | OK | 16-10-2023 | 17-10-2023 |  | 1009951 | 1009951 |  |  |  | ERSA | M | 3730 | 1616397GZPCLNT100 | EA | 3000003 | BOLT;CAT,8T-0367 | PERNO;CAT,8T-0367 | BOLT;MNFR:CATERPILLAR,PTNO:8T-0367 | PERNO;MNFR:CATERPILLAR,PTNO:8T-0367 |  | CATERPILLAR | 8T-0367 | 1068196 @@ HASTINGS DEERING(AUSTRALIA) LTD | 8T-0367 | [12 empty] | CATERPILLAR | 8T-0367 | HASTINGS DEERING(AUSTRALIA) LTD | [15 empty] | https://parts.cat.com/en/catcorp/8T-0367 | [9 empty] | ENRICHED | 31161620 Hexagonal bolts |  |  | BOLT | MACHINE | TYPE |  | HEAD TYPE | HEXAGON | THREAD DIAMETER | M24 | OVERALL LENGTH | 260 MM | THREAD LENGTH | 187 MM | MATERIAL | STEEL | MATERIAL SPECIFICATION | GRADE 10.9 | HEAD SIZE | 36 WDX15 HT MM | THREAD PITCH | 3 MM | THREAD SERIES |  | COATING/FINISH | ZINC PHOSPHATE + OIL | THREAD DIRECTION |  | TENSILE STRENGTH | 1040 MPA | HARDNESS |  | HAZARD CLASS |  | CERTIFICATION/STANDARD | ISO 898-1,ASTM, ASME,SAE,ROHS | [40 empty] | Production Completed
STP_009 - Lot7 | Data Enrichment | NEN | OK | 16-10-2023 | 17-10-2023 |  | 1010792 | 1010792 |  |  |  | ERSA | M | 3730 | 1613774GZPCLNT100 | EA | 3000003 | BOLT;CAT,8T6408 | PERNO;CAT,8T6408 | BOLT;MNFR:CATERPILLAR,PTNO:8T6408 | PERNO;MNFR:CATERPILLAR,PTNO:8T6408 |  | CATERPILLAR | 8T6408 | 1068196 @@ HASTINGS DEERING(AUSTRALIA) LTD | 8T6408 | [12 empty] | CATERPILLAR | 8T-6408 | HASTINGS DEERING(AUSTRALIA) LTD | [15 empty] | https://parts.cat.com/en/catcorp/8T-6408 | [9 empty] | ENRICHED | 31161620 Hexagonal bolts |  |  | BOLT | MACHINE | TYPE |  | HEAD TYPE | HEXAGON | THREAD DIAMETER | M10 | OVERALL LENGTH | 160 MM | THREAD LENGTH | 128 MM | MATERIAL | STEEL | MATERIAL SPECIFICATION | GRADE 10.9 | HEAD SIZE | 16 WDX7 HT MM | THREAD PITCH | 1.5 MM | THREAD SERIES | UNC | COATING/FINISH | ZINC FLAKE | THREAD DIRECTION |  | TENSILE STRENGTH | 1040 MPA | HARDNESS |  | HAZARD CLASS |  | CERTIFICATION/STANDARD | ISO 898-1,ASTM, ASME,SAE,ROHS | [40 empty] | Production Completed
STP_009 - Lot7 | Data Enrichment | NEN | OK | 16-10-2023 | 17-10-2023 |  | 1010793 | 1010793 |  |  |  | ERSA | M | 3730 | 1613775GZPCLNT100 | EA | 3000003 | BOLT;CAT,7X2546 | PERNO;CAT,7X2546 | BOLT;MNFR:CATERPILLAR,PTNO:7X2546 | PERNO;MNFR:CATERPILLAR,PTNO:7X2546 |  | CATERPILLAR | 7X2546 | 1068196 @@ HASTINGS DEERING(AUSTRALIA) LTD | 7X2546 | [12 empty] | CATERPILLAR | 7X-2546 | HASTINGS DEERING(AUSTRALIA) LTD | [15 empty] | https://parts.cat.com/en/catcorp/7X-2546 | [9 empty] | ENRICHED | 31161620 Hexagonal bolts |  |  | BOLT | MACHINE | TYPE |  | HEAD TYPE | HEXAGON | THREAD DIAMETER | M10 | OVERALL LENGTH | 180 MM | THREAD LENGTH | 148 MM | MATERIAL | STEEL | MATERIAL SPECIFICATION | GRADE 10.9 | HEAD SIZE | 16 WDX7 HT MM | THREAD PITCH | 1.5 MM | THREAD SERIES | UNC | COATING/FINISH | ZINC FLAKE | THREAD DIRECTION |  | TENSILE STRENGTH | 1040 MPA | HARDNESS |  | HAZARD CLASS |  | CERTIFICATION/STANDARD | ISO 898-1,ASTM, ASME,SAE,ROHS | [40 empty] | Production Completed
STP_009 - Lot7 | Data Enrichment | NEN | OK | 16-10-2023 | 17-10-2023 |  | 1010894 | 1010894 |  |  |  | ERSA | M | 3730 | 1615788GZPCLNT100 | EA | 3000003 | BOLT;CAT,1D-4614 | PERNO;CAT,1D-4614 | BOLT;MNFR:CATERPILLAR,PTNO:1D-4614 | PERNO;MNFR:CATERPILLAR,PTNO:1D-4614 |  | CATERPILLAR | 1D-4614 | 1068196 @@ HASTINGS DEERING(AUSTRALIA) LTD | 1D-4614 | [12 empty] | CATERPILLAR | 1D-4614 | HASTINGS DEERING(AUSTRALIA) LTD | [15 empty] | https://parts.cat.com/en/catcorp/1D-4614 | [9 empty] | ENRICHED | 31161620 Hexagonal bolts |  |  | BOLT | MACHINE | TYPE |  | HEAD TYPE | HEXAGON | THREAD DIAMETER | 3/4 IN | OVERALL LENGTH | 5 IN | THREAD LENGTH | 3-1/4 IN | MATERIAL | STEEL | MATERIAL SPECIFICATION | GRADE 8 | HEAD SIZE | 1-1/8 WDX37⁄64 HT IN | THREAD PITCH | 10 TPI | THREAD SERIES | UNC | COATING/FINISH | ZINC PHOSPHATE + OIL | THREAD DIRECTION |  | TENSILE STRENGTH | 150 KSI | HARDNESS |  | HAZARD CLASS |  | CERTIFICATION/STANDARD | ISO,ASTM, ASME,SAE J429,ROHS | [40 empty] | Production Completed
STP_009 - Lot7 | Data Enrichment | NEN | OK | 16-10-2023 | 17-10-2023 |  | 1011493 | 1011493 |  |  |  | ERSA | M | 3730 | 1607630GZPCLNT100 | EA | 3000003 | BOLT;CAT,5D-9844 | PERNO;CAT,5D-9844 | BOLT;MNFR:CATERPILLAR,PTNO:5D-9844 | PERNO;MNFR:CATERPILLAR,PTNO:5D-9844 |  | CATERPILLAR | 5D-9844 | 1068196 @@ HASTINGS DEERING(AUSTRALIA) LTD | 5D9844 | [12 empty] | CATERPILLAR | 5D-9844 | HASTINGS DEERING(AUSTRALIA) LTD | [15 empty] | https://parts.cat.com/en/catcorp/5D-9844 | [9 empty] | ENRICHED | 31161620 Hexagonal bolts |  |  | BOLT | MACHINE | TYPE |  | HEAD TYPE | HEXAGON | THREAD DIAMETER | 3/8 IN | OVERALL LENGTH | 2 IN | THREAD LENGTH | 1 IN | MATERIAL | STEEL | MATERIAL SPECIFICATION | GRADE 8 | HEAD SIZE | 9/16 WDX19⁄64 HT IN | THREAD PITCH | 16 TPI | THREAD SERIES |  | COATING/FINISH | ZINC PLATED | THREAD DIRECTION |  | TENSILE STRENGTH | 150 KSI | HARDNESS |  | HAZARD CLASS |  | CERTIFICATION/STANDARD | ISO,ASTM, ASME,SAE J429,ROHS | [40 empty] | Production Completed
STP_009 - Lot7 | Data Enrichment | NEN | OK | 16-10-2023 | 17-10-2023 |  | 1011871 | 1011871 |  |  |  | ERSA | M | 3730 | 1614490GZPCLNT100 | EA | 3000003 | BOLT;CAT,8T-0639 | PERNO;CAT,8T-0639 | BOLT;MNFR:CATERPILLAR,PTNO:8T-0639 | PERNO;MNFR:CATERPILLAR,PTNO:8T-0639 |  | CATERPILLAR | 8T-0639 | 1068196 @@ HASTINGS DEERING(AUSTRALIA) LTD | 8T-0639 | [12 empty] | CATERPILLAR | 8T-0639 | HASTINGS DEERING(AUSTRALIA) LTD | [15 empty] | https://parts.cat.com/en/catcorp/8T-0639 | [9 empty] | ENRICHED | 31161620 Hexagonal bolts |  |  | BOLT | MACHINE | TYPE |  | HEAD TYPE | HEXAGON | THREAD DIAMETER | M6 | OVERALL LENGTH | 12 MM | THREAD LENGTH | 3 MM | MATERIAL | STEEL | MATERIAL SPECIFICATION | GRADE 10.9 | HEAD SIZE | 10 WDX4 HT MM | THREAD PITCH | 1 MM | THREAD SERIES | UNC | COATING/FINISH | ZINC PHOSPHATE + OIL | THREAD DIRECTION |  | TENSILE STRENGTH | 1040 MPA | HARDNESS |  | HAZARD CLASS |  | CERTIFICATION/STANDARD | ISO 898-1,ASTM, ASME,SAE,ROHS | [40 empty] | Production Completed
STP_009 - Lot7 | Data Enrichment | NEN | OK | 16-10-2023 | 17-10-2023 |  | 1011872 | 1011872 |  |  |  | ERSA | M | 3730 | 1614491GZPCLNT100 | EA | 3000003 | BOLT;CAT,2W-9499 | PERNO;CAT,2W-9499 | BOLT;MNFR:CATERPILLAR,PTNO:2W-9499 | PERNO;MNFR:CATERPILLAR,PTNO:2W-9499 |  | CATERPILLAR | 2W-9499 | 1068196 @@ HASTINGS DEERING(AUSTRALIA) LTD | 2W-9499 | [12 empty] | CATERPILLAR | 2W-9499 | HASTINGS DEERING(AUSTRALIA) LTD | [15 empty] | https://parts.cat.com/en/catcorp/2W-9499 | [9 empty] | ENRICHED | 31161620 Hexagonal bolts |  |  | BOLT | MACHINE | TYPE |  | HEAD TYPE | HEXAGON | THREAD DIAMETER | M6 | OVERALL LENGTH | 40 MM | THREAD LENGTH | 22 MM | MATERIAL | STEEL | MATERIAL SPECIFICATION | GRADE 10.9 | HEAD SIZE | 10 WDX4 HT MM | THREAD PITCH | 1 MM | THREAD SERIES | UNC | COATING/FINISH | ZINC PHOSPHATE + OIL | THREAD DIRECTION |  | TENSILE STRENGTH | 1040 MPA | HARDNESS |  | HAZARD CLASS |  | CERTIFICATION/STANDARD | ISO 898-1,ASTM, ASME,SAE,ROHS | [40 empty] | Production Completed
STP_009 - Lot7 | Data Enrichment | NEN | OK | 16-10-2023 | 17-10-2023 |  | 1011873 | 1011873 |  |  |  | ERSA | M | 3730 | 1614492GZPCLNT100 | EA | 3000003 | BOLT;CAT,6V-7728 | PERNO;CAT,6V-7728 | BOLT;MNFR:CATERPILLAR,PTNO:6V-7728 | PERNO;MNFR:CATERPILLAR,PTNO:6V-7728 |  | CATERPILLAR | 6V-7728 | 1068196 @@ HASTINGS DEERING(AUSTRALIA) LTD | 6V-7728 | [12 empty] | CATERPILLAR | 6V-7728 | HASTINGS DEERING(AUSTRALIA) LTD | [15 empty] | https://parts.cat.com/en/catcorp/6V-7728 | [9 empty] | ENRICHED | 31161620 Hexagonal bolts |  |  | BOLT | MACHINE | TYPE |  | HEAD TYPE | HEXAGON | THREAD DIAMETER | M6 | OVERALL LENGTH | 45 MM | THREAD LENGTH | 6 MM | MATERIAL | STEEL | MATERIAL SPECIFICATION | GRADE 10.9 | HEAD SIZE | 10 WDX4 HT MM | THREAD PITCH | 1 MM | THREAD SERIES | UNC | COATING/FINISH | ZINC PHOSPHATE + OIL | THREAD DIRECTION |  | TENSILE STRENGTH | 1040 MPA | HARDNESS |  | HAZARD CLASS |  | CERTIFICATION/STANDARD | ISO 898-1,ASTM, ASME,SAE,ROHS | [40 empty] | Production Completed
STP_009 - Lot7 | Data Enrichment | NEN | OK | 16-10-2023 | 17-10-2023 |  | 1011874 | 1011874 |  |  |  | ERSA | M | 3730 | 1614493GZPCLNT100 | EA | 3000003 | BOLT;CAT,8T-5066 | PERNO;CAT,8T-5066 | BOLT;MNFR:CATERPILLAR,PTNO:8T-5066 | PERNO;MNFR:CATERPILLAR,PTNO:8T-5066 |  | CATERPILLAR | 8T-5066 | 1068196 @@ HASTINGS DEERING(AUSTRALIA) LTD | 8T-5066 | [12 empty] | CATERPILLAR | 8T-5066 | HASTINGS DEERING(AUSTRALIA) LTD | [15 empty] | https://parts.cat.com/en/catcorp/8T-5066 | [9 empty] | ENRICHED | 31161620 Hexagonal bolts |  |  | BOLT | MACHINE | TYPE |  | HEAD TYPE | HEXAGON | THREAD DIAMETER | M6 | OVERALL LENGTH | 60 MM | THREAD LENGTH | 42 MM | MATERIAL | STEEL | MATERIAL SPECIFICATION | GRADE 10.9 | HEAD SIZE | 10 WDX4 HT MM | THREAD PITCH | 1 MM | THREAD SERIES | UNC | COATING/FINISH | ZINC PHOSPHATE + OIL | THREAD DIRECTION |  | TENSILE STRENGTH | 1040 MPA | HARDNESS |  | HAZARD CLASS |  | CERTIFICATION/STANDARD | ISO 898-1,ASTM, ASME,SAE,ROHS | [40 empty] | Production Completed
STP_009 - Lot7 | Data Enrichment | NEN | OK | 16-10-2023 | 17-10-2023 |  | 1011875 | 1011875 |  |  |  | ERSA | M | 3730 | 1614494GZPCLNT100 | EA | 3000003 | BOLT;CAT,204-0714,HEXAGON HEAD | PERNO;CAT,204-0714 | BOLT;MNFR:CATERPILLAR,PTNO:204-0714,ADDITIONAL FEATURES EN:HEXAGON HEAD | PERNO;MNFR:CATERPILLAR,PTNO:204-0714 |  | CATERPILLAR | 204-0714 | 1068196 @@ HASTINGS DEERING(AUSTRALIA) LTD | 204-0714 | [12 empty] | CATERPILLAR | 204-0714 | HASTINGS DEERING(AUSTRALIA) LTD | [15 empty] | https://parts.cat.com/en/catcorp/204-0714 | [9 empty] | ENRICHED | 31161620 Hexagonal bolts |  |  | BOLT | MACHINE | TYPE |  | HEAD TYPE | HEXAGON | THREAD DIAMETER | M8 | OVERALL LENGTH | 40 MM | THREAD LENGTH | 4 MM | MATERIAL | STEEL | MATERIAL SPECIFICATION | GRADE 11.9 | HEAD SIZE | 13 WDX5.3 HT MM | THREAD PITCH | 1.25 MM | THREAD SERIES |  | COATING/FINISH | ZINC PHOSPHATE + OIL | THREAD DIRECTION |  | TENSILE STRENGTH | 1170 MPA | HARDNESS |  | HAZARD CLASS |  | CERTIFICATION/STANDARD | ISO,ASTM, ASME,SAE,ROHS | [40 empty] | Production Completed
STP_009 - Lot7 | Data Enrichment | NEN | OK | 16-10-2023 | 17-10-2023 |  | 1011876 | 1011876 |  |  |  | ERSA | M | 3730 | 1614495GZPCLNT100 | EA | 3000003 | BOLT;CAT,5P-8347 | PERNO;CAT,5P-8347 | BOLT;MNFR:CATERPILLAR,PTNO:5P-8347 | PERNO;MNFR:CATERPILLAR,PTNO:5P-8347 |  | CATERPILLAR | 5P-8347 | 1068196 @@ HASTINGS DEERING(AUSTRALIA) LTD | 5P-8347 | [12 empty] | CATERPILLAR | 5P-8347 | HASTINGS DEERING(AUSTRALIA) LTD | [15 empty] | https://parts.cat.com/en/catcorp/5P-8347 | [9 empty] | ENRICHED | 31161620 Hexagonal bolts |  |  | BOLT | MACHINE | TYPE |  | HEAD TYPE | HEXAGON | THREAD DIAMETER | M8 | OVERALL LENGTH | 70 MM | THREAD LENGTH | 48 MM | MATERIAL | STEEL | MATERIAL SPECIFICATION | GRADE 10.9 | HEAD SIZE | 13 WDX5 HT MM | THREAD PITCH | 1.25 MM | THREAD SERIES | UNC | COATING/FINISH | ZINC PHOSPHATE + OIL | THREAD DIRECTION |  | TENSILE STRENGTH | 1040 MPA | HARDNESS |  | HAZARD CLASS |  | CERTIFICATION/STANDARD | ISO 898-1,ASTM, ASME,SAE,ROHS | [40 empty] | Production Completed
STP_009 - Lot7 | Data Enrichment | NEN | OK | 16-10-2023 | 17-10-2023 |  | 1011877 | 1011877 |  |  |  | ERSA | M | 3730 | 1614496GZPCLNT100 | EA | 3000003 | BOLT;CAT,6V-5223 | PERNO;CAT,6V-5223 | BOLT;MNFR:CATERPILLAR,PTNO:6V-5223 | PERNO;MNFR:CATERPILLAR,PTNO:6V-5223 |  | CATERPILLAR | 6V-5223 | 1068196 @@ HASTINGS DEERING(AUSTRALIA) LTD | 6V-5223 | [12 empty] | CATERPILLAR | 6V-5223 | HASTINGS DEERING(AUSTRALIA) LTD | [15 empty] | https://parts.cat.com/en/catcorp/6V-5223 | [9 empty] | ENRICHED | 31161620 Hexagonal bolts |  |  | BOLT | MACHINE | TYPE |  | HEAD TYPE | HEXAGON | THREAD DIAMETER | M8 | OVERALL LENGTH | 100 MM | THREAD LENGTH | 78 MM | MATERIAL | STEEL | MATERIAL SPECIFICATION | GRADE 10.9 | HEAD SIZE | 13 WDX6 HT MM | THREAD PITCH | 1.25 MM | THREAD SERIES | UNC | COATING/FINISH | ZINC PHOSPHATE + OIL | THREAD DIRECTION |  | TENSILE STRENGTH | 1040 MPA | HARDNESS |  | HAZARD CLASS |  | CERTIFICATION/STANDARD | ISO 898-1,ASTM, ASME,SAE,ROHS | [40 empty] | Production Completed
STP_009 - Lot7 | Data Enrichment | NEN | OK | 16-10-2023 | 17-10-2023 |  | 1011878 | 1011878 |  |  |  | ERSA | M | 3730 | 1614497GZPCLNT100 | EA | 3000003 | BOLT;CAT,6V-9804 | PERNO;CAT,6V-9804 | BOLT;MNFR:CATERPILLAR,PTNO:6V-9804 | PERNO;MNFR:CATERPILLAR,PTNO:6V-9804 |  | CATERPILLAR | 6V-9804 | 1068196 @@ HASTINGS DEERING(AUSTRALIA) LTD | 6V-9804 | [12 empty] | CATERPILLAR | 6V-9804 | HASTINGS DEERING(AUSTRALIA) LTD | [15 empty] | https://parts.cat.com/en/catcorp/6V-9804 | [9 empty] | ENRICHED | 31161620 Hexagonal bolts |  |  | BOLT | MACHINE | TYPE |  | HEAD TYPE | HEXAGON | THREAD DIAMETER | M8 | OVERALL LENGTH | 75 MM | THREAD LENGTH | 4 MM | MATERIAL | STEEL | MATERIAL SPECIFICATION | GRADE 10.9 | HEAD SIZE | 13 WDX5.3 HT MM | THREAD PITCH | 1.25 MM | THREAD SERIES |  | COATING/FINISH | ZINC PHOSPHATE + OIL | THREAD DIRECTION |  | TENSILE STRENGTH | 1040 MPA | HARDNESS |  | HAZARD CLASS |  | CERTIFICATION/STANDARD | ISO 898-1,ASTM, ASME,SAE,ROHS | [40 empty] | Production Completed
STP_009 - Lot7 | Data Enrichment | NEN | OK | 16-10-2023 | 17-10-2023 |  | 1011879 | 1011879 |  |  |  | ERSA | M | 3730 | 1614498GZPCLNT100 | EA | 3000003 | BOLT;CAT,8T-0292 | PERNO;CAT,8T-0292 | BOLT;MNFR:CATERPILLAR,PTNO:8T-0292 | PERNO;MNFR:CATERPILLAR,PTNO:8T-0292 |  | CATERPILLAR | 8T-0292 | 1068196 @@ HASTINGS DEERING(AUSTRALIA) LTD | 8T-0292 | [12 empty] | CATERPILLAR | 8T-0292 | HASTINGS DEERING(AUSTRALIA) LTD | [15 empty] | https://parts.cat.com/en/catcorp/8T-0292 | [9 empty] | ENRICHED | 31161620 Hexagonal bolts |  |  | BOLT | MACHINE | TYPE |  | HEAD TYPE | HEXAGON | THREAD DIAMETER | M8 | OVERALL LENGTH | 90 MM | THREAD LENGTH | 68 MM | MATERIAL | STEEL | MATERIAL SPECIFICATION | GRADE 10.9 | HEAD SIZE | 13 WDX6 HT MM | THREAD PITCH | 1.25 MM | THREAD SERIES | UNC | COATING/FINISH | ZINC PHOSPHATE + OIL | THREAD DIRECTION |  | TENSILE STRENGTH | 1040 MPA | HARDNESS |  | HAZARD CLASS |  | CERTIFICATION/STANDARD | ISO 898-1,ASTM, ASME,SAE,ROHS | [40 empty] | Production Completed
STP_009 - Lot7 | Data Enrichment | NEN | OK | 16-10-2023 | 17-10-2023 |  | 1011880 | 1011880 |  |  |  | ERSA | M | 3730 | 1614499GZPCLNT100 | EA | 3000003 | BOLT;CAT,6V-3821 | PERNO;CAT,6V-3821 | BOLT;MNFR:CATERPILLAR,PTNO:6V-3821 | PERNO;MNFR:CATERPILLAR,PTNO:6V-3821 |  | CATERPILLAR | 6V-3821 | 1068196 @@ HASTINGS DEERING(AUSTRALIA) LTD | 6V-3821 | [12 empty] | CATERPILLAR | 6V-3821 | HASTINGS DEERING(AUSTRALIA) LTD | [15 empty] | https://parts.cat.com/en/catcorp/6V-3821 | [9 empty] | ENRICHED | 31161620 Hexagonal bolts |  |  | BOLT | MACHINE | TYPE |  | HEAD TYPE | HEXAGON | THREAD DIAMETER | M8 | OVERALL LENGTH | 110 MM | THREAD LENGTH | 88 MM | MATERIAL | STEEL | MATERIAL SPECIFICATION | GRADE 10.9 | HEAD SIZE | 13 WDX6 HT MM | THREAD PITCH | 1.25 MM | THREAD SERIES | UNC | COATING/FINISH | ZINC PHOSPHATE + OIL | THREAD DIRECTION |  | TENSILE STRENGTH | 1040 MPA | HARDNESS |  | HAZARD CLASS |  | CERTIFICATION/STANDARD | ISO 898-1,ASTM, ASME,SAE,ROHS | [40 empty] | Production Completed
STP_009 - Lot7 | Data Enrichment | NEN | OK | 16-10-2023 | 17-10-2023 |  | 1011881 | 1011881 |  |  |  | ERSA | M | 3730 | 1614500GZPCLNT100 | EA | 3000003 | BOLT;CAT,6V-9607,HEXAGON HEAD | PERNO;CAT,6V-9607 | BOLT;MNFR:CATERPILLAR,PTNO:6V-9607,ADDITIONAL FEATURES EN:HEXAGON HEAD | PERNO;MNFR:CATERPILLAR,PTNO:6V-9607 |  | CATERPILLAR | 6V-9607 | 1068196 @@ HASTINGS DEERING(AUSTRALIA) LTD | 6V-9607 | [12 empty] | CATERPILLAR | 6V-9607 | HASTINGS DEERING(AUSTRALIA) LTD | [15 empty] | https://parts.cat.com/en/catcorp/6V-9607 | [9 empty] | ENRICHED | 31161620 Hexagonal bolts |  |  | BOLT | MACHINE | TYPE |  | HEAD TYPE | HEXAGON | THREAD DIAMETER | M8 | OVERALL LENGTH | 120 MM | THREAD LENGTH | 98 MM | MATERIAL | STEEL | MATERIAL SPECIFICATION | GRADE 10.9 | HEAD SIZE | 13 WDX6 HT MM | THREAD PITCH | 1.25 MM | THREAD SERIES | UNC | COATING/FINISH | ZINC PHOSPHATE + OIL | THREAD DIRECTION |  | TENSILE STRENGTH | 1040 MPA | HARDNESS |  | HAZARD CLASS |  | CERTIFICATION/STANDARD | ISO 898-1,ASTM, ASME,SAE,ROHS | [40 empty] | Production Completed
STP_009 - Lot7 | Data Enrichment | NEN | OK | 16-10-2023 | 17-10-2023 |  | 1011882 | 1011882 |  |  |  | ERSA | M | 3730 | 1614501GZPCLNT100 | EA | 3000003 | BOLT;CAT,7X-0870,HEXAGON HEAD | PERNO;CAT,7X-0870 | BOLT;MNFR:CATERPILLAR,PTNO:7X-0870,ADDITIONAL FEATURES EN:HEXAGON HEAD | PERNO;MNFR:CATERPILLAR,PTNO:7X-0870 |  | CATERPILLAR | 7X-0870 | 1068196 @@ HASTINGS DEERING(AUSTRALIA) LTD | 7X-0870 | [12 empty] | CATERPILLAR | 7X-0870 | HASTINGS DEERING(AUSTRALIA) LTD | [15 empty] | https://parts.cat.com/en/catcorp/7X-0870 | [9 empty] | ENRICHED | 31161620 Hexagonal bolts |  |  | BOLT | MACHINE | TYPE |  | HEAD TYPE | HEXAGON | THREAD DIAMETER | M8 | OVERALL LENGTH | 140 MM | THREAD LENGTH | 112 MM | MATERIAL | STEEL | MATERIAL SPECIFICATION | GRADE 10.9 | HEAD SIZE | 13 WDX6 HT MM | THREAD PITCH | 1.25 MM | THREAD SERIES | UNC | COATING/FINISH | ZINC PHOSPHATE + OIL | THREAD DIRECTION |  | TENSILE STRENGTH | 1040 MPA | HARDNESS |  | HAZARD CLASS |  | CERTIFICATION/STANDARD | ISO 898-1,ASTM, ASME,SAE,ROHS | [40 empty] | Production Completed
STP_009 - Lot7 | Data Enrichment | NEN | OK | 16-10-2023 | 17-10-2023 |  | 1011883 | 1011883 |  |  |  | ERSA | M | 3730 | 1614502GZPCLNT100 | EA | 3000003 | BOLT;CAT,8C-4984,HEXAGON HEAD | PERNO;CAT,8C-4984 | BOLT;MNFR:CATERPILLAR,PTNO:8C-4984,ADDITIONAL FEATURES EN:HEXAGON HEAD | PERNO;MNFR:CATERPILLAR,PTNO:8C-4984 |  | CATERPILLAR | 8C-4984 | 1068196 @@ HASTINGS DEERING(AUSTRALIA) LTD | 8C-4984 | [12 empty] | CATERPILLAR | 8C-4984 | HASTINGS DEERING(AUSTRALIA) LTD | [15 empty] | https://parts.cat.com/en/catcorp/8C-4984 | [9 empty] | ENRICHED | 31161620 Hexagonal bolts |  |  | BOLT | MACHINE | TYPE |  | HEAD TYPE | HEXAGON | THREAD DIAMETER | M8 | OVERALL LENGTH | 150 MM | THREAD LENGTH | 122 MM | MATERIAL | STEEL | MATERIAL SPECIFICATION | GRADE 10.9 | HEAD SIZE | 13 WDX6 HT MM | THREAD PITCH | 1.25 MM | THREAD SERIES | UNC | COATING/FINISH | ZINC PHOSPHATE + OIL | THREAD DIRECTION |  | TENSILE STRENGTH | 1040 MPA | HARDNESS |  | HAZARD CLASS |  | CERTIFICATION/STANDARD | ISO 898-1,ASTM, ASME,SAE,ROHS | [40 empty] | Production Completed
STP_009 - Lot7 | Data Enrichment | NEN | OK | 16-10-2023 | 17-10-2023 |  | 1011891 | 1011891 |  |  |  | ERSA | M | 3730 | 1614510GZPCLNT100 | EA | 3000003 | BOLT;CAT,6V-1322,HEXAGON HEAD | PERNO;CAT,6V-1322 | BOLT;MNFR:CATERPILLAR,PTNO:6V-1322,ADDITIONAL FEATURES EN:HEXAGON HEAD | PERNO;MNFR:CATERPILLAR,PTNO:6V-1322 |  | CATERPILLAR | 6V-1322 | 1068196 @@ HASTINGS DEERING(AUSTRALIA) LTD | 6V-1322 | [12 empty] | CATERPILLAR | 6V-1322 | HASTINGS DEERING(AUSTRALIA) LTD | [15 empty] | https://parts.cat.com/en/catcorp/6V-1322 | [9 empty] | ENRICHED | 31161620 Hexagonal bolts |  |  | BOLT | MACHINE | TYPE |  | HEAD TYPE | HEXAGON | THREAD DIAMETER | 1/4 IN | OVERALL LENGTH | 3/8 IN | THREAD LENGTH | 1/16 IN | MATERIAL | STEEL | MATERIAL SPECIFICATION | GRADE 8 | HEAD SIZE | 7/16 WDX3/16 HT IN | THREAD PITCH | 20 TPI | THREAD SERIES |  | COATING/FINISH | ZINC PLATED | THREAD DIRECTION |  | TENSILE STRENGTH | 150 KSI | HARDNESS |  | HAZARD CLASS |  | CERTIFICATION/STANDARD | ISO,ASTM, ASME,SAE J429,ROHS | [40 empty] | Production Completed
STP_009 - Lot7 | Data Enrichment | NEN | OK | 16-10-2023 | 17-10-2023 |  | 1011892 | 1011892 |  |  |  | ERSA | M | 3730 | 1614511GZPCLNT100 | EA | 3000003 | BOLT;CAT,8T-9367 | PERNO;CAT,8T-9367 | BOLT;MNFR:CATERPILLAR,PTNO:8T-9367 | PERNO;MNFR:CATERPILLAR,PTNO:8T-9367 |  | CATERPILLAR | 8T-9367 | 1068196 @@ HASTINGS DEERING(AUSTRALIA) LTD | 8T-9367 | [12 empty] | CATERPILLAR | 8T-9367 | HASTINGS DEERING(AUSTRALIA) LTD | [15 empty] | https://parts.cat.com/en/catcorp/8T-9367 | [9 empty] | ENRICHED | 31161620 Hexagonal bolts |  |  | BOLT | MACHINE | TYPE |  | HEAD TYPE | HEXAGON | THREAD DIAMETER | 1/4 IN | OVERALL LENGTH | 2 IN | THREAD LENGTH | 1-1⁄8 IN | MATERIAL | STEEL | MATERIAL SPECIFICATION | GRADE 8 | HEAD SIZE | 7/16 WDX3/16 HT IN | THREAD PITCH | 20 TPI | THREAD SERIES | UNC | COATING/FINISH | ZINC PLATED | THREAD DIRECTION |  | TENSILE STRENGTH | 150 KSI | HARDNESS |  | HAZARD CLASS |  | CERTIFICATION/STANDARD | SAE J429 | [40 empty] | Production Completed
STP_009 - Lot7 | Data Enrichment | NEN | OK | 16-10-2023 | 17-10-2023 |  | 1011893 | 1011893 |  |  |  | ERSA | M | 3730 | 1614512GZPCLNT100 | EA | 3000003 | BOLT;CAT,7X-0264,HEXAGON HEAD | PERNO;CAT,7X-0264 | BOLT;MNFR:CATERPILLAR,PTNO:7X-0264,ADDITIONAL FEATURES EN:HEXAGON HEAD | PERNO;MNFR:CATERPILLAR,PTNO:7X-0264 |  | CATERPILLAR | 7X-0264 | 1068196 @@ HASTINGS DEERING(AUSTRALIA) LTD | 7X-0264 | [12 empty] | CATERPILLAR | 7X-0264 | HASTINGS DEERING(AUSTRALIA) LTD | [15 empty] | https://parts.cat.com/en/catcorp/7X-0264 | [9 empty] | ENRICHED | 31161620 Hexagonal bolts |  |  | BOLT | MACHINE | TYPE |  | HEAD TYPE | HEXAGON | THREAD DIAMETER | 1/4 IN | OVERALL LENGTH | 2-1/2 IN | THREAD LENGTH | 1-3/4 IN | MATERIAL | STEEL | MATERIAL SPECIFICATION | GRADE 8 | HEAD SIZE | 7/16 WDX3/16 HT IN | THREAD PITCH | 20 TPI | THREAD SERIES | UNC | COATING/FINISH | ZINC PLATED | THREAD DIRECTION |  | TENSILE STRENGTH | 150 KSI | HARDNESS |  | HAZARD CLASS |  | CERTIFICATION/STANDARD | ISO,ASTM, ASME,SAE J429,ROHS | [40 empty] | Production Completed
STP_009 - Lot7 | Data Enrichment | NEN | OK | 16-10-2023 | 17-10-2023 |  | 1011894 | 1011894 |  |  |  | ERSA | M | 3730 | 1614513GZPCLNT100 | EA | 3000003 | BOLT;CAT,8C-3793 | PERNO;CAT,8C-3793 | BOLT;MNFR:CATERPILLAR,PTNO:8C-3793 | PERNO;MNFR:CATERPILLAR,PTNO:8C-3793 |  | CATERPILLAR | 8C-3793 | 1068196 @@ HASTINGS DEERING(AUSTRALIA) LTD | 8C-3793 | [12 empty] | CATERPILLAR | 8C-3793 | HASTINGS DEERING(AUSTRALIA) LTD | [15 empty] | https://parts.cat.com/en/catcorp/8C-3793 | [9 empty] | ENRICHED | 31161620 Hexagonal bolts |  |  | BOLT | MACHINE | TYPE |  | HEAD TYPE | HEXAGON | THREAD DIAMETER | 1/4 IN | OVERALL LENGTH | 3-3/4 IN | THREAD LENGTH | 3 IN | MATERIAL | STEEL | MATERIAL SPECIFICATION | GRADE 8 | HEAD SIZE | 7/16 WDX3/16 HT IN | THREAD PITCH | 20 TPI | THREAD SERIES | UNC | COATING/FINISH | ZINC PLATED | THREAD DIRECTION |  | TENSILE STRENGTH | 150 KSI | HARDNESS |  | HAZARD CLASS |  | CERTIFICATION/STANDARD | ISO,ASTM, ASME,SAE J429,ROHS | [40 empty] | Production Completed
STP_009 - Lot7 | Data Enrichment | NEN | OK | 16-10-2023 | 17-10-2023 |  | 1011895 | 1011895 |  |  |  | ERSA | M | 3730 | 1614514GZPCLNT100 | EA | 3000003 | BOLT;CAT,7X-0473,HEXAGON HEAD | PERNO;CAT,7X-0473 | BOLT;MNFR:CATERPILLAR,PTNO:7X-0473,ADDITIONAL FEATURES EN:HEXAGON HEAD | PERNO;MNFR:CATERPILLAR,PTNO:7X-0473 |  | CATERPILLAR | 7X-0473 | 1068196 @@ HASTINGS DEERING(AUSTRALIA) LTD | 7X-0473 | [12 empty] | CATERPILLAR | 7X-0473 | HASTINGS DEERING(AUSTRALIA) LTD | [15 empty] | https://parts.cat.com/en/catcorp/7X-0473 | [9 empty] | ENRICHED | 31161620 Hexagonal bolts |  |  | BOLT | MACHINE | TYPE |  | HEAD TYPE | HEXAGON | THREAD DIAMETER | 5/16 IN | OVERALL LENGTH | 4-1/2 IN | THREAD LENGTH | 3-5/8 IN | MATERIAL | STEEL | MATERIAL SPECIFICATION | GRADE 8 | HEAD SIZE | 1/2 WDX15⁄64 HT IN | THREAD PITCH | 18 TPI | THREAD SERIES |  | COATING/FINISH | ZINC PLATED | THREAD DIRECTION |  | TENSILE STRENGTH | 150 KSI | HARDNESS |  | HAZARD CLASS |  | CERTIFICATION/STANDARD | ISO,ASTM, ASME,SAE J429,ROHS | [40 empty] | Production Completed
STP_009 - Lot7 | Data Enrichment | NEN | OK | 16-10-2023 | 17-10-2023 |  | 1011896 | 1011896 |  |  |  | ERSA | M | 3730 | 1614515GZPCLNT100 | EA | 3000003 | BOLT;CAT,7X-0308,HEXAGON HEAD | PERNO;CAT,7X-0308 | BOLT;MNFR:CATERPILLAR,PTNO:7X-0308,ADDITIONAL FEATURES EN:HEXAGON HEAD | PERNO;MNFR:CATERPILLAR,PTNO:7X-0308 |  | CATERPILLAR | 7X-0308 | 1068196 @@ HASTINGS DEERING(AUSTRALIA) LTD | 7X-0308 | [12 empty] | CATERPILLAR | 7X-0308 | HASTINGS DEERING(AUSTRALIA) LTD | [15 empty] | https://parts.cat.com/en/catcorp/7X-0308 | [9 empty] | ENRICHED | 31161620 Hexagonal bolts |  |  | BOLT | MACHINE | TYPE |  | HEAD TYPE | HEXAGON | THREAD DIAMETER | 7/16 IN | OVERALL LENGTH | 1-3/8 IN | THREAD LENGTH | 1/4 IN | MATERIAL | STEEL | MATERIAL SPECIFICATION | GRADE 8 | HEAD SIZE | 11/16 WDX11⁄32 HT IN | THREAD PITCH | 14 TPI | THREAD SERIES |  | COATING/FINISH | ZINC PLATED | THREAD DIRECTION |  | TENSILE STRENGTH | 150 KSI | HARDNESS |  | HAZARD CLASS |  | CERTIFICATION/STANDARD | ISO,ASTM, ASME,SAE J429,ROHS | [40 empty] | Production Completed
STP_009 - Lot7 | Data Enrichment | NEN | OK | 16-10-2023 | 17-10-2023 |  | 1011897 | 1011897 |  |  |  | ERSA | M | 3730 | 1614516GZPCLNT100 | EA | 3000003 | BOLT;CAT,7X-0316 | PERNO;CAT,7X-0316 | BOLT;MNFR:CATERPILLAR,PTNO:7X-0316 | PERNO;MNFR:CATERPILLAR,PTNO:7X-0316 |  | CATERPILLAR | 7X-0316 | 1068196 @@ HASTINGS DEERING(AUSTRALIA) LTD | 7X-0316 | [12 empty] | CATERPILLAR | 7X-0316 | HASTINGS DEERING(AUSTRALIA) LTD | [15 empty] | https://parts.cat.com/en/catcorp/7X-0316 | [9 empty] | ENRICHED | 31161620 Hexagonal bolts |  |  | BOLT | MACHINE | TYPE |  | HEAD TYPE | HEXAGON | THREAD DIAMETER | 7/16 IN | OVERALL LENGTH | 3-1/2 IN | THREAD LENGTH | 2-3⁄8 IN | MATERIAL | STEEL | MATERIAL SPECIFICATION | GRADE 8 | HEAD SIZE | 11/16 WDX11⁄32 HT IN | THREAD PITCH | 14 TPI | THREAD SERIES | UNC | COATING/FINISH | ZINC PLATED | THREAD DIRECTION |  | TENSILE STRENGTH | 150 KSI | HARDNESS |  | HAZARD CLASS |  | CERTIFICATION/STANDARD | ISO,ASTM, ASME,SAE J429,ROHS | [40 empty] | Production Completed
STP_009 - Lot7 | Data Enrichment | NEN | OK | 16-10-2023 | 17-10-2023 |  | 1011898 | 1011898 |  |  |  | ERSA | M | 3730 | 1614517GZPCLNT100 | EA | 3000003 | BOLT;CAT,7X-0317 | PERNO;CAT,7X-0317 | BOLT;MNFR:CATERPILLAR,PTNO:7X-0317 | PERNO;MNFR:CATERPILLAR,PTNO:7X-0317 |  | CATERPILLAR | 7X-0317 | 1068196 @@ HASTINGS DEERING(AUSTRALIA) LTD | 7X-0317 | [12 empty] | CATERPILLAR | 7X-0317 | HASTINGS DEERING(AUSTRALIA) LTD | [15 empty] | https://parts.cat.com/en/catcorp/7X-0317 | [9 empty] | ENRICHED | 31161620 Hexagonal bolts |  |  | BOLT | MACHINE | TYPE |  | HEAD TYPE | HEXAGON | THREAD DIAMETER | 7/16 IN | OVERALL LENGTH | 3-3/4 IN | THREAD LENGTH | 2-5⁄8 IN | MATERIAL | STEEL | MATERIAL SPECIFICATION | GRADE 8 | HEAD SIZE | 11/16 WDX11⁄32 HT IN | THREAD PITCH | 14 TPI | THREAD SERIES | UNC | COATING/FINISH | ZINC PLATED | THREAD DIRECTION |  | TENSILE STRENGTH | 150 KSI | HARDNESS |  | HAZARD CLASS |  | CERTIFICATION/STANDARD | ISO,ASTM, ASME,SAE J429,ROHS | [40 empty] | Production Completed
STP_009 - Lot7 | Data Enrichment | NEN | OK | 16-10-2023 | 17-10-2023 |  | 1011899 | 1011899 |  |  |  | ERSA | M | 3730 | 1614518GZPCLNT100 | EA | 3000003 | BOLT;CAT,7X-0322 | PERNO;CAT,7X-0322 | BOLT;MNFR:CATERPILLAR,PTNO:7X-0322 | PERNO;MNFR:CATERPILLAR,PTNO:7X-0322 |  | CATERPILLAR | 7X-0322 | 1068196 @@ HASTINGS DEERING(AUSTRALIA) LTD | 7X-0322 | [12 empty] | CATERPILLAR | 7X-0322 | HASTINGS DEERING(AUSTRALIA) LTD | [15 empty] | https://parts.cat.com/en/catcorp/7X-0322 | [9 empty] | ENRICHED | 31161620 Hexagonal bolts |  |  | BOLT | MACHINE | TYPE |  | HEAD TYPE | HEXAGON | THREAD DIAMETER | 7/16 IN | OVERALL LENGTH | 6 IN | THREAD LENGTH | 4-7⁄8 IN | MATERIAL | STEEL | MATERIAL SPECIFICATION | GRADE 8 | HEAD SIZE | 11/16 WDX11⁄32 HT IN | THREAD PITCH | 14 TPI | THREAD SERIES | UNC | COATING/FINISH | ZINC PLATED | THREAD DIRECTION |  | TENSILE STRENGTH | 150 KSI | HARDNESS |  | HAZARD CLASS |  | CERTIFICATION/STANDARD | ISO,ASTM, ASME,SAE J429,ROHS | [40 empty] | Production Completed
STP_009 - Lot7 | Data Enrichment | NEN | OK | 16-10-2023 | 17-10-2023 |  | 1011900 | 1011900 |  |  |  | ERSA | M | 3730 | 1614519GZPCLNT100 | EA | 3000003 | BOLT;CAT,7X-0342,HEXAGON HEAD | PERNO;CAT,7X-0342 | BOLT;MNFR:CATERPILLAR,PTNO:7X-0342,ADDITIONAL FEATURES EN:HEXAGON HEAD | PERNO;MNFR:CATERPILLAR,PTNO:7X-0342 |  | CATERPILLAR | 7X-0342 | 1068196 @@ HASTINGS DEERING(AUSTRALIA) LTD | 7X-0342 | [12 empty] | CATERPILLAR | 7X-0342 | HASTINGS DEERING(AUSTRALIA) LTD | [15 empty] | https://parts.cat.com/en/catcorp/7X-0342 | [9 empty] | ENRICHED | 31161620 Hexagonal bolts |  |  | BOLT | MACHINE | TYPE |  | HEAD TYPE | HEXAGON | THREAD DIAMETER | 5/8 IN | OVERALL LENGTH | 3/4 IN | THREAD LENGTH | 1⁄16 IN | MATERIAL | STEEL | MATERIAL SPECIFICATION | GRADE 8 | HEAD SIZE | 15/16 WDX31⁄64 HT IN | THREAD PITCH | 11 TPI | THREAD SERIES |  | COATING/FINISH | ZINC PLATED | THREAD DIRECTION |  | TENSILE STRENGTH | 150 KSI | HARDNESS |  | HAZARD CLASS |  | CERTIFICATION/STANDARD | ISO,ASTM, ASME,SAE J429,ROHS | [40 empty] | Production Completed
STP_009 - Lot7 | Data Enrichment | NEN | OK | 16-10-2023 | 17-10-2023 |  | 1011901 | 1011901 |  |  |  | ERSA | M | 3730 | 1614520GZPCLNT100 | EA | 3000003 | BOLT;CAT,8C-8842,HEXAGON HEAD | PERNO;CAT,8C-8842 | BOLT;MNFR:CATERPILLAR,PTNO:8C-8842,ADDITIONAL FEATURES EN:HEXAGON HEAD | PERNO;MNFR:CATERPILLAR,PTNO:8C-8842 |  | CATERPILLAR | 8C-8842 | 1068196 @@ HASTINGS DEERING(AUSTRALIA) LTD | 8C-8842 | [12 empty] | CATERPILLAR | 8C-8842 | HASTINGS DEERING(AUSTRALIA) LTD | [15 empty] | https://parts.cat.com/en/catcorp/8C-8842 | [9 empty] | ENRICHED | 31161620 Hexagonal bolts |  |  | BOLT | MACHINE | TYPE |  | HEAD TYPE | HEXAGON | THREAD DIAMETER | 3/4 IN | OVERALL LENGTH | 4 IN | THREAD LENGTH | 2-1/4 IN | MATERIAL | STEEL | MATERIAL SPECIFICATION | GRADE 8 | HEAD SIZE | 1-1/8 WDX37/64 HT IN | THREAD PITCH | 10 TPI | THREAD SERIES | UNC | COATING/FINISH | ZINC PLATED | THREAD DIRECTION |  | TENSILE STRENGTH | 150 KSI | HARDNESS |  | HAZARD CLASS |  | CERTIFICATION/STANDARD | ISO,ASTM, ASME,SAE J429,ROHS | [40 empty] | Production Completed
STP_009 - Lot7 | Data Enrichment | NEN | OK | 16-10-2023 | 17-10-2023 | NM taken as per websource | 1011942 | 1011942 |  |  |  | ERSA | M | 3730 | 1613658GZPCLNT100 | EA | 3000003 | BOLT;CAT,8T4132 | PERNO;CAT,8T4132 | BOLT;MNFR:CATERPILLAR,PTNO:8T4132 | PERNO;MNFR:CATERPILLAR,PTNO:8T4132 |  | CATERPILLAR | 8T4132 | 1068196 @@ HASTINGS DEERING(AUSTRALIA) LTD | 8T4132 | [12 empty] | CATERPILLAR | 8T-4132 | HASTINGS DEERING(AUSTRALIA) LTD | [15 empty] | https://parts.cat.com/en/catcorp/8T-4132 | [9 empty] | ENRICHED | 31161727 Hexagonal nuts |  |  | NUT | HEXAGONAL | TYPE | PLAIN | THREAD SIZE | M16X2 MM | THREAD TYPE | UNC | WIDTH ACROSS FLAT | 24 MM | MATERIAL | STEEL | MATERIAL SPECIFICATION | GRADE 12 | COATING/FINISH | ZINC FLAKE | THICKNESS | 14.8 MM | CERTIFICATION/STANDARD | ISO 898-2 | [54 empty] | Production Completed
STP_009 - Lot7 | Data Enrichment | NEN | OK | 16-10-2023 | 17-10-2023 |  | 1012094 | 1012094 |  |  |  | ERSA | M | 3730 | 1586433GZPCLNT100 | EA | 3000003 | BOLT;CAT,6D6813 | PERNO;CAT,6D6813 | BOLT;MNFR:CATERPILLAR,PTNO:6D6813 | PERNO;MNFR:CATERPILLAR,PTNO:6D6813 |  | CATERPILLAR | 6D6813 | 1068196 @@ HASTINGS DEERING(AUSTRALIA) LTD | 6D6813 | [12 empty] | CATERPILLAR | 6D-6813 | HASTINGS DEERING(AUSTRALIA) LTD | [15 empty] | https://parts.cat.com/en/catcorp/6D-6813 | [9 empty] | ENRICHED | 31161620 Hexagonal bolts |  |  | BOLT | MACHINE | TYPE | ADJUSTING | HEAD TYPE | HEXAGON | THREAD DIAMETER | 3/8 IN | OVERALL LENGTH | 1 IN | THREAD LENGTH | 1/4 IN | MATERIAL | STEEL | MATERIAL SPECIFICATION | GRADE 8 | HEAD SIZE |  | THREAD PITCH | 16 TPI | THREAD SERIES |  | COATING/FINISH |  | THREAD DIRECTION |  | TENSILE STRENGTH | 150 KSI | HARDNESS |  | HAZARD CLASS |  | CERTIFICATION/STANDARD | ISO,ASTM, ASME,SAE J429,ROHS | [40 empty] | Production Completed