## Sheet1
Project | Activities | Production User | Production Comments | Start Date | End Date | Remarks | Griha ID | MATNR | SAP MATERIAL NUMBER | ELLIPSE | LVORM | MTART | MBRSH | MATKL | BISMT | MEINS | MFRNR | MAKTX_EN | MAKTX_ES | TEXT_EN | TEXT_ES | ENRICHED DATA | Manufacturer Name | P/N | Manufacturer Name 1 | P/N 1 | Manufacturer Name 2 | P/N 2 | Manufacturer Name 3 | P/N 3 | Manufacturer Name 4 | P/N 4 | Manufacturer Name 5 | P/N 5 | Manufacturer Name 6 | P/N 6 | Input MNFR | Input PTNO | Verified MNFR from web | Verified MPN from Web | MNFR 1 | PTNO 1 | MNFR 2 | PTNO 2 | MNFR 3 | PTNO 3 | MNFR 4 | PTNO 4 | MNFR 5 | PTNO 5 | MNFR 6 | PTNO 6 | Vendor NAME | Vendor Part Number | Vendor NAME1 | Vendor Part Number1 | Reference URL | Reference URL1 | Item Number | Equipment Type | Equipment Manufacturer | Equipment Model | Equipment Serial | DWG | DRAWING VERSION | POS/TAG | Enriched/Cleansed | UNSPSC Ver.23.07 | ADDITIONAL FEATURES FROM INPUT | Additional Features from WEBSOURCE | Noun | Modifier | Attribute Name 1 | Attribute Value 1 | Attribute Name 2 | Attribute Value 2 | Attribute Name 3 | Attribute Value 3 | Attribute Name 4 | Attribute Value 4 | Attribute Name 5 | Attribute Value 5 | Attribute Name 6 | Attribute Value 6 | Attribute Name 7 | Attribute Value 7 | Attribute Name 8 | Attribute Value 8 | Attribute Name 9 | Attribute Value 9 | Attribute Name 10 | Attribute Value 10 | Attribute Name 11 | Attribute Value 11 | Attribute Name 12 | Attribute Value 12 | Attribute Name 13 | Attribute Value 13 | Attribute Name 14 | Attribute Value 14 | Attribute Name 15 | Attribute Value 15 | Attribute Name 16 | Attribute Value 16 | Attribute Name 17 | Attribute Value 17 | Attribute Name 18 | Attribute Value 18 | Attribute Name 19 | Attribute Value 19 | Attribute Name 20 | Attribute Value 20 | Attribute Name 21 | Attribute Value 21 | Attribute Name 22 | Attribute Value 22 | Attribute Name 23 | Attribute Value 23 | Attribute Name 24 | Attribute Value 24 | Attribute Name 25 | Attribute Value 25 | Attribute Name 26 | Attribute Value 26 | Attribute Name 27 | Attribute Value 27 | Attribute Name 28 | Attribute Value 28 | Attribute Name 29 | Attribute Value 29 | Attribute Name 30 | Attribute Value 30 | Attribute Name 31 | Attribute Value 31 | Attribute Name 32 | Attribute Value 32 | Attribute Name 33 | Attribute Value 33 | Attribute Name 34 | Attribute Value 34 | Attribute Name 35 | Attribute Value 35 | Attribute Name 36 | Attribute Value 36 | Status
STP_009 - Lot7 | Data Enrichment | NGB | ok | 2023-10-16 | 2023-10-16 |  | 1210630 | 1210630 |  |  |  | ERSA | M | 2200 | 355306MRM | EA |  | CLAMP,HOSE:12NB HOSE;2-BOLT;CLAWS/GROOVE | CLAMP,HOSE:12NB HOSE;2-BOLT;CLAWS/GROOVE | CLAMP,HOSE:12NB HOSE;2-BOLT;CLAWS/GROOVED/SADDLES;PVC/NYLEX HOSE;OD RANGE:19-24MM; | [36 empty] | URL Not Found | [9 empty] | Cleansed | 31162906 Hose or pipe clamps |  |  | CLAMP | HOSE | TYPE | CLAW,GROOVED,SADDLES | HOSE SIZE | 12 NB,19 TO 24 MM | WIDTH |  | LOAD CAPACITY |  | MOUNTING SIZE |  | MATERIAL | PVC/NYLEX HOSE | MATERIAL SPECIFICATION |  | COATING/FINISH |  | PRESSURE RATING |  | TEMPERATURE RATING |  | FASTENING DEVICE TYPE | 2-BOLT | HAZARD CLASS |  | CERTIFICATION/STANDARD | [47 empty] | Production Completed
STP_009 - Lot7 | Data Enrichment | NGB | ok | 2023-10-16 | 2023-10-16 |  | 1203295 | 1203295 |  |  |  | ERSA | M | 2200 | 18754MRM | EA |  | CLAMP,HOSE:152MM-206MM SIZE,WORM,SS,BAND | CLAMP,HOSE:152MM-206MM SIZE,WORM,SS,BAND | CLAMP,HOSE:152MM-206MM SIZE,WORM,SS,BAND STYLE,12MMW, | [36 empty] | URL Not Found | [9 empty] | Cleansed | 31162906 Hose or pipe clamps |  |  | CLAMP | HOSE | TYPE |  | HOSE SIZE | 152 TO 206 MM | WIDTH | 12 MM | LOAD CAPACITY |  | MOUNTING SIZE |  | MATERIAL | STAINLESS STEEL | MATERIAL SPECIFICATION |  | COATING/FINISH |  | PRESSURE RATING |  | TEMPERATURE RATING |  | FASTENING DEVICE TYPE | WORM DRIVE | HAZARD CLASS |  | CERTIFICATION/STANDARD | [47 empty] | Production Completed
STP_009 - Lot7 | Data Enrichment | NGB | ok | 2023-10-16 | 2023-10-16 |  | 1208483 | 1208483 |  |  |  | ERSA | M | 2200 | 695700MRM | EA |  | CLAMP,HOSE:15MM CLAW TYPE;SPLIT CLAMP;PO | CLAMP,HOSE:15MM CLAW TYPE;SPLIT CLAMP;PO | CLAMP,HOSE:15MM CLAW TYPE;SPLIT CLAMP;POLY SEAL;2 BOLT; | [36 empty] | URL Not Found | [9 empty] | Cleansed | 31162906 Hose or pipe clamps |  |  | CLAMP | HOSE | TYPE | CLAW,SPLIT | HOSE SIZE | 15 MM | WIDTH |  | LOAD CAPACITY |  | MOUNTING SIZE |  | MATERIAL | POLY SEAL | MATERIAL SPECIFICATION |  | COATING/FINISH |  | PRESSURE RATING |  | TEMPERATURE RATING |  | FASTENING DEVICE TYPE | 2-BOLT | HAZARD CLASS |  | CERTIFICATION/STANDARD | [47 empty] | Production Completed
STP_009 - Lot7 | Data Enrichment | NGB | ok | 2023-10-16 | 2023-10-16 |  | 1217078 | 1217078 |  |  |  | ERSA | M | 2200 | 221531MRM | EA |  | CLAMP,HOSE:25MM SIZE,IRONWIRE BINDER,GAL | CLAMP,HOSE:25MM SIZE,IRONWIRE BINDER,GAL | CLAMP,HOSE:25MM SIZE,IRONWIRE BINDER,GALV,STAYPUT,PRE-FORMED SHAPE | [36 empty] | URL Not Found | [9 empty] | Cleansed | 31162906 Hose or pipe clamps | FOR IRONWIRE BINDER |  | CLAMP | HOSE | TYPE | PRE-FORMED,STAYPUT | HOSE SIZE | 25 MM | WIDTH |  | LOAD CAPACITY |  | MOUNTING SIZE |  | MATERIAL |  | MATERIAL SPECIFICATION |  | COATING/FINISH | GALVANIZED | PRESSURE RATING |  | TEMPERATURE RATING |  | FASTENING DEVICE TYPE |  | HAZARD CLASS |  | CERTIFICATION/STANDARD | [47 empty] | Production Completed
STP_009 - Lot7 | Data Enrichment | NGB | ok | 2023-10-16 | 2023-10-16 |  | 1206259 | 1206259 |  |  |  | ERSA | M | 2200 | 96875MRM | EA |  | CLAMP,HOSE:25NB HOSE;2-BOLT;CLAWS/GROOVE | CLAMP,HOSE:25NB HOSE;2-BOLT;CLAWS/GROOVE | CLAMP,HOSE:25NB HOSE;2-BOLT;CLAWS/GROOVED/SADDLES;PVC/NYLEX TYPE HOSES;OD RANGE:31-36MM; | [36 empty] | URL Not Found | [9 empty] | Cleansed | 31162906 Hose or pipe clamps |  |  | CLAMP | HOSE | TYPE | CLAW,GROOVED,SADDLES | HOSE SIZE | 25 NB,31 TO 36 MM | WIDTH |  | LOAD CAPACITY |  | MOUNTING SIZE |  | MATERIAL | PVC/NYLEX HOSE | MATERIAL SPECIFICATION |  | COATING/FINISH |  | PRESSURE RATING |  | TEMPERATURE RATING |  | FASTENING DEVICE TYPE | 2-BOLT | HAZARD CLASS |  | CERTIFICATION/STANDARD | [47 empty] | Production Completed
STP_009 - Lot7 | Data Enrichment | NGB | ok | 2023-10-16 | 2023-10-16 |  | 1217617 | 1217617 |  |  |  | ERSA | M | 2200 | 892497MRM | EA |  | CLAMP,HOSE:32NB HOSE;2-BOLT;HOSE OD RANG | CLAMP,HOSE:32NB HOSE;2-BOLT;HOSE OD RANG | CLAMP,HOSE:32NB HOSE;2-BOLT;HOSE OD RANGE:39-49MM;2 LOOSE SADDLES;MALLEABLE IRON; | [36 empty] | URL Not Found | [9 empty] | Cleansed | 31162906 Hose or pipe clamps | C/W 2 LOOSE SADDLES |  | CLAMP | HOSE | TYPE |  | HOSE SIZE | 32 NB,39 TO 49 MM | WIDTH |  | LOAD CAPACITY |  | MOUNTING SIZE |  | MATERIAL | MALLEABLE IRON | MATERIAL SPECIFICATION |  | COATING/FINISH |  | PRESSURE RATING |  | TEMPERATURE RATING |  | FASTENING DEVICE TYPE |  | HAZARD CLASS |  | CERTIFICATION/STANDARD | [47 empty] | Production Completed
STP_009 - Lot7 | Data Enrichment | NGB | ok | 2023-10-16 | 2023-10-16 |  | 1209923 | 1209923 |  |  |  | ERSA | M | 2200 | 161380MRM | EA |  | CLAMP,HOSE:44.5MM ID X 15.9MM W;SS201;PR | CLAMP,HOSE:44.5MM ID X 15.9MM W;SS201;PR | CLAMP,HOSE:44.5MM ID X 15.9MM W;SS201;PREFORMED CLAMP;PKT OF 100 | [36 empty] | URL Not Found | [9 empty] | Cleansed | 31162906 Hose or pipe clamps | PACKAGE QUANTITY:100/BX |  | CLAMP | HOSE | TYPE | PRE-FORMED | HOSE SIZE | 44.5 MM | WIDTH | 15.9 MM | LOAD CAPACITY |  | MOUNTING SIZE |  | MATERIAL | STAINLESS STEEL 201 | MATERIAL SPECIFICATION |  | COATING/FINISH |  | PRESSURE RATING |  | TEMPERATURE RATING |  | FASTENING DEVICE TYPE |  | HAZARD CLASS |  | CERTIFICATION/STANDARD | [47 empty] | Production Completed
STP_009 - Lot7 | Data Enrichment | NGB | ok | 2023-10-16 | 2023-10-16 |  | 1206534 | 1206534 |  |  |  | ERSA | M | 2200 | 672667MRM | EA |  | CLAMP,HOSE:50NB HOSE;2-BOLT;HOSE OD RANG | CLAMP,HOSE:50NB HOSE;2-BOLT;HOSE OD RANG | CLAMP,HOSE:50NB HOSE;2-BOLT;HOSE OD RANGE:60-76MM;2 LOOSE SADDLES;MALLEABLE IRON; | [36 empty] | URL Not Found | [9 empty] | Cleansed | 31162906 Hose or pipe clamps | C/W 2 LOOSE SADDLES |  | CLAMP | HOSE | TYPE |  | HOSE SIZE | 50 NB,60 TO 76 MM | WIDTH |  | LOAD CAPACITY |  | MOUNTING SIZE |  | MATERIAL | MALLEABLE IRON | MATERIAL SPECIFICATION |  | COATING/FINISH |  | PRESSURE RATING |  | TEMPERATURE RATING |  | FASTENING DEVICE TYPE | 2-BOLT | HAZARD CLASS |  | CERTIFICATION/STANDARD | [47 empty] | Production Completed
STP_009 - Lot7 | Data Enrichment | NGB | ok | 2023-10-16 | 2023-10-16 |  | 1209370 | 1209370 |  |  |  | ERSA | M | 3000 | 764134MRM | BOX |  | CLAMP,HOSE:69.9MM ID X 12.7MM W;SS201;PR | CLAMP,HOSE:69.9MM ID X 12.7MM W;SS201;PR | CLAMP,HOSE:69.9MM ID X 12.7MM W;SS201;PREFORMEDCLAMP;100 PER BOX | [36 empty] | URL Not Found | [9 empty] | Cleansed | 31162906 Hose or pipe clamps | PACKAGE QUANTITY:100/BX |  | CLAMP | HOSE | TYPE | PRE-FORMED | HOSE SIZE | 69.9 MM | WIDTH | 12.7 MM | LOAD CAPACITY |  | MOUNTING SIZE |  | MATERIAL | STAINLESS STEEL 201 | MATERIAL SPECIFICATION |  | COATING/FINISH |  | PRESSURE RATING |  | TEMPERATURE RATING |  | FASTENING DEVICE TYPE |  | HAZARD CLASS |  | CERTIFICATION/STANDARD | [47 empty] | Production Completed
STP_009 - Lot7 | Data Enrichment | NGB | ok | 2023-10-16 | 2023-10-16 |  | 1215148 | 1215148 |  |  |  | ERSA | M | 2200 | 433334MRM | EA |  | CLAMP,HOSE:86MM-91MM SIZE,BOLTED,STEEL,Z | CLAMP,HOSE:86MM-91MM SIZE,BOLTED,STEEL,Z | CLAMP,HOSE:86MM-91MM SIZE,BOLTED,STEEL,ZINC PLTD,BAND STYLE,24MM W,RATED 1.6 MPA,SUPER CLAMP | [36 empty] | URL Not Found | [9 empty] | Cleansed | 31162906 Hose or pipe clamps |  |  | CLAMP | HOSE | TYPE | SUPER | HOSE SIZE | 86 TO 91 MM | WIDTH | 24 MM | LOAD CAPACITY |  | MOUNTING SIZE |  | MATERIAL | STEEL | MATERIAL SPECIFICATION |  | COATING/FINISH | ZINC PLATED | PRESSURE RATING | 1.6 MPA | TEMPERATURE RATING |  | FASTENING DEVICE TYPE | BOLTED | HAZARD CLASS |  | CERTIFICATION/STANDARD | [47 empty] | Production Completed
STP_009 - Lot7 | Data Enrichment | NGB | ok | 2023-10-16 | 2023-10-16 |  | 1205062 | 1205062 |  |  |  | ERSA | M | 2200 | 627421MRM | EA |  | CLAMP,HOSE:CAT 612356 GOVERNOR/INJECTION | CLAMP,HOSE:CAT 612356 GOVERNOR/INJECTION | CLAMP,HOSE:CAT 612356 GOVERNOR/INJECTION PUMPCLAMP | [36 empty] | URL Not Found |  |  | GOVERNOR/INJECTION PUMP | CATERPILLAR | 612356 |  |  |  |  | Cleansed | 31162906 Hose or pipe clamps |  |  | CLAMP | HOSE | TYPE |  | HOSE SIZE |  | WIDTH |  | LOAD CAPACITY |  | MOUNTING SIZE |  | MATERIAL |  | MATERIAL SPECIFICATION |  | COATING/FINISH |  | PRESSURE RATING |  | TEMPERATURE RATING |  | FASTENING DEVICE TYPE |  | HAZARD CLASS |  | CERTIFICATION/STANDARD | [47 empty] | Production Completed
STP_009 - Lot7 | Data Enrichment | NGB | ok | 2023-10-16 | 2023-10-16 |  | 1215081 | 1215081 |  |  |  | ERSA | M | 5920 | 138155MRM | EA |  | CLAMP,HOSE:CLAMP;HOSE;DPI1500; | CLAMP,HOSE:CLAMP;HOSE;DPI1500; | CLAMP,HOSE:CLAMP;HOSE;DPI1500; | [36 empty] | URL Not Found |  |  |  |  | DPI1500 |  |  |  |  | Cleansed | 31162906 Hose or pipe clamps |  |  | CLAMP | HOSE | TYPE |  | HOSE SIZE |  | WIDTH |  | LOAD CAPACITY |  | MOUNTING SIZE |  | MATERIAL |  | MATERIAL SPECIFICATION |  | COATING/FINISH |  | PRESSURE RATING |  | TEMPERATURE RATING |  | FASTENING DEVICE TYPE |  | HAZARD CLASS |  | CERTIFICATION/STANDARD | [47 empty] | Production Completed
STP_009 - Lot7 | Data Enrichment | NGB | ok | 2023-10-16 | 2023-10-16 |  | 1217077 | 1217077 |  |  |  | ERSA | M | 2200 | 221168MRM | EA |  | CLAMP,HOSE:NO.2,35MM-53MM SIZE,WORM,STEE | CLAMP,HOSE:NO.2,35MM-53MM SIZE,WORM,STEE | CLAMP,HOSE:NO.2,35MM-53MM SIZE,WORM,STEEL,ZINC PLTDBAND STYLE,12MM W, NON-SLIP SAFETY COLLAR | [36 empty] | URL Not Found | [9 empty] | Cleansed | 31162906 Hose or pipe clamps | C/W NON-SLIP SAFETY COLLAR |  | CLAMP | HOSE | TYPE |  | HOSE SIZE | 35 TO 53 MM | WIDTH | 12 MM | LOAD CAPACITY |  | MOUNTING SIZE |  | MATERIAL | STEEL | MATERIAL SPECIFICATION |  | COATING/FINISH | ZINC PLATED | PRESSURE RATING |  | TEMPERATURE RATING |  | FASTENING DEVICE TYPE |  | HAZARD CLASS |  | CERTIFICATION/STANDARD | [47 empty] | Production Completed
STP_009 - Lot7 | Data Enrichment | NGB | ok | 2023-10-16 | 2023-10-16 |  | 1210629 | 1210629 |  |  |  | ERSA | M | 2200 | 355296MRM | BOX |  | CLAMP,HOSE:NO.M00;11-16MM SIZE;WORM;STEE | CLAMP,HOSE:NO.M00;11-16MM SIZE;WORM;STEE | CLAMP,HOSE:NO.M00;11-16MM SIZE;WORM;STEEL;ZINC PLTD;BAND STYLE;NON-SLIP COLLAR;BOX OF 10 | [36 empty] | URL Not Found | [9 empty] | Cleansed | 31162906 Hose or pipe clamps | C/W NON-SLIP COLLAR,PACKAGE QUANTITY:100/BX |  | CLAMP | HOSE | TYPE |  | HOSE SIZE | 11 TO 16 MM | WIDTH |  | LOAD CAPACITY |  | MOUNTING SIZE |  | MATERIAL | STEEL | MATERIAL SPECIFICATION |  | COATING/FINISH | ZINC PLATED | PRESSURE RATING |  | TEMPERATURE RATING |  | FASTENING DEVICE TYPE |  | HAZARD CLASS |  | CERTIFICATION/STANDARD | [47 empty] | Production Completed
STP_009 - Lot7 | Data Enrichment | NGB | ok | 2023-10-16 | 2023-10-16 |  | 1210303 | 1210303 |  |  |  | ERSA | M | 5980 | 134595MRM | EA |  | CLAMP,HOSE:SEALING BAND PPF;QAC-SHIELDS; | CLAMP,HOSE:SEALING BAND PPF;QAC-SHIELDS; | CLAMP,HOSE:SEALING BAND PPF;QAC-SHIELDS;BOTTOM RIGID;LAROX PF144; | [36 empty] | URL Not Found |  |  |  | LAROX | PF144 |  |  |  |  | Cleansed | 31162906 Hose or pipe clamps | SEALING BAND PPF,QAC-SHIELDS |  | CLAMP | HOSE | TYPE | BOTTOM GRID | HOSE SIZE |  | WIDTH |  | LOAD CAPACITY |  | MOUNTING SIZE |  | MATERIAL |  | MATERIAL SPECIFICATION |  | COATING/FINISH |  | PRESSURE RATING |  | TEMPERATURE RATING |  | FASTENING DEVICE TYPE |  | HAZARD CLASS |  | CERTIFICATION/STANDARD | [47 empty] | Production Completed
STP_009 - Lot7 | Data Enrichment | NGB | ok | 2023-10-16 | 2023-10-16 |  | 1214586 | 1214586 |  |  |  | ERSA | M | 2200 | 368046MRM | EA |  | CLAMP,HOSE:SP100 SLURRY HOSE CLAMP;SS316 | CLAMP,HOSE:SP100 SLURRY HOSE CLAMP;SS316 | CLAMP,HOSE:SP100 SLURRY HOSE CLAMP;SS316;BREDEL SP100 PERISTALTIC PUMP | [36 empty] | URL Not Found |  |  | PERISTALTIC PUMP |  | SP100 |  |  |  |  | Cleansed | 31162906 Hose or pipe clamps |  |  | CLAMP | HOSE | TYPE | SLURRY | HOSE SIZE |  | WIDTH |  | LOAD CAPACITY |  | MOUNTING SIZE |  | MATERIAL | STAINLESS STEEL 316 | MATERIAL SPECIFICATION |  | COATING/FINISH |  | PRESSURE RATING |  | TEMPERATURE RATING |  | FASTENING DEVICE TYPE |  | HAZARD CLASS |  | CERTIFICATION/STANDARD | [47 empty] | Production Completed
STP_009 - Lot7 | Data Enrichment | NGB | ok | 2023-10-16 | 2023-10-16 |  | 1214587 | 1214587 |  |  |  | ERSA | M | 2200 | 368051MRM | EA |  | CLAMP,HOSE:SP100 SLURRY HOSE CLAMP;SS316 | CLAMP,HOSE:SP100 SLURRY HOSE CLAMP;SS316 | CLAMP,HOSE:SP100 SLURRY HOSE CLAMP;SS316;BREDEL SP100 PERISTALTIC PUMP | [36 empty] | URL Not Found |  |  | PERISTALTIC PUMP |  | SP100 |  |  |  |  | Cleansed | 31162906 Hose or pipe clamps |  |  | CLAMP | HOSE | TYPE | SLURRY | HOSE SIZE |  | WIDTH |  | LOAD CAPACITY |  | MOUNTING SIZE |  | MATERIAL | STAINLESS STEEL 316 | MATERIAL SPECIFICATION |  | COATING/FINISH |  | PRESSURE RATING |  | TEMPERATURE RATING |  | FASTENING DEVICE TYPE |  | HAZARD CLASS |  | CERTIFICATION/STANDARD | [47 empty] | Production Completed
STP_009 - Lot7 | Data Enrichment | NGB | ok | 2023-10-16 | 2023-10-16 |  | 1215229 | 1215229 |  |  |  | ERSA | M | 5955 | 778100MRM | EA |  | CLAMP,HOSE:T450D STEERING VALVE CLAMP;28 | CLAMP,HOSE:T450D STEERING VALVE CLAMP;28 | CLAMP,HOSE:T450D STEERING VALVE CLAMP;2860-20;BUCKET AND STEERING ASSY;TAMROCK TORO T450D LOADER | [17 empty] | 2860-20 | [18 empty] | URL Not Found |  |  | LOADER | TAMROCK TORO | T450D |  |  |  |  | Cleansed | 31162906 Hose or pipe clamps | STEERING VALVE,BUCKET AND STEERING ASSEMBLY |  | CLAMP | HOSE | TYPE |  | HOSE SIZE |  | WIDTH |  | LOAD CAPACITY |  | MOUNTING SIZE |  | MATERIAL |  | MATERIAL SPECIFICATION |  | COATING/FINISH |  | PRESSURE RATING |  | TEMPERATURE RATING |  | FASTENING DEVICE TYPE |  | HAZARD CLASS |  | CERTIFICATION/STANDARD | [47 empty] | Production Completed
STP_009 - Lot7 | Data Enrichment | NGB | ok | 2023-10-16 | 2023-10-16 |  | 1155375 | 1155375 |  |  |  | ERSA | M | 3750 | 1509080GZPCLNT100 | EA |  | CLAMP,HOSE; BOSS TYPE HOS,SP-A-28010-022 | CLAMP,HOSE; BOSS TYPE HOS,SP-A-28010-022 | CLAMP,HOSE;ADDITIONAL FEATURES: BOSS TYPE HOS,SP-A-28010-022 | [17 empty] | SP-A-28010-022 | [18 empty] | URL Not Found | [9 empty] | Cleansed | 31162906 Hose or pipe clamps |  |  | CLAMP | HOSE | TYPE | BOSS TYPE | HOSE SIZE |  | WIDTH |  | LOAD CAPACITY |  | MOUNTING SIZE |  | MATERIAL |  | MATERIAL SPECIFICATION |  | COATING/FINISH |  | PRESSURE RATING |  | TEMPERATURE RATING |  | FASTENING DEVICE TYPE |  | HAZARD CLASS |  | CERTIFICATION/STANDARD | [47 empty] | Production Completed
STP_009 - Lot7 | Data Enrichment | NGB | ok | 2023-10-16 | 2023-10-16 |  | 1155314 | 1155314 |  |  |  | ERSA | M | 3750 | 1509358GZPCLNT100 | EA |  | CLAMP,HOSE;HOSE CLAMP;SP & SPHD ,SP-A-18 | CLAMP,HOSE;HOSE CLAMP;SP & SPHD ,SP-A-18 | CLAMP,HOSE;ADDITIONAL FEATURES:HOSE CLAMP;SP & SPHD ,SP-A-18 | [17 empty] | SP-A-18 | [18 empty] | URL Not Found | [9 empty] | Cleansed | 31162906 Hose or pipe clamps | SERIES:SP & SPHD |  | CLAMP | HOSE | TYPE |  | HOSE SIZE |  | WIDTH |  | LOAD CAPACITY |  | MOUNTING SIZE |  | MATERIAL |  | MATERIAL SPECIFICATION |  | COATING/FINISH |  | PRESSURE RATING |  | TEMPERATURE RATING |  | FASTENING DEVICE TYPE |  | HAZARD CLASS |  | CERTIFICATION/STANDARD | [47 empty] | Production Completed
STP_009 - Lot7 | Data Enrichment | NGB | ok | 2023-10-16 | 2023-10-16 |  | 1155313 | 1155313 |  |  |  | ERSA | M | 3750 | 1509359GZPCLNT100 | EA |  | CLAMP,HOSE;HOSE CLAMP;SVP SERIE,SVP-A-11 | CLAMP,HOSE;HOSE CLAMP;SVP SERIE,SVP-A-11 | CLAMP,HOSE;ADDITIONAL FEATURES:HOSE CLAMP;SVP SERIE,SVP-A-11 | [17 empty] | SVP-A-11 | [18 empty] | URL Not Found | [9 empty] | Cleansed | 31162906 Hose or pipe clamps | SERIES:SVP |  | CLAMP | HOSE | TYPE |  | HOSE SIZE |  | WIDTH |  | LOAD CAPACITY |  | MOUNTING SIZE |  | MATERIAL |  | MATERIAL SPECIFICATION |  | COATING/FINISH |  | PRESSURE RATING |  | TEMPERATURE RATING |  | FASTENING DEVICE TYPE |  | HAZARD CLASS |  | CERTIFICATION/STANDARD | [47 empty] | Production Completed
STP_009 - Lot7 | Data Enrichment | NGB | ok | 2023-10-16 | 2023-10-16 |  | 1154193 | 1154193 |  |  |  | ERSA | M | 4090 | 1515209GZPCLNT100 | EA |  | CLAMP,HOSE;WORM DRIVE,100-1,IHCWS100-120 | CLAMP,HOSE;WORM DRIVE,100-1,IHCWS100-120 | CLAMP,HOSE;ADDITIONAL FEATURES:WORM DRIVE,100-1,IHCWS100-120 | [18 empty] | PIRTEK | IHCWS100-120 | [16 empty] | https://www.pirtek.com.au/-/media/feature/products/sect-m-clamps---rev-d.pdf | https://dokumen.tips/documents/hose-clamps-clamp-systems.html?page=3 | [8 empty] | Cleansed | 31162906 Hose or pipe clamps |  |  | CLAMP | HOSE | TYPE |  | HOSE SIZE | 100 TO 120 MM | WIDTH | 12 MM | LOAD CAPACITY |  | MOUNTING SIZE |  | MATERIAL | STAINLESS STEEL | MATERIAL SPECIFICATION |  | COATING/FINISH |  | PRESSURE RATING |  | TEMPERATURE RATING |  | FASTENING DEVICE TYPE | WORM DRIVE | HAZARD CLASS |  | CERTIFICATION/STANDARD | [47 empty] | Production Completed
STP_009 - Lot7 | Data Enrichment | NGB | ok | 2023-10-16 | 2023-10-16 |  | 1075347 | 1075347 |  |  |  | ERSA | M | 1500 | 1024521GZPCLNT100 | EA |  | CLAMP,HSE;AISI 14/08,OUTO,538977,STRO | CLAMP,HSE;AISI 14/08,OUTO,538977,STRO | CLAMP,HOSE;ADDITIONAL FEATURES EN:AISI 14/08,MNFR:OUTOKUMPU EQUIPMENT (OUTOTEC INC),PTNO:538977,MNFR 1:STRONGCO |  |  |  | 538977 | [12 empty] | OUTOKUMPU EQUIPMENT | 538977 |  |  | STRONGCO | [15 empty] | URL Not Found | [9 empty] | Cleansed | 31162906 Hose or pipe clamps |  |  | CLAMP | HOSE | TYPE |  | HOSE SIZE |  | WIDTH |  | LOAD CAPACITY |  | MOUNTING SIZE |  | MATERIAL |  | MATERIAL SPECIFICATION |  | COATING/FINISH |  | PRESSURE RATING |  | TEMPERATURE RATING |  | FASTENING DEVICE TYPE |  | HAZARD CLASS |  | CERTIFICATION/STANDARD | AISI 14/08 | [46 empty] | Production Completed
STP_009 - Lot7 | Data Enrichment | NGB | ok | 2023-10-16 | 2023-10-16 |  | 1073839 | 1073839 |  |  |  | ERSA | M | 3730 | 1092053GZPCLNT100 | EA | 3000003 | CLAMP,HSE;CAT,2094581,T-BOLT SPR,TYP 1 | ABRAZADERA MANG;CAT,2094581,RESORTE | CLAMP,HOSE;MNFR:CATERPILLAR,PTNO:2094581,ADDITIONAL FEATURES EN:T-BOLT SPRING,TYPE 1 | ABRAZADERA MANGUERA;MNFR:CATERPILLAR,PTNO:2094581,CARACTERISTICAS ADICIONALES ES:RESORTE PERNO EN T,TYPE 1 |  | CATERPILLAR | 2094581 | [14 empty] | CATERPILLAR | 209-4581 | [16 empty] | https://parts.cat.com/en/catcorp209-4581 | [9 empty] | Enriched | 31162906 Hose or pipe clamps |  |  | CLAMP | HOSE | TYPE | CONSTANT TENSION | HOSE SIZE | 85.9 TO 93.7 MM | WIDTH | 19 MM | LOAD CAPACITY |  | MOUNTING SIZE |  | MATERIAL | STEEL | MATERIAL SPECIFICATION |  | COATING/FINISH |  | PRESSURE RATING |  | TEMPERATURE RATING |  | FASTENING DEVICE TYPE | T-BOLT SPRING | HAZARD CLASS |  | CERTIFICATION/STANDARD | [47 empty] | Production Completed
STP_009 - Lot7 | Data Enrichment | NGB | ok | 2023-10-16 | 2023-10-16 |  | 1017311 | 1017311 |  |  |  | ERSA | M | 3730 | 1060472GZPCLNT100 | EA | 3000003 | CLAMP,HSE;CAT,2162211 | ABRAZADERA,CAT,2162211 | CLAMP,HOSE;MNFR:CATERPILLAR,PTNO:2162211 | ABRAZADERA,MNFR:CATERPILLAR,PTNO:2162211 |  | CATERPILLAR | 2162211 | [14 empty] | CATERPILLAR | 216-2211 | [16 empty] | https://parts.cat.com/en/catcorp216-2211 | [9 empty] | Enriched | 31162906 Hose or pipe clamps |  |  | CLAMP | HOSE | TYPE | CONSTANT TORQUE | HOSE SIZE | 108 TO 115.8 MM | WIDTH | 19 MM | LOAD CAPACITY |  | MOUNTING SIZE |  | MATERIAL | STAINLESS STEEL | MATERIAL SPECIFICATION |  | COATING/FINISH |  | PRESSURE RATING |  | TEMPERATURE RATING |  | FASTENING DEVICE TYPE | T-BOLT SPRING | HAZARD CLASS |  | CERTIFICATION/STANDARD | [47 empty] | Production Completed
STP_009 - Lot7 | Data Enrichment | NGB | ok | 2023-10-16 | 2023-10-16 |  | 1075942 | 1075942 |  |  |  | ERSA | M | 3730 | 1061961GZPCLNT100 | EA | 3000003 | CLAMP,HSE;CAT,3243210,T-BOLT SPR | CLAMP,HSE;CAT,3243210,T-BOLT SPR | CLAMP,HOSE;MNFR:CATERPILLAR,PTNO:3243210,ADDITIONAL FEATURES EN:T-BOLT SPRING |  |  | CATERPILLAR | 3243210 | [14 empty] | CATERPILLAR | 324-3210 | [16 empty] | https://parts.cat.com/en/catcorp324-3210 | [9 empty] | Enriched | 31162906 Hose or pipe clamps |  |  | CLAMP | HOSE | TYPE |  | HOSE SIZE | 68.3 TO 78 MM | WIDTH | 18.8 MM | LOAD CAPACITY |  | MOUNTING SIZE |  | MATERIAL | STEEL | MATERIAL SPECIFICATION |  | COATING/FINISH |  | PRESSURE RATING |  | TEMPERATURE RATING |  | FASTENING DEVICE TYPE | T-BOLT SPRING | HAZARD CLASS |  | CERTIFICATION/STANDARD | ANSI,ASTM,DIN | [46 empty] | Production Completed
STP_009 - Lot7 | Data Enrichment | NGB | ok | 2023-10-16 | 2023-10-16 |  | 1045053 | 1045053 | 1422186 | AU_QM_000268485 |  | ERSA | M | 5915 | 1422186GZPCLNT100 | EA |  | CLAMP,HSE;MEDIUM DUTY,NB 250,(2) BOLT | CLAMP,HSE;MEDIUM DUTY,NB 250,(2) BOLT | CLAMP,HOSE;TYPE:MEDIUM DUTY,HOSE SIZE:NB 250,COATING/FINISH:GALVANIZED HOT DIP,FASTENING DEVICE TYPE:(2) BOLT,ADDITIONAL FEATURES EN |  | CLAMP,HSE;MEDIUM DUTY,NB 250,(2) BOLTCLAMP,HSE;MEDIUM DUTY,NB 250,(2) BOLT | [34 empty] | URL Not Found | [9 empty] | Cleansed | 31162906 Hose or pipe clamps |  |  | CLAMP | HOSE | TYPE | MEDIUM DUTY | HOSE SIZE | 250 NB | WIDTH |  | LOAD CAPACITY |  | MOUNTING SIZE |  | MATERIAL |  | MATERIAL SPECIFICATION |  | COATING/FINISH | GALVANIZED HOT DIP | PRESSURE RATING |  | TEMPERATURE RATING |  | FASTENING DEVICE TYPE | 2-BOLT | HAZARD CLASS |  | CERTIFICATION/STANDARD | [47 empty] | Production Completed
STP_009 - Lot7 | Data Enrichment | NGB | ok | 2023-10-16 | 2023-10-16 |  | 1088719 | 1088719 | 1393634 | AU_QM_000237110 |  | ERSA | M | 5955 | 1393634GZPCLNT100 | EA | 3000029 | CLAMP,HSE;NIS,155800731 | CLAMP,HSE;NIS,155800731 | CLAMP,HOSE;MNFR:NISSAN,PTNO:155800731 |  | OEM-E-LISTCLAMP,HOSE;NIS,155800731 | NISSAN | 155800731 | [14 empty] | NISSAN | 155800731 | [16 empty] | https://parts.nissanusa.com/p/Nissan__/Radiator-Hose-Clamp-Radiator-Hose-Clamp/89381220/01558-00731.html | https://www.amcsparepartsonline.com/products/155800731 | [8 empty] | Enriched | 31162906 Hose or pipe clamps |  |  | CLAMP | HOSE | TYPE | RADIATOR | HOSE SIZE |  | WIDTH |  | LOAD CAPACITY |  | MOUNTING SIZE |  | MATERIAL |  | MATERIAL SPECIFICATION |  | COATING/FINISH |  | PRESSURE RATING |  | TEMPERATURE RATING |  | FASTENING DEVICE TYPE |  | HAZARD CLASS |  | CERTIFICATION/STANDARD | [47 empty] | Production Completed
STP_009 - Lot7 | Data Enrichment | NGB | ok | 2023-10-16 | 2023-10-16 |  | 1088718 | 1088718 | 1393635 | AU_QM_000237117 |  | ERSA | M | 5955 | 1393635GZPCLNT100 | EA | 3000012 | CLAMP,HSE;TOY,9046065002 | CLAMP,HSE;TOY,9046065002 | CLAMP,HOSE;MNFR:TOYOTA,PTNO:9046065002 |  | OEM-E-LISTCLAMP,HOSE;TOY,9046065002 | TOYOTA | 9046065002 | [14 empty] | TOYOTA | 9046065002 | [16 empty] | https://www.amayama.com/en/part/toyota/9046065002 | [9 empty] | Cleansed | 31162906 Hose or pipe clamps |  |  | CLAMP | HOSE | TYPE |  | HOSE SIZE |  | WIDTH |  | LOAD CAPACITY |  | MOUNTING SIZE |  | MATERIAL |  | MATERIAL SPECIFICATION |  | COATING/FINISH |  | PRESSURE RATING |  | TEMPERATURE RATING |  | FASTENING DEVICE TYPE |  | HAZARD CLASS |  | CERTIFICATION/STANDARD | [47 empty] | Production Completed
STP_009 - Lot7 | Data Enrichment | NGB | ok | 2023-10-16 | 2023-10-16 |  | 1088717 | 1088717 | 1393636 | AU_QM_000237118 |  | ERSA | M | 5955 | 1393636GZPCLNT100 | EA | 3000012 | CLAMP,HSE;TOY,9046067008 | CLAMP,HSE;TOY,9046067008 | CLAMP,HOSE;MNFR:TOYOTA,PTNO:9046067008 |  | OEM-E-LISTCLAMP,HOSE;TOY,9046067008 | TOYOTA | 9046067008 | [14 empty] | TOYOTA | 9046067008 | [16 empty] | https://mechdeals.com/product-detail/clamp-hose-175692 | [9 empty] | Cleansed | 31162906 Hose or pipe clamps |  |  | CLAMP | HOSE | TYPE |  | HOSE SIZE |  | WIDTH |  | LOAD CAPACITY |  | MOUNTING SIZE |  | MATERIAL |  | MATERIAL SPECIFICATION |  | COATING/FINISH |  | PRESSURE RATING |  | TEMPERATURE RATING |  | FASTENING DEVICE TYPE |  | HAZARD CLASS |  | CERTIFICATION/STANDARD | [47 empty] | Production Completed
STP_009 - Lot7 | Data Enrichment | NGB | ok | 2023-10-16 | 2023-10-16 |  | 1088716 | 1088716 | 1393637 | AU_QM_000237119 |  | ERSA | M | 5955 | 1393637GZPCLNT100 | EA | 3000012 | CLAMP,HSE;TOY,9046085001 | CLAMP,HSE;TOY,9046085001 | CLAMP,HOSE;MNFR:TOYOTA,PTNO:9046085001 |  | OEM-E-LISTCLAMP,HOSE;TOY,9046085001 | TOYOTA | 9046085001 | [14 empty] | TOYOTA | 9046085001 | [16 empty] | https://autoparts.toyota.com/products/product/clamp-hose-9046085001 | [9 empty] | Enriched | 31162906 Hose or pipe clamps |  |  | CLAMP | HOSE | TYPE | ENGINE AIR DUCT | HOSE SIZE |  | WIDTH |  | LOAD CAPACITY |  | MOUNTING SIZE |  | MATERIAL |  | MATERIAL SPECIFICATION |  | COATING/FINISH |  | PRESSURE RATING |  | TEMPERATURE RATING |  | FASTENING DEVICE TYPE |  | HAZARD CLASS |  | CERTIFICATION/STANDARD | [47 empty] | Production Completed
STP_009 - Lot7 | Data Enrichment | NGB | ok | 2023-10-16 | 2023-10-16 |  | 1111193 | 1111193 | 1413229 | AU_QM_000258722 |  | ERSA | M | 5915 | 1413229GZPCLNT100 | EA |  | CLAMP;BWF1113 | CLAMP;BWF1113 | CLAMP;MNFR: ,PTNO:BWF1113 |  | CLAMP;BWF1113CLAMP;BWF1113 | [16 empty] | DIECI | BWF1113 | [16 empty] | http://downloads.purposebuilt.com.au/NJB/Telehandler/Dieci_1901784_Parts_Catalogue.pdf | [9 empty] | Cleansed | 31162900 Clamps |  |  | CLAMP | NO MODIFIER | TYPE |  | CAPACITY |  | SIZE |  | MATERIAL |  | CLAMPING PRESSURE |  | HAZARD CLASS |  | CERTIFICATION/STANDARD | [59 empty] | Production Completed
STP_009 - Lot7 | Data Enrichment | NGB | ok | 2023-10-16 | 2023-10-16 |  | 1110327 | 1110327 | 1413231 | AU_QM_000258724 |  | ERSA | M | 5915 | 1413231GZPCLNT100 | EA |  | CLAMP;BWF1115 | CLAMP;BWF1115 | CLAMP;MNFR: ,PTNO:BWF1115 |  | CLAMP;BWF1115CLAMP;BWF1115 | [16 empty] | DIECI | BWF1115 | [16 empty] | http://downloads.purposebuilt.com.au/NJB/Telehandler/Dieci_1901784_Parts_Catalogue.pdf | [9 empty] | Cleansed | 31162900 Clamps |  |  | CLAMP | NO MODIFIER | TYPE |  | CAPACITY |  | SIZE |  | MATERIAL |  | CLAMPING PRESSURE |  | HAZARD CLASS |  | CERTIFICATION/STANDARD | [59 empty] | Production Completed
STP_009 - Lot7 | Data Enrichment | NGB | ok | 2023-10-16 | 2023-10-16 |  | 1110326 | 1110326 | 1413232 | AU_QM_000258725 |  | ERSA | M | 5915 | 1413232GZPCLNT100 | EA |  | CLAMP;BWF1119 | CLAMP;BWF1119 | CLAMP;MNFR: ,PTNO:BWF1119 |  | CLAMP;BWF1119CLAMP;BWF1119 | [16 empty] | DIECI | BWF1119 | [16 empty] | https://www.lbr.ru/zapchasti/homut-bwf1119 | [9 empty] | Cleansed | 31162900 Clamps |  |  | CLAMP | NO MODIFIER | TYPE |  | CAPACITY |  | SIZE |  | MATERIAL |  | CLAMPING PRESSURE |  | HAZARD CLASS |  | CERTIFICATION/STANDARD | [59 empty] | Production Completed
STP_009 - Lot7 | Data Enrichment | NGB | ok | 2023-10-16 | 2023-10-16 |  | 1110325 | 1110325 | 1413233 | AU_QM_000258726 |  | ERSA | M | 5915 | 1413233GZPCLNT100 | EA |  | CLAMP;BWF1121 | CLAMP;BWF1121 | CLAMP;MNFR: ,PTNO:BWF1121 |  | CLAMP;BWF1121CLAMP;BWF1121 | [16 empty] | DIECI | BWF1121 | [16 empty] | https://goldytech.com.ua/ua/p1067845879-bwf1121-homut-diyechi.html | [9 empty] | Cleansed | 31162900 Clamps |  |  | CLAMP | NO MODIFIER | TYPE |  | CAPACITY |  | SIZE |  | MATERIAL |  | CLAMPING PRESSURE |  | HAZARD CLASS |  | CERTIFICATION/STANDARD | [59 empty] | Production Completed
STP_009 - Lot7 | Data Enrichment | NGB | ok | 2023-10-16 | 2023-10-16 |  | 1110324 | 1110324 | 1413234 | AU_QM_000258727 |  | ERSA | M | 5915 | 1413234GZPCLNT100 | EA |  | CLAMP;BWF1200 | CLAMP;BWF1200 | CLAMP;MNFR: ,PTNO:BWF1200 |  | CLAMP;BWF1200CLAMP;BWF1200 | [16 empty] | DIECI | BWF1200 | [16 empty] | https://www.scribd.com/document/505274082/Icarus-4016-4017-PARTS-BOOK-OLD-CAB-reduced | [9 empty] | Cleansed | 31162900 Clamps |  |  | CLAMP | NO MODIFIER | TYPE |  | CAPACITY |  | SIZE |  | MATERIAL |  | CLAMPING PRESSURE |  | HAZARD CLASS |  | CERTIFICATION/STANDARD | [59 empty] | Production Completed
STP_009 - Lot7 | Data Enrichment | NGB | ok | 2023-10-16 | 2023-10-16 |  | 1111104 | 1111104 | 1416642 | AU_QM_000262429 |  | ERSA | M | 5915 | 1416642GZPCLNT100 | EA |  | CLAMP;BWF1240 | CLAMP;BWF1240 | CLAMP;MNFR: ,PTNO:BWF1240 |  | CLAMP;BWF1240CLAMP;BWF1240 | [16 empty] | DIECI | BWF1240 | [16 empty] | http://downloads.purposebuilt.com.au/NJB/Telehandler/Dieci_1901784_Parts_Catalogue.pdf | [9 empty] | Cleansed | 31162900 Clamps |  |  | CLAMP | NO MODIFIER | TYPE |  | CAPACITY |  | SIZE |  | MATERIAL |  | CLAMPING PRESSURE |  | HAZARD CLASS |  | CERTIFICATION/STANDARD | [59 empty] | Production Completed
STP_009 - Lot7 | Data Enrichment | NGB | ok | 2023-10-16 | 2023-10-16 |  | 1112015 | 1112015 | 1418959 | AU_QM_000264963 |  | ERSA | M | 5915 | 1418959GZPCLNT100 | EA |  | CLAMP;BWF1304 | CLAMP;BWF1304 | CLAMP;MNFR: ,PTNO:BWF1304 |  | CLAMP;BWF1304CLAMP;BWF1304 | [16 empty] | DIECI | BWF1304 | [16 empty] | http://downloads.purposebuilt.com.au/NJB/Telehandler/Dieci_1901784_Parts_Catalogue.pdf | [9 empty] | Cleansed | 31162900 Clamps |  |  | CLAMP | NO MODIFIER | TYPE |  | CAPACITY |  | SIZE |  | MATERIAL |  | CLAMPING PRESSURE |  | HAZARD CLASS |  | CERTIFICATION/STANDARD | [59 empty] | Production Completed
STP_009 - Lot7 | Data Enrichment | NGB | ok | 2023-10-16 | 2023-10-16 |  | 1110323 | 1110323 | 1413235 | AU_QM_000258728 |  | ERSA | M | 5915 | 1413235GZPCLNT100 | EA |  | CLAMP;BWF1899 | CLAMP;BWF1899 | CLAMP;MNFR: ,PTNO:BWF1899 |  | CLAMP;BWF1899CLAMP;BWF1899 | [16 empty] | DIECI | BWF1899 | [16 empty] | https://www.scribd.com/document/673477130/C8-0162-Spare-parts | [9 empty] | Cleansed | 31162900 Clamps |  |  | CLAMP | NO MODIFIER | TYPE |  | CAPACITY |  | SIZE |  | MATERIAL |  | CLAMPING PRESSURE |  | HAZARD CLASS |  | CERTIFICATION/STANDARD | [59 empty] | Production Completed
STP_009 - Lot7 | Data Enrichment | NGB | ok | 2023-10-16 | 2023-10-17 |  | 1092207 | 1092207 | 1379227 | AU_QM_000218622 |  | ERSA | M | 5910 | 1379227GZPCLNT100 | EA | 3000001 | CLAMP;EPI,0346 1000 41 | CLAMP;EPI,0346 1000 41 | CLAMP;MNFR:EPIROC,PTNO:0346 1000 41 |  | CLAMP;EPI,0346 1000 41CLAMP;EPI,0346 1000 41 | EPIROC | 0346 1000 41 | [12 empty] | EPIROC |  | ATLAS COPCO | 0346 1000 41 | [16 empty] | https://kraftmarket24.ru/storage/files/df69c293b21f4896f2dcaa4bcb7427de.pdf | [9 empty] | Cleansed | 31162906 Hose or pipe clamps |  |  | CLAMP | PIPE | TYPE |  | TUBE SIZE |  | LOAD CAPACITY |  | MOUNTING SIZE |  | MATERIAL |  | MATERIAL SPECIFICATION |  | COATING/FINISH |  | PRESSURE RATING |  | TEMPERATURE RATING |  | MOUNTING TYPE |  | CERTIFICATION/STANDARD | [51 empty] | Production Completed
STP_009 - Lot7 | Data Enrichment | NGB | ok | 2023-10-16 | 2023-10-17 |  | 1092157 | 1092157 | 1380187 | AU_QM_000219677 |  | ERSA | M | 5910 | 1380187GZPCLNT100 | EA | 3000001 | CLAMP;EPI,0346 1000 77 | CLAMP;EPI,0346 1000 77 | CLAMP;MNFR:EPIROC,PTNO:0346 1000 77 |  | CLAMP;EPI,0346 1000 77CLAMP;EPI,0346 1000 77 | EPIROC | 0346 1000 77 | [12 empty] | EPIROC |  | ATLAS COPCO | 0346100077 | [16 empty] | https://theairmarket.com/product/part-0346100077-clamp-pipe-oem-atlas-copco/ | [9 empty] | Cleansed | 31162906 Hose or pipe clamps |  |  | CLAMP | PIPE | TYPE |  | TUBE SIZE |  | LOAD CAPACITY |  | MOUNTING SIZE |  | MATERIAL |  | MATERIAL SPECIFICATION |  | COATING/FINISH |  | PRESSURE RATING |  | TEMPERATURE RATING |  | MOUNTING TYPE |  | CERTIFICATION/STANDARD | [51 empty] | Production Completed
STP_009 - Lot7 | Data Enrichment | NGB | ok | 2023-10-16 | 2023-10-17 |  | 1092306 | 1092306 | 1376050 | AU_QM_000215122 |  | ERSA | M | 5910 | 1376050GZPCLNT100 | EA | 3000001 | CLAMP;EPI,3128 0016 37 | CLAMP;EPI,3128 0016 37 | CLAMP;MNFR:EPIROC,PTNO:3128 0016 37 |  | CLAMP;EPI,3128 0016 37CLAMP;EPI,3128 0016 37 | EPIROC | 3128 0016 37 | [12 empty] | EPIROC |  | ATLAS COPCO | 3128001637 | [16 empty] | https://expa-parts.com/atlas.copco/clamp/3128001637/ | [9 empty] | Cleansed | 31162900 Clamps |  |  | CLAMP | NO MODIFIER | TYPE |  | CAPACITY |  | SIZE |  | MATERIAL |  | CLAMPING PRESSURE |  | HAZARD CLASS |  | CERTIFICATION/STANDARD | [59 empty] | Production Completed
STP_009 - Lot7 | Data Enrichment | NGB | ok | 2023-10-16 | 2023-10-17 |  | 1092308 | 1092308 | 1376038 | AU_QM_000215110 |  | ERSA | M | 5910 | 1376038GZPCLNT100 | EA | 3000001 | CLAMP;EPI,3128 3063 17 | CLAMP;EPI,3128 3063 17 | CLAMP;MNFR:EPIROC,PTNO:3128 3063 17 |  | CLAMP;EPI,3128 3063 17CLAMP;EPI,3128 3063 17 | EPIROC | 3128 3063 17 | [12 empty] | EPIROC |  |  | 3128306317 | [16 empty] | http://www.xiamenjiyang.com/wap/products_show.asp?id=2437 | [9 empty] | Cleansed | 31162900 Clamps |  |  | CLAMP | NO MODIFIER | TYPE |  | CAPACITY |  | SIZE |  | MATERIAL |  | CLAMPING PRESSURE |  | HAZARD CLASS |  | CERTIFICATION/STANDARD | [59 empty] | Production Completed
STP_009 - Lot7 | Data Enrichment | NGB | ok | 2023-10-16 | 2023-10-17 |  | 1091949 | 1091949 | 1386026 | AU_QM_000226900 |  | ERSA | M | 5910 | 1386026GZPCLNT100 | EA | 3000001 | CLAMP;EPI,31283098912 | CLAMP;EPI,31283098912 | CLAMP;MNFR:EPIROC,PTNO:31283098912 |  | CLAMP;EPI,31283098912CLAMP;EPI,31283098912 | EPIROC | 31283098912 | [12 empty] | EPIROC | 31283098912 | [18 empty] | URL Not Found | [9 empty] | Cleansed | 31162900 Clamps |  |  | CLAMP | NO MODIFIER | TYPE |  | CAPACITY |  | SIZE |  | MATERIAL |  | CLAMPING PRESSURE |  | HAZARD CLASS |  | CERTIFICATION/STANDARD | [59 empty] | Production Completed
STP_009 - Lot7 | Data Enrichment | NGB | ok | 2023-10-16 | 2023-10-17 |  | 1092200 | 1092200 | 1379356 | AU_QM_000218765 |  | ERSA | M | 5910 | 1379356GZPCLNT100 | EA | 3000001 | CLAMP;EPI,3176 0052 92 | CLAMP;EPI,3176 0052 92 | CLAMP;MNFR:EPIROC,PTNO:3176 0052 92 |  | CLAMP;EPI,3176 0052 92CLAMP;EPI,3176 0052 92 | EPIROC | 3176 0052 92 | [12 empty] | EPIROC | 3176 0052 92 | [18 empty] | URL Not Found | [9 empty] | Cleansed | 31162900 Clamps |  |  | CLAMP | NO MODIFIER | TYPE |  | CAPACITY |  | SIZE |  | MATERIAL |  | CLAMPING PRESSURE |  | HAZARD CLASS |  | CERTIFICATION/STANDARD | [59 empty] | Production Completed
STP_009 - Lot7 | Data Enrichment | NGB | ok | 2023-10-16 | 2023-10-17 |  | 1092158 | 1092158 | 1380185 | AU_QM_000219674 |  | ERSA | M | 5910 | 1380185GZPCLNT100 | EA | 3000001 | CLAMP;EPI,5535 7389 00 | CLAMP;EPI,5535 7389 00 | CLAMP;MNFR:EPIROC,PTNO:5535 7389 00 |  | CLAMP;EPI,5535 7389 00CLAMP;EPI,5535 7389 00 | EPIROC | 5535 7389 00 | [12 empty] | EPIROC | 5535 7389 00 | [18 empty] | URL Not Found | [9 empty] | Cleansed | 31162900 Clamps |  |  | CLAMP | NO MODIFIER | TYPE |  | CAPACITY |  | SIZE |  | MATERIAL |  | CLAMPING PRESSURE |  | HAZARD CLASS |  | CERTIFICATION/STANDARD | [59 empty] | Production Completed
STP_009 - Lot7 | Data Enrichment | NGB | ok | 2023-10-16 | 2023-10-17 |  | 1092217 | 1092217 | 1378704 | AU_QM_000218045 |  | ERSA | M | 5910 | 1378704GZPCLNT100 | EA | 3000001 | CLAMP;EPI,5541 5978 00 | CLAMP;EPI,5541 5978 00 | CLAMP;MNFR:EPIROC,PTNO:5541 5978 00 |  | CLAMP;EPI,5541 5978 00CLAMP;EPI,5541 5978 00 | EPIROC | 5541 5978 00 | [12 empty] | EPIROC | 5541 5978 00 | [18 empty] | URL Not Found | [9 empty] | Cleansed | 31162900 Clamps |  |  | CLAMP | NO MODIFIER | TYPE |  | CAPACITY |  | SIZE |  | MATERIAL |  | CLAMPING PRESSURE |  | HAZARD CLASS |  | CERTIFICATION/STANDARD | [59 empty] | Production Completed
STP_009 - Lot7 | Data Enrichment | NGB | ok | 2023-10-16 | 2023-10-17 |  | 1091884 | 1091884 | 1387642 | AU_QM_000228816 |  | ERSA | M | 5910 | 1387642GZPCLNT100 | EA | 3000001 | CLAMP;EPI,5574700496 | CLAMP;EPI,5574700496 | CLAMP;MNFR:EPIROC,PTNO:5574700496 |  | CLAMP;EPI,5574700496CLAMP;EPI,5574700496 | EPIROC | 5574700496 | [12 empty] | EPIROC | 5574 7004 96 | [18 empty] | URL Not Found | [9 empty] | Cleansed | 31162900 Clamps |  |  | CLAMP | NO MODIFIER | TYPE |  | CAPACITY |  | SIZE |  | MATERIAL |  | CLAMPING PRESSURE |  | HAZARD CLASS |  | CERTIFICATION/STANDARD | [59 empty] | Production Completed
STP_009 - Lot7 | Data Enrichment | NGB | ok | 2023-10-16 | 2023-10-17 |  | 1092210 | 1092210 | 1379057 | AU_QM_000218433 |  | ERSA | M | 5910 | 1379057GZPCLNT100 | EA | 3000001 | CLAMP;EPI,5590 0170 12 | CLAMP;EPI,5590 0170 12 | CLAMP;MNFR:EPIROC,PTNO:5590 0170 12 |  | CLAMP;EPI,5590 0170 12CLAMP;EPI,5590 0170 12 | EPIROC | 5590 0170 12 | [12 empty] | EPIROC | 5590 0170 12 | [18 empty] | URL Not Found | [9 empty] | Cleansed | 31162900 Clamps |  |  | CLAMP | NO MODIFIER | TYPE |  | CAPACITY |  | SIZE |  | MATERIAL |  | CLAMPING PRESSURE |  | HAZARD CLASS |  | CERTIFICATION/STANDARD | [59 empty] | Production Completed
STP_009 - Lot7 | Data Enrichment | NGB | ok | 2023-10-16 | 2023-10-17 |  | 1092214 | 1092214 | 1378955 | AU_QM_000218320 |  | ERSA | M | 5910 | 1378955GZPCLNT100 | EA | 3000001 | CLAMP;EPI,5590 0178 88 | CLAMP;EPI,5590 0178 88 | CLAMP;MNFR:EPIROC,PTNO:5590 0178 88 |  | CLAMP;EPI,5590 0178 88CLAMP;EPI,5590 0178 88 | EPIROC | 5590 0178 88 | [12 empty] | EPIROC | 5590 0178 88 | [18 empty] | URL Not Found | [9 empty] | Cleansed | 31162900 Clamps |  |  | CLAMP | NO MODIFIER | TYPE |  | CAPACITY |  | SIZE |  | MATERIAL |  | CLAMPING PRESSURE |  | HAZARD CLASS |  | CERTIFICATION/STANDARD | [59 empty] | Production Completed
STP_009 - Lot7 | Data Enrichment | NGB | ok | 2023-10-16 | 2023-10-17 |  | 1092251 | 1092251 | 1377388 | AU_QM_000216600 |  | ERSA | M | 5910 | 1377388GZPCLNT100 | EA | 3000001 | CLAMP;EPI,9106 0168 60 | CLAMP;EPI,9106 0168 60 | CLAMP;MNFR:EPIROC,PTNO:9106 0168 60 |  | CLAMP;EPI,9106 0168 60CLAMP;EPI,9106 0168 60 | EPIROC | 9106 0168 60 | [12 empty] | EPIROC | 9106 0168 60 | [18 empty] | URL Not Found | [9 empty] | Cleansed | 31162900 Clamps |  |  | CLAMP | NO MODIFIER | TYPE |  | CAPACITY |  | SIZE |  | MATERIAL |  | CLAMPING PRESSURE |  | HAZARD CLASS |  | CERTIFICATION/STANDARD | [59 empty] | Production Completed
STP_009 - Lot7 | Data Enrichment | NGB | ok | 2023-10-16 | 2023-10-16 |  | 1092363 | 1092363 | 1374410 | AU_QM_000204243 |  | ERSA | M | 5910 | 1374410GZPCLNT100 | EA | 3000006 | CLAMP;KOM,07280-05026 | CLAMP;KOM,07280-05026 | CLAMP;MNFR:KOMATSU MINING SYSTEMS INC.,PTNO:07280-05026 |  | CLAMP;KOM,07280-05026CLAMP;KOM,07280-05026 | KOMATSU MINING SYSTEMS INC. | 07280-05026 | [14 empty] | KOMATSU AUSTRALIA PTY LTD | 07280-05026 | KOMATSU MINING SYSTEMS INC. | [15 empty] | https://my.komatsu.com.au/shop/generalparts_5637145341/5637176745_clamp_07280-05026 | https://k-part.777parts.org/spare/komatsu/07280-05026/ | [8 empty] | Cleansed | 31162906 Hose or pipe clamps |  |  | CLAMP | HOSE | TYPE |  | HOSE SIZE |  | WIDTH |  | LOAD CAPACITY |  | MOUNTING SIZE |  | MATERIAL |  | MATERIAL SPECIFICATION |  | COATING/FINISH |  | PRESSURE RATING |  | TEMPERATURE RATING |  | FASTENING DEVICE TYPE |  | HAZARD CLASS |  | CERTIFICATION/STANDARD | [47 empty] | Production Completed
STP_009 - Lot7 | Data Enrichment | NGB | ok | 2023-10-16 | 2023-10-16 |  | 1092362 | 1092362 | 1374411 | AU_QM_000204244 |  | ERSA | M | 5910 | 1374411GZPCLNT100 | EA | 3000006 | CLAMP;KOM,07280-05729 | CLAMP;KOM,07280-05729 | CLAMP;MNFR:KOMATSU MINING SYSTEMS INC.,PTNO:07280-05729 |  | CLAMP;KOM,07280-05729CLAMP;KOM,07280-05729 | KOMATSU MINING SYSTEMS INC. | 07280-05729 | [14 empty] | KOMATSU AUSTRALIA PTY LTD | 07280-05729 | KOMATSU MINING SYSTEMS INC. | [15 empty] | https://my.komatsu.com.au/shop/generalparts_5637145341/5637176761_clamp_07280-05729 | https://k-part.777parts.org/spare/komatsu/07280-05729/ | [8 empty] | Enriched | 31162906 Hose or pipe clamps |  |  | CLAMP | HOSE | TYPE |  | HOSE SIZE | 1-1/2 TO 2-1/2 IN | WIDTH |  | LOAD CAPACITY |  | MOUNTING SIZE |  | MATERIAL |  | MATERIAL SPECIFICATION |  | COATING/FINISH |  | PRESSURE RATING |  | TEMPERATURE RATING |  | FASTENING DEVICE TYPE |  | HAZARD CLASS |  | CERTIFICATION/STANDARD | [47 empty] | Production Completed
STP_009 - Lot7 | Data Enrichment | NGB | ok | 2023-10-16 | 2023-10-16 |  | 1092361 | 1092361 | 1374412 | AU_QM_000204245 |  | ERSA | M | 5910 | 1374412GZPCLNT100 | EA | 3000006 | CLAMP;KOM,07280-07429 | CLAMP;KOM,07280-07429 | CLAMP;MNFR:KOMATSU MINING SYSTEMS INC.,PTNO:07280-07429 |  | CLAMP;KOM,07280-07429CLAMP;KOM,07280-07429 | KOMATSU MINING SYSTEMS INC. | 07280-07429 | [14 empty] | KOMATSU AUSTRALIA PTY LTD | 07280-07429 | KOMATSU MINING SYSTEMS INC. | [15 empty] | https://my.komatsu.com.au/shop/generalparts_5637145341/5637176811_clamp_07280-07429 | https://k-part.777parts.org/spare/komatsu/07280-07429/ | [8 empty] | Cleansed | 31162900 Clamps |  |  | CLAMP | NO MODIFIER | TYPE |  | CAPACITY |  | SIZE |  | MATERIAL |  | CLAMPING PRESSURE |  | HAZARD CLASS |  | CERTIFICATION/STANDARD | [59 empty] | Production Completed
STP_009 - Lot7 | Data Enrichment | NGB | ok | 2023-10-16 | 2023-10-16 |  | 1092360 | 1092360 | 1374413 | AU_QM_000204246 |  | ERSA | M | 5910 | 1374413GZPCLNT100 | EA | 3000006 | CLAMP;KOM,07281-00259 | CLAMP;KOM,07281-00259 | CLAMP;MNFR:KOMATSU MINING SYSTEMS INC.,PTNO:07281-00259 | ABRAZADERA;,MNFR:KOMATSU MINING SYSTEMS INC.,PTNO:07281-00259 | CLAMP;KOM,07281-00259CLAMP;KOM,07281-00259 | KOMATSU MINING SYSTEMS INC. | 07281-00259 | [14 empty] | KOMATSU AUSTRALIA PTY LTD | 07281-00259 | KOMATSU MINING SYSTEMS INC. | [15 empty] | https://my.komatsu.com.au/shop/generalparts_5637145341/5637176886_clamp_07281-00259 | https://k-part.777parts.org/spare/komatsu/07281-00259/ | [8 empty] | Cleansed | 31162906 Hose or pipe clamps |  |  | CLAMP | HOSE | TYPE |  | HOSE SIZE |  | WIDTH |  | LOAD CAPACITY |  | MOUNTING SIZE |  | MATERIAL |  | MATERIAL SPECIFICATION |  | COATING/FINISH |  | PRESSURE RATING |  | TEMPERATURE RATING |  | FASTENING DEVICE TYPE |  | HAZARD CLASS |  | CERTIFICATION/STANDARD | [47 empty] | Production Completed
STP_009 - Lot7 | Data Enrichment | NGB | ok | 2023-10-16 | 2023-10-16 |  | 1091933 | 1091933 | 1386389 | AU_QM_000227333 |  | ERSA | M | 5910 | 1386389GZPCLNT100 | EA | 3000006 | CLAMP;KOM,07281-01469 | CLAMP;KOM,07281-01469 | CLAMP;MNFR:KOMATSU MINING SYSTEMS INC.,PTNO:07281-01469 |  | CLAMP;KOM,07281-01469CLAMP;KOM,07281-01469 | KOMATSU MINING SYSTEMS INC. | 07281-01469 | [14 empty] | KOMATSU AUSTRALIA PTY LTD | 07281-01469 | KOMATSU MINING SYSTEMS INC. | [15 empty] | https://my.komatsu.com.au/shop/generalparts_5637145341/5637177102_clamp_07281-01469 | https://k-part.777parts.org/spare/komatsu/07281-01469/ | [8 empty] | Cleansed | 31162900 Clamps |  |  | CLAMP | NO MODIFIER | TYPE |  | CAPACITY |  | SIZE |  | MATERIAL |  | CLAMPING PRESSURE |  | HAZARD CLASS |  | CERTIFICATION/STANDARD | [59 empty] | Production Completed
STP_009 - Lot7 | Data Enrichment | NGB | ok | 2023-10-16 | 2023-10-16 |  | 1091681 | 1091681 | 1393697 | AU_QM_000237184 |  | ERSA | M | 5910 | 1393697GZPCLNT100 | EA | 3000006 | CLAMP;KOM,0728900055 | CLAMP;KOM,0728900055 | CLAMP;MNFR:KOMATSU MINING SYSTEMS INC.,PTNO:0728900055 |  | OEM-E-LISTCLAMP;KOM,0728900055 | KOMATSU MINING SYSTEMS INC. | 728900055 | [14 empty] | KOMATSU AUSTRALIA PTY LTD | 07289-00055 | KOMATSU MINING SYSTEMS INC. | [15 empty] | https://my.komatsu.com.au/shop/generalparts_5637145341/5637177016_clamp_07289-00055 | https://k-part.777parts.org/spare/komatsu/07289-00055/ | [8 empty] | Cleansed | 31162900 Clamps |  |  | CLAMP | NO MODIFIER | TYPE |  | CAPACITY |  | SIZE |  | MATERIAL |  | CLAMPING PRESSURE |  | HAZARD CLASS |  | CERTIFICATION/STANDARD | [59 empty] | Production Completed
STP_009 - Lot7 | Data Enrichment | NGB | ok | 2023-10-16 | 2023-10-16 |  | 1091680 | 1091680 | 1393698 | AU_QM_000237185 |  | ERSA | M | 5910 | 1393698GZPCLNT100 | EA | 3000006 | CLAMP;KOM,0728900070 | CLAMP;KOM,0728900070 | CLAMP;MNFR:KOMATSU MINING SYSTEMS INC.,PTNO:0728900070 |  | OEM-E-LISTCLAMP;KOM,0728900070 | KOMATSU MINING SYSTEMS INC. | 728900070 | [14 empty] | KOMATSU AUSTRALIA PTY LTD | 07289-00070 | KOMATSU MINING SYSTEMS INC. | [15 empty] | https://my.komatsu.com.au/shop/generalparts_5637145341/5637177029_clamp%2c-hose_07289-00070 | https://k-part.777parts.org/spare/komatsu/07289-00070/ | [8 empty] | Cleansed | 31162906 Hose or pipe clamps |  |  | CLAMP | HOSE | TYPE |  | HOSE SIZE |  | WIDTH |  | LOAD CAPACITY |  | MOUNTING SIZE |  | MATERIAL |  | MATERIAL SPECIFICATION |  | COATING/FINISH |  | PRESSURE RATING |  | TEMPERATURE RATING |  | FASTENING DEVICE TYPE |  | HAZARD CLASS |  | CERTIFICATION/STANDARD | [47 empty] | Production Completed
STP_009 - Lot7 | Data Enrichment | NGB | ok | 2023-10-16 | 2023-10-16 |  | 1091703 | 1091703 | 1392045 | AU_QM_000234066 |  | ERSA | M | 5910 | 1392045GZPCLNT100 | EA | 3000006 | CLAMP;KOM,07289-00080 | CLAMP;KOM,07289-00080 | CLAMP;MNFR:KOMATSU MINING SYSTEMS INC.,PTNO:07289-00080 |  | CLAMP;KOM,07289-00080CLAMP;KOM,07289-00080 | KOMATSU MINING SYSTEMS INC. | 07289-00080 | [14 empty] | KOMATSU AUSTRALIA PTY LTD | 07289-00080 | KOMATSU MINING SYSTEMS INC. | [15 empty] | https://my.komatsu.com.au/shop/generalparts_5637145341/5637177036_clamp_07289-00080 | https://k-part.777parts.org/spare/komatsu/07289-00080/ | [8 empty] | Cleansed | 31162900 Clamps |  |  | CLAMP | NO MODIFIER | TYPE |  | CAPACITY |  | SIZE |  | MATERIAL |  | CLAMPING PRESSURE |  | HAZARD CLASS |  | CERTIFICATION/STANDARD | [59 empty] | Production Completed
STP_009 - Lot7 | Data Enrichment | NGB | ok | 2023-10-16 | 2023-10-16 |  | 1091679 | 1091679 | 1393699 | AU_QM_000237186 |  | ERSA | M | 5910 | 1393699GZPCLNT100 | EA | 3000006 | CLAMP;KOM,0728900095 | CLAMP;KOM,0728900095 | CLAMP;MNFR:KOMATSU MINING SYSTEMS INC.,PTNO:0728900095 |  | OEM-E-LISTCLAMP;KOM,0728900095 | KOMATSU MINING SYSTEMS INC. | 728900095 | [14 empty] | KOMATSU AUSTRALIA PTY LTD | 07289-00095 | KOMATSU MINING SYSTEMS INC. | [15 empty] | https://my.komatsu.com.au/shop/generalparts_5637145341/5637177050_clamp_07289-00095 | https://k-part.777parts.org/spare/komatsu/07289-00095/ | [8 empty] | Cleansed | 31162900 Clamps |  |  | CLAMP | NO MODIFIER | TYPE |  | CAPACITY |  | SIZE |  | MATERIAL |  | CLAMPING PRESSURE |  | HAZARD CLASS |  | CERTIFICATION/STANDARD | [59 empty] | Production Completed
STP_009 - Lot7 | Data Enrichment | NGB | ok | 2023-10-16 | 2023-10-16 |  | 1091678 | 1091678 | 1393702 | AU_QM_000237189 |  | ERSA | M | 5910 | 1393702GZPCLNT100 | EA | 3000006 | CLAMP;KOM,208-62-73910 | CLAMP;KOM,208-62-73910 | CLAMP;MNFR:KOMATSU MINING SYSTEMS INC.,PTNO:208-62-73910 |  | OEM-E-LISTCLAMP;KOM,208-62-73910 | KOMATSU MINING SYSTEMS INC. | 208-62-73910 | [14 empty] | KOMATSU AUSTRALIA PTY LTD | 208-62-73910 | KOMATSU MINING SYSTEMS INC. | [15 empty] | https://my.komatsu.com.au/shop/generalparts_5637145341/5637270492_clamp%2c-hose---heavy-duty_208-62-73910 | https://k-part.777parts.org/spare/komatsu/208-62-73910/ | [8 empty] | Enriched | 31162906 Hose or pipe clamps |  |  | CLAMP | HOSE | TYPE | HEAVY DUTY | HOSE SIZE |  | WIDTH |  | LOAD CAPACITY |  | MOUNTING SIZE |  | MATERIAL |  | MATERIAL SPECIFICATION |  | COATING/FINISH |  | PRESSURE RATING |  | TEMPERATURE RATING |  | FASTENING DEVICE TYPE |  | HAZARD CLASS |  | CERTIFICATION/STANDARD | [47 empty] | Production Completed
STP_009 - Lot7 | Data Enrichment | NGB | ok | 2023-10-16 | 2023-10-16 |  | 1091876 | 1091876 | 1387850 | AU_QM_000229055 |  | ERSA | M | 5910 | 1387850GZPCLNT100 | EA | 3000006 | CLAMP;KOM,208-970-7411 | CLAMP;KOM,208-970-7411 | CLAMP;MNFR:KOMATSU MINING SYSTEMS INC.,PTNO:208-970-7411 |  | CLAMP;KOM,208-970-7411CLAMP;KOM,208-970-7411 | KOMATSU MINING SYSTEMS INC. | 208-970-7411 | [14 empty] | KOMATSU AUSTRALIA PTY LTD | 208-970-7411 | KOMATSU MINING SYSTEMS INC. | [15 empty] | https://my.komatsu.com.au/shop/generalparts_5637145341/5637268191_clamp_208-970-7411 | https://k-part.777parts.org/spare/komatsu/208-970-7411/ | [8 empty] | Cleansed | 31162900 Clamps |  |  | CLAMP | NO MODIFIER | TYPE |  | CAPACITY |  | SIZE |  | MATERIAL |  | CLAMPING PRESSURE |  | HAZARD CLASS |  | CERTIFICATION/STANDARD | [59 empty] | Production Completed
STP_009 - Lot7 | Data Enrichment | NGB | ok | 2023-10-16 | 2023-10-16 |  | 1091887 | 1091887 | 1387621 | AU_QM_000228794 |  | ERSA | M | 5910 | 1387621GZPCLNT100 | EA | 3000006 | CLAMP;KOM,21N-62-13160 | CLAMP;KOM,21N-62-13160 | CLAMP;MNFR:KOMATSU MINING SYSTEMS INC.,PTNO:21N-62-13160 |  | CLAMP;KOM,21N-62-13160CLAMP;KOM,21N-62-13160 | KOMATSU MINING SYSTEMS INC. | 21N-62-13160 | [14 empty] | KOMATSU AUSTRALIA PTY LTD | 21N-62-13160 | KOMATSU MINING SYSTEMS INC. | [15 empty] | https://my.komatsu.com.au/shop/generalparts_5637145341/5637294536_clamp_21n-62-13160 | https://k-part.777parts.org/spare/komatsu/21N-62-13160/ | [8 empty] | Cleansed | 31162900 Clamps |  |  | CLAMP | NO MODIFIER | TYPE |  | CAPACITY |  | SIZE |  | MATERIAL |  | CLAMPING PRESSURE |  | HAZARD CLASS |  | CERTIFICATION/STANDARD | [59 empty] | Production Completed
STP_009 - Lot7 | Data Enrichment | NGB | ok | 2023-10-16 | 2023-10-16 |  | 1091952 | 1091952 | 1386009 | AU_QM_000226880 |  | ERSA | M | 5910 | 1386009GZPCLNT100 | EA | 3000006 | CLAMP;KOM,21N-62-37921 | CLAMP;KOM,21N-62-37921 | CLAMP;MNFR:KOMATSU MINING SYSTEMS INC.,PTNO:21N-62-37921 |  | CLAMP;KOM,21N-62-37921CLAMP;KOM,21N-62-37921 | KOMATSU MINING SYSTEMS INC. | 21N-62-37921 | [14 empty] | KOMATSU AUSTRALIA PTY LTD | 21N-62-37921 | KOMATSU MINING SYSTEMS INC. | [15 empty] | https://my.komatsu.com.au/shop/generalparts_5637145341/5637291440_clamp_21n-62-37921 | https://k-part.777parts.org/spare/komatsu/21N-62-37921/ | [8 empty] | Cleansed | 31162900 Clamps |  |  | CLAMP | NO MODIFIER | TYPE |  | CAPACITY |  | SIZE |  | MATERIAL |  | CLAMPING PRESSURE |  | HAZARD CLASS |  | CERTIFICATION/STANDARD | [59 empty] | Production Completed
STP_009 - Lot7 | Data Enrichment | NGB | ok | 2023-10-16 | 2023-10-16 |  | 1091888 | 1091888 | 1387610 | AU_QM_000228781 |  | ERSA | M | 5910 | 1387610GZPCLNT100 | EA | 3000006 | CLAMP;KOM,21N-62-38440 | CLAMP;KOM,21N-62-38440 | CLAMP;MNFR:KOMATSU MINING SYSTEMS INC.,PTNO:21N-62-38440 |  | CLAMP;KOM,21N-62-38440CLAMP;KOM,21N-62-38440 | KOMATSU MINING SYSTEMS INC. | 21N-62-38440 | [14 empty] | KOMATSU AUSTRALIA PTY LTD | 21N-62-38440 | KOMATSU MINING SYSTEMS INC. | [15 empty] | https://my.komatsu.com.au/shop/generalparts_5637145341/5637291574_clamp_21n-62-38440 | https://k-part.777parts.org/spare/komatsu/21N-62-38440/ | [8 empty] | Cleansed | 31162900 Clamps |  |  | CLAMP | NO MODIFIER | TYPE |  | CAPACITY |  | SIZE |  | MATERIAL |  | CLAMPING PRESSURE |  | HAZARD CLASS |  | CERTIFICATION/STANDARD | [59 empty] | Production Completed
STP_009 - Lot7 | Data Enrichment | NGB | ok | 2023-10-16 | 2023-10-16 |  | 1091951 | 1091951 | 1386016 | AU_QM_000226888 |  | ERSA | M | 5910 | 1386016GZPCLNT100 | EA | 3000006 | CLAMP;KOM,21T-62-69711 | CLAMP;KOM,21T-62-69711 | CLAMP;MNFR:KOMATSU MINING SYSTEMS INC.,PTNO:21T-62-69711 |  | CLAMP;KOM,21T-62-69711CLAMP;KOM,21T-62-69711 | KOMATSU MINING SYSTEMS INC. | 21T-62-69711 | [14 empty] | KOMATSU AUSTRALIA PTY LTD | 21T-62-69711 | KOMATSU MINING SYSTEMS INC. | [15 empty] | https://my.komatsu.com.au/shop/generalparts_5637145341/5637295740_clamp_21t-62-69711 | https://k-part.777parts.org/spare/komatsu/21T-62-69711/ | [8 empty] | Cleansed | 31162906 Hose or pipe clamps |  |  | CLAMP | HOSE | TYPE |  | HOSE SIZE |  | WIDTH |  | LOAD CAPACITY |  | MOUNTING SIZE |  | MATERIAL |  | MATERIAL SPECIFICATION |  | COATING/FINISH |  | PRESSURE RATING |  | TEMPERATURE RATING |  | FASTENING DEVICE TYPE |  | HAZARD CLASS |  | CERTIFICATION/STANDARD | [47 empty] | Production Completed
STP_009 - Lot7 | Data Enrichment | NGB | ok | 2023-10-16 | 2023-10-16 |  | 1092349 | 1092349 | 1374489 | AU_QM_000205114 |  | ERSA | M | 5910 | 1374489GZPCLNT100 | EA | 3000006 | CLAMP;KOM,37B-1PC-2190 | CLAMP;KOM,37B-1PC-2190 | CLAMP;MNFR:KOMATSU MINING SYSTEMS INC.,PTNO:37B-1PC-2190 |  | CLAMP;KOM,37B-1PC-2190CLAMP;KOM,37B-1PC-2190 | KOMATSU MINING SYSTEMS INC. | 37B-1PC-2190 | [14 empty] | KOMATSU AUSTRALIA PTY LTD | 37B-1PC-2190 | KOMATSU MINING SYSTEMS INC. | [15 empty] | https://k-part.777parts.org/spare/komatsu/37B-1PC-2190/ | [9 empty] | Cleansed | 31162900 Clamps |  |  | CLAMP | NO MODIFIER | TYPE |  | CAPACITY |  | SIZE |  | MATERIAL |  | CLAMPING PRESSURE |  | HAZARD CLASS |  | CERTIFICATION/STANDARD | [59 empty] | Production Completed
STP_009 - Lot7 | Data Enrichment | NGB | ok | 2023-10-16 | 2023-10-16 |  | 1092348 | 1092348 | 1374490 | AU_QM_000205115 |  | ERSA | M | 5910 | 1374490GZPCLNT100 | EA | 3000006 | CLAMP;KOM,37B-1PC-5050 | CLAMP;KOM,37B-1PC-5050 | CLAMP;MNFR:KOMATSU MINING SYSTEMS INC.,PTNO:37B-1PC-5050 |  | CLAMP;KOM,37B-1PC-5050CLAMP;KOM,37B-1PC-5050 | KOMATSU MINING SYSTEMS INC. | 37B-1PC-5050 | [14 empty] | KOMATSU AUSTRALIA PTY LTD | 37B-1PC-5050 | KOMATSU MINING SYSTEMS INC. | [15 empty] | https://k-part.777parts.org/spare/komatsu/37B-1PC-5050/ | [9 empty] | Cleansed | 31162900 Clamps |  |  | CLAMP | NO MODIFIER | TYPE |  | CAPACITY |  | SIZE |  | MATERIAL |  | CLAMPING PRESSURE |  | HAZARD CLASS |  | CERTIFICATION/STANDARD | [59 empty] | Production Completed
STP_009 - Lot7 | Data Enrichment | NGB | ok | 2023-10-16 | 2023-10-16 |  | 1092347 | 1092347 | 1374491 | AU_QM_000205116 |  | ERSA | M | 5910 | 1374491GZPCLNT100 | EA | 3000006 | CLAMP;KOM,37B-1PC-5100 | CLAMP;KOM,37B-1PC-5100 | CLAMP;MNFR:KOMATSU MINING SYSTEMS INC.,PTNO:37B-1PC-5100 |  | CLAMP;KOM,37B-1PC-5100CLAMP;KOM,37B-1PC-5100 | KOMATSU MINING SYSTEMS INC. | 37B-1PC-5100 | [14 empty] | KOMATSU AUSTRALIA PTY LTD | 37B-1PC-5100 | KOMATSU MINING SYSTEMS INC. | [15 empty] | https://k-part.777parts.org/spare/komatsu/37B-1PC-5100/ | [9 empty] | Cleansed | 31162900 Clamps |  |  | CLAMP | NO MODIFIER | TYPE |  | CAPACITY |  | SIZE |  | MATERIAL |  | CLAMPING PRESSURE |  | HAZARD CLASS |  | CERTIFICATION/STANDARD | [59 empty] | Production Completed
STP_009 - Lot7 | Data Enrichment | NGB | ok | 2023-10-16 | 2023-10-16 |  | 1092346 | 1092346 | 1374497 | AU_QM_000205123 |  | ERSA | M | 5910 | 1374497GZPCLNT100 | EA | 3000006 | CLAMP;KOM,37F-1PC-2050 | CLAMP;KOM,37F-1PC-2050 | CLAMP;MNFR:KOMATSU MINING SYSTEMS INC.,PTNO:37F-1PC-2050 |  | CLAMP;KOM,37F-1PC-2050CLAMP;KOM,37F-1PC-2050 | KOMATSU MINING SYSTEMS INC. | 37F-1PC-2050 | [14 empty] | KOMATSU AUSTRALIA PTY LTD | 37F-1PC-2050 | KOMATSU MINING SYSTEMS INC. | [15 empty] | https://k-part.777parts.org/spare/komatsu/37F-1PC-2050/ | [9 empty] | Cleansed | 31162900 Clamps |  |  | CLAMP | NO MODIFIER | TYPE |  | CAPACITY |  | SIZE |  | MATERIAL |  | CLAMPING PRESSURE |  | HAZARD CLASS |  | CERTIFICATION/STANDARD | [59 empty] | Production Completed
STP_009 - Lot7 | Data Enrichment | NGB | ok | 2023-10-16 | 2023-10-16 |  | 1092345 | 1092345 | 1374498 | AU_QM_000205124 |  | ERSA | M | 5910 | 1374498GZPCLNT100 | EA | 3000006 | CLAMP;KOM,37F-1PC-2100 | CLAMP;KOM,37F-1PC-2100 | CLAMP;MNFR:KOMATSU MINING SYSTEMS INC.,PTNO:37F-1PC-2100 |  | CLAMP;KOM,37F-1PC-2100CLAMP;KOM,37F-1PC-2100 | KOMATSU MINING SYSTEMS INC. | 37F-1PC-2100 | [14 empty] | KOMATSU AUSTRALIA PTY LTD | 37F-1PC-2100 | KOMATSU MINING SYSTEMS INC. | [15 empty] | https://k-part.777parts.org/spare/komatsu/37F-1PC-2100/ | [9 empty] | Cleansed | 31162900 Clamps |  |  | CLAMP | NO MODIFIER | TYPE |  | CAPACITY |  | SIZE |  | MATERIAL |  | CLAMPING PRESSURE |  | HAZARD CLASS |  | CERTIFICATION/STANDARD | [59 empty] | Production Completed
STP_009 - Lot7 | Data Enrichment | NGB | ok | 2023-10-16 | 2023-10-16 |  | 1092344 | 1092344 | 1374499 | AU_QM_000205125 |  | ERSA | M | 5910 | 1374499GZPCLNT100 | EA | 3000006 | CLAMP;KOM,37F-1PC-2190 | CLAMP;KOM,37F-1PC-2190 | CLAMP;MNFR:KOMATSU MINING SYSTEMS INC.,PTNO:37F-1PC-2190 |  | CLAMP;KOM,37F-1PC-2190CLAMP;KOM,37F-1PC-2190 | KOMATSU MINING SYSTEMS INC. | 37F-1PC-2190 | [14 empty] | KOMATSU AUSTRALIA PTY LTD | 37F-1PC-2190 | KOMATSU MINING SYSTEMS INC. | [15 empty] | https://k-part.777parts.org/spare/komatsu/37F-1PC-2190/ | [9 empty] | Cleansed | 31162900 Clamps |  |  | CLAMP | NO MODIFIER | TYPE |  | CAPACITY |  | SIZE |  | MATERIAL |  | CLAMPING PRESSURE |  | HAZARD CLASS |  | CERTIFICATION/STANDARD | [59 empty] | Production Completed
STP_009 - Lot7 | Data Enrichment | NGB | ok | 2023-10-16 | 2023-10-16 |  | 1092343 | 1092343 | 1374500 | AU_QM_000205126 |  | ERSA | M | 5910 | 1374500GZPCLNT100 | EA | 3000006 | CLAMP;KOM,37F-1PC-2200 | CLAMP;KOM,37F-1PC-2200 | CLAMP;MNFR:KOMATSU MINING SYSTEMS INC.,PTNO:37F-1PC-2200 |  | CLAMP;KOM,37F-1PC-2200CLAMP;KOM,37F-1PC-2200 | KOMATSU MINING SYSTEMS INC. | 37F-1PC-2200 | [14 empty] | KOMATSU AUSTRALIA PTY LTD | 37F-1PC-2200 | KOMATSU MINING SYSTEMS INC. | [15 empty] | https://k-part.777parts.org/spare/komatsu/37f-1pc-2200/ | [9 empty] | Cleansed | 31162900 Clamps |  |  | CLAMP | NO MODIFIER | TYPE |  | CAPACITY |  | SIZE |  | MATERIAL |  | CLAMPING PRESSURE |  | HAZARD CLASS |  | CERTIFICATION/STANDARD | [59 empty] | Production Completed
STP_009 - Lot7 | Data Enrichment | NGB | ok | 2023-10-16 | 2023-10-17 |  | 1092342 | 1092342 | 1374501 | AU_QM_000205127 |  | ERSA | M | 5910 | 1374501GZPCLNT100 | EA | 3000006 | CLAMP;KOM,37F-1PC-2220 | CLAMP;KOM,37F-1PC-2220 | CLAMP;MNFR:KOMATSU MINING SYSTEMS INC.,PTNO:37F-1PC-2220 |  | CLAMP;KOM,37F-1PC-2220CLAMP;KOM,37F-1PC-2220 | KOMATSU MINING SYSTEMS INC. | 37F-1PC-2220 | [14 empty] | KOMATSU AUSTRALIA PTY LTD | 37F-1PC-2220 | KOMATSU MINING SYSTEMS INC. | [15 empty] | https://777parts.org/part-komatsu/clamp/37f1pc2220/ | [9 empty] | Cleansed | 31162900 Clamps |  |  | CLAMP | NO MODIFIER | TYPE |  | CAPACITY |  | SIZE |  | MATERIAL |  | CLAMPING PRESSURE |  | HAZARD CLASS |  | CERTIFICATION/STANDARD | [59 empty] | Production Completed
STP_009 - Lot7 | Data Enrichment | NGB | ok | 2023-10-16 | 2023-10-17 |  | 1092341 | 1092341 | 1374502 | AU_QM_000205128 |  | ERSA | M | 5910 | 1374502GZPCLNT100 | EA | 3000006 | CLAMP;KOM,37F-1PC-2230 | CLAMP;KOM,37F-1PC-2230 | CLAMP;MNFR:KOMATSU MINING SYSTEMS INC.,PTNO:37F-1PC-2230 |  | CLAMP;KOM,37F-1PC-2230CLAMP;KOM,37F-1PC-2230 | KOMATSU MINING SYSTEMS INC. | 37F-1PC-2230 | [14 empty] | KOMATSU AUSTRALIA PTY LTD | 37F-1PC-2230 | KOMATSU MINING SYSTEMS INC. | [15 empty] | https://777parts.org/part-komatsu/clamp/37f1pc2230/ | [9 empty] | Cleansed | 31162900 Clamps |  |  | CLAMP | NO MODIFIER | TYPE |  | CAPACITY |  | SIZE |  | MATERIAL |  | CLAMPING PRESSURE |  | HAZARD CLASS |  | CERTIFICATION/STANDARD | [59 empty] | Production Completed
STP_009 - Lot7 | Data Enrichment | NGB | ok | 2023-10-16 | 2023-10-17 |  | 1092340 | 1092340 | 1374503 | AU_QM_000205129 |  | ERSA | M | 5910 | 1374503GZPCLNT100 | EA | 3000006 | CLAMP;KOM,37F-1PC-2280 | CLAMP;KOM,37F-1PC-2280 | CLAMP;MNFR:KOMATSU MINING SYSTEMS INC.,PTNO:37F-1PC-2280 |  | CLAMP;KOM,37F-1PC-2280CLAMP;KOM,37F-1PC-2280 | KOMATSU MINING SYSTEMS INC. | 37F-1PC-2280 | [14 empty] | KOMATSU AUSTRALIA PTY LTD | 37F-1PC-2280 | KOMATSU MINING SYSTEMS INC. | [15 empty] | https://k-part.777parts.org/spare/komatsu/37F-1PC-2280/ | [9 empty] | Cleansed | 31162900 Clamps |  |  | CLAMP | NO MODIFIER | TYPE |  | CAPACITY |  | SIZE |  | MATERIAL |  | CLAMPING PRESSURE |  | HAZARD CLASS |  | CERTIFICATION/STANDARD | [59 empty] | Production Completed
STP_009 - Lot7 | Data Enrichment | NGB | ok | 2023-10-16 | 2023-10-17 |  | 1092339 | 1092339 | 1374504 | AU_QM_000205130 |  | ERSA | M | 5910 | 1374504GZPCLNT100 | EA | 3000006 | CLAMP;KOM,37F-1PC-2380 | CLAMP;KOM,37F-1PC-2380 | CLAMP;MNFR:KOMATSU MINING SYSTEMS INC.,PTNO:37F-1PC-2380 |  | CLAMP;KOM,37F-1PC-2380CLAMP;KOM,37F-1PC-2380 | KOMATSU MINING SYSTEMS INC. | 37F-1PC-2380 | [14 empty] | KOMATSU AUSTRALIA PTY LTD | 37F-1PC-2380 | KOMATSU MINING SYSTEMS INC. | [15 empty] | https://k-part.777parts.org/spare/komatsu/37F-1PC-2380/ | [9 empty] | Cleansed | 31162900 Clamps |  |  | CLAMP | NO MODIFIER | TYPE |  | CAPACITY |  | SIZE |  | MATERIAL |  | CLAMPING PRESSURE |  | HAZARD CLASS |  | CERTIFICATION/STANDARD | [59 empty] | Production Completed
STP_009 - Lot7 | Data Enrichment | NGB | ok | 2023-10-16 | 2023-10-17 |  | 1092338 | 1092338 | 1374505 | AU_QM_000205131 |  | ERSA | M | 5910 | 1374505GZPCLNT100 | EA | 3000006 | CLAMP;KOM,37F-1PC-2400 | CLAMP;KOM,37F-1PC-2400 | CLAMP;MNFR:KOMATSU MINING SYSTEMS INC.,PTNO:37F-1PC-2400 |  | CLAMP;KOM,37F-1PC-2400CLAMP;KOM,37F-1PC-2400 | KOMATSU MINING SYSTEMS INC. | 37F-1PC-2400 | [14 empty] | KOMATSU AUSTRALIA PTY LTD | 37F-1PC-2400 | KOMATSU MINING SYSTEMS INC. | [15 empty] | https://k-part.777parts.org/spare/komatsu/37F-1PC-2400/ | [9 empty] | Cleansed | 31162900 Clamps |  |  | CLAMP | NO MODIFIER | TYPE |  | CAPACITY |  | SIZE |  | MATERIAL |  | CLAMPING PRESSURE |  | HAZARD CLASS |  | CERTIFICATION/STANDARD | [59 empty] | Production Completed
STP_009 - Lot7 | Data Enrichment | NGB | ok | 2023-10-16 | 2023-10-17 |  | 1092337 | 1092337 | 1374506 | AU_QM_000205132 |  | ERSA | M | 5910 | 1374506GZPCLNT100 | EA | 3000006 | CLAMP;KOM,37F-1PC-2420 | CLAMP;KOM,37F-1PC-2420 | CLAMP;MNFR:KOMATSU MINING SYSTEMS INC.,PTNO:37F-1PC-2420 |  | CLAMP;KOM,37F-1PC-2420CLAMP;KOM,37F-1PC-2420 | KOMATSU MINING SYSTEMS INC. | 37F-1PC-2420 | [14 empty] | KOMATSU AUSTRALIA PTY LTD | 37F-1PC-2420 | KOMATSU MINING SYSTEMS INC. | [15 empty] | https://k-part.777parts.org/spare/komatsu/37F-1PC-2420/ | [9 empty] | Cleansed | 31162900 Clamps |  |  | CLAMP | NO MODIFIER | TYPE |  | CAPACITY |  | SIZE |  | MATERIAL |  | CLAMPING PRESSURE |  | HAZARD CLASS |  | CERTIFICATION/STANDARD | [59 empty] | Production Completed
STP_009 - Lot7 | Data Enrichment | NGB | ok | 2023-10-16 | 2023-10-17 |  | 1092336 | 1092336 | 1374507 | AU_QM_000205133 |  | ERSA | M | 5910 | 1374507GZPCLNT100 | EA | 3000006 | CLAMP;KOM,37F-1PC-2430 | CLAMP;KOM,37F-1PC-2430 | CLAMP;MNFR:KOMATSU MINING SYSTEMS INC.,PTNO:37F-1PC-2430 |  | CLAMP;KOM,37F-1PC-2430CLAMP;KOM,37F-1PC-2430 | KOMATSU MINING SYSTEMS INC. | 37F-1PC-2430 | [14 empty] | KOMATSU AUSTRALIA PTY LTD | 37F-1PC-2430 | KOMATSU MINING SYSTEMS INC. | [15 empty] | https://k-part.777parts.org/spare/komatsu/37F-1PC-2430/ | [9 empty] | Cleansed | 31162900 Clamps |  |  | CLAMP | NO MODIFIER | TYPE |  | CAPACITY |  | SIZE |  | MATERIAL |  | CLAMPING PRESSURE |  | HAZARD CLASS |  | CERTIFICATION/STANDARD | [59 empty] | Production Completed
STP_009 - Lot7 | Data Enrichment | NGB | ok | 2023-10-16 | 2023-10-17 |  | 1092335 | 1092335 | 1374508 | AU_QM_000205134 |  | ERSA | M | 5910 | 1374508GZPCLNT100 | EA | 3000006 | CLAMP;KOM,37F-1PC-2480 | CLAMP;KOM,37F-1PC-2480 | CLAMP;MNFR:KOMATSU MINING SYSTEMS INC.,PTNO:37F-1PC-2480 |  | CLAMP;KOM,37F-1PC-2480CLAMP;KOM,37F-1PC-2480 | KOMATSU MINING SYSTEMS INC. | 37F-1PC-2480 | [14 empty] | KOMATSU AUSTRALIA PTY LTD | 37F-1PC-2480 | KOMATSU MINING SYSTEMS INC. | [15 empty] | https://k-part.777parts.org/spare/komatsu/37F-1PC-2480/ | [9 empty] | Cleansed | 31162900 Clamps |  |  | CLAMP | NO MODIFIER | TYPE |  | CAPACITY |  | SIZE |  | MATERIAL |  | CLAMPING PRESSURE |  | HAZARD CLASS |  | CERTIFICATION/STANDARD | [59 empty] | Production Completed
STP_009 - Lot7 | Data Enrichment | NGB | ok | 2023-10-16 | 2023-10-17 |  | 1092334 | 1092334 | 1374515 | AU_QM_000205148 |  | ERSA | M | 5910 | 1374515GZPCLNT100 | EA | 3000006 | CLAMP;KOM,3EA-03-37610 | CLAMP;KOM,3EA-03-37610 | CLAMP;MNFR:KOMATSU MINING SYSTEMS INC.,PTNO:3EA-03-37610 |  | CLAMP;KOM,3EA-03-37610CLAMP;KOM,3EA-03-37610 | KOMATSU MINING SYSTEMS INC. | 3EA-03-37610 | [14 empty] | KOMATSU AUSTRALIA PTY LTD | 3EA-03-37610 | KOMATSU MINING SYSTEMS INC. | [15 empty] | https://k-part.777parts.org/spare/komatsu/3EA-03-37610/ | [9 empty] | Cleansed | 31162900 Clamps |  |  | CLAMP | NO MODIFIER | TYPE |  | CAPACITY |  | SIZE |  | MATERIAL |  | CLAMPING PRESSURE |  | HAZARD CLASS |  | CERTIFICATION/STANDARD | [59 empty] | Production Completed
STP_009 - Lot7 | Data Enrichment | NGB | ok | 2023-10-16 | 2023-10-17 |  | 1092332 | 1092332 | 1374530 | AU_QM_000205165 |  | ERSA | M | 5910 | 1374530GZPCLNT100 | EA | 3000006 | CLAMP;KOM,3EA-05-46190 | CLAMP;KOM,3EA-05-46190 | CLAMP;MNFR:KOMATSU MINING SYSTEMS INC.,PTNO:3EA-05-46190 |  | CLAMP;KOM,3EA-05-46190CLAMP;KOM,3EA-05-46190 | KOMATSU MINING SYSTEMS INC. | 3EA-05-46190 | [14 empty] | KOMATSU AUSTRALIA PTY LTD | 3EA-05-46190 | KOMATSU MINING SYSTEMS INC. | [15 empty] | https://k-part.777parts.org/spare/komatsu/3EA-05-46190/ | [9 empty] | Cleansed | 31162900 Clamps |  |  | CLAMP | NO MODIFIER | TYPE |  | CAPACITY |  | SIZE |  | MATERIAL |  | CLAMPING PRESSURE |  | HAZARD CLASS |  | CERTIFICATION/STANDARD | [59 empty] | Production Completed
STP_009 - Lot7 | Data Enrichment | NGB | ok | 2023-10-16 | 2023-10-17 |  | 1092331 | 1092331 | 1374559 | AU_QM_000205196 |  | ERSA | M | 5910 | 1374559GZPCLNT100 | EA | 3000006 | CLAMP;KOM,3EB-01-68870XC | CLAMP;KOM,3EB-01-68870XC | CLAMP;MNFR:KOMATSU MINING SYSTEMS INC.,PTNO:3EB-01-68870XC |  | CLAMP;KOM,3EB-01-68870XCCLAMP;KOM,3EB-01-68870XC | KOMATSU MINING SYSTEMS INC. | 3EB-01-68870XC | [14 empty] | KOMATSU AUSTRALIA PTY LTD | 3EB-01-68870XC | KOMATSU MINING SYSTEMS INC. | [15 empty] | https://sxkomatsu.com/part-forklift/%EF%BD%B8%EF%BE%97%EF%BE%9D%EF%BE%8C%EF%BE%9F/3eb0168870xc/ | [9 empty] | Cleansed | 31162900 Clamps |  |  | CLAMP | NO MODIFIER | TYPE |  | CAPACITY |  | SIZE |  | MATERIAL |  | CLAMPING PRESSURE |  | HAZARD CLASS |  | CERTIFICATION/STANDARD | [59 empty] | Production Completed
STP_009 - Lot7 | Data Enrichment | NGB | ok | 2023-10-16 | 2023-10-17 |  | 1092329 | 1092329 | 1374636 | AU_QM_000205279 |  | ERSA | M | 5910 | 1374636GZPCLNT100 | EA | 3000006 | CLAMP;KOM,3EB-04-24190 | CLAMP;KOM,3EB-04-24190 | CLAMP;MNFR:KOMATSU MINING SYSTEMS INC.,PTNO:3EB-04-24190 |  | CLAMP;KOM,3EB-04-24190CLAMP;KOM,3EB-04-24190 | KOMATSU MINING SYSTEMS INC. | 3EB-04-24190 | [14 empty] | KOMATSU AUSTRALIA PTY LTD | 3EB-04-24190 | KOMATSU MINING SYSTEMS INC. | [15 empty] | https://k-part.777parts.org/spare/komatsu/3EB-04-24190/ | [9 empty] | Cleansed | 31162900 Clamps |  |  | CLAMP | NO MODIFIER | TYPE |  | CAPACITY |  | SIZE |  | MATERIAL |  | CLAMPING PRESSURE |  | HAZARD CLASS |  | CERTIFICATION/STANDARD | [59 empty] | Production Completed
STP_009 - Lot7 | Data Enrichment | NGB | ok | 2023-10-16 | 2023-10-17 |  | 1092328 | 1092328 | 1374637 | AU_QM_000205280 |  | ERSA | M | 5910 | 1374637GZPCLNT100 | EA | 3000006 | CLAMP;KOM,3EB-04-25140 | CLAMP;KOM,3EB-04-25140 | CLAMP;MNFR:KOMATSU MINING SYSTEMS INC.,PTNO:3EB-04-25140 |  | CLAMP;KOM,3EB-04-25140CLAMP;KOM,3EB-04-25140 | KOMATSU MINING SYSTEMS INC. | 3EB-04-25140 | [14 empty] | KOMATSU AUSTRALIA PTY LTD | 3EB-04-25140 | KOMATSU MINING SYSTEMS INC. | [15 empty] | https://k-part.777parts.org/spare/komatsu/3EB-04-25140/ | [9 empty] | Cleansed | 31162900 Clamps |  |  | CLAMP | NO MODIFIER | TYPE |  | CAPACITY |  | SIZE |  | MATERIAL |  | CLAMPING PRESSURE |  | HAZARD CLASS |  | CERTIFICATION/STANDARD | [59 empty] | Production Completed
STP_009 - Lot7 | Data Enrichment | NGB | ok | 2023-10-16 | 2023-10-17 |  | 1092327 | 1092327 | 1374642 | AU_QM_000205285 |  | ERSA | M | 5910 | 1374642GZPCLNT100 | EA | 3000006 | CLAMP;KOM,3EB-04-34550 | CLAMP;KOM,3EB-04-34550 | CLAMP;MNFR:KOMATSU MINING SYSTEMS INC.,PTNO:3EB-04-34550 |  | CLAMP;KOM,3EB-04-34550CLAMP;KOM,3EB-04-34550 | KOMATSU MINING SYSTEMS INC. | 3EB-04-34550 | [14 empty] | KOMATSU AUSTRALIA PTY LTD | 3EB-04-34550 | KOMATSU MINING SYSTEMS INC. | [15 empty] | https://k-part.777parts.org/spare/komatsu/3EB-04-34550/ | [9 empty] | Cleansed | 31162900 Clamps |  |  | CLAMP | NO MODIFIER | TYPE |  | CAPACITY |  | SIZE |  | MATERIAL |  | CLAMPING PRESSURE |  | HAZARD CLASS |  | CERTIFICATION/STANDARD | [59 empty] | Production Completed
STP_009 - Lot7 | Data Enrichment | NGB | ok | 2023-10-16 | 2023-10-17 |  | 1092326 | 1092326 | 1374647 | AU_QM_000205291 |  | ERSA | M | 5910 | 1374647GZPCLNT100 | EA | 3000006 | CLAMP;KOM,3EB-04-44190 | CLAMP;KOM,3EB-04-44190 | CLAMP;MNFR:KOMATSU MINING SYSTEMS INC.,PTNO:3EB-04-44190 |  | CLAMP;KOM,3EB-04-44190CLAMP;KOM,3EB-04-44190 | KOMATSU MINING SYSTEMS INC. | 3EB-04-44190 | [14 empty] | KOMATSU AUSTRALIA PTY LTD | 3EB-04-44190 | KOMATSU MINING SYSTEMS INC. | [15 empty] | https://k-part.777parts.org/spare/komatsu/3EB-04-44190/ | [9 empty] | Cleansed | 31162900 Clamps |  |  | CLAMP | NO MODIFIER | TYPE |  | CAPACITY |  | SIZE |  | MATERIAL |  | CLAMPING PRESSURE |  | HAZARD CLASS |  | CERTIFICATION/STANDARD | [59 empty] | Production Completed
STP_009 - Lot7 | Data Enrichment | NGB | ok | 2023-10-16 | 2023-10-17 |  | 1092325 | 1092325 | 1374732 | AU_QM_000205384 |  | ERSA | M | 5910 | 1374732GZPCLNT100 | EA | 3000006 | CLAMP;KOM,3EB-05-41270 | CLAMP;KOM,3EB-05-41270 | CLAMP;MNFR:KOMATSU MINING SYSTEMS INC.,PTNO:3EB-05-41270 |  | CLAMP;KOM,3EB-05-41270CLAMP;KOM,3EB-05-41270 | KOMATSU MINING SYSTEMS INC. | 3EB-05-41270 | [14 empty] | KOMATSU AUSTRALIA PTY LTD | 3EB-05-41270 | KOMATSU MINING SYSTEMS INC. | [15 empty] | https://k-part.777parts.org/spare/komatsu/3EB-05-41270/ | [9 empty] | Cleansed | 31162900 Clamps |  |  | CLAMP | NO MODIFIER | TYPE |  | CAPACITY |  | SIZE |  | MATERIAL |  | CLAMPING PRESSURE |  | HAZARD CLASS |  | CERTIFICATION/STANDARD | [59 empty] | Production Completed
STP_009 - Lot7 | Data Enrichment | NGB | ok | 2023-10-16 | 2023-10-17 |  | 1092324 | 1092324 | 1374737 | AU_QM_000205390 |  | ERSA | M | 5910 | 1374737GZPCLNT100 | EA | 3000006 | CLAMP;KOM,3EB-05-44150 | CLAMP;KOM,3EB-05-44150 | CLAMP;MNFR:KOMATSU MINING SYSTEMS INC.,PTNO:3EB-05-44150 |  | CLAMP;KOM,3EB-05-44150CLAMP;KOM,3EB-05-44150 | KOMATSU MINING SYSTEMS INC. | 3EB-05-44150 | [14 empty] | KOMATSU AUSTRALIA PTY LTD | 3EB-05-44150 | KOMATSU MINING SYSTEMS INC. | [15 empty] | https://k-part.777parts.org/spare/komatsu/3EB-05-44150/ | [9 empty] | Cleansed | 31162900 Clamps |  |  | CLAMP | NO MODIFIER | TYPE |  | CAPACITY |  | SIZE |  | MATERIAL |  | CLAMPING PRESSURE |  | HAZARD CLASS |  | CERTIFICATION/STANDARD | [59 empty] | Production Completed
STP_009 - Lot7 | Data Enrichment | NGB | ok | 2023-10-16 | 2023-10-17 |  | 1092323 | 1092323 | 1374742 | AU_QM_000205396 |  | ERSA | M | 5910 | 1374742GZPCLNT100 | EA | 3000006 | CLAMP;KOM,3EB-05-47370 | CLAMP;KOM,3EB-05-47370 | CLAMP;MNFR:KOMATSU MINING SYSTEMS INC.,PTNO:3EB-05-47370 |  | CLAMP;KOM,3EB-05-47370CLAMP;KOM,3EB-05-47370 | KOMATSU MINING SYSTEMS INC. | 3EB-05-47370 | [14 empty] | KOMATSU AUSTRALIA PTY LTD | 3EB-05-47370 | KOMATSU MINING SYSTEMS INC. | [15 empty] | https://k-part.777parts.org/spare/komatsu/3EB-05-47370/ | [9 empty] | Cleansed | 31162900 Clamps |  |  | CLAMP | NO MODIFIER | TYPE |  | CAPACITY |  | SIZE |  | MATERIAL |  | CLAMPING PRESSURE |  | HAZARD CLASS |  | CERTIFICATION/STANDARD | [59 empty] | Production Completed
STP_009 - Lot7 | Data Enrichment | NGB | ok | 2023-10-16 | 2023-10-17 |  | 1092320 | 1092320 | 1374920 | AU_QM_000205592 |  | ERSA | M | 5910 | 1374920GZPCLNT100 | EA | 3000006 | CLAMP;KOM,3EE-03-23160 | CLAMP;KOM,3EE-03-23160 | CLAMP;MNFR:KOMATSU MINING SYSTEMS INC.,PTNO:3EE-03-23160 |  | CLAMP;KOM,3EE-03-23160CLAMP;KOM,3EE-03-23160 | KOMATSU MINING SYSTEMS INC. | 3EE-03-23160 | [14 empty] | KOMATSU AUSTRALIA PTY LTD | 3EE-03-23160 | KOMATSU MINING SYSTEMS INC. | [15 empty] | https://k-part.777parts.org/spare/komatsu/3EE-03-23160/ | [9 empty] | Cleansed | 31162900 Clamps |  |  | CLAMP | NO MODIFIER | TYPE |  | CAPACITY |  | SIZE |  | MATERIAL |  | CLAMPING PRESSURE |  | HAZARD CLASS |  | CERTIFICATION/STANDARD | [59 empty] | Production Completed
STP_009 - Lot7 | Data Enrichment | NGB | ok | 2023-10-16 | 2023-10-17 |  | 1091677 | 1091677 | 1393703 | AU_QM_000237190 |  | ERSA | M | 5910 | 1393703GZPCLNT100 | EA | 3000006 | CLAMP;KOM,561-54-61910 | CLAMP;KOM,561-54-61910 | CLAMP;MNFR:KOMATSU MINING SYSTEMS INC.,PTNO:561-54-61910 |  | OEM-E-LISTCLAMP;KOM,561-54-61910 | KOMATSU MINING SYSTEMS INC. | 561-54-61910 | [14 empty] | KOMATSU AUSTRALIA PTY LTD | 561-54-61910 | KOMATSU MINING SYSTEMS INC. | [15 empty] | https://my.komatsu.com.au/shop/guardrelated_5637145296/5637417112_clamp_561-54-61910 | https://k-part.777parts.org/spare/komatsu/561-54-61910/ | [8 empty] | Cleansed | 31162900 Clamps |  |  | CLAMP | NO MODIFIER | TYPE |  | CAPACITY |  | SIZE |  | MATERIAL |  | CLAMPING PRESSURE |  | HAZARD CLASS |  | CERTIFICATION/STANDARD | [59 empty] | Production Completed
STP_009 - Lot7 | Data Enrichment | NGB | ok | 2023-10-16 | 2023-10-17 |  | 1091840 | 1091840 | 1389031 | AU_QM_000230416 |  | ERSA | M | 5910 | 1389031GZPCLNT100 | EA | 3000006 | CLAMP;KOM,6240-71-6530 | CLAMP;KOM,6240-71-6530 | CLAMP;MNFR:KOMATSU MINING SYSTEMS INC.,PTNO:6240-71-6530 |  | CLAMP;KOM,6240-71-6530CLAMP;KOM,6240-71-6530 | KOMATSU MINING SYSTEMS INC. | 6240-71-6530 | [14 empty] | KOMATSU AUSTRALIA PTY LTD | 6240-71-6530 | KOMATSU MINING SYSTEMS INC. | [15 empty] | https://my.komatsu.com.au/shop/fuelsystemengine_5637144910/5637464986_clamp_6240-71-6530 | https://k-part.777parts.org/spare/komatsu/6240-71-6530/ | [8 empty] | Cleansed | 31162900 Clamps |  |  | CLAMP | NO MODIFIER | TYPE |  | CAPACITY |  | SIZE |  | MATERIAL |  | CLAMPING PRESSURE |  | HAZARD CLASS |  | CERTIFICATION/STANDARD | [59 empty] | Production Completed
STP_009 - Lot7 | Data Enrichment | NGB | ok | 2023-10-16 | 2023-10-17 |  | 1091839 | 1091839 | 1389038 | AU_QM_000230424 |  | ERSA | M | 5910 | 1389038GZPCLNT100 | EA | 3000006 | CLAMP;KOM,6240-71-6540 | CLAMP;KOM,6240-71-6540 | CLAMP;MNFR:KOMATSU MINING SYSTEMS INC.,PTNO:6240-71-6540 |  | CLAMP;KOM,6240-71-6540CLAMP;KOM,6240-71-6540 | KOMATSU MINING SYSTEMS INC. | 6240-71-6540 | [14 empty] | KOMATSU AUSTRALIA PTY LTD | 6240-71-6540 | KOMATSU MINING SYSTEMS INC. | [15 empty] | https://my.komatsu.com.au/shop/fuelsystemengine_5637144910/5637464996_clamp_6240-71-6540 | https://k-part.777parts.org/spare/komatsu/6240-71-6540/ | [8 empty] | Cleansed | 31162900 Clamps |  |  | CLAMP | NO MODIFIER | TYPE |  | CAPACITY |  | SIZE |  | MATERIAL |  | CLAMPING PRESSURE |  | HAZARD CLASS |  | CERTIFICATION/STANDARD | [59 empty] | Production Completed
STP_009 - Lot7 | Data Enrichment | NGB | ok | 2023-10-16 | 2023-10-17 |  | 1091708 | 1091708 | 1391912 | AU_QM_000233906 |  | ERSA | M | 5910 | 1391912GZPCLNT100 | EA | 3000006 | CLAMP;KOM,6245715270 | CLAMP;KOM,6245715270 | CLAMP;MNFR:KOMATSU MINING SYSTEMS INC.,PTNO:6245715270 |  | CLAMP;KOM,6245715270CLAMP;KOM,6245715270 | KOMATSU MINING SYSTEMS INC. | 6245715270 | [14 empty] | KOMATSU AUSTRALIA PTY LTD | 6245-71-5270 | KOMATSU MINING SYSTEMS INC. | [15 empty] | https://my.komatsu.com.au/shop/generalparts_5637145341/5637462745_clamp_6245-71-5270 | https://k-part.777parts.org/spare/komatsu/6245-71-5270/ | [8 empty] | Cleansed | 31162900 Clamps |  |  | CLAMP | NO MODIFIER | TYPE |  | CAPACITY |  | SIZE |  | MATERIAL |  | CLAMPING PRESSURE |  | HAZARD CLASS |  | CERTIFICATION/STANDARD | [59 empty] | Production Completed
STP_009 - Lot7 | Data Enrichment | NGB | ok | 2023-10-16 | 2023-10-17 |  | 1091901 | 1091901 | 1387326 | AU_QM_000228449 |  | ERSA | M | 5910 | 1387326GZPCLNT100 | EA | 3000006 | CLAMP;KOM,6738-11-4380 | CLAMP;KOM,6738-11-4380 | CLAMP;MNFR:KOMATSU MINING SYSTEMS INC.,PTNO:6738-11-4380 |  | CLAMP;KOM,6738-11-4380CLAMP;KOM,6738-11-4380 | KOMATSU MINING SYSTEMS INC. | 6738-11-4380 | [14 empty] | KOMATSU AUSTRALIA PTY LTD | 6738-11-4380 | KOMATSU MINING SYSTEMS INC. | [15 empty] | https://my.komatsu.com.au/shop/airintakeandexhaustsystem_5637144961/5637475218_clamp_6738-11-4380 | https://k-part.777parts.org/spare/komatsu/6738-11-4380/ | [8 empty] | Cleansed | 31162900 Clamps |  |  | CLAMP | NO MODIFIER | TYPE |  | CAPACITY |  | SIZE |  | MATERIAL |  | CLAMPING PRESSURE |  | HAZARD CLASS |  | CERTIFICATION/STANDARD | [59 empty] | Production Completed
STP_009 - Lot7 | Data Enrichment | NGB | ok | 2023-10-16 | 2023-10-16 |  | 1000528 | 1000528 |  |  |  | ERSA | M | 5000 | 1598245GZPCLNT100 | EA | 3000010 | CLAMP,HSE;SAN,88782409 | ABRAZADERA MANG;SAN,88782409 | CLAMP,HOSE;MNFR:SANDVIK,PTNO:88782409 | ABRAZADERA MANGUERA;MNFR:SANDVIK,PTNO:88782409 |  | SANDVIK | 88782409 | 1068336 @@ SANDVIK MINING & CONSTRUCTION | 88782409 | [12 empty] | SANDVIK MINING & CONSTRUCTION | 88782409 | [16 empty] | https://www.aga-parts.com/sandvik/part/88782409_hose-clamp/ | [9 empty] | Cleansed | 31162906 Hose or pipe clamps |  |  | CLAMP | HOSE | TYPE |  | HOSE SIZE |  | WIDTH |  | LOAD CAPACITY |  | MOUNTING SIZE |  | MATERIAL |  | MATERIAL SPECIFICATION |  | COATING/FINISH |  | PRESSURE RATING |  | TEMPERATURE RATING |  | FASTENING DEVICE TYPE |  | HAZARD CLASS |  | CERTIFICATION/STANDARD | [47 empty] | Production Completed
STP_009 - Lot7 | Data Enrichment | NGB | ok | 2023-10-16 | 2023-10-16 |  | 1000578 | 1000578 |  |  |  | ERSA | M | 5000 | 1597345GZPCLNT100 | EA | 3000010 | CLAMP,HSE;SAN,80665999 | ABRAZADERA MANG;SAN,80665999 | CLAMP,HOSE;MNFR:SANDVIK,PTNO:80665999 | ABRAZADERA MANGUERA;MNFR:SANDVIK,PTNO:80665999 |  | SANDVIK | 80665999 | 1068336 @@ SANDVIK MINING & CONSTRUCTION | 80665999 | [12 empty] | SANDVIK MINING & CONSTRUCTION | 80665999 | [16 empty] | https://www.aga-parts.com/sandvik/part/80665999_hose-clamp/ | [9 empty] | Cleansed | 31162906 Hose or pipe clamps |  |  | CLAMP | HOSE | TYPE |  | HOSE SIZE |  | WIDTH |  | LOAD CAPACITY |  | MOUNTING SIZE |  | MATERIAL |  | MATERIAL SPECIFICATION |  | COATING/FINISH |  | PRESSURE RATING |  | TEMPERATURE RATING |  | FASTENING DEVICE TYPE |  | HAZARD CLASS |  | CERTIFICATION/STANDARD | [47 empty] | Production Completed
STP_009 - Lot7 | Data Enrichment | NGB | ok | 2023-10-16 | 2023-10-16 |  | 1000579 | 1000579 |  |  |  | ERSA | M | 5000 | 1597344GZPCLNT100 | EA | 3000010 | CLAMP,HSE;SAN,80665869 | ABRAZADERA MANG;SAN,80665869 | CLAMP,HOSE;MNFR:SANDVIK,PTNO:80665869 | ABRAZADERA MANGUERA;MNFR:SANDVIK,PTNO:80665869 |  | SANDVIK | 80665869 | 1068336 @@ SANDVIK MINING & CONSTRUCTION | 80665869 | [12 empty] | SANDVIK MINING & CONSTRUCTION | 80665869 | [16 empty] | https://www.aga-parts.com/sandvik/part/80665869_hose-clamp/ | [9 empty] | Cleansed | 31162906 Hose or pipe clamps |  |  | CLAMP | HOSE | TYPE |  | HOSE SIZE |  | WIDTH |  | LOAD CAPACITY |  | MOUNTING SIZE |  | MATERIAL |  | MATERIAL SPECIFICATION |  | COATING/FINISH |  | PRESSURE RATING |  | TEMPERATURE RATING |  | FASTENING DEVICE TYPE |  | HAZARD CLASS |  | CERTIFICATION/STANDARD | [47 empty] | Production Completed
STP_009 - Lot7 | Data Enrichment | NGB | ok | 2023-10-16 | 2023-10-16 |  | 1000953 | 1000953 |  |  |  | ERSA | M | 5000 | 1591589GZPCLNT100 | EA | 3000010 | CLAMP,HSE;SAN,55020453 | ABRAZADERA MANG;SAN,55020453 | CLAMP,HOSE;MNFR:SANDVIK,PTNO:55020453 | ABRAZADERA MANGUERA;MNFR:SANDVIK,PTNO:55020453 |  | SANDVIK | 55020453 | 1068336 @@ SANDVIK MINING & CONSTRUCTION | 55020453 | [12 empty] | SANDVIK MINING & CONSTRUCTION | 55020453 | [16 empty] | https://www.aga-parts.com/sandvik/part/55020453_clamp/ | [9 empty] | Cleansed | 31162906 Hose or pipe clamps |  |  | CLAMP | HOSE | TYPE |  | HOSE SIZE |  | WIDTH |  | LOAD CAPACITY |  | MOUNTING SIZE |  | MATERIAL |  | MATERIAL SPECIFICATION |  | COATING/FINISH |  | PRESSURE RATING |  | TEMPERATURE RATING |  | FASTENING DEVICE TYPE |  | HAZARD CLASS |  | CERTIFICATION/STANDARD | [47 empty] | Production Completed
STP_009 - Lot7 | Data Enrichment | NGB | ok | 2023-10-16 | 2023-10-16 |  | 1011528 | 1011528 |  |  |  | ERSA | M | 5910 | 1608232GZPCLNT100 | EA | 3000438 | CLAMP,HSE;NRMT,54917990 | ABRAZADERA MANG;NRMT,54917990 | CLAMP,HOSE;MNFR:NORMET,PTNO:54917990 | ABRAZADERA MANGUERA;MNFR:NORMET,PTNO:54917990 |  | NORMET | 54917990 | 1068143 @@ NORMET ASIA PACIFIC PTY LTD | 54917990 | [10 empty] | NORMET ASIA PACIFIC PTY LTD | 54917990 | [18 empty] | URL Not Found | [9 empty] | Cleansed | 31162906 Hose or pipe clamps |  |  | CLAMP | HOSE | TYPE |  | HOSE SIZE |  | WIDTH |  | LOAD CAPACITY |  | MOUNTING SIZE |  | MATERIAL |  | MATERIAL SPECIFICATION |  | COATING/FINISH |  | PRESSURE RATING |  | TEMPERATURE RATING |  | FASTENING DEVICE TYPE |  | HAZARD CLASS |  | CERTIFICATION/STANDARD | [47 empty] | Production Completed
STP_009 - Lot7 | Data Enrichment | NGB | ok | 2023-10-16 | 2023-10-16 |  | 1012727 | 1012727 | 1393638 | AU_QM_000237120 |  | ERSA | M | 5955 | 1393638GZPCLNT100 | EA | 3000012 | CLAMP,HSE;TOY,9613741701 | CLAMP,HSE;TOY,9613741701 | CLAMP,HOSE;MNFR:TOYOTA,PTNO:9613741701 |  | OEM-E-LISTCLAMP,HOSE;TOY,9613741701 | TOYOTA | 9613741701 | 1068114 @@ BELL & MOIR - PARTS ORDERS ONLY | 9613741701 | [12 empty] | TOYOTA | 9613741701 | BELL & MOIR | [15 empty] | https://partsouq.com/en/search/all?q=9613741701 | [9 empty] | Cleansed | 31162906 Hose or pipe clamps |  |  | CLAMP | HOSE | TYPE |  | HOSE SIZE |  | WIDTH |  | LOAD CAPACITY |  | MOUNTING SIZE |  | MATERIAL |  | MATERIAL SPECIFICATION |  | COATING/FINISH |  | PRESSURE RATING |  | TEMPERATURE RATING |  | FASTENING DEVICE TYPE |  | HAZARD CLASS |  | CERTIFICATION/STANDARD | [47 empty] | Production Completed
STP_009 - Lot7 | Data Enrichment | NGB | ok | 2023-10-16 | 2023-10-16 | Processed based on Websource, Conflict w.r.t Input | 1017050 | 1017050 |  |  |  | ERSA | M | 3750 | 1165953GZPCLNT100 | EA | 3000000 | CLAMP,HSE;ATL,0634100065 | ABRAZADERA MANG;ATL,0634100065 | CLAMP,HOSE;MNFR:ATLAS COPCO,PTNO:0634100065 | ABRAZADERA MANGUERA;MNFR:ATLAS COPCO,PTNO:0634100065 |  | ATLAS COPCO | 0634100065 | 1068108 @@ EPIROC AUSTRALIA PTY LTD | 634100065 | [12 empty] | ATLAS COPCO | 0634100065 | EPIROC AUSTRALIA PTY LTD | 634100065 | [14 empty] | https://mako-airtek.com/products/fits-atlas-copco-clamp-0634100065 | https://egeatlas.com.tr/?page_id=3536 | [8 empty] | Cleansed | 31162906 Hose or pipe clamps |  |  | CLAMP | PIPE | TYPE |  | TUBE SIZE |  | LOAD CAPACITY |  | MOUNTING SIZE |  | MATERIAL |  | MATERIAL SPECIFICATION |  | COATING/FINISH |  | PRESSURE RATING |  | TEMPERATURE RATING |  | MOUNTING TYPE |  | CERTIFICATION/STANDARD | [51 empty] | Production Completed
STP_009 - Lot7 | Data Enrichment | NGB | ok | 2023-10-16 | 2023-10-17 |  | 1034809 | 1034809 |  |  |  | ERSA | M | 5910 | 1379214GZPCLNT100 | EA | 3000001 | CLAMP;EPI,5590 0042 61 | ABRAZADERA SUJEC;EPI,5590004261 | CLAMP;MNFR:EPIROC,PTNO:5590 0042 61 |  |  | EPIROC | 5590 0042 61 | 1068108 @@ EPIROC AUSTRALIA PTY LTD | 5590004261 | [10 empty] | EPIROC | 5590 0042 61 | [18 empty] | URL Not Found | [9 empty] | Cleansed | 31162900 Clamps |  |  | CLAMP | NO MODIFIER | TYPE |  | CAPACITY |  | SIZE |  | MATERIAL |  | CLAMPING PRESSURE |  | HAZARD CLASS |  | CERTIFICATION/STANDARD | [59 empty] | Production Completed
STP_009 - Lot7 | Data Enrichment | NGB | ok | 2023-10-16 | 2023-10-16 |  | 1035341 | 1035341 | 1446600 | AU_QM_001040591 |  | ERSA | M | 5910 | 1446600GZPCLNT100 | EA | 3000012 | CLAMP,HSE;11-16 MM | CLAMP,HSE;11-16 MM | CLAMP,HOSE;HOSE SIZE:11-16 MM,MNFR:TOYOTA,PTNO:M00,MNFR:01)TOY,PTNO:01)M00 |  | CLAMP,HOSE: HOSE CLAMP 11-16 MM | TOYOTA | M00 | 1068114 @@ BELL & MOIR - PARTS ORDERS ONLY | M00 | 1071809 @@ ASHDOWN ENTERPRISES | M00 | [8 empty] | TOYOTA | M00 |  |  | BELL & MOIR | M00 | ASHDOWN ENTERPRISES | M00 | [12 empty] | URL Not Found | [9 empty] | Cleansed | 31162906 Hose or pipe clamps |  |  | CLAMP | HOSE | TYPE |  | HOSE SIZE |  | WIDTH |  | LOAD CAPACITY |  | MOUNTING SIZE |  | MATERIAL |  | MATERIAL SPECIFICATION |  | COATING/FINISH |  | PRESSURE RATING |  | TEMPERATURE RATING |  | FASTENING DEVICE TYPE |  | HAZARD CLASS |  | CERTIFICATION/STANDARD | [47 empty] | Production Completed
STP_009 - Lot7 | Data Enrichment | NGB | ok | 2023-10-16 | 2023-10-17 |  | 1036965 | 1036965 |  |  |  | ERSA | M | 4075 | 1534207GZPCLNT100 | PAC |  | CLAMP,PIPE REPR;BBJ CHANNEL CLAM,8002733 | CLAMP,PIPE REPR;BBJ CHANNEL CLAM,8002733 | CLAMP,PIPE REPR;ADDITIONAL FEATURES:BBJ CHANNEL CLAM,8002733 |  |  |  |  | 1068155 @@ REECE PTY LTD | 8002733 | [12 empty] | REECE PTY LTD | 8002733 | [16 empty] | https://www.reece.com.au/product/bbj-pipe-clamp-76mm-pe5-76p-8002733?query=8002733 | [9 empty] | Enriched | 40173800 Pipe repair clamps |  | SIZE:32 WDX2.5 THK MM | CLAMP | PIPE REPAIR | TYPE | CHANNEL | PIPE SIZE | 76 MM | LENGTH |  | MATERIAL |  | COATING/FINISH |  | LINER MATERIAL |  | PRESSURE RATING |  | TEMPERATURE RATING |  | HAZARD CLASS |  | CERTIFICATION/STANDARD | [53 empty] | Production Completed
STP_009 - Lot7 | Data Enrichment | NGB | ok | 2023-10-16 | 2023-10-17 |  | 1050543 | 1050543 |  |  |  | ERSA | M | 4090 | 1575208GZPCLNT100 | EA |  | CLAMP,PIPE REPR;SS,255-265 X 300 | ABRAZADERA REPA TUBO; | CLAMP,PIPE REPAIR;MATERIAL:SS,ADDITIONAL FEATURES EN:255-265 X 300 | ABRAZADERA REPARACION TUBO; |  |  |  | 1068205 @@ BUTLER AGENCIES PTY LTD | 255-265X300 | [10 empty] | BUTLER AGENCIES PTY LTD | 255-265X300 | [18 empty] | URL Not Found | [9 empty] | Cleansed | 40173804 Stainless steel pipe repair clamp |  |  | CLAMP | PIPE REPAIR | TYPE |  | PIPE SIZE |  | LENGTH |  | MATERIAL | STAINLESS STEEL | COATING/FINISH |  | LINER MATERIAL |  | PRESSURE RATING |  | TEMPERATURE RATING |  | HAZARD CLASS |  | CERTIFICATION/STANDARD | [53 empty] | Production Completed
STP_009 - Lot7 | Data Enrichment | NGB | ok | 2023-10-16 | 2023-10-17 |  | 1055890 | 1055890 |  |  |  | ERSA | M | 4075 | 1609449GZPCLNT100 | EA |  | CLAMP,PIPE REPR;6 IN,DRW:100-C6-0393 | ABRAZADERA REPA TUBO; | CLAMP,PIPE REPAIR;PIPE SIZE:6 IN,MATERIAL:,ADDITIONAL FEATURES EN:DRW:100-C6-0393,WETFILL | ABRAZADERA REPARACION TUBO; |  |  |  | 1069720 @@ MAATTA ENGINEERING | ME0702 | [10 empty] | MAATTA ENGINEERING | ME0702 | [18 empty] | URL Not Found | [9 empty] | Cleansed | 40173800 Pipe repair clamps | DRW:100-C6-0393,WETFILL |  | CLAMP | PIPE REPAIR | TYPE |  | PIPE SIZE |  | LENGTH |  | MATERIAL |  | COATING/FINISH |  | LINER MATERIAL |  | PRESSURE RATING |  | TEMPERATURE RATING |  | HAZARD CLASS |  | CERTIFICATION/STANDARD | [53 empty] | Production Completed
STP_009 - Lot7 | Data Enrichment | NGB | ok | 2023-10-16 | 2023-10-17 |  | 1056748 | 1056748 |  |  |  | ERSA | M | 2200 | 1615177GZPCLNT100 | EA |  | CLAMP;DURA CLAMP,70-90 MM,SS | ABRAZADERA; | CLAMP;TYPE:DURA CLAMP,CAPACITY:,SIZE:70-90 MM,MATERIAL:STAINLESS STEEL | ABRAZADERA; |  |  |  | 1068155 @@ REECE PTY LTD | 505257 | [12 empty] | REECE PTY LTD | 505257 | [16 empty] | https://www.reece.com.au/product/dura-hose-clamp-stainless-steel-70-90mm-505257?query=505257 | [9 empty] | Cleansed | 31162906 Hose or pipe clamps | BRAND:DURA |  | CLAMP | HOSE | TYPE |  | HOSE SIZE | 70 TO 90 MM | WIDTH |  | LOAD CAPACITY |  | MOUNTING SIZE |  | MATERIAL | STAINLESS STEEL 304 | MATERIAL SPECIFICATION |  | COATING/FINISH |  | PRESSURE RATING |  | TEMPERATURE RATING |  | FASTENING DEVICE TYPE |  | HAZARD CLASS |  | CERTIFICATION/STANDARD | [47 empty] | Production Completed
STP_009 - Lot7 | Data Enrichment | NGB | ok | 2023-10-16 | 2023-10-17 |  | 1059163 | 1059163 |  |  |  | ERSA | M | 4075 | 1608661GZPCLNT100 | EA |  | CLAMP,PIPE REPR;DURA,87-93 MM,LG 150 MM | ABRAZADERA REPA TUBO;,LG | CLAMP,PIPE REPAIR;TYPE:DURA,PIPE SIZE:87-93 MM,LENGTH:150 MM,MATERIAL:STAINLESS STEEL,PRESSURE RATING:1600 KPA,ADDITIONAL FEATURES EN:SUITS PIPE SIZE:80 MM | ABRAZADERA REPARACION TUBO; |  |  |  | 1068155 @@ REECE PTY LTD | 1114202 | [12 empty] | REECE PTY LTD | 1114202 | [16 empty] | https://www.reece.com.au/product/dura-stainless-steel-repair-clamp-87-93-80mm-x-1114202 | [9 empty] | Cleansed | 40173804 Stainless steel pipe repair clamp | BRAND:DURA,FOR 80 MM PIPE |  | CLAMP | PIPE REPAIR | TYPE |  | PIPE SIZE | 87 TO 93 MM | LENGTH | 150 MM | MATERIAL | STAINLESS STEEL | COATING/FINISH |  | LINER MATERIAL |  | PRESSURE RATING | 1600 KPA | TEMPERATURE RATING |  | HAZARD CLASS |  | CERTIFICATION/STANDARD | [53 empty] | Production Completed
STP_009 - Lot7 | Data Enrichment | NGB | ok | 2023-10-16 | 2023-10-17 |  | 1059164 | 1059164 |  |  |  | ERSA | M | 4075 | 1608662GZPCLNT100 | EA |  | CLAMP,PIPE REPR;DURA,95-104 MM,LG 200 MM | ABRAZADERA REPA TUBO;,LG | CLAMP,PIPE REPAIR;TYPE:DURA,PIPE SIZE:95-104 MM,LENGTH:200 MM,MATERIAL:STAINLESS STEEL,PRESSURE RATING:1600 KPA,ADDITIONAL FEATURES EN:SUITS PIPE SIZE:80 MM | ABRAZADERA REPARACION TUBO; |  |  |  | 1068155 @@ REECE PTY LTD | 1114203 | [12 empty] | REECE PTY LTD | 1114203 | [16 empty] | https://www.reece.com.au/product/dura-stainless-steel-repair-clamp-95-104-1114203?query=1114203 | [9 empty] | Cleansed | 40173804 Stainless steel pipe repair clamp | BRAND:DURA,FOR 80 MM PIPE |  | CLAMP | PIPE REPAIR | TYPE |  | PIPE SIZE | 95 TO 104 MM | LENGTH | 200 MM | MATERIAL | STAINLESS STEEL | COATING/FINISH |  | LINER MATERIAL |  | PRESSURE RATING | 1600 KPA | TEMPERATURE RATING |  | HAZARD CLASS |  | CERTIFICATION/STANDARD | [53 empty] | Production Completed
STP_009 - Lot7 | Data Enrichment | NGB | ok | 2023-10-16 | 2023-10-17 |  | 1059165 | 1059165 |  |  |  | ERSA | M | 4075 | 1608663GZPCLNT100 | EA |  | CLAMP,PIPE REPR;DURA,121-130 MM,SS | ABRAZADERA REPA TUBO;,LG | CLAMP,PIPE REPAIR;TYPE:DURA,PIPE SIZE:121-130 MM,LENGTH:200 MM,MATERIAL:STAINLESS STEEL,PRESSURE RATING:1600 KPA,ADDITIONAL FEATURES EN:SUITS PIPE SIZE:100 MM | ABRAZADERA REPARACION TUBO; |  |  |  | 1068155 @@ REECE PTY LTD | 1114205 | [12 empty] | REECE PTY LTD | 1114205 | [16 empty] | https://www.reece.com.au/product/dura-stainless-steel-repair-clamp-121-130-1114205?query=1114205 | [9 empty] | Cleansed | 40173804 Stainless steel pipe repair clamp | BRAND:DURA,FOR 100 MM PIPE |  | CLAMP | PIPE REPAIR | TYPE |  | PIPE SIZE | 121 TO 130 MM | LENGTH | 200 MM | MATERIAL | STAINLESS STEEL | COATING/FINISH |  | LINER MATERIAL |  | PRESSURE RATING | 1600 KPA | TEMPERATURE RATING |  | HAZARD CLASS |  | CERTIFICATION/STANDARD | [53 empty] | Production Completed
STP_009 - Lot7 | Data Enrichment | NGB | ok | 2023-10-16 | 2023-10-17 |  | 1059166 | 1059166 |  |  |  | ERSA | M | 4075 | 1608664GZPCLNT100 | EA |  | CLAMP,PIPE REPR;DURA,150-161 MM,SS | ABRAZADERA REPA TUBO;,LG | CLAMP,PIPE REPAIR;TYPE:DURA,PIPE SIZE:150-161 MM,LENGTH:200 MM,MATERIAL:STAINLESS STEEL,PRESSURE RATING:1600 KPA,ADDITIONAL FEATURES EN:SUITS PIPE SIZE:150 MM | ABRAZADERA REPARACION TUBO; |  |  |  | 1068155 @@ REECE PTY LTD | 1114206 | [12 empty] | REECE PTY LTD | 1114206 | [16 empty] | https://www.reece.com.au/product/dura-stainless-steel-repair-clamp-150-161-1114206?query=1114206 | [9 empty] | Cleansed | 40173804 Stainless steel pipe repair clamp | BRAND:DURA,FOR 150 MM PIPE |  | CLAMP | PIPE REPAIR | TYPE |  | PIPE SIZE | 150 TO 161 MM | LENGTH | 200 MM | MATERIAL | STAINLESS STEEL | COATING/FINISH |  | LINER MATERIAL |  | PRESSURE RATING | 1600 KPA | TEMPERATURE RATING |  | HAZARD CLASS |  | CERTIFICATION/STANDARD | [53 empty] | Production Completed
STP_009 - Lot7 | Data Enrichment | NGB | ok | 2023-10-16 | 2023-10-17 |  | 1059167 | 1059167 |  |  |  | ERSA | M | 4075 | 1608665GZPCLNT100 | EA |  | CLAMP,PIPE REPR;DURA,174-183 MM,SS | ABRAZADERA REPA TUBO;,LG | CLAMP,PIPE REPAIR;TYPE:DURA,PIPE SIZE:174-183 MM,LENGTH:150 MM,MATERIAL:STAINLESS STEEL,PRESSURE RATING:1600 KPA,ADDITIONAL FEATURES EN:SUITS PIPE SIZE:150 MM | ABRAZADERA REPARACION TUBO; |  |  |  | 1068155 @@ REECE PTY LTD | 1114207 | [12 empty] | REECE PTY LTD | 1114207 | [16 empty] | https://www.reece.com.au/product/dura-stainless-steel-repair-clamp-174-183-1114207?query=1114207 | [9 empty] | Cleansed | 40173804 Stainless steel pipe repair clamp | BRAND:DURA,FOR 150 MM PIPE |  | CLAMP | PIPE REPAIR | TYPE |  | PIPE SIZE | 174 TO 183 MM | LENGTH | 150 MM | MATERIAL | STAINLESS STEEL | COATING/FINISH |  | LINER MATERIAL |  | PRESSURE RATING | 1600 KPA | TEMPERATURE RATING |  | HAZARD CLASS |  | CERTIFICATION/STANDARD | [53 empty] | Production Completed
STP_009 - Lot7 | Data Enrichment | NGB | ok | 2023-10-16 | 2023-10-17 |  | 1059168 | 1059168 |  |  |  | ERSA | M | 4075 | 1608666GZPCLNT100 | EA |  | CLAMP,PIPE REPR;DURA,218-228 MM,SS | ABRAZADERA REPA TUBO;,LG | CLAMP,PIPE REPAIR;TYPE:DURA,PIPE SIZE:218-228 MM,LENGTH:200 MM,MATERIAL:STAINLESS STEEL,PRESSURE RATING:1600 KPA,ADDITIONAL FEATURES EN:SUITS PIPE SIZE:200 MM | ABRAZADERA REPARACION TUBO; |  |  |  | 1068155 @@ REECE PTY LTD | 1114208 | [12 empty] | REECE PTY LTD | 1114208 | [16 empty] | https://www.reece.com.au/product/dura-stainless-steel-repair-clamp-218-228-1114208?query=1114208 | [9 empty] | Cleansed | 40173804 Stainless steel pipe repair clamp | BRAND:DURA,FOR 200 MM PIPE |  | CLAMP | PIPE REPAIR | TYPE |  | PIPE SIZE | 218 TO 228 MM | LENGTH | 200 MM | MATERIAL | STAINLESS STEEL | COATING/FINISH |  | LINER MATERIAL |  | PRESSURE RATING | 1600 KPA | TEMPERATURE RATING |  | HAZARD CLASS |  | CERTIFICATION/STANDARD | [53 empty] | Production Completed
STP_009 - Lot7 | Data Enrichment | NGB | ok | 2023-10-16 | 2023-10-17 |  | 1059169 | 1059169 |  |  |  | ERSA | M | 4075 | 1608667GZPCLNT100 | EA |  | CLAMP,PIPE REPR;DURA,229-238 MM,SS | ABRAZADERA REPA TUBO;,LG | CLAMP,PIPE REPAIR;TYPE:DURA,PIPE SIZE:229-238 MM,LENGTH:200 MM,MATERIAL:STAINLESS STEEL,PRESSURE RATING:1600 KPA,ADDITIONAL FEATURES EN:SUITS PIPE SIZE:200 MM | ABRAZADERA REPARACION TUBO; |  |  |  | 1068155 @@ REECE PTY LTD | 1114209 | [12 empty] | REECE PTY LTD | 1114209 | [16 empty] | https://www.reece.com.au/product/dura-stainless-steel-repair-clamp-229-238-1114209?query=1114209 | [9 empty] | Cleansed | 40173804 Stainless steel pipe repair clamp | BRAND:DURA,FOR 200 MM PIPE |  | CLAMP | PIPE REPAIR | TYPE |  | PIPE SIZE | 229 TO 238 MM | LENGTH | 200 MM | MATERIAL | STAINLESS STEEL | COATING/FINISH |  | LINER MATERIAL |  | PRESSURE RATING | 1600 KPA | TEMPERATURE RATING |  | HAZARD CLASS |  | CERTIFICATION/STANDARD | [53 empty] | Production Completed
STP_009 - Lot7 | Data Enrichment | NGB | ok | 2023-10-16 | 2023-10-17 |  | 1059170 | 1059170 |  |  |  | ERSA | M | 4075 | 1608668GZPCLNT100 | EA |  | CLAMP,PIPE REPR;DURA,255-265 MM,SS | ABRAZADERA REPA TUBO;,LG | CLAMP,PIPE REPAIR;TYPE:DURA,PIPE SIZE:255-265 MM,LENGTH:300 MM,MATERIAL:STAINLESS STEEL,PRESSURE RATING:1600 KPA,ADDITIONAL FEATURES EN:SUITS PIPE SIZE:225 MM | ABRAZADERA REPARACION TUBO; |  |  |  | 1068155 @@ REECE PTY LTD | 1114210 | [12 empty] | REECE PTY LTD | 1114210 | [16 empty] | https://www.reece.com.au/product/dura-stainless-steel-repair-clamp-255-265-1114210?query=1114210 | [9 empty] | Cleansed | 40173804 Stainless steel pipe repair clamp | BRAND:DURA,FOR 225 MM PIPE |  | CLAMP | PIPE REPAIR | TYPE |  | PIPE SIZE | 255 TO 265 MM | LENGTH | 300 MM | MATERIAL | STAINLESS STEEL | COATING/FINISH |  | LINER MATERIAL |  | PRESSURE RATING | 1600 KPA | TEMPERATURE RATING |  | HAZARD CLASS |  | CERTIFICATION/STANDARD | [53 empty] | Production Completed
STP_009 - Lot7 | Data Enrichment | NGB | ok | 2023-10-16 | 2023-10-17 |  | 1059171 | 1059171 |  |  |  | ERSA | M | 4075 | 1608669GZPCLNT100 | EA |  | CLAMP,PIPE REPR;DURA,281-290 MM,SS | ABRAZADERA REPA TUBO;,LG | CLAMP,PIPE REPAIR;TYPE:DURA,PIPE SIZE:281-290 MM,LENGTH:300 MM,MATERIAL:STAINLESS STEEL,PRESSURE RATING:1600 KPA,ADDITIONAL FEATURES EN:SUITS PIPE SIZE:250 MM | ABRAZADERA REPARACION TUBO; |  |  |  | 1068155 @@ REECE PTY LTD | 1114211 | [12 empty] | REECE PTY LTD | 1114211 | [16 empty] | https://www.reece.com.au/product/dura-stainless-steel-repair-clamp-281-290-1114211?query=1114211 | [9 empty] | Cleansed | 40173804 Stainless steel pipe repair clamp | BRAND:DURA,FOR 250 MM PIPE |  | CLAMP | PIPE REPAIR | TYPE |  | PIPE SIZE | 281 TO 290 MM | LENGTH | 300 MM | MATERIAL | STAINLESS STEEL | COATING/FINISH |  | LINER MATERIAL |  | PRESSURE RATING | 1600 KPA | TEMPERATURE RATING |  | HAZARD CLASS |  | CERTIFICATION/STANDARD | [53 empty] | Production Completed
STP_009 - Lot7 | Data Enrichment | NGB | ok | 2023-10-16 | 2023-10-17 |  | 1059172 | 1059172 |  |  |  | ERSA | M | 4075 | 1608670GZPCLNT100 | EA |  | CLAMP,PIPE REPR;DURA,343-355 MM,SS | ABRAZADERA REPA TUBO;,LG | CLAMP,PIPE REPAIR;TYPE:DURA,PIPE SIZE:343-355 MM,LENGTH:400 MM,MATERIAL:STAINLESS STEEL,PRESSURE RATING:1600 KPA,ADDITIONAL FEATURES EN:SUITS PIPE SIZE:300 MM | ABRAZADERA REPARACION TUBO; |  |  |  | 1068155 @@ REECE PTY LTD | 1114212 | [12 empty] | REECE PTY LTD | 1114212 | [16 empty] | https://www.reece.com.au/product/dura-stainless-steel-repair-clamp-343-355-1114212?query=1114212 | [9 empty] | Cleansed | 40173804 Stainless steel pipe repair clamp | BRAND:DURA,FOR 300 MM PIPE |  | CLAMP | PIPE REPAIR | TYPE |  | PIPE SIZE | 343 TO 355 MM | LENGTH | 400 MM | MATERIAL | STAINLESS STEEL | COATING/FINISH |  | LINER MATERIAL |  | PRESSURE RATING | 1600 KPA | TEMPERATURE RATING |  | HAZARD CLASS |  | CERTIFICATION/STANDARD | [53 empty] | Production Completed
STP_009 - Lot7 | Data Enrichment | NGB | ok | 2023-10-16 | 2023-10-17 |  | 1059173 | 1059173 |  |  |  | ERSA | M | 4075 | 1608671GZPCLNT100 | EA |  | CLAMP,PIPE REPR;DURA,167-176 MM,SS | ABRAZADERA REPA TUBO;,LG | CLAMP,PIPE REPAIR;TYPE:DURA,PIPE SIZE:167-176 MM,LENGTH:200 MM,MATERIAL:STAINLESS STEEL,PRESSURE RATING:1600 KPA,ADDITIONAL FEATURES EN:SUITS PIPE SIZE:150 MM | ABRAZADERA REPARACION TUBO; |  |  |  | 1068155 @@ REECE PTY LTD | 1114213 | [12 empty] | REECE PTY LTD | 1114213 | [16 empty] | https://www.reece.com.au/product/dura-stainless-steel-repair-clamp-167-176-1114213?query=1114213 | [9 empty] | Cleansed | 40173804 Stainless steel pipe repair clamp | BRAND:DURA,FOR 150 MM PIPE |  | CLAMP | PIPE REPAIR | TYPE |  | PIPE SIZE | 167 TO 176 MM | LENGTH | 200 MM | MATERIAL | STAINLESS STEEL | COATING/FINISH |  | LINER MATERIAL |  | PRESSURE RATING | 1600 KPA | TEMPERATURE RATING |  | HAZARD CLASS |  | CERTIFICATION/STANDARD | [53 empty] | Production Completed
STP_009 - Lot7 | Data Enrichment | NGB | ok | 2023-10-16 | 2023-10-17 |  | 1059355 | 1059355 |  |  |  | ERSA | M | 2210 | 1613749GZPCLNT100 | EA |  | CLAMP,PIPE REPR;32 MM,PE,FULL CIRCLE | ABRAZADERA REPA TUBO; | CLAMP,PIPE REPAIR;PIPE SIZE:32 MM,MATERIAL:POLYETHYLENE,ADDITIONAL FEATURES EN:FULL CIRCLE | ABRAZADERA REPARACION TUBO; |  |  |  | 1068205 @@ BUTLER AGENCIES PTY LTD | SJPE032X075 | [10 empty] | BUTLER AGENCIES PTY LTD | SJPE032X075 | [18 empty] | URL Not Found | [9 empty] | Cleansed | 40173800 Pipe repair clamps |  |  | CLAMP | PIPE REPAIR | TYPE | FULL CIRCLE | PIPE SIZE | 32 MM | LENGTH |  | MATERIAL | POLYETHYLENE | COATING/FINISH |  | LINER MATERIAL |  | PRESSURE RATING |  | TEMPERATURE RATING |  | HAZARD CLASS |  | CERTIFICATION/STANDARD | [53 empty] | Production Completed
STP_009 - Lot7 | Data Enrichment | NGB | ok | 2023-10-16 | 2023-10-17 | Processed based on Websource, Conflict w.r.t Input | 1059449 | 1059449 |  |  |  | ERSA | M | 2200 | 1614046GZPCLNT100 | EA |  | CLAMP;SADDLE CLIP,25 MM,GS,GALVANISED | ABRAZADERA; | CLAMP;TYPE:SADDLE CLIP,CAPACITY:,SIZE:25 MM,MATERIAL:GALVANISED STEEL,ADDITIONAL FEATURES EN:GALVANISED,UNCOATED | ABRAZADERA; |  |  |  | 1068155 @@ REECE PTY LTD | 540027 | [12 empty] | REECE PTY LTD | 540027 | [16 empty] | https://www.reece.com.au/product/silverback-galvanised-pipe-saddle-clip-25mm-540027?query=540027 | [9 empty] | Enriched | 31163200 Retaining hardware | PIPE SIZE:25 MM,FINISH/COATING:UNCOATED |  | CLIP | NO MODIFIER | TYPE | PIPE SADDLE | SIZE | 22 WDX35 HTX1.2 THK MM | MATERIAL | STEEL SILVERBACK GALVANISED | HAZARD CLASS |  | CERTIFICATION/STANDARD | [63 empty] | Production Completed
STP_009 - Lot7 | Data Enrichment | NGB | ok | 2023-10-16 | 2023-10-17 |  | 1060028 | 1060028 |  |  |  | ERSA | M | 2200 | 1613712GZPCLNT100 | EA |  | CLAMP,PIPE REPR;75-80 MM,LG 200 MM,SS | ABRAZADERA REPA TUBO;,LG | CLAMP,PIPE REPAIR;PIPE SIZE:75-80 MM,LENGTH:200 MM,MATERIAL:STAINLESS STEEL,ADDITIONAL FEATURES EN:PIPE REPAIR CLAMP 075-080 X 200 SS | ABRAZADERA REPARACION TUBO; |  |  |  | 1068205 @@ BUTLER AGENCIES PTY LTD | 75-080X200 | 1068343 @@ UNDERGROUND ROCKDRILL WA | 1613712 | [8 empty] | BUTLER AGENCIES PTY LTD | 75-080X200 |  |  | UNDERGROUND ROCKDRILL WA | 1613712 | [14 empty] | URL Not Found | [9 empty] | Cleansed | 40173804 Stainless steel pipe repair clamp |  |  | CLAMP | PIPE REPAIR | TYPE |  | PIPE SIZE | 75 TO 80 MM | LENGTH | 200 MM | MATERIAL | STAINLESS STEEL | COATING/FINISH |  | LINER MATERIAL |  | PRESSURE RATING |  | TEMPERATURE RATING |  | HAZARD CLASS |  | CERTIFICATION/STANDARD | [53 empty] | Production Completed
STP_009 - Lot7 | Data Enrichment | NGB | ok | 2023-10-16 | 2023-10-17 |  | 1060029 | 1060029 |  |  |  | ERSA | M | 2210 | 1613713GZPCLNT100 | EA |  | CLAMP,PIPE REPR;FULL CIRCLE,25 MM,PE | ABRAZADERA REPA TUBO; | CLAMP,PIPE REPAIR;TYPE:FULL CIRCLE,PIPE SIZE:25 MM,MATERIAL:POLYETHYLENE,ADDITIONAL FEATURES EN:PIPE REPAIR CLAMP 25MM PE FULL CIRCLE | ABRAZADERA REPARACION TUBO; |  |  |  | 1068205 @@ BUTLER AGENCIES PTY LTD | SJPE025X75 | [10 empty] | BUTLER AGENCIES PTY LTD | SJPE025X75 | [18 empty] | URL Not Found | [9 empty] | Cleansed | 40173800 Pipe repair clamps |  |  | CLAMP | PIPE REPAIR | TYPE | FULL CIRCLE | PIPE SIZE | 25 MM | LENGTH |  | MATERIAL | POLYETHYLENE | COATING/FINISH |  | LINER MATERIAL |  | PRESSURE RATING |  | TEMPERATURE RATING |  | HAZARD CLASS |  | CERTIFICATION/STANDARD | [53 empty] | Production Completed
STP_009 - Lot7 | Data Enrichment | NGB | ok | 2023-10-16 | 2023-10-16 |  | 1067997 | 1067997 |  |  |  | ERSA | M | 5910 | 1351131GZPCLNT100 | EA |  | CLAMP;HOSE;TOYOTA LANDCRUISER; | CLAMP;HOSE;TOYOTA LANDCRUISER; | CLAMP,HOSE: CLAMP;HOSE;TOYOTA LANDCRUISER; |  |  |  |  | 1068114 @@ BELL & MOIR - PARTS ORDERS ONLY | 1351131 | [10 empty] | BELL & MOIR | 1351131 | [18 empty] | URL Not Found |  |  | LAND CRUISER | TOYOTA | [5 empty] | Cleansed | 31162906 Hose or pipe clamps |  |  | CLAMP | HOSE | TYPE |  | HOSE SIZE |  | WIDTH |  | LOAD CAPACITY |  | MOUNTING SIZE |  | MATERIAL |  | MATERIAL SPECIFICATION |  | COATING/FINISH |  | PRESSURE RATING |  | TEMPERATURE RATING |  | FASTENING DEVICE TYPE |  | HAZARD CLASS |  | CERTIFICATION/STANDARD | [47 empty] | Production Completed
STP_009 - Lot7 | Data Enrichment | NGB | ok | 2023-10-16 | 2023-10-16 |  | 1068314 | 1068314 | 1351129 | AU_QM_000135344 |  | ERSA | M | 5910 | 1351129GZPCLNT100 | EA |  | CLAMP;HOSE;TOYOTA LANDCRUISER; | CLAMP;HOSE;TOYOTA LANDCRUISER; | CLAMP,HOSE: CLAMP;HOSE;TOYOTA LANDCRUISER; |  | CLAMP,HOSE: CLAMP;HOSE;TOYOTA LANDCRUISER; |  |  | 1068114 @@ BELL & MOIR - PARTS ORDERS ONLY | 1351129 | [10 empty] | BELL & MOIR | 1351129 | [18 empty] | URL Not Found |  |  | LAND CRUISER | TOYOTA | [5 empty] | Cleansed | 31162906 Hose or pipe clamps |  |  | CLAMP | HOSE | TYPE |  | HOSE SIZE |  | WIDTH |  | LOAD CAPACITY |  | MOUNTING SIZE |  | MATERIAL |  | MATERIAL SPECIFICATION |  | COATING/FINISH |  | PRESSURE RATING |  | TEMPERATURE RATING |  | FASTENING DEVICE TYPE |  | HAZARD CLASS |  | CERTIFICATION/STANDARD | [47 empty] | Production Completed
STP_009 - Lot7 | Data Enrichment | NGB | ok | 2023-10-16 | 2023-10-16 |  | 1068338 | 1068338 |  |  |  | ERSA | M | 5910 | 1351130GZPCLNT100 | EA |  | CLAMP;HOSE;TOYOTA LANDCRUISER; | CLAMP;HOSE;TOYOTA LANDCRUISER; | CLAMP,HOSE: CLAMP;HOSE;TOYOTA LANDCRUISER; |  |  |  |  | 1068114 @@ BELL & MOIR - PARTS ORDERS ONLY | 9046722011 | [12 empty] | TOYOTA | 90467-22011 | BELL & MOIR | [15 empty] | https://toyotaparts.bochtoyotasouth.com/oem-parts/toyota-2001-2003-toyota-prius-hose-clamp-9046722011?c=az0x |  |  | LAND CRUISER | TOYOTA | [5 empty] | Cleansed | 31162906 Hose or pipe clamps |  |  | CLAMP | HOSE | TYPE |  | HOSE SIZE |  | WIDTH |  | LOAD CAPACITY |  | MOUNTING SIZE |  | MATERIAL |  | MATERIAL SPECIFICATION |  | COATING/FINISH |  | PRESSURE RATING |  | TEMPERATURE RATING |  | FASTENING DEVICE TYPE |  | HAZARD CLASS |  | CERTIFICATION/STANDARD | [47 empty] | Production Completed
STP_009 - Lot7 | Data Enrichment | NGB | ok | 2023-10-16 | 2023-10-16 |  | 1069864 | 1069864 | 1457839 | AU_QM_001308873 |  | ERSA | M | 5910 | 1457839GZPCLNT100 | EA |  | CLAMP,HSE;3 IN | CLAMP,HSE;3 IN | CLAMP,HOSE;MNFR:NORMET,PTNO:100001375,ADDITIONAL FEATURES EN:HOSE SIZE:3 IN |  | CLAMP,HOSE: 3IN CLAMP; |  |  | 1068143 @@ NORMET ASIA PACIFIC PTY LTD | 100001375 | [10 empty] | NORMET ASIA PACIFIC PTY LTD | 100001375 | [18 empty] | URL Not Found | [9 empty] | Cleansed | 31162906 Hose or pipe clamps |  |  | CLAMP | HOSE | TYPE |  | HOSE SIZE | 3 IN | WIDTH |  | LOAD CAPACITY |  | MOUNTING SIZE |  | MATERIAL |  | MATERIAL SPECIFICATION |  | COATING/FINISH |  | PRESSURE RATING |  | TEMPERATURE RATING |  | FASTENING DEVICE TYPE |  | HAZARD CLASS |  | CERTIFICATION/STANDARD | [47 empty] | Production Completed
STP_009 - Lot7 | Data Enrichment | NGB | ok | 2023-10-16 | 2023-10-16 |  | 1069865 | 1069865 | 1457840 | AU_QM_001308881 |  | ERSA | M | 5910 | 1457840GZPCLNT100 | EA |  | CLAMP,HSE;4 IN | CLAMP,HSE;4 IN | CLAMP,HOSE;MNFR:NORMET,PTNO:100001356,ADDITIONAL FEATURES EN:HOSE SIZE:4 IN |  | CLAMP,HOSE: 4IN CLAMP; |  |  | 1068143 @@ NORMET ASIA PACIFIC PTY LTD | 100001356 | [10 empty] | NORMET ASIA PACIFIC PTY LTD | 100001356 | [18 empty] | URL Not Found | [9 empty] | Cleansed | 31162906 Hose or pipe clamps |  |  | CLAMP | HOSE | TYPE |  | HOSE SIZE | 4 IN | WIDTH |  | LOAD CAPACITY |  | MOUNTING SIZE |  | MATERIAL |  | MATERIAL SPECIFICATION |  | COATING/FINISH |  | PRESSURE RATING |  | TEMPERATURE RATING |  | FASTENING DEVICE TYPE |  | HAZARD CLASS |  | CERTIFICATION/STANDARD | [47 empty] | Production Completed
STP_009 - Lot7 | Data Enrichment | NGB | ok | 2023-10-16 | 2023-10-16 |  | 1069866 | 1069866 | 1457841 | AU_QM_001308899 |  | ERSA | M | 5910 | 1457841GZPCLNT100 | EA |  | CLAMP,HSE;5 IN | CLAMP,HSE;5 IN | CLAMP,HOSE;MNFR:NORMET,PTNO:100001354,ADDITIONAL FEATURES EN:HOSE SIZE:5 IN |  | CLAMP,HOSE: 5IN CLAMP; |  |  | 1068143 @@ NORMET ASIA PACIFIC PTY LTD | 100001354 | [10 empty] | NORMET ASIA PACIFIC PTY LTD | 100001354 | [18 empty] | URL Not Found | [9 empty] | Cleansed | 31162906 Hose or pipe clamps |  |  | CLAMP | HOSE | TYPE |  | HOSE SIZE | 5 IN | WIDTH |  | LOAD CAPACITY |  | MOUNTING SIZE |  | MATERIAL |  | MATERIAL SPECIFICATION |  | COATING/FINISH |  | PRESSURE RATING |  | TEMPERATURE RATING |  | FASTENING DEVICE TYPE |  | HAZARD CLASS |  | CERTIFICATION/STANDARD | [47 empty] | Production Completed
STP_009 - Lot7 | Data Enrichment | NGB | ok | 2023-10-16 | 2023-10-16 |  | 1070773 | 1070773 | 1446393 | AU_QM_001037639 |  | ERSA | M | 5910 | 1446393GZPCLNT100 | EA | 3000012 | CLAMP,HSE;SM | CLAMP,HSE;SM | CLAMP,HOSE;ADDITIONAL FEATURES EN:SMALL,MNFR:TOYOTA,PTNO:H19,MNFR:01)BELLMOIR,PTNO:01)H19 |  | CLAMP,HOSE: HOSE CLAMP (SMALL) | TOYOTA | H19 | 1071809 @@ ASHDOWN ENTERPRISES | RMHC4 | 1068087 @@ ASHDOWN INGRAM | RMHC4 | 1068114 @@ BELL & MOIR - PARTS ORDERS ONLY | H19 | [6 empty] | TOYOTA | H19 |  |  | ASHDOWN ENTERPRISES | RMHC4 | ASHDOWN INGRAM | RMHC4 | BELL & MOIR | H19 | [10 empty] | URL Not Found | [9 empty] | Cleansed | 31162906 Hose or pipe clamps |  |  | CLAMP | HOSE | TYPE |  | HOSE SIZE |  | WIDTH |  | LOAD CAPACITY |  | MOUNTING SIZE |  | MATERIAL |  | MATERIAL SPECIFICATION |  | COATING/FINISH |  | PRESSURE RATING |  | TEMPERATURE RATING |  | FASTENING DEVICE TYPE |  | HAZARD CLASS |  | CERTIFICATION/STANDARD | [47 empty] | Production Completed
STP_009 - Lot7 | Data Enrichment | NGB | ok | 2023-10-16 | 2023-10-16 |  | 1070774 | 1070774 | 1446392 | AU_QM_001037621 |  | ERSA | M | 5910 | 1446392GZPCLNT100 | EA | 3000012 | CLAMP,HSE;MED | CLAMP,HSE;MED | CLAMP,HOSE;ADDITIONAL FEATURES EN:MEDIUM,MNFR:TOYOTA,PTNO:H76,MNFR:01)TOY,PTNO:01)H76 |  | CLAMP,HOSE: HOSE CLAMP (MEDIUM) | TOYOTA | H76 | 1068114 @@ BELL & MOIR - PARTS ORDERS ONLY | H76 | [10 empty] | TOYOTA | H76 |  |  | BELL & MOIR | H76 | [14 empty] | URL Not Found | [9 empty] | Cleansed | 31162906 Hose or pipe clamps |  |  | CLAMP | HOSE | TYPE |  | HOSE SIZE |  | WIDTH |  | LOAD CAPACITY |  | MOUNTING SIZE |  | MATERIAL |  | MATERIAL SPECIFICATION |  | COATING/FINISH |  | PRESSURE RATING |  | TEMPERATURE RATING |  | FASTENING DEVICE TYPE |  | HAZARD CLASS |  | CERTIFICATION/STANDARD | [47 empty] | Production Completed
STP_009 - Lot7 | Data Enrichment | NGB | ok | 2023-10-16 | 2023-10-16 |  | 1071926 | 1071926 |  |  |  | ERSA | M | 5955 | 1540988GZPCLNT100 | EA | 3000001 | CLAMP,HSE;EPI,347610300 | ABRAZADERA MANG;EPI,347610300 | CLAMP,HOSE;MNFR:EPIROC,PTNO:347610300 | ABRAZADERA MANGUERA;MNFR:EPIROC,PTNO:347610300 |  | EPIROC | 347610300 | 1068108 @@ EPIROC AUSTRALIA PTY LTD | 347610300 | [12 empty] | EPIROC | 347610300 | [16 empty] | https://expa-parts.com/epiroc/clamp/347610300/ | https://www.szpfg.com/index.php/2021/09/29/atlas-air-compressor/ | [8 empty] | Cleansed | 31162906 Hose or pipe clamps |  |  | CLAMP | HOSE | TYPE |  | HOSE SIZE |  | WIDTH |  | LOAD CAPACITY |  | MOUNTING SIZE |  | MATERIAL |  | MATERIAL SPECIFICATION |  | COATING/FINISH |  | PRESSURE RATING |  | TEMPERATURE RATING |  | FASTENING DEVICE TYPE |  | HAZARD CLASS |  | CERTIFICATION/STANDARD | [47 empty] | Production Completed
STP_009 - Lot7 | Data Enrichment | NGB | ok | 2023-10-16 | 2023-10-16 |  | 1072969 | 1072969 |  |  |  | ERSA | M | 3720 | 1574098GZPCLNT100 | EA | 3000438 | CLAMP,HSE;NRMT,54917166 | ABRAZADERA MANG;NRMT,54917166 | CLAMP,HOSE;MNFR:NORMET,PTNO:54917166 | ABRAZADERA MANGUERA;MNFR:NORMET,PTNO:54917166 |  | NORMET | 54917166 | 1068143 @@ NORMET ASIA PACIFIC PTY LTD | 54917166 | [10 empty] | NORMET ASIA PACIFIC PTY LTD | 54917166 | [18 empty] | URL Not Found | [9 empty] | Cleansed | 31162906 Hose or pipe clamps |  |  | CLAMP | HOSE | TYPE |  | HOSE SIZE |  | WIDTH |  | LOAD CAPACITY |  | MOUNTING SIZE |  | MATERIAL |  | MATERIAL SPECIFICATION |  | COATING/FINISH |  | PRESSURE RATING |  | TEMPERATURE RATING |  | FASTENING DEVICE TYPE |  | HAZARD CLASS |  | CERTIFICATION/STANDARD | [47 empty] | Production Completed
STP_009 - Lot7 | Data Enrichment | NGB | ok | 2023-10-16 | 2023-10-16 | Processed based on Websource, Conflict w.r.t Input | 1073533 | 1073533 | 1148410 | AU_QM_000147722 |  | ERSA | M | 3730 | 1148410GZPCLNT100 | EA | 3000003 | CLAMP,HSE;CAT,6K8178,BRAKE | ABRAZADERA MANG;CAT,6K8178,FRENO | CLAMP,HOSE;MNFR:CATERPILLAR,PTNO:6K8178,ADDITIONAL FEATURES EN:BRAKE | ABRAZADERA MANGUERA;MNFR:CATERPILLAR,PTNO:6K8178,CARACTERISTICAS ADICIONALES ES:FRENO | CLIP:CLIP | CATERPILLAR | 6K8178 | 1068196 @@ HASTINGS DEERING(AUSTRALIA) LTD | 6K8178 | [12 empty] | CATERPILLAR | 6K-8178 | HASTINGS DEERING(AUSTRALIA) LTD | [15 empty] | https://parts.cat.com/en/catcorp6K-8178 | [9 empty] | Enriched | 31163200 Retaining hardware |  |  | CLIP | NO MODIFIER | TYPE | LOOP | SIZE | 14.28 DIAX1.2 THK MM | MATERIAL | STEEL | HAZARD CLASS |  | CERTIFICATION/STANDARD | ANSI,ASTM,DIN,ROHS | [62 empty] | Production Completed
STP_009 - Lot7 | Data Enrichment | NGB | ok | 2023-10-16 | 2023-10-16 |  | 1073949 | 1073949 | 1086188 | AU_QM_000237130 |  | ERSA | M | 3730 | 1086188GZPCLNT100 | EA | 3000003 | CLAMP,HSE;CAT,1246257 | ABRAZADERA MANG;CAT,1246257 | CLAMP,HOSE;MNFR:CATERPILLAR,PTNO:1246257 | ABRAZADERA MANGUERA;MNFR:CATERPILLAR,PTNO:1246257 | OEM-E-LISTCLAMP;CAT,124-6257 | CATERPILLAR | 1246257 | 1068196 @@ HASTINGS DEERING(AUSTRALIA) LTD | 1246257 | [12 empty] | CATERPILLAR | 124-6257 | HASTINGS DEERING(AUSTRALIA) LTD | [15 empty] | https://parts.cat.com/en/catcorp124-6257 | [9 empty] | Enriched | 31162906 Hose or pipe clamps |  | C/W LINER | CLAMP | HOSE | TYPE | STANDARD | HOSE SIZE | 14 TO 27 MM | WIDTH | 14.3 MM | LOAD CAPACITY |  | MOUNTING SIZE |  | MATERIAL | STAINLESS STEEL | MATERIAL SPECIFICATION | 1E1541E | COATING/FINISH |  | PRESSURE RATING |  | TEMPERATURE RATING |  | FASTENING DEVICE TYPE |  | HAZARD CLASS |  | CERTIFICATION/STANDARD | [47 empty] | Production Completed
STP_009 - Lot7 | Data Enrichment | NGB | ok | 2023-10-16 | 2023-10-16 |  | 1074843 | 1074843 |  |  |  | ERSA | M | 3730 | 1092052GZPCLNT100 | EA | 3000003 | CLAMP,HSE;CAT,2094580,T-BOLT SPR,TYP 1 | ABRAZADERA MANG;CAT,2094580,RESORTE | CLAMP,HOSE;MNFR:CATERPILLAR,PTNO:2094580,ADDITIONAL FEATURES EN:T-BOLT SPRING,TYPE 1 | ABRAZADERA MANGUERA;MNFR:CATERPILLAR,PTNO:2094580,CARACTERISTICAS ADICIONALES ES:RESORTE PERNO EN T,TYPE 1 |  | CATERPILLAR | 2094580 | 1068196 @@ HASTINGS DEERING(AUSTRALIA) LTD | 2094580 | [12 empty] | CATERPILLAR | 209-4580 | HASTINGS DEERING(AUSTRALIA) LTD | [15 empty] | https://parts.cat.com/en/catcorp209-4580 | [9 empty] | Enriched | 31162906 Hose or pipe clamps |  |  | CLAMP | HOSE | TYPE | CONSTANT TENSION | HOSE SIZE | 84.1 TO 91.9 MM | WIDTH | 19 MM | LOAD CAPACITY |  | MOUNTING SIZE |  | MATERIAL | STEEL | MATERIAL SPECIFICATION |  | COATING/FINISH |  | PRESSURE RATING |  | TEMPERATURE RATING |  | FASTENING DEVICE TYPE | T-BOLT SPRING | HAZARD CLASS |  | CERTIFICATION/STANDARD | [47 empty] | Production Completed
STP_009 - Lot7 | Data Enrichment | NGB | ok | 2023-10-16 | 2023-10-16 |  | 1074978 | 1074978 |  |  |  | ERSA | M | 5910 | 1058400GZPCLNT100 | EA | 3000003 | CLAMP,HSE;CAT,8T4987 | ABRAZADERA MANG;CAT,8T4987 | CLAMP,HOSE;MNFR:CATERPILLAR,PTNO:8T4987 | ABRAZADERA MANGUERA;MNFR:CATERPILLAR,PTNO:8T4987 |  | CATERPILLAR | 8T4987 | 1068196 @@ HASTINGS DEERING(AUSTRALIA) LTD | 8T4987 | [12 empty] | CATERPILLAR | 8T-4987 | HASTINGS DEERING(AUSTRALIA) LTD | [15 empty] | https://parts.cat.com/en/catcorp8T-4987 | [9 empty] | Enriched | 31162906 Hose or pipe clamps |  | C/W LINER | CLAMP | HOSE | TYPE | CONSTANT TENSION,BELLEVILLE | HOSE SIZE | 133 TO 156 MM | WIDTH | 16 MM | LOAD CAPACITY |  | MOUNTING SIZE |  | MATERIAL | STAINLESS STEEL | MATERIAL SPECIFICATION |  | COATING/FINISH |  | PRESSURE RATING |  | TEMPERATURE RATING |  | FASTENING DEVICE TYPE | BOLT SPRING | HAZARD CLASS |  | CERTIFICATION/STANDARD | [47 empty] | Production Completed
STP_009 - Lot7 | Data Enrichment | NGB | ok | 2023-10-16 | 2023-10-16 |  | 1075432 | 1075432 | 1152556 | AU_QM_000236157 |  | ERSA | M | 3730 | 1152556GZPCLNT100 | EA | 3000003 | CLAMP,HSE;CAT,2303671,T-BOLT SPR | ABRAZADERA MANG;CAT,2303671,RESORTE | CLAMP,HOSE;MNFR:CATERPILLAR,PTNO:2303671,ADDITIONAL FEATURES EN:T-BOLT SPRING | ABRAZADERA MANGUERA;MNFR:CATERPILLAR,PTNO:2303671,CARACTERISTICAS ADICIONALES ES:RESORTE PERNO EN T | OEM-E-LISTBOLT;CAT,230-3671 | CATERPILLAR | 2303671 | 1068196 @@ HASTINGS DEERING(AUSTRALIA) LTD | 2303671 | [12 empty] | CATERPILLAR | 230-3671 | HASTINGS DEERING(AUSTRALIA) LTD | [15 empty] | https://parts.cat.com/en/catcorp230-3671 | [9 empty] | Enriched | 31162906 Hose or pipe clamps |  |  | CLAMP | HOSE | TYPE | CONSTANT TORQUE | HOSE SIZE | 112.7 TO 120.6 MM | WIDTH | 19 MM | LOAD CAPACITY |  | MOUNTING SIZE |  | MATERIAL | STEEL | MATERIAL SPECIFICATION |  | COATING/FINISH |  | PRESSURE RATING |  | TEMPERATURE RATING |  | FASTENING DEVICE TYPE | T-BOLT SPRING | HAZARD CLASS |  | CERTIFICATION/STANDARD | [47 empty] | Production Completed
STP_009 - Lot7 | Data Enrichment | NGB | ok | 2023-10-16 | 2023-10-16 |  | 1076360 | 1076360 |  |  |  | ERSA | M | 2210 | 1055452GZPCLNT100 | EA | 3000003 | CLAMP,HSE;CAT,8T4985 | CLAMP,HSE;CAT,8T4985 | CLAMP,HOSE;MNFR:CATERPILLAR,PTNO:8T4985 |  |  | CATERPILLAR | 8T4985 | 1068196 @@ HASTINGS DEERING(AUSTRALIA) LTD | 8T4985 | [12 empty] | CATERPILLAR | 8T-4985 | HASTINGS DEERING(AUSTRALIA) LTD | [15 empty] | https://parts.cat.com/en/catcorp8T-4985 | [9 empty] | Enriched | 31162906 Hose or pipe clamps |  | C/W LINER | CLAMP | HOSE | TYPE | CONSTANT TENSION,BELLEVILLE | HOSE SIZE | 83 TO 105 MM | WIDTH | 16 MM | LOAD CAPACITY |  | MOUNTING SIZE |  | MATERIAL |  | MATERIAL SPECIFICATION |  | COATING/FINISH |  | PRESSURE RATING | 50 PSI | TEMPERATURE RATING |  | FASTENING DEVICE TYPE | T-BOLT | HAZARD CLASS |  | CERTIFICATION/STANDARD | ANSI,ASTM,DIN,ROHS | [46 empty] | Production Completed
STP_009 - Lot7 | Data Enrichment | NGB | ok | 2023-10-16 | 2023-10-16 |  | 1076717 | 1076717 |  |  |  | ERSA | M | 3730 | 1048033GZPCLNT100 | EA | 3000003 | CLAMP,HSE;CAT,9M7958 | ABRAZADERA MANG;CAT,9M7958 | CLAMP,HOSE;MNFR:CATERPILLAR,PTNO:9M7958 | ABRAZADERA MANGUERA;MNFR:CATERPILLAR,PTNO:9M7958 |  | CATERPILLAR | 9M7958 | 1068196 @@ HASTINGS DEERING(AUSTRALIA) LTD | 9M7958 | [12 empty] | CATERPILLAR | 9M-7958 | HASTINGS DEERING(AUSTRALIA) LTD | [15 empty] | https://parts.cat.com/en/catcorp9M-7958 | [9 empty] | Enriched | 31162906 Hose or pipe clamps |  |  | CLAMP | HOSE | TYPE | STANDARD | HOSE SIZE | 22.2 TO 44.5 MM | WIDTH | 12.7 MM | LOAD CAPACITY |  | MOUNTING SIZE |  | MATERIAL | STEEL | MATERIAL SPECIFICATION |  | COATING/FINISH |  | PRESSURE RATING |  | TEMPERATURE RATING |  | FASTENING DEVICE TYPE | WORM DRIVE | HAZARD CLASS |  | CERTIFICATION/STANDARD | ANSI,ASTM,DIN | [46 empty] | Production Completed
STP_009 - Lot7 | Data Enrichment | NGB | ok | 2023-10-16 | 2023-10-16 |  | 1076799 | 1076799 |  |  |  | ERSA | M | 2210 | 1039378GZPCLNT100 | EA | 3000003 | CLAMP,HSE;CAT,5P0600 | CLAMP,HSE;CAT,5P0600 | CLAMP,HOSE;MNFR:CATERPILLAR,PTNO:5P0600 |  |  | CATERPILLAR | 5P0600 | 1069616 @@ HASTINGS DEERING (AUSTRALIA) P/L | 5P0600 | [12 empty] | CATERPILLAR | 5P-0600 | HASTINGS DEERING(AUSTRALIA) LTD | [15 empty] | https://parts.cat.com/en/catcorp5P-0600 | [9 empty] | Enriched | 31162906 Hose or pipe clamps |  |  | CLAMP | HOSE | TYPE | HEAVY DUTY,STANDARD | HOSE SIZE | 156 TO 229 MM | WIDTH | 15.88 MM | LOAD CAPACITY |  | MOUNTING SIZE |  | MATERIAL | STEEL | MATERIAL SPECIFICATION |  | COATING/FINISH |  | PRESSURE RATING |  | TEMPERATURE RATING |  | FASTENING DEVICE TYPE | WORM DRIVE | HAZARD CLASS |  | CERTIFICATION/STANDARD | [47 empty] | Production Completed
STP_009 - Lot7 | Data Enrichment | NGB | ok | 2023-10-16 | 2023-10-17 |  | 1082105 | 1082105 |  |  |  | ERSA | M | 5920 | 1609429GZPCLNT100 | EA | 3000011 | CLAMP;TER,12.17.0056,EXHST | ABRAZADERA;TER,12.17.0056 | CLAMP;MNFR:TEREX,PTNO:12.17.0056,ADDITIONAL FEATURES EN:EXHAUST | ABRAZADERA;MNFR:TEREX,PTNO:12.17.0056 |  | TEREX | 12.17.0056 | 1068354 @@ FINLAY SCREENING & CRUSHING | 12.17.0056 | [12 empty] | TEREX | 12.17.0056 | [16 empty] | https://www.scribd.com/document/378702370/reclaimer-parts-catalogue | [9 empty] | Cleansed | 31162900 Clamps |  |  | CLAMP | NO MODIFIER | TYPE | EXHAUST | CAPACITY |  | SIZE |  | MATERIAL |  | CLAMPING PRESSURE |  | HAZARD CLASS |  | CERTIFICATION/STANDARD | [59 empty] | Production Completed
STP_009 - Lot7 | Data Enrichment | NGB | ok | 2023-10-16 | 2023-10-17 |  | 1084911 | 1084911 |  |  |  | ERSA | M | 3770 | 1616245GZPCLNT100 | EA | 3000006 | CLAMP;KOM,07299-00120 | ABRAZADERA;KOM,07299-00120 | CLAMP;MNFR:KOMATSU MINING SYSTEMS INC.,PTNO:07299-00120 | ABRAZADERA;MNFR:KOMATSU MINING SYSTEMS INC.,PTNO:07299-00120 |  | KOMATSU MINING SYSTEMS INC. | 07299-00120 | 1068287 @@ KOMATSU AUSTRALIA PTY LTD | 07299-00120 | [12 empty] | KOMATSU AUSTRALIA PTY LTD | 07299-00120 | KOMATSU MINING SYSTEMS INC. | [15 empty] | https://my.komatsu.com.au/shop/generalparts_5637145341/5637178318_clamp%2c-hose_07299-00120 | https://k-part.777parts.org/spare/komatsu/0729-9-00120/ | [8 empty] | Cleansed | 31162906 Hose or pipe clamps |  |  | CLAMP | HOSE | TYPE |  | HOSE SIZE |  | WIDTH |  | LOAD CAPACITY |  | MOUNTING SIZE |  | MATERIAL |  | MATERIAL SPECIFICATION |  | COATING/FINISH |  | PRESSURE RATING |  | TEMPERATURE RATING |  | FASTENING DEVICE TYPE |  | HAZARD CLASS |  | CERTIFICATION/STANDARD | [47 empty] | Production Completed
STP_009 - Lot7 | Data Enrichment | NGB | ok | 2023-10-16 | 2023-10-17 |  | 1085815 | 1085815 |  |  |  | ERSA | M | 5000 | 1580665GZPCLNT100 | EA | 3000001 | CLAMP;EPI,31280034013,CLIP ON,SIMBA FEED | ABRAZADERA;EPI,31280034013 | CLAMP;MNFR:EPIROC,PTNO:31280034013,ADDITIONAL FEATURES EN:CLIP ON,SIMBA FEED BEAM L6/M7/E7/M4/M6 | ABRAZADERA;MNFR:EPIROC,PTNO:31280034013 |  | EPIROC | 31280034013 | 1068410 @@ MAINTENANCE TECHNIQUE PTY LTD | MT3128 0034 013 | [12 empty] | MAINTENANCE TECHNIQUE PTY LTD | MT3128 0034 013 | EPIROC | 31280034013 | [14 empty] | https://www.mtunderground.com/catalogue/clip-on-clamp-mt3128-0034-013-version-210701 | [9 empty] | Cleansed | 31162905 Beam clamps | SIMBA FEED L6/M7/E7/M4/M6 |  | CLAMP | BEAM | TYPE | CLIP ON | CAPACITY |  | MOUNTING LOCATION |  | MATERIAL |  | MATERIAL SPECIFICATION |  | COATING/FINISH |  | MOUNTING TYPE |  | SIZE |  | THREAD SIZE |  | HAZARD CLASS |  | CERTIFICATION/STANDARD | [51 empty] | Production Completed
STP_009 - Lot7 | Data Enrichment | NGB | ok | 2023-10-16 | 2023-10-16 |  | 1086043 | 1086043 |  |  |  | ERSA | M | 3730 | 1578474GZPCLNT100 | EA | 3000003 | CLAMP,HSE;CAT,144-0367 | ABRAZADERA MANG;CAT,144-0367 | CLAMP,HOSE;MNFR:CATERPILLAR,PTNO:144-0367 | ABRAZADERA MANGUERA;MNFR:CATERPILLAR,PTNO:144-0367 |  | CATERPILLAR | 144-0367 | 1068196 @@ HASTINGS DEERING(AUSTRALIA) LTD | 1440367 | [12 empty] | CATERPILLAR | 144-0367 | HASTINGS DEERING(AUSTRALIA) LTD | [15 empty] | https://parts.cat.com/en/catcorp144-0367 | [9 empty] | Enriched | 31162906 Hose or pipe clamps |  |  | CLAMP | HOSE | TYPE | BELLEVILLE | HOSE SIZE | 70 TO 92 MM | WIDTH | 16 MM | LOAD CAPACITY |  | MOUNTING SIZE |  | MATERIAL |  | MATERIAL SPECIFICATION | 1E2701D | COATING/FINISH |  | PRESSURE RATING |  | TEMPERATURE RATING |  | FASTENING DEVICE TYPE |  | HAZARD CLASS |  | CERTIFICATION/STANDARD | [47 empty] | Production Completed
STP_009 - Lot7 | Data Enrichment | NGB | ok | 2023-10-16 | 2023-10-17 |  | 1088552 | 1088552 |  |  |  | ERSA | M | 3750 | 1609598GZPCLNT100 | EA | 3000001 | CLAMP;EPI,0634100066,PIPE | ABRAZADERA;EPI,0634100066 | CLAMP;MNFR:EPIROC,PTNO:0634100066,ADDITIONAL FEATURES EN:PIPE | ABRAZADERA;MNFR:EPIROC,PTNO:0634100066 |  | EPIROC | 0634100066 | 1068108 @@ EPIROC AUSTRALIA PTY LTD | 634100066 | [10 empty] | EPIROC | 0634100066 | [18 empty] | URL Not Found | [9 empty] | Cleansed | 31162906 Hose or pipe clamps |  |  | CLAMP | PIPE | TYPE |  | TUBE SIZE |  | LOAD CAPACITY |  | MOUNTING SIZE |  | MATERIAL |  | MATERIAL SPECIFICATION |  | COATING/FINISH |  | PRESSURE RATING |  | TEMPERATURE RATING |  | MOUNTING TYPE |  | CERTIFICATION/STANDARD | [51 empty] | Production Completed
STP_009 - Lot7 | Data Enrichment | NGB | ok | 2023-10-16 | 2023-10-17 |  | 1092164 | 1092164 | 1380042 | AU_QM_000219515 |  | ERSA | M | 5910 | 1380042GZPCLNT100 | EA | 3000001 | CLAMP;EPI,3370 0048 01 | CLAMP;EPI,3370 0048 01 | CLAMP;MNFR:EPIROC,PTNO:3370 0048 01 |  | CLAMP;EPI,3370 0048 01CLAMP;EPI,3370 0048 01 | EPIROC | 3370 0048 01 | 1068108 @@ EPIROC AUSTRALIA PTY LTD | 3370004801 | [10 empty] | EPIROC | 3370 0048 01 | [18 empty] | URL Not Found | [9 empty] | Cleansed | 31162900 Clamps |  |  | CLAMP | NO MODIFIER | TYPE |  | CAPACITY |  | SIZE |  | MATERIAL |  | CLAMPING PRESSURE |  | HAZARD CLASS |  | CERTIFICATION/STANDARD | [59 empty] | Production Completed
STP_009 - Lot7 | Data Enrichment | NGB | ok | 2023-10-16 | 2023-10-16 |  | 1093608 | 1093608 | 1446606 | AU_QM_001040658 |  | ERSA | M | 5910 | 1446606GZPCLNT100 | EA | 3000012 | CLAMP,HSE;84-108 MM | CLAMP,HSE;84-108 MM | CLAMP,HOSE;HOSE SIZE:84-108 MM,MNFR:TOYOTA,PTNO:HS060,MNFR:01)TOY,PTNO:01)HS060 |  | CLAMP,HOSE: HOSE CLAMP 84-108MM | TOYOTA | HS060 | 1071809 @@ ASHDOWN ENTERPRISES | RHC60 | 1068087 @@ ASHDOWN INGRAM | RHC60 | 1068114 @@ BELL & MOIR - PARTS ORDERS ONLY | HS060 | [6 empty] | TOYOTA | HS060 |  |  | ASHDOWN ENTERPRISES | RHC60 | ASHDOWN INGRAM | RHC60 | BELL & MOIR | HS060 | [10 empty] | URL Not Found | [9 empty] | Cleansed | 31162906 Hose or pipe clamps |  |  | CLAMP | HOSE | TYPE |  | HOSE SIZE |  | WIDTH |  | LOAD CAPACITY |  | MOUNTING SIZE |  | MATERIAL |  | MATERIAL SPECIFICATION |  | COATING/FINISH |  | PRESSURE RATING |  | TEMPERATURE RATING |  | FASTENING DEVICE TYPE |  | HAZARD CLASS |  | CERTIFICATION/STANDARD | [47 empty] | Production Completed
STP_009 - Lot7 | Data Enrichment | NGB | ok | 2023-10-16 | 2023-10-16 |  | 1093609 | 1093609 | 1446605 | AU_QM_001040641 |  | ERSA | M | 5910 | 1446605GZPCLNT100 | EA | 3000012 | CLAMP,HSE;PEFRD,65-89 MM,STAINLESS STEEL | CLAMP,HSE;PEFRD,65-89 MM,STAINLESS STEEL | CLAMP,HOSE;TYPE:PERFORATED,HOSE SIZE:65-89 MM,MATERIAL:STAINLESS STEEL,ADDITIONAL FEATURES EN:QUANTITY 300,MNFR:TOYOTA,PTNO:HS048, MNFR:01)TOY,PTNO:01)HS048 |  | CLAMP,HOSE: HOSE CLAMP 65-89 MM | TOYOTA | HS048 | 1071809 @@ ASHDOWN ENTERPRISES | RHC48 | 1068087 @@ ASHDOWN INGRAM | RHC48 | 1068114 @@ BELL & MOIR - PARTS ORDERS ONLY | HS048P | [6 empty] | TOYOTA | HS048 |  |  | ASHDOWN ENTERPRISES | RHC48 | ASHDOWN INGRAM | RHC48 | BELL & MOIR | HS048P | [10 empty] | URL Not Found | [9 empty] | Cleansed | 31162906 Hose or pipe clamps |  |  | CLAMP | HOSE | TYPE |  | HOSE SIZE |  | WIDTH |  | LOAD CAPACITY |  | MOUNTING SIZE |  | MATERIAL |  | MATERIAL SPECIFICATION |  | COATING/FINISH |  | PRESSURE RATING |  | TEMPERATURE RATING |  | FASTENING DEVICE TYPE |  | HAZARD CLASS |  | CERTIFICATION/STANDARD | [47 empty] | Production Completed
STP_009 - Lot7 | Data Enrichment | NGB | ok | 2023-10-16 | 2023-10-16 |  | 1102729 | 1102729 |  |  |  | ERSA | M | 3750 | 1495478GZPCLNT100 | EA |  | CLAMP,HOSE;38MM ID,PREFORMED BAN,3316317 | CLAMP,HOSE;38MM ID,PREFORMED BAN,3316317 | CLAMP,HOSE;ADDITIONAL FEATURES:38MM ID,PREFORMED BAN,3316317 |  |  |  |  | 1068093 @@ BLACKWOODS & SONS | 1495478 | 1068652 @@ J BLACKWOOD & SONS | 1495478 | [10 empty] | MCC | MCP6S | [12 empty] | J.BLACKWOOD & SON LIMITED | 03316317 | J.BLACKWOOD & SON LIMITED | 01495478 | https://www.blackwoods.com.au/hose-hose-fittings/hose-clamps-clips/preformed-stainless-steel-clamps-grade-201-cp-series/clamp-preformed-mcc-cp-series-ss-id-38mm/p/03316317 | [9 empty] | Enriched | 31162906 Hose or pipe clamps |  |  | CLAMP | HOSE | TYPE | PREFORMED | HOSE SIZE | 38 MM | WIDTH | 15.9 MM | LOAD CAPACITY |  | MOUNTING SIZE |  | MATERIAL | STAINLESS STEEL 201 | MATERIAL SPECIFICATION |  | COATING/FINISH | STAINLESS STEEL | PRESSURE RATING |  | TEMPERATURE RATING |  | FASTENING DEVICE TYPE |  | HAZARD CLASS |  | CERTIFICATION/STANDARD | [47 empty] | Production Completed
STP_009 - Lot7 | Data Enrichment | NGB | ok | 2023-10-16 | 2023-10-17 |  | 1114454 | 1114454 |  |  |  | ERSA | M | 2620 | 1571339GZPCLNT100 | EA |  | CLAMP,HSE;27.5-29 MM,COBRA CLIP | ABRAZADERA MANG; | CLAMP,HOSE;HOSE SIZE:27.5-29 MM,ADDITIONAL FEATURES EN:COBRA CLIP | ABRAZADERA MANGUERA; |  |  |  | 1068205 @@ BUTLER AGENCIES PTY LTD | C27/8 | [12 empty] | NORMA GROUP | C27/8 | BUTLER AGENCIES PTY LTD | [15 empty] | https://digitalassets.reecegroup.com.au/m/c0ecd349e63fadb9/original/NPA-COBRA-One-Piece-Screwless-Clamps.pdf?_gl=1*1d16vel*_gcl_au*MTUwMjA1MDA1Ni4xNjk2NTg4NjM5 | [9 empty] | Enriched | 31162906 Hose or pipe clamps |  |  | CLAMP | HOSE | TYPE | COBRA | HOSE SIZE | 27.5 TO 29 MM | WIDTH | 8 MM | LOAD CAPACITY |  | MOUNTING SIZE |  | MATERIAL | STAINLESS STEEL 304 | MATERIAL SPECIFICATION |  | COATING/FINISH | BLACK | PRESSURE RATING |  | TEMPERATURE RATING |  | FASTENING DEVICE TYPE |  | HAZARD CLASS |  | CERTIFICATION/STANDARD | [47 empty] | Production Completed
STP_009 - Lot7 | Data Enrichment | NGB | ok | 2023-10-16 | 2023-10-17 |  | 1114455 | 1114455 |  |  |  | ERSA | M | 2620 | 1571338GZPCLNT100 | EA |  | CLAMP,HSE;19.5-21 MM,COBRA CLIP | ABRAZADERA MANG; | CLAMP,HOSE;HOSE SIZE:19.5-21 MM,ADDITIONAL FEATURES EN:COBRA CLIP | ABRAZADERA MANGUERA; |  |  |  | 1068205 @@ BUTLER AGENCIES PTY LTD | C19/8 | [12 empty] | NORMA GROUP | C19/8 | BUTLER AGENCIES PTY LTD | [15 empty] | https://digitalassets.reecegroup.com.au/m/c0ecd349e63fadb9/original/NPA-COBRA-One-Piece-Screwless-Clamps.pdf?_gl=1*1d16vel*_gcl_au*MTUwMjA1MDA1Ni4xNjk2NTg4NjM5 | [9 empty] | Enriched | 31162906 Hose or pipe clamps |  |  | CLAMP | HOSE | TYPE | COBRA | HOSE SIZE | 19.5 TO 21 MM | WIDTH | 8 MM | LOAD CAPACITY |  | MOUNTING SIZE |  | MATERIAL | STAINLESS STEEL 304 | MATERIAL SPECIFICATION |  | COATING/FINISH | PURPLE | PRESSURE RATING |  | TEMPERATURE RATING |  | FASTENING DEVICE TYPE |  | HAZARD CLASS |  | CERTIFICATION/STANDARD | [47 empty] | Production Completed
STP_009 - Lot7 | Data Enrichment | NGB | ok | 2023-10-16 | 2023-10-17 |  | 1151986 | 1151986 |  |  |  | ERSA | M | 4075 | 1535098GZPCLNT100 | EA |  | CLAMP,PIPE REPR;DURA S/S REPAIR,1114200 | CLAMP,PIPE REPR;DURA S/S REPAIR,1114200 | CLAMP,PIPE REPR;ADDITIONAL FEATURES:DURA S/S REPAIR,1114200 |  |  |  |  | 1068155 @@ REECE PTY LTD | 1114200 | [12 empty] | REECE PTY LTD | 1114200 | [16 empty] | https://www.reece.com.au/product/dura-stainless-steel-repair-clamp-59-67-1114200?query=1114200 | [9 empty] | Enriched | 40173804 Stainless steel pipe repair clamp | BRAND:DURA |  | CLAMP | PIPE REPAIR | TYPE |  | PIPE SIZE | 59 TO 67 MM | LENGTH | 150 MM | MATERIAL | STAINLESS STEEL | COATING/FINISH |  | LINER MATERIAL |  | PRESSURE RATING | 1600 KPA | TEMPERATURE RATING |  | HAZARD CLASS |  | CERTIFICATION/STANDARD | [53 empty] | Production Completed
STP_009 - Lot7 | Data Enrichment | NGB | ok | 2023-10-16 | 2023-10-17 |  | 1152401 | 1152401 |  |  |  | ERSA | M | 4075 | 1534208GZPCLNT100 | EA |  | CLAMP,PIPE REPR;BEAM CLAMP SUIT,9503020 | CLAMP,PIPE REPR;BEAM CLAMP SUIT,9503020 | CLAMP,PIPE REPR;ADDITIONAL FEATURES:BEAM CLAMP SUIT,9503020 |  |  |  |  | 1068155 @@ REECE PTY LTD | 9503020 | [12 empty] | REECE PTY LTD | 9503020 | [16 empty] | https://www.reece.com.au/product/walraven-beam-clamp-suit-10mm-threaded-rod-9503020?query=9503020 | [9 empty] | Enriched | 31162905 Beam clamps |  |  | CLAMP | BEAM | TYPE |  | CAPACITY |  | MOUNTING LOCATION |  | MATERIAL |  | MATERIAL SPECIFICATION |  | COATING/FINISH | ZINC PLATED | MOUNTING TYPE |  | SIZE | 19X41X11 MM | THREAD SIZE |  | HAZARD CLASS |  | CERTIFICATION/STANDARD | [51 empty] | Production Completed
STP_009 - Lot7 | Data Enrichment | NGB | ok | 2023-10-16 | 2023-10-17 |  | 1152403 | 1152403 |  |  |  | ERSA | M | 4075 | 1534205GZPCLNT100 | EA |  | CLAMP,LP;BIFIX G2,M10 152-160MM,501124 | CLAMP,LP;BIFIX G2,M10 152-160MM,501124 | CLAMP,LP;ADDITIONAL FEATURES:BIFIX G2,M10 152-160MM,501124 |  |  |  |  | 1068155 @@ REECE PTY LTD | 501124 | [12 empty] | REECE PTY LTD | 501124 | [16 empty] | https://www.reece.com.au/product/walraven-bifix-g2-new-m10-152-160mm-501124?query=501124 | [9 empty] | Enriched | 40173800 Pipe repair clamps | BRAND:BIFIX G2,CONNECTION SIZE:M10,LP |  | CLAMP | PIPE REPAIR | TYPE | TWO SCREW | PIPE SIZE | 152 TO 160 MM | LENGTH |  | MATERIAL | STEEL | COATING/FINISH | BIS ULTRAPROTECT 1000 | LINER MATERIAL | EPDM | PRESSURE RATING |  | TEMPERATURE RATING | -15 TO 90 DEG C CONTINUOUS,-30 TO 120 DEG C PEAK | HAZARD CLASS |  | CERTIFICATION/STANDARD | DIN 4109 | [52 empty] | Production Completed
STP_009 - Lot7 | Data Enrichment | NGB | ok | 2023-10-16 | 2023-10-17 |  | 1152404 | 1152404 |  |  |  | ERSA | M | 4075 | 1534204GZPCLNT100 | EA |  | CLAMP,LP;BIFIX G2,M10 108-115MM,501121 | CLAMP,LP;BIFIX G2,M10 108-115MM,501121 | CLAMP,LP;ADDITIONAL FEATURES:BIFIX G2,M10 108-115MM,501121 |  |  |  |  | 1068155 @@ REECE PTY LTD | 501121 | [12 empty] | REECE PTY LTD | 501121 | [16 empty] | https://www.reece.com.au/product/walraven-bifix-g2-new-m10-108-115mm-501121?query=501121 | [9 empty] | Enriched | 40173800 Pipe repair clamps | BRAND:BIFIX G2,CONNECTION SIZE:M10,LP |  | CLAMP | PIPE REPAIR | TYPE | TWO SCREW | PIPE SIZE | 108 TO 115 MM | LENGTH |  | MATERIAL | STEEL | COATING/FINISH | BIS ULTRAPROTECT 1000 | LINER MATERIAL | EPDM | PRESSURE RATING |  | TEMPERATURE RATING | -15 TO 90 DEG C CONTINUOUS,-30 TO 120 DEG C PEAK | HAZARD CLASS |  | CERTIFICATION/STANDARD | DIN 4109 | [52 empty] | Production Completed
STP_009 - Lot7 | Data Enrichment | NGB | ok | 2023-10-16 | 2023-10-17 |  | 1152405 | 1152405 |  |  |  | ERSA | M | 4075 | 1534203GZPCLNT100 | EA |  | CLAMP,LP;BIFIX G2,M10 88-91MM,501119 | CLAMP,LP;BIFIX G2,M10 88-91MM,501119 | CLAMP,LP;ADDITIONAL FEATURES:BIFIX G2,M10 88-91MM,501119 |  |  |  |  | 1068155 @@ REECE PTY LTD | 501119 | [12 empty] | REECE PTY LTD | 501119 | [16 empty] | https://www.reece.com.au/product/walraven-bifix-g2-new-m10-88-91mm-501119?query=501119 | [9 empty] | Enriched | 40173800 Pipe repair clamps | BRAND:BIFIX G2,CONNECTION SIZE:M10,LP |  | CLAMP | PIPE REPAIR | TYPE | TWO SCREW | PIPE SIZE | 88 TO 91 MM | LENGTH |  | MATERIAL | STEEL | COATING/FINISH | BIS ULTRAPROTECT 1000 | LINER MATERIAL | EPDM | PRESSURE RATING |  | TEMPERATURE RATING | -15 TO 90 DEG C CONTINUOUS,-30 TO 120 DEG C PEAK | HAZARD CLASS |  | CERTIFICATION/STANDARD | DIN 4109 | [52 empty] | Production Completed
STP_009 - Lot7 | Data Enrichment | NGB | ok | 2023-10-16 | 2023-10-17 |  | 1152406 | 1152406 |  |  |  | ERSA | M | 4075 | 1534202GZPCLNT100 | EA |  | CLAMP,LP;BIFIX G2,M10 60-64MM,501115 | CLAMP,LP;BIFIX G2,M10 60-64MM,501115 | CLAMP,LP;ADDITIONAL FEATURES:BIFIX G2,M10 60-64MM,501115 |  |  |  |  | 1068155 @@ REECE PTY LTD | 501115 | [12 empty] | REECE PTY LTD | 501115 | [16 empty] | https://www.reece.com.au/product/walraven-bifix-g2-new-m10-60-64mm-501115?query=501115 | [9 empty] | Enriched | 40173800 Pipe repair clamps | BRAND:BIFIX G2,CONNECTION SIZE:M10,LP |  | CLAMP | PIPE REPAIR | TYPE | TWO SCREW | PIPE SIZE | 60 TO 64 MM | LENGTH |  | MATERIAL | STEEL | COATING/FINISH | BIS ULTRAPROTECT 1000 | LINER MATERIAL | EPDM | PRESSURE RATING |  | TEMPERATURE RATING | -15 TO 90 DEG C CONTINUOUS,-30 TO 120 DEG C PEAK | HAZARD CLASS |  | CERTIFICATION/STANDARD | DIN 4109 | [52 empty] | Production Completed
STP_009 - Lot7 | Data Enrichment | NGB | ok | 2023-10-16 | 2023-10-17 |  | 1152408 | 1152408 |  |  |  | ERSA | M | 4075 | 1534200GZPCLNT100 | EA |  | CLAMP,LP;BIFIX G2,M10 48-52MM,501113 | CLAMP,LP;BIFIX G2,M10 48-52MM,501113 | CLAMP,LP;ADDITIONAL FEATURES:BIFIX G2,M10 48-52MM,501113 |  |  |  |  | 1068155 @@ REECE PTY LTD | 501113 | [12 empty] | REECE PTY LTD | 501113 | [16 empty] | https://www.reece.com.au/product/walraven-bifix-g2-new-m10-48-52mm-501113?query=501113 | [9 empty] | Enriched | 40173800 Pipe repair clamps | BRAND:BIFIX G2,CONNECTION SIZE:M10,LP |  | CLAMP | PIPE REPAIR | TYPE | TWO SCREW | PIPE SIZE | 48 TO 52 MM | LENGTH |  | MATERIAL | STEEL | COATING/FINISH | BIS ULTRAPROTECT 1000 | LINER MATERIAL | EPDM | PRESSURE RATING |  | TEMPERATURE RATING | -15 TO 90 DEG C CONTINUOUS,-30 TO 120 DEG C PEAK | HAZARD CLASS |  | CERTIFICATION/STANDARD | DIN 4109 | [52 empty] | Production Completed
STP_009 - Lot7 | Data Enrichment | NGB | ok | 2023-10-16 | 2023-10-17 |  | 1152409 | 1152409 |  |  |  | ERSA | M | 4075 | 1534199GZPCLNT100 | EA |  | CLAMP,LP;BIFIX G2,M10 25-28MM,501109 | CLAMP,LP;BIFIX G2,M10 25-28MM,501109 | CLAMP,LP;ADDITIONAL FEATURES:BIFIX G2,M10 25-28MM,501109 |  |  |  |  | 1068155 @@ REECE PTY LTD | 501109 | [12 empty] | REECE PTY LTD | 501109 | [16 empty] | https://www.reece.com.au/product/walraven-bifix-g2-new-m10-25-28mm-501109?query=501109 | [9 empty] | Enriched | 40173800 Pipe repair clamps | BRAND:BIFIX G2,CONNECTION SIZE:M10,LP |  | CLAMP | PIPE REPAIR | TYPE | TWO SCREW | PIPE SIZE | 25 TO 28 MM | LENGTH |  | MATERIAL | STEEL | COATING/FINISH | BIS ULTRAPROTECT 1000 | LINER MATERIAL | EPDM | PRESSURE RATING |  | TEMPERATURE RATING | -15 TO 90 DEG C CONTINUOUS,-30 TO 120 DEG C PEAK | HAZARD CLASS |  | CERTIFICATION/STANDARD | DIN 4109 | [52 empty] | Production Completed
STP_009 - Lot7 | Data Enrichment | NGB | ok | 2023-10-16 | 2023-10-17 |  | 1152411 | 1152411 |  |  |  | ERSA | M | 4075 | 1534197GZPCLNT100 | EA |  | CLAMP,LP;BIFIX G2,M10 10-14MM,501099 | CLAMP,LP;BIFIX G2,M10 10-14MM,501099 | CLAMP,LP;ADDITIONAL FEATURES:BIFIX G2,M10 10-14MM,501099 |  |  |  |  | 1068155 @@ REECE PTY LTD | 501099 | [12 empty] | REECE PTY LTD | 501099 | [16 empty] | https://www.reece.com.au/product/walraven-bifix-g2-new-m10-10-14mm-501099?query=501099 | [9 empty] | Enriched | 40173800 Pipe repair clamps | BRAND:BIFIX G2,CONNECTION SIZE:M10,LP |  | CLAMP | PIPE REPAIR | TYPE | TWO SCREW | PIPE SIZE | 10 TO 14 MM | LENGTH |  | MATERIAL | STEEL | COATING/FINISH | BIS ULTRAPROTECT 1000 | LINER MATERIAL | EPDM | PRESSURE RATING |  | TEMPERATURE RATING | -15 TO 90 DEG C CONTINUOUS,-30 TO 120 DEG C PEAK | HAZARD CLASS |  | CERTIFICATION/STANDARD | DIN 4109 | [52 empty] | Production Completed
STP_009 - Lot7 | Data Enrichment | NGB | ok | 2023-10-16 | 2023-10-17 |  | 1152412 | 1152412 |  |  |  | ERSA | M | 4075 | 1534196GZPCLNT100 | EA |  | CLAMP,LP;STARQUICK,25MM,510737 | CLAMP,LP;STARQUICK,25MM,510737 | CLAMP,LP;ADDITIONAL FEATURES:STARQUICK,25MM,510737 |  |  |  |  | 1068155 @@ REECE PTY LTD | 510737 | [12 empty] | REECE PTY LTD | 510737 | [16 empty] | https://www.reece.com.au/product/walraven-copper-colour-starquick-25mm-510737?query=510737 | [9 empty] | Enriched | 31162906 Hose or pipe clamps | BRAND:STARQUICK,LP |  | CLAMP | PIPE | TYPE | ONE-PIECE | TUBE SIZE | 25 MM | LOAD CAPACITY |  | MOUNTING SIZE |  | MATERIAL | POLYAMIDE PA6 | MATERIAL SPECIFICATION |  | COATING/FINISH | COPPER | PRESSURE RATING |  | TEMPERATURE RATING | -40 TO 90 DEG C CONTINUOUS,-40 TO 130 DEG C PEAK | MOUNTING TYPE |  | CERTIFICATION/STANDARD | [51 empty] | Production Completed
STP_009 - Lot7 | Data Enrichment | NGB | ok | 2023-10-16 | 2023-10-17 |  | 1152413 | 1152413 |  |  |  | ERSA | M | 4075 | 1534195GZPCLNT100 | EA |  | CLAMP,LP;STARQUICK,20MM,510736 | CLAMP,LP;STARQUICK,20MM,510736 | CLAMP,LP;ADDITIONAL FEATURES:STARQUICK,20MM,510736 |  |  |  |  | 1068155 @@ REECE PTY LTD | 510736 | [12 empty] | REECE PTY LTD | 510736 | [16 empty] | https://www.reece.com.au/product/walraven-copper-colour-starquick-20mm-510736?query=510736 | [9 empty] | Enriched | 31162906 Hose or pipe clamps | BRAND:STARQUICK,LP |  | CLAMP | PIPE | TYPE | ONE-PIECE | TUBE SIZE | 20 MM | LOAD CAPACITY |  | MOUNTING SIZE |  | MATERIAL | POLYAMIDE PA6 | MATERIAL SPECIFICATION |  | COATING/FINISH | COPPER | PRESSURE RATING |  | TEMPERATURE RATING | -40 TO 90 DEG C CONTINUOUS,-40 TO 130 DEG C PEAK | MOUNTING TYPE |  | CERTIFICATION/STANDARD | [51 empty] | Production Completed
STP_009 - Lot7 | Data Enrichment | NGB | ok | 2023-10-16 | 2023-10-17 |  | 1152414 | 1152414 |  |  |  | ERSA | M | 4075 | 1534194GZPCLNT100 | EA |  | CLAMP,LP;STARQUICK,15MM,510735 | CLAMP,LP;STARQUICK,15MM,510735 | CLAMP,LP;ADDITIONAL FEATURES:STARQUICK,15MM,510735 |  |  |  |  | 1068155 @@ REECE PTY LTD | 510735 | [12 empty] | REECE PTY LTD | 510735 | [16 empty] | https://www.reece.com.au/product/walraven-copper-colour-starquick-15mm-510735?query=510735 | [9 empty] | Enriched | 31162906 Hose or pipe clamps | BRAND:STARQUICK,LP |  | CLAMP | PIPE | TYPE | ONE-PIECE | TUBE SIZE | 15 MM | LOAD CAPACITY |  | MOUNTING SIZE |  | MATERIAL | POLYAMIDE PA6 | MATERIAL SPECIFICATION |  | COATING/FINISH | COPPER | PRESSURE RATING |  | TEMPERATURE RATING | -40 TO 90 DEG C CONTINUOUS,-40 TO 130 DEG C PEAK | MOUNTING TYPE |  | CERTIFICATION/STANDARD | [51 empty] | Production Completed
STP_009 - Lot7 | Data Enrichment | NGB | ok | 2023-10-16 | 2023-10-17 |  | 1152415 | 1152415 |  |  |  | ERSA | M | 4075 | 1534193GZPCLNT100 | EA |  | CLAMP,LCKG;R/STRUT HAMMERFIX BUP,510709 | CLAMP,LCKG;R/STRUT HAMMERFIX BUP,510709 | CLAMP,LCKG;ADDITIONAL FEATURES:R/STRUT HAMMERFIX BUP,510709 |  |  |  |  | 1068155 @@ REECE PTY LTD | 510709 | [12 empty] | REECE PTY LTD | 510709 | [16 empty] | https://www.reece.com.au/product/walraven-rapid-struthammerfix-bup-m10x80mm-510709?query=510709 | [9 empty] | Enriched | 31162900 Clamps | BRAND:RAPID STRUT® HAMMERFIX BUP,CONNECTION SIZE:M10 |  | CLAMP | LOCKING | TYPE |  | JAW OPENING |  | THROAT DEPTH |  | OVERALL LENGTH | 80 MM | JAW TYPE |  | MATERIAL | STEEL | MATERIAL SPECIFICATION | 1.0332 | COATING/FINISH | BIS ULTRAPROTECT 1000 | LOCK RELEASE TYPE |  | HAZARD CLASS |  | CERTIFICATION/STANDARD | [51 empty] | Production Completed
STP_009 - Lot7 | Data Enrichment | NGB | ok | 2023-10-16 | 2023-10-17 |  | 1153359 | 1153359 |  |  |  | ERSA | M | 4075 | 1534185GZPCLNT100 | EA |  | CLAMP,PIPE REPR;SUPER CLAMP S/S 5,509029 | CLAMP,PIPE REPR;SUPER CLAMP S/S 5,509029 | CLAMP,PIPE REPR;ADDITIONAL FEATURES:SUPER CLAMP S/S 5,509029 |  |  |  |  | 1068155 @@ REECE PTY LTD | 509029 | [12 empty] | REECE PTY LTD | 509029 | [16 empty] | https://www.reece.com.au/product/super-clamp-stainless-steel-51mm-55mm-509029?query=509029 | [9 empty] | Enriched | 40173804 Stainless steel pipe repair clamp |  |  | CLAMP | PIPE REPAIR | TYPE | SIUPER | PIPE SIZE | 51 TO 55 MM | LENGTH |  | MATERIAL | STAINLESS STEEL | COATING/FINISH |  | LINER MATERIAL |  | PRESSURE RATING |  | TEMPERATURE RATING |  | HAZARD CLASS |  | CERTIFICATION/STANDARD | [53 empty] | Production Completed
STP_009 - Lot7 | Data Enrichment | NGB | ok | 2023-10-16 | 2023-10-17 |  | 1153364 | 1153364 |  |  |  | ERSA | M | 4075 | 1534179GZPCLNT100 | EA |  | CLAMP,HSE;S/STEEL 20- 32MM,505265 | CLAMP,HSE;S/STEEL 20- 32MM,505265 | CLAMP,HSE;ADDITIONAL FEATURES:S/STEEL 20- 32MM,505265 |  |  |  |  | 1068155 @@ REECE PTY LTD | 505265 | [12 empty] | REECE PTY LTD | 505265 | [16 empty] | https://www.reece.com.au/product/dura-hose-clamp-stainless-steel-20-32mm-505265?query=505265 | [9 empty] | Enriched | 31162906 Hose or pipe clamps | BRAND:DURA |  | CLAMP | HOSE | TYPE |  | HOSE SIZE | 20 TO 32 MM | WIDTH |  | LOAD CAPACITY |  | MOUNTING SIZE |  | MATERIAL | STAINLESS STEEL 304 | MATERIAL SPECIFICATION |  | COATING/FINISH |  | PRESSURE RATING |  | TEMPERATURE RATING |  | FASTENING DEVICE TYPE |  | HAZARD CLASS |  | CERTIFICATION/STANDARD | [47 empty] | Production Completed
STP_009 - Lot7 | Data Enrichment | NGB | ok | 2023-10-16 | 2023-10-17 |  | 1153365 | 1153365 |  |  |  | ERSA | M | 4075 | 1534178GZPCLNT100 | EA |  | CLAMP,HSE;S/STEEL 25- 40MM,505254 | CLAMP,HSE;S/STEEL 25- 40MM,505254 | CLAMP,HSE;ADDITIONAL FEATURES:S/STEEL 25- 40MM,505254 |  |  |  |  | 1068155 @@ REECE PTY LTD | 505254 | [12 empty] | REECE PTY LTD | 505254 | [16 empty] | https://www.reece.com.au/product/dura-hose-clamp-stainless-steel-25-40mm-505254?query=505254 | [9 empty] | Enriched | 31162906 Hose or pipe clamps | BRAND:DURA |  | CLAMP | HOSE | TYPE |  | HOSE SIZE | 25 TO 40 MM | WIDTH |  | LOAD CAPACITY |  | MOUNTING SIZE |  | MATERIAL | STAINLESS STEEL 304 | MATERIAL SPECIFICATION |  | COATING/FINISH |  | PRESSURE RATING |  | TEMPERATURE RATING |  | FASTENING DEVICE TYPE |  | HAZARD CLASS |  | CERTIFICATION/STANDARD | [47 empty] | Production Completed
STP_009 - Lot7 | Data Enrichment | NGB | ok | 2023-10-16 | 2023-10-17 |  | 1153367 | 1153367 |  |  |  | ERSA | M | 4075 | 1534176GZPCLNT100 | EA |  | CLAMP,HSE;S/STEEL 12- 22MM,505252 | CLAMP,HSE;S/STEEL 12- 22MM,505252 | CLAMP,HSE;ADDITIONAL FEATURES:S/STEEL 12- 22MM,505252 |  |  |  |  | 1068155 @@ REECE PTY LTD | 505252 | [12 empty] | REECE PTY LTD | 505252 | [16 empty] | https://www.reece.com.au/product/dura-hose-clamp-stainless-steel-12-22mm-505252?query=505252 | [9 empty] | Enriched | 31162906 Hose or pipe clamps | BRAND:DURA |  | CLAMP | HOSE | TYPE |  | HOSE SIZE | 12 TO 22 MM | WIDTH |  | LOAD CAPACITY |  | MOUNTING SIZE |  | MATERIAL | STAINLESS STEEL 304 | MATERIAL SPECIFICATION |  | COATING/FINISH |  | PRESSURE RATING |  | TEMPERATURE RATING |  | FASTENING DEVICE TYPE |  | HAZARD CLASS |  | CERTIFICATION/STANDARD | [47 empty] | Production Completed
STP_009 - Lot7 | Data Enrichment | NGB | ok | 2023-10-16 | 2023-10-17 |  | 1153368 | 1153368 |  |  |  | ERSA | M | 4075 | 1534175GZPCLNT100 | EA |  | CLAMP,HSE;S/STEEL 10- 16MM,505250 | CLAMP,HSE;S/STEEL 10- 16MM,505250 | CLAMP,HSE;ADDITIONAL FEATURES:S/STEEL 10- 16MM,505250 |  |  |  |  | 1068155 @@ REECE PTY LTD | 505250 | [12 empty] | REECE PTY LTD | 505250 | [16 empty] | https://www.reece.com.au/product/dura-hose-clamp-stainless-steel-10-16mm-505250?query=505250 | [9 empty] | Enriched | 31162906 Hose or pipe clamps | BRAND:DURA |  | CLAMP | HOSE | TYPE |  | HOSE SIZE | 10 TO 16 MM | WIDTH |  | LOAD CAPACITY |  | MOUNTING SIZE |  | MATERIAL | STAINLESS STEEL 304 | MATERIAL SPECIFICATION |  | COATING/FINISH |  | PRESSURE RATING |  | TEMPERATURE RATING |  | FASTENING DEVICE TYPE |  | HAZARD CLASS |  | CERTIFICATION/STANDARD | [47 empty] | Production Completed
STP_009 - Lot7 | Data Enrichment | NGB | ok | 2023-10-16 | 2023-10-17 |  | 1153373 | 1153373 |  |  |  | ERSA | M | 4075 | 1534165GZPCLNT100 | EA |  | CLAMP,PIPE REPR;CHANNEL CLAMP ZI,1010305 | CLAMP,PIPE REPR;CHANNEL CLAMP ZI,1010305 | CLAMP,PIPE REPR;ADDITIONAL FEATURES:CHANNEL CLAMP ZI,1010305 |  |  |  |  | 1068155 @@ REECE PTY LTD | 1010305 | [10 empty] | REECE PTY LTD | 1010305 | [18 empty] | URL Not Found | [9 empty] | Cleansed | 40173800 Pipe repair clamps |  |  | CLAMP | PIPE REPAIR | TYPE | CHANNEL | PIPE SIZE |  | LENGTH |  | MATERIAL |  | COATING/FINISH | ZINC PLATED | LINER MATERIAL |  | PRESSURE RATING |  | TEMPERATURE RATING |  | HAZARD CLASS |  | CERTIFICATION/STANDARD | [53 empty] | Production Completed
STP_009 - Lot7 | Data Enrichment | NGB | ok | 2023-10-16 | 2023-10-17 |  | 1153375 | 1153375 |  |  |  | ERSA | M | 4075 | 1534163GZPCLNT100 | EA |  | CLAMP,PIPE REPR;CHANNEL CLAMP ZI,1010285 | CLAMP,PIPE REPR;CHANNEL CLAMP ZI,1010285 | CLAMP,PIPE REPR;ADDITIONAL FEATURES:CHANNEL CLAMP ZI,1010285 |  |  |  |  | 1068155 @@ REECE PTY LTD | 1010285 | [12 empty] | REECE PTY LTD | 1010285 | [16 empty] | https://www.blackwoods.com.au/pipe-tube-fittings/clips-saddles-pipe/clips-and-saddles-pipe-miscellaneous/channel-clamp-zinc-2041-60mm-1010285/p/02457592 | [9 empty] | Enriched | 40173800 Pipe repair clamps |  |  | CLAMP | PIPE REPAIR | TYPE | CHANNEL | PIPE SIZE | 60 MM | LENGTH |  | MATERIAL |  | COATING/FINISH | ZINC PLATED | LINER MATERIAL |  | PRESSURE RATING |  | TEMPERATURE RATING |  | HAZARD CLASS |  | CERTIFICATION/STANDARD | [53 empty] | Production Completed
STP_009 - Lot7 | Data Enrichment | NGB | ok | 2023-10-16 | 2023-10-17 |  | 1153376 | 1153376 |  |  |  | ERSA | M | 4075 | 1534162GZPCLNT100 | EA |  | CLAMP,PIPE REPR;CHANNEL CLAMP ZI,1010280 | CLAMP,PIPE REPR;CHANNEL CLAMP ZI,1010280 | CLAMP,PIPE REPR;ADDITIONAL FEATURES:CHANNEL CLAMP ZI,1010280 |  |  |  |  | 1068155 @@ REECE PTY LTD | 1010280 | [10 empty] | REECE PTY LTD | 1010280 | [18 empty] | URL Not Found | [9 empty] | Cleansed | 40173800 Pipe repair clamps |  |  | CLAMP | PIPE REPAIR | TYPE | CHANNEL | PIPE SIZE |  | LENGTH |  | MATERIAL |  | COATING/FINISH | ZINC PLATED | LINER MATERIAL |  | PRESSURE RATING |  | TEMPERATURE RATING |  | HAZARD CLASS |  | CERTIFICATION/STANDARD | [53 empty] | Production Completed
STP_009 - Lot7 | Data Enrichment | NGB | ok | 2023-10-16 | 2023-10-17 |  | 1153377 | 1153377 |  |  |  | ERSA | M | 4075 | 1534161GZPCLNT100 | EA |  | CLAMP,PIPE REPR;CHANNEL CLAMP ZI,1010275 | CLAMP,PIPE REPR;CHANNEL CLAMP ZI,1010275 | CLAMP,PIPE REPR;ADDITIONAL FEATURES:CHANNEL CLAMP ZI,1010275 |  |  |  |  | 1068155 @@ REECE PTY LTD | 1010275 | [12 empty] | REECE PTY LTD | 1010275 | [16 empty] | https://www.blackwoods.com.au/pipe-tube-fittings/clips-saddles-pipe/clips-and-saddles-pipe-miscellaneous/channel-clamp-zinc-2039-54mm-1010275/p/02457575 | [9 empty] | Enriched | 40173804 Stainless steel pipe repair clamp |  |  | CLAMP | PIPE REPAIR | TYPE | CHANNEL | PIPE SIZE | 54 MM | LENGTH |  | MATERIAL | STAINLESS STEEL | COATING/FINISH | ZINC PLATED | LINER MATERIAL |  | PRESSURE RATING |  | TEMPERATURE RATING |  | HAZARD CLASS |  | CERTIFICATION/STANDARD | [53 empty] | Production Completed
STP_009 - Lot7 | Data Enrichment | NGB | ok | 2023-10-16 | 2023-10-17 |  | 1153378 | 1153378 |  |  |  | ERSA | M | 4075 | 1534160GZPCLNT100 | EA |  | CLAMP,PIPE REPR;CHANNEL CLAMP ZI,1010255 | CLAMP,PIPE REPR;CHANNEL CLAMP ZI,1010255 | CLAMP,PIPE REPR;ADDITIONAL FEATURES:CHANNEL CLAMP ZI,1010255 |  |  |  |  | 1068155 @@ REECE PTY LTD | 1010255 | [10 empty] | REECE PTY LTD | 1010255 | [18 empty] | URL Not Found | [9 empty] | Cleansed | 40173800 Pipe repair clamps |  |  | CLAMP | PIPE REPAIR | TYPE | CHANNEL | PIPE SIZE |  | LENGTH |  | MATERIAL |  | COATING/FINISH | ZINC PLATED | LINER MATERIAL |  | PRESSURE RATING |  | TEMPERATURE RATING |  | HAZARD CLASS |  | CERTIFICATION/STANDARD | [53 empty] | Production Completed
STP_009 - Lot7 | Data Enrichment | NGB | ok | 2023-10-16 | 2023-10-17 |  | 1153379 | 1153379 |  |  |  | ERSA | M | 4075 | 1534159GZPCLNT100 | EA |  | CLAMP,PIPE REPR;CHANNEL CLAMP ZI,1010250 | CLAMP,PIPE REPR;CHANNEL CLAMP ZI,1010250 | CLAMP,PIPE REPR;ADDITIONAL FEATURES:CHANNEL CLAMP ZI,1010250 |  |  |  |  | 1068155 @@ REECE PTY LTD | 1010250 | [10 empty] | REECE PTY LTD | 1010250 | [18 empty] | URL Not Found | [9 empty] | Cleansed | 40173800 Pipe repair clamps |  |  | CLAMP | PIPE REPAIR | TYPE | CHANNEL | PIPE SIZE |  | LENGTH |  | MATERIAL |  | COATING/FINISH | ZINC PLATED | LINER MATERIAL |  | PRESSURE RATING |  | TEMPERATURE RATING |  | HAZARD CLASS |  | CERTIFICATION/STANDARD | [53 empty] | Production Completed
STP_009 - Lot7 | Data Enrichment | NGB | ok | 2023-10-16 | 2023-10-17 |  | 1153380 | 1153380 |  |  |  | ERSA | M | 4075 | 1534158GZPCLNT100 | EA |  | CLAMP,PIPE REPR;CHANNEL CLAMP ZI,1010243 | CLAMP,PIPE REPR;CHANNEL CLAMP ZI,1010243 | CLAMP,PIPE REPR;ADDITIONAL FEATURES:CHANNEL CLAMP ZI,1010243 |  |  |  |  | 1068155 @@ REECE PTY LTD | 1010243 | [10 empty] | REECE PTY LTD | 1010243 | [18 empty] | URL Not Found | [9 empty] | Cleansed | 40173800 Pipe repair clamps |  |  | CLAMP | PIPE REPAIR | TYPE | CHANNEL | PIPE SIZE |  | LENGTH |  | MATERIAL |  | COATING/FINISH | ZINC PLATED | LINER MATERIAL |  | PRESSURE RATING |  | TEMPERATURE RATING |  | HAZARD CLASS |  | CERTIFICATION/STANDARD | [53 empty] | Production Completed
STP_009 - Lot7 | Data Enrichment | NGB | ok | 2023-10-16 | 2023-10-17 |  | 1153382 | 1153382 |  |  |  | ERSA | M | 4075 | 1534156GZPCLNT100 | EA |  | CLAMP,PIPE REPR;CHANNEL CLAMP HD,1010074 | CLAMP,PIPE REPR;CHANNEL CLAMP HD,1010074 | CLAMP,PIPE REPR;ADDITIONAL FEATURES:CHANNEL CLAMP HD,1010074 |  |  |  |  | 1068155 @@ REECE PTY LTD | 1010074 | [10 empty] | REECE PTY LTD | 1010074 | [18 empty] | URL Not Found | [9 empty] | Cleansed | 40173800 Pipe repair clamps |  |  | CLAMP | PIPE REPAIR | TYPE | CHANNEL,HEAVY DUTY | PIPE SIZE |  | LENGTH |  | MATERIAL |  | COATING/FINISH |  | LINER MATERIAL |  | PRESSURE RATING |  | TEMPERATURE RATING |  | HAZARD CLASS |  | CERTIFICATION/STANDARD | [53 empty] | Production Completed
STP_009 - Lot7 | Data Enrichment | NGB | ok | 2023-10-16 | 2023-10-17 |  | 1155481 | 1155481 |  |  |  | ERSA | M | 3750 | 1507243GZPCLNT100 | EA |  | CLAMP,HOSE;CLAMP PERFORMER,T-,42-400-121 | CLAMP,HOSE;CLAMP PERFORMER,T-,42-400-121 | CLAMP,HOSE;ADDITIONAL FEATURES:CLAMP PERFORMER,T-,42-400-121 |  |  |  |  | 1068181 @@ CNW (MOUNT ISA) ELECT WHOLESALER | 1507243 | 1071859 @@ POWELL INDUSTRIAL PTY LTD | 42-400-121 | [10 empty] | POWELL INDUSTRIAL PTY LTD | 42-400-121 | CNW (MOUNT ISA) ELECT WHOLESALER | 1507243 | [14 empty] | https://www.powellindustrial.com.au/libraries/resources/Hydraulic-Product-Catalogues/Conti-Hydraulic-Hose-2021.pdf | [9 empty] | Enriched | 31162906 Hose or pipe clamps |  |  | CLAMP | HOSE | TYPE | PERFORMER | HOSE SIZE | 113 TO 121 MM | WIDTH |  | LOAD CAPACITY |  | MOUNTING SIZE |  | MATERIAL |  | MATERIAL SPECIFICATION |  | COATING/FINISH |  | PRESSURE RATING |  | TEMPERATURE RATING |  | FASTENING DEVICE TYPE | W1 & W4 T-BOLT | HAZARD CLASS |  | CERTIFICATION/STANDARD | [47 empty] | Production Completed
STP_009 - Lot7 | Data Enrichment | NGB | ok | 2023-10-16 | 2023-10-17 |  | 1181274 | 1181274 |  |  |  | ERSA | M | 5000 | 1567897GZPCLNT100 | EA |  | CLAMP,HSE;85-91MM,SUPR,JSG-SHC-091 | ABRAZADERA MANG; | CLAMP,HOSE;HOSE SIZE:85-91MM,ADDITIONAL FEATURES EN:SUPER,JSG-SHC-091 | ABRAZADERA MANGUERA; |  |  |  | 1068585 @@ Jacon Equipment Pty Ltd | JSG-SHC-091 | [10 empty] | JACON EQUIPMENT PTY LTD | JSG-SHC-091 | [18 empty] | URL Not Found | [9 empty] | Cleansed | 31162906 Hose or pipe clamps |  |  | CLAMP | HOSE | TYPE | SUPER | HOSE SIZE | 85 TO 91 MM | WIDTH |  | LOAD CAPACITY |  | MOUNTING SIZE |  | MATERIAL |  | MATERIAL SPECIFICATION |  | COATING/FINISH |  | PRESSURE RATING |  | TEMPERATURE RATING |  | FASTENING DEVICE TYPE |  | HAZARD CLASS |  | CERTIFICATION/STANDARD | [47 empty] | Production Completed
STP_009 - Lot7 | Data Enrichment | NGB | ok | 2023-10-16 | 2023-10-17 |  | 1187819 | 1187819 |  |  |  | ERSA | M | 3730 | 1608783GZPCLNT100 | EA | 3000003 | CLAMP,HSE;CAT,3E-7424 | ABRAZADERA MANG;CAT,3E-7424 | CLAMP,HOSE;MNFR:CATERPILLAR,PTNO:3E-7424 | ABRAZADERA MANGUERA;MNFR:CATERPILLAR,PTNO:3E-7424 |  | CATERPILLAR | 3E-7424 | 1068196 @@ HASTINGS DEERING(AUSTRALIA) LTD | 3E7424 | [12 empty] | CATERPILLAR | 3E-7424 | HASTINGS DEERING(AUSTRALIA) LTD | [15 empty] | https://parts.cat.com/en/catcorp/3E-7424 | [9 empty] | Enriched | 31162906 Hose or pipe clamps |  |  | CLAMP | HOSE | TYPE | CONSTANT TENSION,BELLEVILLE | HOSE SIZE | 146 TO 168 MM | WIDTH | 16 MM | LOAD CAPACITY |  | MOUNTING SIZE |  | MATERIAL | STEEL | MATERIAL SPECIFICATION |  | COATING/FINISH | ZINC PLATED | PRESSURE RATING |  | TEMPERATURE RATING |  | FASTENING DEVICE TYPE |  | HAZARD CLASS |  | CERTIFICATION/STANDARD | ANSI,ASTM,DIN | [46 empty] | Production Completed
STP_009 - Lot7 | Data Enrichment | NGB | ok | 2023-10-16 | 2023-10-17 |  | 1190002 | 1190002 |  |  |  | ERSA | M | 4090 | 1575215GZPCLNT100 | EA |  | CLAMP,HSE;9-12 MM | ABRAZADERA MANG; | CLAMP,HOSE;HOSE SIZE:9-12 MM | ABRAZADERA MANGUERA; |  |  |  | 1068527 @@ Enzed Mount Isa(RKM Investments) | ENZ-WD-SS-9-12MM | [10 empty] | ENZED MOUNT ISA(RKM INVESTMENTS) | ENZ-WD-SS-9-12MM | [18 empty] | URL Not Found | [9 empty] | Cleansed | 31162906 Hose or pipe clamps |  |  | CLAMP | HOSE | TYPE |  | HOSE SIZE | 9 TO 12 MM | WIDTH |  | LOAD CAPACITY |  | MOUNTING SIZE |  | MATERIAL | STAINLESS STEEL | MATERIAL SPECIFICATION |  | COATING/FINISH |  | PRESSURE RATING |  | TEMPERATURE RATING |  | FASTENING DEVICE TYPE | WORM DRIVE | HAZARD CLASS |  | CERTIFICATION/STANDARD | [47 empty] | Production Completed
STP_009 - Lot7 | Data Enrichment | NGB | ok | 2023-10-16 | 2023-10-17 |  | 1190003 | 1190003 |  |  |  | ERSA | M | 4090 | 1575214GZPCLNT100 | EA |  | CLAMP,HSE;11-16 MM | ABRAZADERA MANG; | CLAMP,HOSE;HOSE SIZE:11-16 MM | ABRAZADERA MANGUERA; |  |  |  | 1068527 @@ Enzed Mount Isa(RKM Investments) | ENZ-WD-SS-11-16MM | [10 empty] | ENZED MOUNT ISA(RKM INVESTMENTS) | ENZ-WD-SS-11-16MM | [18 empty] | URL Not Found | [9 empty] | Cleansed | 31162906 Hose or pipe clamps |  |  | CLAMP | HOSE | TYPE |  | HOSE SIZE | 11 TO 16 MM | WIDTH |  | LOAD CAPACITY |  | MOUNTING SIZE |  | MATERIAL | STAINLESS STEEL | MATERIAL SPECIFICATION |  | COATING/FINISH |  | PRESSURE RATING |  | TEMPERATURE RATING |  | FASTENING DEVICE TYPE | WORM DRIVE | HAZARD CLASS |  | CERTIFICATION/STANDARD | [47 empty] | Production Completed
STP_009 - Lot7 | Data Enrichment | NGB | ok | 2023-10-16 | 2023-10-17 | Hose Size Conflict,Processed based on Websource | 1203293 | 1203293 |  |  |  | ERSA | M | 2200 | 18697MRM | EA |  | CLAMP,HOSE:NO.3;52-70MM DIA;WORM;SS;BAND | CLAMP,HOSE:NO.3;52-70MM DIA;WORM;SS;BAND | CLAMP,HOSE:NO.3;52-70MM DIA;WORM;SS;BAND STYLE;18/8 STAINLESS STEEL; |  |  |  |  | 1068200 @@ J.BLACKWOOD & SON LIMITED | 4160205 | [12 empty] | JBS | 06367019070 | [12 empty] | J.BLACKWOOD & SON LIMITED | 04160205 |  |  | https://www.blackwoods.com.au/hose-hose-fittings/hose-clamps-clips/worm-drive-hose-clamps-part-full-stainless-steel-jbs/clamp-hose-jbs-ss304-50-70mm/p/04160205 | [9 empty] | Enriched | 31162906 Hose or pipe clamps |  |  | CLAMP | HOSE | TYPE |  | HOSE SIZE | 50 TO 70 MM | WIDTH |  | LOAD CAPACITY |  | MOUNTING SIZE |  | MATERIAL | STAINLESS STEEL 304 | MATERIAL SPECIFICATION |  | COATING/FINISH |  | PRESSURE RATING |  | TEMPERATURE RATING |  | FASTENING DEVICE TYPE | WORM DRIVE | HAZARD CLASS |  | CERTIFICATION/STANDARD | [47 empty] | Production Completed
STP_009 - Lot7 | Data Enrichment | NGB | ok | 2023-10-16 | 2023-10-17 | Hose Size Conflict,Processed based on Websource | 1203294 | 1203294 |  |  |  | ERSA | M | 2200 | 18721MRM | EA |  | CLAMP,HOSE:103MM-120MM SIZE,WORM,SS,BAND | CLAMP,HOSE:103MM-120MM SIZE,WORM,SS,BAND | CLAMP,HOSE:103MM-120MM SIZE,WORM,SS,BAND STYLE,14MMW,SCREWDRIVER OR SPANNER ADJUSTMENT |  |  |  |  | 1068200 @@ J.BLACKWOOD & SON LIMITED | 3406570 | [12 empty] | NORMA | 01365006110 | [12 empty] | J.BLACKWOOD & SON LIMITED | 03406570 |  |  | https://www.blackwoods.com.au/hose-hose-fittings/hose-clamps-clips/worm-drive-hose-clamps-zinc-plated-steel-stainless-steel-norma/clamp-hose-norma-w4-100-120mm-5/p/03406570 | [9 empty] | Enriched | 31162906 Hose or pipe clamps | ADJUSTMENT TYPE:SCREWDRIVER OR SPANNER |  | CLAMP | HOSE | TYPE |  | HOSE SIZE | 100 TO 120 MM | WIDTH | 12 MM | LOAD CAPACITY |  | MOUNTING SIZE |  | MATERIAL | STAINLESS STEEL 304 | MATERIAL SPECIFICATION |  | COATING/FINISH |  | PRESSURE RATING |  | TEMPERATURE RATING |  | FASTENING DEVICE TYPE | W4 WORM DRIVE | HAZARD CLASS |  | CERTIFICATION/STANDARD | [47 empty] | Production Completed
STP_009 - Lot7 | Data Enrichment | NGB | ok | 2023-10-16 | 2023-10-17 |  | 1209045 | 1209045 |  |  |  | ERSA | M | 5980 | 760568MRM | EA |  | CLAMP,HOSE:LAROX PF FILTRATE PIPE CLAMP; | CLAMP,HOSE:LAROX PF FILTRATE PIPE CLAMP; | CLAMP,HOSE:LAROX PF FILTRATE PIPE CLAMP;140-150MM;LAROX PF 144 A1 60 NO.465 |  |  |  |  | 1068104 @@ METSO OUTOTEC AUSTRALIA LIMITED | PN1209045 | [10 empty] | METSO OUTOTEC AUSTRALIA LIMITED | PN1209045 | [18 empty] | URL Not Found |  |  | FILTER | LAROX | PF144 |  |  |  |  | Cleansed | 31162906 Hose or pipe clamps | A1 60 NO.465 |  | CLAMP | HOSE | TYPE |  | HOSE SIZE | 140 TO 150 MM | WIDTH |  | LOAD CAPACITY |  | MOUNTING SIZE |  | MATERIAL |  | MATERIAL SPECIFICATION |  | COATING/FINISH |  | PRESSURE RATING |  | TEMPERATURE RATING |  | FASTENING DEVICE TYPE |  | HAZARD CLASS |  | CERTIFICATION/STANDARD | [47 empty] | Production Completed
STP_009 - Lot7 | Data Enrichment | NGB | ok | 2023-10-16 | 2023-10-17 |  | 1210288 | 1210288 |  |  |  | ERSA | M | 5980 | 134576MRM | EA |  | CLAMP,HOSE:AIR/SLURRY HOSE CLAMP;PROCESS | CLAMP,HOSE:AIR/SLURRY HOSE CLAMP;PROCESS | CLAMP,HOSE:AIR/SLURRY HOSE CLAMP;PROCESS PIPELINES;LAROX PF144; |  |  |  |  | 1068104 @@ METSO OUTOTEC AUSTRALIA LIMITED | PN1210288 | [10 empty] | METSO OUTOTEC AUSTRALIA LIMITED | PN1210288 | [18 empty] | URL Not Found |  |  | FILTER | LAROX | PF144 |  |  |  |  | Cleansed | 31162906 Hose or pipe clamps | PROCESS PIPELINES |  | CLAMP | HOSE | TYPE | AIR/SLURRY | HOSE SIZE |  | WIDTH |  | LOAD CAPACITY |  | MOUNTING SIZE |  | MATERIAL |  | MATERIAL SPECIFICATION |  | COATING/FINISH |  | PRESSURE RATING |  | TEMPERATURE RATING |  | FASTENING DEVICE TYPE |  | HAZARD CLASS |  | CERTIFICATION/STANDARD | [47 empty] | Production Completed
STP_009 - Lot7 | Data Enrichment | NGB | ok | 2023-10-16 | 2023-10-17 |  | 1210297 | 1210297 |  |  |  | ERSA | M | 2200 | 134588MRM | EA |  | CLAMP,HOSE:HOSE TIGHTENER 1.4436 D138;QU | CLAMP,HOSE:HOSE TIGHTENER 1.4436 D138;QU | CLAMP,HOSE:HOSE TIGHTENER 1.4436 D138;QUICK ACTIONCYLINDER;TOP FLEXIBLE;LAROX PF144; |  |  |  |  | 1068104 @@ METSO OUTOTEC AUSTRALIA LIMITED | PN1210297 | [10 empty] | METSO OUTOTEC AUSTRALIA LIMITED | PN1210297 | [18 empty] | URL Not Found |  |  | FILTER,QUICK ACTION CYLINDER | LAROX | PF144 |  |  |  |  | Cleansed | 31162906 Hose or pipe clamps |  |  | CLAMP | HOSE | TYPE | TOP FLEXIBLE,TIGHTENER | HOSE SIZE | 138 MM | WIDTH |  | LOAD CAPACITY |  | MOUNTING SIZE |  | MATERIAL | STAINLESS STEEL | MATERIAL SPECIFICATION | 1.4436 | COATING/FINISH |  | PRESSURE RATING |  | TEMPERATURE RATING |  | FASTENING DEVICE TYPE |  | HAZARD CLASS |  | CERTIFICATION/STANDARD | [47 empty] | Production Completed
STP_009 - Lot7 | Data Enrichment | NGB | ok | 2023-10-16 | 2023-10-17 |  | 1210298 | 1210298 |  |  |  | ERSA | M | 2200 | 134589MRM | EA |  | CLAMP,HOSE:HOSE TIGHTENER 1.4436 D186;QU | CLAMP,HOSE:HOSE TIGHTENER 1.4436 D186;QU | CLAMP,HOSE:HOSE TIGHTENER 1.4436 D186;QUICK ACTIONCYLINDER;TOP FLEXIBLE;LAROX PF144; |  |  |  |  | 1068104 @@ METSO OUTOTEC AUSTRALIA LIMITED | PN1210298 | [10 empty] | METSO OUTOTEC AUSTRALIA LIMITED | PN1210298 | [18 empty] | URL Not Found |  |  | FILTER,QUICK ACTION CYLINDER | LAROX | PF144 |  |  |  |  | Cleansed | 31162906 Hose or pipe clamps |  |  | CLAMP | HOSE | TYPE | TOP FLEXIBLE,TIGHTENER | HOSE SIZE | 186 MM | WIDTH |  | LOAD CAPACITY |  | MOUNTING SIZE |  | MATERIAL | STAINLESS STEEL | MATERIAL SPECIFICATION | 1.4436 | COATING/FINISH |  | PRESSURE RATING |  | TEMPERATURE RATING |  | FASTENING DEVICE TYPE |  | HAZARD CLASS |  | CERTIFICATION/STANDARD | [47 empty] | Production Completed
STP_009 - Lot7 | Data Enrichment | NGB | ok | 2023-10-16 | 2023-10-17 | Hose Size & Width Conflict,Processed based on Websource | 1212308 | 1212308 |  |  |  | ERSA | M | 2200 | 168351MRM | EA |  | CLAMP,HOSE:NO.8,155MM-180MM SIZE,WORM,SS | CLAMP,HOSE:NO.8,155MM-180MM SIZE,WORM,SS | CLAMP,HOSE:NO.8,155MM-180MM SIZE,WORM,SS18/8,12MM WBAND STYLE ,SCREWDRIVER ADJUSTMENTNON-SLIP SAFETY COLLAR |  |  |  |  | 1068196 @@ HASTINGS DEERING(AUSTRALIA) LTD | 5P3860 | [12 empty] | CATERPILLAR | 5P-3860 | HASTINGS DEERING (AUSTRALIA) LTD | [15 empty] | https://parts.cat.com/en/catcorp/5P-3860 | [9 empty] | Enriched | 31162906 Hose or pipe clamps | ADJUSTMENT TYPE:SCREWDRIVER ADJUSTMENT,NON-SLIP SAFETY COLLAR |  | CLAMP | HOSE | TYPE | STANDARD | HOSE SIZE | 159 TO 181 MM | WIDTH | 15.88 MM | LOAD CAPACITY |  | MOUNTING SIZE |  | MATERIAL | STAINLESS STEEL | MATERIAL SPECIFICATION | 1E1541A | COATING/FINISH |  | PRESSURE RATING |  | TEMPERATURE RATING |  | FASTENING DEVICE TYPE | WORK DRIVE | HAZARD CLASS |  | CERTIFICATION/STANDARD | [47 empty] | Production Completed
STP_009 - Lot7 | Data Enrichment | NGB | ok | 2023-10-16 | 2023-10-17 |  | 1216655 | 1216655 |  |  |  | ERSA | M | 2200 | 543074MRM | EA |  | CLAMP,HOSE:NO.M00;11-16MM SIZE;WORM;SS;B | CLAMP,HOSE:NO.M00;11-16MM SIZE;WORM;SS;B | CLAMP,HOSE:NO.M00;11-16MM SIZE;WORM;SS;BAND STYLE; |  |  |  |  | 1079128 @@ APPLIED INDUSTRIAL TECHNOLOGIES | HSS6 | [12 empty] | DIXON VALVE & COUPLING | 101895050 | [12 empty] | APPLIED INDUSTRIAL TECHNOLOGIES | HSS6 |  |  | https://www.applied.com/c-brands/c-dixon/c-dixon-valve-coupling/hss6/Worm-Gear-Hose-Clamp/p/101895050 | [9 empty] | Enriched | 31162906 Hose or pipe clamps |  |  | CLAMP | HOSE | TYPE |  | HOSE SIZE | 7/16 TO 25/32 IN | WIDTH | 1/2 IN | LOAD CAPACITY |  | MOUNTING SIZE |  | MATERIAL | STAINLESS STEEL | MATERIAL SPECIFICATION |  | COATING/FINISH |  | PRESSURE RATING |  | TEMPERATURE RATING |  | FASTENING DEVICE TYPE | WORM GEAR | HAZARD CLASS |  | CERTIFICATION/STANDARD | [47 empty] | Production Completed
STP_009 - Lot7 | Data Enrichment | NGB | ok | 2023-10-16 | 2023-10-17 |  | 1218495 | 1218495 |  |  |  | ERSA | M | 2200 | 5967MRM | EA |  | CLAMP,HOSE:30-42MM;WORM DRIVE;SS;BAND ST | CLAMP,HOSE:30-42MM;WORM DRIVE;SS;BAND ST | CLAMP,HOSE:30-42MM;WORM DRIVE;SS;BAND STYLE; |  |  |  |  | 1079128 @@ APPLIED INDUSTRIAL TECHNOLOGIES | HSS24 | [12 empty] | DIXON VALVE & COUPLING | 101882288 | [12 empty] | APPLIED INDUSTRIAL TECHNOLOGIES | HSS24 |  |  | https://www.applied.com/c-brands/c-dixon/c-dixon-valve-coupling/hss24/Worm-Gear-Hose-Clamp/p/101882288 | [9 empty] | Enriched | 31162906 Hose or pipe clamps |  |  | CLAMP | HOSE | TYPE |  | HOSE SIZE | 1-1/16 TO 2 IN | WIDTH | 1/2 IN | LOAD CAPACITY |  | MOUNTING SIZE |  | MATERIAL | STAINLESS STEEL | MATERIAL SPECIFICATION |  | COATING/FINISH |  | PRESSURE RATING |  | TEMPERATURE RATING |  | FASTENING DEVICE TYPE | WORM GEAR | HAZARD CLASS |  | CERTIFICATION/STANDARD | [47 empty] | Production Completed