## Sheet1
Project | Activities | Production User | Production Comments | Start Date | End Date | Remarks | Griha ID | MATNR | SAP MATERIAL NUMBER | ELLIPSE | LVORM | MTART | MBRSH | MATKL | BISMT | MEINS | MFRNR | MAKTX_EN | MAKTX_ES | TEXT_EN | TEXT_ES | ENRICHED DATA | Manufacturer Name | P/N | Manufacturer Name 1 | P/N 1 | Manufacturer Name 2 | P/N 2 | Manufacturer Name 3 | P/N 3 | Manufacturer Name 4 | P/N 4 | Manufacturer Name 5 | P/N 5 | Manufacturer Name 6 | P/N 6 | Input MNFR | Input PTNO | Verified MNFR from web | Verified MPN from Web | MNFR 1 | PTNO 1 | MNFR 2 | PTNO 2 | MNFR 3 | PTNO 3 | MNFR 4 | PTNO 4 | MNFR 5 | PTNO 5 | MNFR 6 | PTNO 6 | Vendor NAME | Vendor Part Number | Vendor NAME1 | Vendor Part Number1 | Reference URL | Reference URL1 | Item Number | Equipment Type | Equipment Manufacturer | Equipment Model | Equipment Serial | DWG | DRAWING VERSION | POS/TAG | Enriched/Cleansed | UNSPSC Ver.23.07 | ADDITIONAL FEATURES FROM INPUT | Additional Features from WEBSOURCE | Noun | Modifier | Attribute Name 1 | Attribute Value 1 | Attribute Name 2 | Attribute Value 2 | Attribute Name 3 | Attribute Value 3 | Attribute Name 4 | Attribute Value 4 | Attribute Name 5 | Attribute Value 5 | Attribute Name 6 | Attribute Value 6 | Attribute Name 7 | Attribute Value 7 | Attribute Name 8 | Attribute Value 8 | Attribute Name 9 | Attribute Value 9 | Attribute Name 10 | Attribute Value 10 | Attribute Name 11 | Attribute Value 11 | Attribute Name 12 | Attribute Value 12 | Attribute Name 13 | Attribute Value 13 | Attribute Name 14 | Attribute Value 14 | Attribute Name 15 | Attribute Value 15 | Attribute Name 16 | Attribute Value 16 | Attribute Name 17 | Attribute Value 17 | Attribute Name 18 | Attribute Value 18 | Attribute Name 19 | Attribute Value 19 | Attribute Name 20 | Attribute Value 20 | Attribute Name 21 | Attribute Value 21 | Attribute Name 22 | Attribute Value 22 | Attribute Name 23 | Attribute Value 23 | Attribute Name 24 | Attribute Value 24 | Attribute Name 25 | Attribute Value 25 | Attribute Name 26 | Attribute Value 26 | Attribute Name 27 | Attribute Value 27 | Attribute Name 28 | Attribute Value 28 | Attribute Name 29 | Attribute Value 29 | Attribute Name 30 | Attribute Value 30 | Attribute Name 31 | Attribute Value 31 | Attribute Name 32 | Attribute Value 32 | Attribute Name 33 | Attribute Value 33 | Attribute Name 34 | Attribute Value 34 | Attribute Name 35 | Attribute Value 35 | Attribute Name 36 | Attribute Value 36 | Status
STP_009 - Lot7 | Data Enrichment | SMX | OK | 2023-10-16 | 2023-10-16 |  | 1098137 | 1098137 | 1387077 | AU_QM_000228152 |  | ERSA | M | 5100 | 1387077GZPCLNT100 | EA | 3000003 | CABLE;CAT,115-5696 | CABLE;CAT,115-5696 | CABLE;MNFR:CATERPILLAR,PTNO:115-5696 |  | CABLE;CAT,115-5696CABLE;HAS,115-5696 | CATERPILLAR | 115-5696 | [14 empty] | CATERPILLAR | 115-5696 | HASTINGS DEERING(AUSTRALIA) LTD | [15 empty] | https://parts.cat.com/en/catcorp/115-5696 | [9 empty] | Enriched | 26121600 Electrical cable and accessories |  |  | CABLE | ELECTRICAL | TYPE | BATTERY NEGATIVE TERMINAL | VOLTAGE RATING |  | CURRENT RATING |  | CONDUCTOR SIZE |  | NUMBER OF CONDUCTORS |  | CORE STRANDS |  | CONDUCTOR MATERIAL |  | JACKET MATERIAL |  | INSULATION MATERIAL |  | FILLER MATERIAL |  | ARMOR TYPE |  | TEMPERATURE RATING | 80 DEG C | LENGTH | 1180 MM | JACKET COLOUR | BLACK | HAZARD CLASS |  | CERTIFICATION/STANDARD |  | ADDITIONAL FEATURES | [39 empty] | Production Completed
STP_009 - Lot7 | Data Enrichment | SMX | OK | 2023-10-16 | 2023-10-16 |  | 1098948 | 1098948 | 1389191 | AU_QM_000230626 |  | ERSA | M | 5100 | 1389191GZPCLNT100 | EA | 3000003 | CABLE;CAT,1220488 | CABLE;CAT,1220488 | CABLE;MNFR:CATERPILLAR,PTNO:1220488 |  | CABLE;CAT,1220488CABLE;HAS,1220488 | CATERPILLAR | 1220488 | [14 empty] | CATERPILLAR | 122-0488 | HASTINGS DEERING(AUSTRALIA) LTD | [15 empty] | https://parts.cat.com/en/catcorp/122-0488 | [9 empty] | Enriched | 26121708 Battery cable assembly |  |  | CABLE | ASSEMBLY | TYPE | BATTERY | VOLTAGE RATING |  | CURRENT RATING |  | CONDUCTOR SIZE |  | NUMBER OF CONDUCTORS |  | CORE STRANDS |  | CONDUCTOR MATERIAL |  | JACKET MATERIAL |  | INSULATION MATERIAL |  | TEMPERATURE RATING | 80 DEG C | LENGTH | 0.7 M | JACKET COLOUR | RED | HAZARD CLASS |  | CERTIFICATION/STANDARD |  | ADDITIONAL FEATURES | [43 empty] | Production Completed
STP_009 - Lot7 | Data Enrichment | SMX | OK | 2023-10-16 | 2023-10-17 |  | 1098912 | 1098912 | 1390482 | AU_QM_000232136 |  | ERSA | M | 5100 | 1390482GZPCLNT100 | EA | 3000003 | CABLE;CAT,1694253 | CABLE;CAT,1694253 | CABLE;MNFR:CATERPILLAR,PTNO:1694253 |  | CABLE;CAT,1694253CABLE;HAS,1694253 | CATERPILLAR | 1694253 | [14 empty] | CATERPILLAR | 169-4253 | HASTINGS DEERING(AUSTRALIA) LTD | [15 empty] | https://parts.cat.com/en/catcorp/169-4253 | [9 empty] | Enriched | 26121600 Electrical cable and accessories |  |  | CABLE | ASSEMBLY | TYPE |  | VOLTAGE RATING |  | CURRENT RATING |  | CONDUCTOR SIZE |  | NUMBER OF CONDUCTORS |  | CORE STRANDS |  | CONDUCTOR MATERIAL |  | JACKET MATERIAL |  | INSULATION MATERIAL |  | TEMPERATURE RATING |  | LENGTH |  | JACKET COLOUR |  | HAZARD CLASS |  | CERTIFICATION/STANDARD |  | ADDITIONAL FEATURES | [43 empty] | Production Completed
STP_009 - Lot7 | Data Enrichment | SMX | OK | 2023-10-16 | 2023-10-17 |  | 1098911 | 1098911 | 1390485 | AU_QM_000232139 |  | ERSA | M | 5100 | 1390485GZPCLNT100 | EA | 3000003 | CABLE;CAT,1694256 | CABLE;CAT,1694256 | CABLE;MNFR:CATERPILLAR,PTNO:1694256 |  | CABLE;CAT,1694256CABLE;HAS,1694256 | CATERPILLAR | 1694256 | [14 empty] | CATERPILLAR | 169-4256 | HASTINGS DEERING(AUSTRALIA) LTD | [15 empty] | https://parts.cat.com/en/catcorp/169-4256 | [9 empty] | Enriched | 26121600 Electrical cable and accessories |  |  | CABLE | ASSEMBLY | TYPE |  | VOLTAGE RATING |  | CURRENT RATING |  | CONDUCTOR SIZE |  | NUMBER OF CONDUCTORS |  | CORE STRANDS |  | CONDUCTOR MATERIAL |  | JACKET MATERIAL |  | INSULATION MATERIAL |  | TEMPERATURE RATING |  | LENGTH |  | JACKET COLOUR |  | HAZARD CLASS |  | CERTIFICATION/STANDARD |  | ADDITIONAL FEATURES | [43 empty] | Production Completed
STP_009 - Lot7 | Data Enrichment | SMX | OK | 2023-10-16 | 2023-10-17 |  | 1098568 | 1098568 | 1372595 | AU_QM_000197076 |  | ERSA | M | 5100 | 1372595GZPCLNT100 | EA | 3000003 | CABLE;CAT,2185566 | CABLE;CAT,2185566 | CABLE;MNFR:CATERPILLAR,PTNO:2185566 |  | CABLE;CAT,2185566CABLE;HAS,2185566 | CATERPILLAR | 2185566 | [14 empty] | CATERPILLAR | 218-5566 | HASTINGS DEERING(AUSTRALIA) LTD | [15 empty] | https://parts.cat.com/en/catcorp/218-5566 | [9 empty] | Enriched | 26121600 Electrical cable and accessories |  |  | CABLE | ASSEMBLY | TYPE | PULL | VOLTAGE RATING |  | CURRENT RATING |  | CONDUCTOR SIZE |  | NUMBER OF CONDUCTORS |  | CORE STRANDS |  | CONDUCTOR MATERIAL |  | JACKET MATERIAL |  | INSULATION MATERIAL |  | TEMPERATURE RATING | -54 TO 107 DEG C | LENGTH | 2450 MM | JACKET COLOUR |  | HAZARD CLASS |  | CERTIFICATION/STANDARD |  | ADDITIONAL FEATURES | [43 empty] | Production Completed
STP_009 - Lot7 | Data Enrichment | SMX | OK | 2023-10-16 | 2023-10-17 |  | 1098834 | 1098834 | 1393436 | AU_QM_000236876 |  | ERSA | M | 5100 | 1393436GZPCLNT100 | EA | 3000003 | CABLE;CAT,227-0216 | CABLE;CAT,227-0216 | CABLE;MNFR:CATERPILLAR,PTNO:227-0216 |  | OEM-E-LISTCABLE;CAT,227-0216 | CATERPILLAR | 227-0216 | [14 empty] | CATERPILLAR | 227-0216 | [16 empty] | https://parts.cat.com/en/catcorp/227-0216 | [9 empty] | Enriched | 26121600 Electrical cable and accessories |  |  | CABLE | ASSEMBLY | TYPE |  | VOLTAGE RATING |  | CURRENT RATING |  | CONDUCTOR SIZE |  | NUMBER OF CONDUCTORS |  | CORE STRANDS |  | CONDUCTOR MATERIAL |  | JACKET MATERIAL |  | INSULATION MATERIAL |  | TEMPERATURE RATING |  | LENGTH |  | JACKET COLOUR |  | HAZARD CLASS |  | CERTIFICATION/STANDARD |  | ADDITIONAL FEATURES | [43 empty] | Production Completed
STP_009 - Lot7 | Data Enrichment | SMX | OK | 2023-10-16 | 2023-10-17 |  | 1098833 | 1098833 | 1393437 | AU_QM_000236878 |  | ERSA | M | 5100 | 1393437GZPCLNT100 | EA | 3000003 | CABLE;CAT,229-8851 | CABLE;CAT,229-8851 | CABLE;MNFR:CATERPILLAR,PTNO:229-8851 |  | OEM-E-LISTCABLE;CAT,229-8851 | CATERPILLAR | 229-8851 | [14 empty] | CATERPILLAR | 229-8851 | [16 empty] | https://parts.cat.com/en/catcorp/229-8851 | [9 empty] | Enriched | 26121600 Electrical cable and accessories |  | C/W TERMINAL COVERS AND BULK TUBING | CABLE | ASSEMBLY | TYPE | HEATER | VOLTAGE RATING |  | CURRENT RATING |  | CONDUCTOR SIZE | 2 AWG | NUMBER OF CONDUCTORS |  | CORE STRANDS |  | CONDUCTOR MATERIAL |  | JACKET MATERIAL |  | INSULATION MATERIAL |  | TEMPERATURE RATING |  | LENGTH | 110 MM | JACKET COLOUR | BLACK | HAZARD CLASS |  | CERTIFICATION/STANDARD | ROHS | ADDITIONAL FEATURES | [43 empty] | Production Completed
STP_009 - Lot7 | Data Enrichment | SMX | OK | 2023-10-16 | 2023-10-17 |  | 1098914 | 1098914 | 1390469 | AU_QM_000232119 |  | ERSA | M | 5100 | 1390469GZPCLNT100 | EA | 3000003 | CABLE;CAT,2355553 | CABLE;CAT,2355553 | CABLE;MNFR:CATERPILLAR,PTNO:2355553 |  | CABLE;CAT,2355553CABLE;HAS,2355553 | CATERPILLAR | 2355553 | [14 empty] | CATERPILLAR | 235-5553 | HASTINGS DEERING(AUSTRALIA) LTD | [15 empty] | https://parts.cat.com/en/catcorp/235-5553 | [9 empty] | Enriched | 26121600 Electrical cable and accessories |  |  | CABLE | ASSEMBLY | TYPE |  | VOLTAGE RATING |  | CURRENT RATING |  | CONDUCTOR SIZE |  | NUMBER OF CONDUCTORS |  | CORE STRANDS |  | CONDUCTOR MATERIAL |  | JACKET MATERIAL |  | INSULATION MATERIAL |  | TEMPERATURE RATING |  | LENGTH |  | JACKET COLOUR |  | HAZARD CLASS |  | CERTIFICATION/STANDARD |  | ADDITIONAL FEATURES | [43 empty] | Production Completed
STP_009 - Lot7 | Data Enrichment | SMX | OK | 2023-10-16 | 2023-10-17 |  | 1098832 | 1098832 | 1393438 | AU_QM_000236879 |  | ERSA | M | 5100 | 1393438GZPCLNT100 | EA | 3000003 | CABLE;CAT,236-2340 | CABLE;CAT,236-2340 | CABLE;MNFR:CATERPILLAR,PTNO:236-2340 |  | OEM-E-LISTCABLE;CAT,236-2340 | CATERPILLAR | 236-2340 | [14 empty] | CATERPILLAR | 236-2340 | [16 empty] | https://parts.cat.com/en/catcorp/236-2340 | [9 empty] | Enriched | 26121708 Battery cable assembly |  |  | CABLE | ASSEMBLY | TYPE | DUAL POLARITY BATTERY | VOLTAGE RATING |  | CURRENT RATING |  | CONDUCTOR SIZE |  | NUMBER OF CONDUCTORS |  | CORE STRANDS |  | CONDUCTOR MATERIAL |  | JACKET MATERIAL |  | INSULATION MATERIAL |  | TEMPERATURE RATING | 80 DEG C | LENGTH |  | JACKET COLOUR |  | HAZARD CLASS |  | CERTIFICATION/STANDARD | SAE | ADDITIONAL FEATURES | [43 empty] | Production Completed
STP_009 - Lot7 | Data Enrichment | SMX | OK | 2023-10-16 | 2023-10-17 |  | 1098871 | 1098871 | 1391691 | AU_QM_000233616 |  | ERSA | M | 5100 | 1391691GZPCLNT100 | EA | 3000003 | CABLE;CAT,286-2439 | CABLE;CAT,286-2439 | CABLE;MNFR:CATERPILLAR,PTNO:286-2439 |  | CABLE;CAT,286-2439CABLE;HAS,286-2439 | CATERPILLAR | 286-2439 | [14 empty] | CATERPILLAR | 286-2439 | HASTINGS DEERING(AUSTRALIA) LTD | [15 empty] | https://parts.cat.com/en/catcorp/286-2439 | [9 empty] | Enriched | 26121600 Electrical cable and accessories |  |  | CABLE | ASSEMBLY | TYPE |  | VOLTAGE RATING |  | CURRENT RATING |  | CONDUCTOR SIZE |  | NUMBER OF CONDUCTORS |  | CORE STRANDS |  | CONDUCTOR MATERIAL |  | JACKET MATERIAL |  | INSULATION MATERIAL |  | TEMPERATURE RATING |  | LENGTH |  | JACKET COLOUR |  | HAZARD CLASS |  | CERTIFICATION/STANDARD |  | ADDITIONAL FEATURES | [43 empty] | Production Completed
STP_009 - Lot7 | Data Enrichment | SMX | OK | 2023-10-16 | 2023-10-17 |  | 1098103 | 1098103 | 1388240 | AU_QM_000229530 |  | ERSA | M | 5100 | 1388240GZPCLNT100 | EA | 3000003 | CABLE;CAT,2909551 | CABLE;CAT,2909551 | CABLE;MNFR:CATERPILLAR,PTNO:2909551 |  | CABLE;CAT,2909551CABLE;HAS,2909551 | CATERPILLAR | 2909551 | [14 empty] | CATERPILLAR | 290-9551 | HASTINGS DEERING(AUSTRALIA) LTD | [15 empty] | https://parts.cat.com/en/catcorp/290-9551 | [9 empty] | Enriched | 26121600 Electrical cable and accessories |  |  | CABLE | ASSEMBLY | TYPE |  | VOLTAGE RATING |  | CURRENT RATING |  | CONDUCTOR SIZE |  | NUMBER OF CONDUCTORS |  | CORE STRANDS |  | CONDUCTOR MATERIAL |  | JACKET MATERIAL |  | INSULATION MATERIAL |  | TEMPERATURE RATING |  | LENGTH |  | JACKET COLOUR |  | HAZARD CLASS |  | CERTIFICATION/STANDARD |  | ADDITIONAL FEATURES | [43 empty] | Production Completed
STP_009 - Lot7 | Data Enrichment | SMX | OK | 2023-10-16 | 2023-10-17 |  | 1099014 | 1099014 | 1387507 | AU_QM_000228660 |  | ERSA | M | 5100 | 1387507GZPCLNT100 | EA | 3000003 | CABLE;CAT,2916410 | CABLE;CAT,2916410 | CABLE;MNFR:CATERPILLAR,PTNO:2916410 |  | CABLE;CAT,2916410CABLE;HAS,2916410 | CATERPILLAR | 2916410 | [14 empty] | CATERPILLAR | 291-6410 | HASTINGS DEERING(AUSTRALIA) LTD | [15 empty] | https://parts.cat.com/en/catcorp/291-6410 | [9 empty] | Enriched | 26121600 Electrical cable and accessories |  |  | CABLE | ASSEMBLY | TYPE |  | VOLTAGE RATING |  | CURRENT RATING |  | CONDUCTOR SIZE |  | NUMBER OF CONDUCTORS |  | CORE STRANDS |  | CONDUCTOR MATERIAL |  | JACKET MATERIAL |  | INSULATION MATERIAL |  | TEMPERATURE RATING |  | LENGTH |  | JACKET COLOUR |  | HAZARD CLASS |  | CERTIFICATION/STANDARD |  | ADDITIONAL FEATURES | [43 empty] | Production Completed
STP_009 - Lot7 | Data Enrichment | SMX | OK | 2023-10-16 | 2023-10-17 |  | 1099512 | 1099512 | 1377795 | AU_QM_000217048 |  | ERSA | M | 5100 | 1377795GZPCLNT100 | EA | 3000001 | CABLE;EPI,0017 2010 20 | CABLE;EPI,0017 2010 20 | CABLE;MNFR:EPIROC,PTNO:0017 2010 20 |  | CABLE;EPI,0017 2010 20CABLE;EPI,0017 2010 20 | EPIROC | 0017 2010 20 | [14 empty] | EPIROC | 0017 2010 20 | [16 empty] | https://gzbosenjx.en.made-in-china.com/product/jEsYRwcrrbVv/China-Epiroc-BS-Atlas-Copco-BS-Sandvil-BS-for-Gold-Mining-Chine-Briquette-Machine-Stone-Crusher-Price-Mining-Machine-Stone-Crushing-Machine-3222986131.html | [9 empty] | Enriched | 26121600 Electrical cable and accessories |  |  | CABLE | ELECTRICAL | TYPE |  | VOLTAGE RATING |  | CURRENT RATING |  | CONDUCTOR SIZE |  | NUMBER OF CONDUCTORS |  | CORE STRANDS | 1 | CONDUCTOR MATERIAL |  | JACKET MATERIAL |  | INSULATION MATERIAL |  | FILLER MATERIAL |  | ARMOR TYPE |  | TEMPERATURE RATING |  | LENGTH |  | JACKET COLOUR |  | HAZARD CLASS |  | CERTIFICATION/STANDARD |  | ADDITIONAL FEATURES | [39 empty] | Production Completed
STP_009 - Lot7 | Data Enrichment | SMX | OK | 2023-10-16 | 2023-10-17 |  | 1099511 | 1099511 | 1377798 | AU_QM_000217051 |  | ERSA | M | 5100 | 1377798GZPCLNT100 | EA | 3000001 | CABLE;EPI,0017 2010 70 | CABLE;EPI,0017 2010 70 | CABLE;MNFR:EPIROC,PTNO:0017 2010 70 |  | CABLE;EPI,0017 2010 70CABLE;EPI,0017 2010 70 | EPIROC | 0017 2010 70 | [14 empty] | EPIROC | 0017 2010 70 | [16 empty] | https://coprockdrill.com/epiroc-spare-parts-brand/ | [9 empty] | Enriched | 26121600 Electrical cable and accessories |  |  | CABLE | ELECTRICAL | TYPE |  | VOLTAGE RATING |  | CURRENT RATING |  | CONDUCTOR SIZE |  | NUMBER OF CONDUCTORS |  | CORE STRANDS | 1 | CONDUCTOR MATERIAL |  | JACKET MATERIAL |  | INSULATION MATERIAL |  | FILLER MATERIAL |  | ARMOR TYPE |  | TEMPERATURE RATING |  | LENGTH |  | JACKET COLOUR |  | HAZARD CLASS |  | CERTIFICATION/STANDARD |  | ADDITIONAL FEATURES | [39 empty] | Production Completed
STP_009 - Lot7 | Data Enrichment | SMX | OK | 2023-10-16 | 2023-10-17 |  | 1099497 | 1099497 | 1377898 | AU_QM_000217159 |  | ERSA | M | 5100 | 1377898GZPCLNT100 | EA | 3000001 | CABLE;EPI,0017 2010 80 | CABLE;EPI,0017 2010 80 | CABLE;MNFR:EPIROC,PTNO:0017 2010 80 |  | CABLE;EPI,0017 2010 80CABLE;EPI,0017 2010 80 | EPIROC | 0017 2010 80 | [14 empty] | EPIROC | 0017 2010 80 | [16 empty] | https://www.aircompressorstrade.com/2651155075-genuine-atlas-copco-epiroc-parts-catalog-by-china-supplier/ | [9 empty] | Enriched | 26121600 Electrical cable and accessories |  |  | CABLE | ELECTRICAL | TYPE |  | VOLTAGE RATING |  | CURRENT RATING |  | CONDUCTOR SIZE |  | NUMBER OF CONDUCTORS |  | CORE STRANDS | 1 | CONDUCTOR MATERIAL |  | JACKET MATERIAL |  | INSULATION MATERIAL |  | FILLER MATERIAL |  | ARMOR TYPE |  | TEMPERATURE RATING |  | LENGTH |  | JACKET COLOUR |  | HAZARD CLASS |  | CERTIFICATION/STANDARD |  | ADDITIONAL FEATURES | [39 empty] | Production Completed
STP_009 - Lot7 | Data Enrichment | SMX | OK | 2023-10-16 | 2023-10-17 |  | 1099475 | 1099475 | 1377975 | AU_QM_000217244 |  | ERSA | M | 5100 | 1377975GZPCLNT100 | EA | 3000001 | CABLE;EPI,0017 2010 90 | CABLE;EPI,0017 2010 90 | CABLE;MNFR:EPIROC,PTNO:0017 2010 90 |  | CABLE;EPI,0017 2010 90CABLE;EPI,0017 2010 90 | EPIROC | 0017 2010 90 | [14 empty] | EPIROC | 0017201090 | [16 empty] | https://www.szpfg.com/index.php/2021/09/08/11/ | [9 empty] | Enriched | 26121600 Electrical cable and accessories |  |  | CABLE | ELECTRICAL | TYPE |  | VOLTAGE RATING |  | CURRENT RATING |  | CONDUCTOR SIZE |  | NUMBER OF CONDUCTORS |  | CORE STRANDS | 1 | CONDUCTOR MATERIAL |  | JACKET MATERIAL |  | INSULATION MATERIAL |  | FILLER MATERIAL |  | ARMOR TYPE |  | TEMPERATURE RATING |  | LENGTH |  | JACKET COLOUR |  | HAZARD CLASS |  | CERTIFICATION/STANDARD |  | ADDITIONAL FEATURES | [39 empty] | Production Completed
STP_009 - Lot7 | Data Enrichment | SMX | OK | 2023-10-16 | 2023-10-17 |  | 1099495 | 1099495 | 1377902 | AU_QM_000217163 |  | ERSA | M | 5100 | 1377902GZPCLNT100 | EA | 3000001 | CABLE;EPI,0017 2011 20 | CABLE;EPI,0017 2011 20 | CABLE;MNFR:EPIROC,PTNO:0017 2011 20 |  | CABLE;EPI,0017 2011 20CABLE;EPI,0017 2011 20 | EPIROC | 0017 2011 20 | [14 empty] | EPIROC | 0017 2011 20 | [16 empty] | https://www.aircompressorstrade.com/3177309288-atlas-copco-epiroc-boltec-lc-spare-parts-catalog/ | [9 empty] | Enriched | 26121600 Electrical cable and accessories |  |  | CABLE | ELECTRICAL | TYPE |  | VOLTAGE RATING |  | CURRENT RATING |  | CONDUCTOR SIZE |  | NUMBER OF CONDUCTORS |  | CORE STRANDS | 1 | CONDUCTOR MATERIAL |  | JACKET MATERIAL |  | INSULATION MATERIAL |  | FILLER MATERIAL |  | ARMOR TYPE |  | TEMPERATURE RATING |  | LENGTH |  | JACKET COLOUR |  | HAZARD CLASS |  | CERTIFICATION/STANDARD |  | ADDITIONAL FEATURES | [39 empty] | Production Completed
STP_009 - Lot7 | Data Enrichment | SMX | OK | 2023-10-16 | 2023-10-16 |  | 1099543 | 1099543 | 1377333 | AU_QM_000216539 |  | ERSA | M | 5100 | 1377333GZPCLNT100 | EA | 3000001 | CABLE;EPI,0017 2060 30 | CABLE;EPI,0017 2060 30 | CABLE;MNFR:EPIROC,PTNO:0017 2060 30 |  | CABLE;EPI,0017 2060 30CABLE;EPI,0017 2060 30 | EPIROC | 0017 2060 30 | [14 empty] | EPIROC | 0017206030 | [16 empty] | https://www.szpfg.com/index.php/2021/09/08/11/ | [9 empty] | Enriched | 26121600 Electrical cable and accessories |  |  | CABLE | ELECTRICAL | TYPE |  | VOLTAGE RATING |  | CURRENT RATING |  | CONDUCTOR SIZE |  | NUMBER OF CONDUCTORS |  | CORE STRANDS | 1 | CONDUCTOR MATERIAL |  | JACKET MATERIAL |  | INSULATION MATERIAL |  | FILLER MATERIAL |  | ARMOR TYPE |  | TEMPERATURE RATING |  | LENGTH |  | JACKET COLOUR |  | HAZARD CLASS |  | CERTIFICATION/STANDARD |  | ADDITIONAL FEATURES | [39 empty] | Production Completed
STP_009 - Lot7 | Data Enrichment | SMX | OK | 2023-10-16 | 2023-10-16 |  | 1099505 | 1099505 | 1377845 | AU_QM_000217103 |  | ERSA | M | 5100 | 1377845GZPCLNT100 | EA | 3000001 | CABLE;EPI,0017 2060 40 | CABLE;EPI,0017 2060 40 | CABLE;MNFR:EPIROC,PTNO:0017 2060 40 |  | CABLE;EPI,0017 2060 40CABLE;EPI,0017 2060 40 | EPIROC | 0017 2060 40 | [14 empty] | EPIROC | 0017206040 | [16 empty] | https://www.szpfg.com/index.php/2021/09/08/11/ | [9 empty] | Enriched | 26121600 Electrical cable and accessories |  |  | CABLE | ELECTRICAL | TYPE |  | VOLTAGE RATING |  | CURRENT RATING |  | CONDUCTOR SIZE |  | NUMBER OF CONDUCTORS |  | CORE STRANDS | 1 | CONDUCTOR MATERIAL |  | JACKET MATERIAL |  | INSULATION MATERIAL |  | FILLER MATERIAL |  | ARMOR TYPE |  | TEMPERATURE RATING |  | LENGTH |  | JACKET COLOUR |  | HAZARD CLASS |  | CERTIFICATION/STANDARD |  | ADDITIONAL FEATURES | [39 empty] | Production Completed
STP_009 - Lot7 | Data Enrichment | SMX | OK | 2023-10-16 | 2023-10-16 |  | 1099555 | 1099555 | 1377156 | AU_QM_000216344 |  | ERSA | M | 5100 | 1377156GZPCLNT100 | EA | 3000001 | CABLE;EPI,0017 2060 70 | CABLE;EPI,0017 2060 70 | CABLE;MNFR:EPIROC,PTNO:0017 2060 70 |  | CABLE;EPI,0017 2060 70CABLE;EPI,0017 2060 70 | EPIROC | 0017 2060 70 | [14 empty] | EPIROC | 0017206070 | [16 empty] | https://www.szpfg.com/index.php/2021/09/08/11/ | [9 empty] | Enriched | 26121600 Electrical cable and accessories |  |  | CABLE | ELECTRICAL | TYPE |  | VOLTAGE RATING |  | CURRENT RATING |  | CONDUCTOR SIZE |  | NUMBER OF CONDUCTORS |  | CORE STRANDS | 1 | CONDUCTOR MATERIAL |  | JACKET MATERIAL |  | INSULATION MATERIAL |  | FILLER MATERIAL |  | ARMOR TYPE |  | TEMPERATURE RATING |  | LENGTH |  | JACKET COLOUR |  | HAZARD CLASS |  | CERTIFICATION/STANDARD |  | ADDITIONAL FEATURES | [39 empty] | Production Completed
STP_009 - Lot7 | Data Enrichment | SMX | OK | 2023-10-16 | 2023-10-16 |  | 1099491 | 1099491 | 1377913 | AU_QM_000217175 |  | ERSA | M | 5100 | 1377913GZPCLNT100 | EA | 3000001 | CABLE;EPI,0017 2060 80 | CABLE;EPI,0017 2060 80 | CABLE;MNFR:EPIROC,PTNO:0017 2060 80 |  | CABLE;EPI,0017 2060 80CABLE;EPI,0017 2060 80 | EPIROC | 0017 2060 80 | [14 empty] | EPIROC | 0017206080 | [16 empty] | https://www.szpfg.com/index.php/2021/09/08/11/ | [9 empty] | Enriched | 26121600 Electrical cable and accessories |  |  | CABLE | ELECTRICAL | TYPE |  | VOLTAGE RATING |  | CURRENT RATING |  | CONDUCTOR SIZE |  | NUMBER OF CONDUCTORS |  | CORE STRANDS | 1 | CONDUCTOR MATERIAL |  | JACKET MATERIAL |  | INSULATION MATERIAL |  | FILLER MATERIAL |  | ARMOR TYPE |  | TEMPERATURE RATING |  | LENGTH |  | JACKET COLOUR |  | HAZARD CLASS |  | CERTIFICATION/STANDARD |  | ADDITIONAL FEATURES | [39 empty] | Production Completed
STP_009 - Lot7 | Data Enrichment | SMX | OK | 2023-10-16 | 2023-10-16 |  | 1099516 | 1099516 | 1377787 | AU_QM_000217039 |  | ERSA | M | 5100 | 1377787GZPCLNT100 | EA | 3000001 | CABLE;EPI,0017 2060 90 | CABLE;EPI,0017 2060 90 | CABLE;MNFR:EPIROC,PTNO:0017 2060 90 |  | CABLE;EPI,0017 2060 90CABLE;EPI,0017 2060 90 | EPIROC | 0017 2060 90 | [14 empty] | EPIROC | 0017206090 | [16 empty] | https://www.szpfg.com/index.php/2021/09/08/11/ | [9 empty] | Enriched | 26121600 Electrical cable and accessories |  |  | CABLE | ELECTRICAL | TYPE |  | VOLTAGE RATING |  | CURRENT RATING |  | CONDUCTOR SIZE |  | NUMBER OF CONDUCTORS |  | CORE STRANDS | 1 | CONDUCTOR MATERIAL |  | JACKET MATERIAL |  | INSULATION MATERIAL |  | FILLER MATERIAL |  | ARMOR TYPE |  | TEMPERATURE RATING |  | LENGTH |  | JACKET COLOUR |  | HAZARD CLASS |  | CERTIFICATION/STANDARD |  | ADDITIONAL FEATURES | [39 empty] | Production Completed
STP_009 - Lot7 | Data Enrichment | SMX | OK | 2023-10-16 | 2023-10-16 |  | 1099520 | 1099520 | 1377762 | AU_QM_000217011 |  | ERSA | M | 5100 | 1377762GZPCLNT100 | EA | 3000001 | CABLE;EPI,0017 2071 20 | CABLE;EPI,0017 2071 20 | CABLE;MNFR:EPIROC,PTNO:0017 2071 20 |  | CABLE;EPI,0017 2071 20CABLE;EPI,0017 2071 20 | EPIROC | 0017 2071 20 | [14 empty] | EPIROC | 0017207120 | [16 empty] | https://www.szpfg.com/index.php/2021/09/08/11/ | [9 empty] | Cleansed | 26121600 Electrical cable and accessories |  |  | CABLE | NO MODIFIER | TYPE |  | NUMBER OF CONDUCTORS |  | CONDUCTOR SIZE |  | VOLTAGE RATING |  | CURRENT RATING |  | CONDUCTOR MATERIAL |  | JACKET MATERIAL |  | INSULATION MATERIAL |  | TEMPERATURE RATING |  | LENGTH |  | HAZARD CLASS |  | CERTIFICATION/STANDARD |  | ADDITIONAL FEATURES | [47 empty] | Production Completed
STP_009 - Lot7 | Data Enrichment | SMX | OK | 2023-10-16 | 2023-10-16 |  | 1099179 | 1099179 | 1380186 | AU_QM_000219676 |  | ERSA | M | 5100 | 1380186GZPCLNT100 | EA | 3000001 | CABLE;EPI,0348 0101 05 | CABLE;EPI,0348 0101 05 | CABLE;MNFR:EPIROC,PTNO:0348 0101 05 |  | CABLE;EPI,0348 0101 05CABLE;EPI,0348 0101 05 | EPIROC | 0348 0101 05 | [14 empty] | EPIROC | 0348 0101 05 | [16 empty] | https://www.aircompressorstrade.com/atlas-copco-portable-compressors-ultimate-spare-parts-catalog/ | [9 empty] | Enriched | 39121703 Cable ties |  |  | TIE | CABLE | TYPE |  | LENGTH |  | BUNDLE DIAMETER |  | MATERIAL |  | COLOUR |  | HAZARD CLASS |  | CERTIFICATION/STANDARD |  | ADDITIONAL FEATURES | [57 empty] | Production Completed
STP_009 - Lot7 | Data Enrichment | SMX | OK | 2023-10-16 | 2023-10-16 |  | 1099220 | 1099220 | 1379660 | AU_QM_000219101 |  | ERSA | M | 5100 | 1379660GZPCLNT100 | EA | 3000001 | CABLE;EPI,0348 0101 07 | CABLE;EPI,0348 0101 07 | CABLE;MNFR:EPIROC,PTNO:0348 0101 07 |  | CABLE;EPI,0348 0101 07CABLE;EPI,0348 0101 07 | EPIROC | 0348 0101 07 | [14 empty] | EPIROC | 0348 0101 07 | [16 empty] | https://www.aircompressorstrade.com/atlas-copco-zt-110zt-132-zt-145-zt-160-zt-90-vsd-zt-110-vsd-air-compressor-new-parts-catalog-2023-2024/ | [9 empty] | Enriched | 39121703 Cable ties |  |  | TIE | CABLE | TYPE |  | LENGTH | 100 MM | BUNDLE DIAMETER | 2.5 MM | MATERIAL |  | COLOUR |  | HAZARD CLASS |  | CERTIFICATION/STANDARD |  | ADDITIONAL FEATURES | [57 empty] | Production Completed
STP_009 - Lot7 | Data Enrichment | SMX | OK | 2023-10-16 | 2023-10-16 |  | 1099484 | 1099484 | 1377940 | AU_QM_000217204 |  | ERSA | M | 5100 | 1377940GZPCLNT100 | EA | 3000001 | CABLE;EPI,3176 0000 25 | CABLE;EPI,3176 0000 25 | CABLE;MNFR:EPIROC,PTNO:3176 0000 25 |  | CABLE;EPI,3176 0000 25CABLE;EPI,3176 0000 25 | EPIROC | 3176 0000 25 | [14 empty] | EPIROC | 3176000025 | [16 empty] | https://www.szpfg.com/index.php/2021/09/08/27/ | [9 empty] | Cleansed | 26121600 Electrical cable and accessories |  |  | CABLE | NO MODIFIER | TYPE |  | NUMBER OF CONDUCTORS |  | CONDUCTOR SIZE |  | VOLTAGE RATING |  | CURRENT RATING |  | CONDUCTOR MATERIAL |  | JACKET MATERIAL |  | INSULATION MATERIAL |  | TEMPERATURE RATING |  | LENGTH |  | HAZARD CLASS |  | CERTIFICATION/STANDARD |  | ADDITIONAL FEATURES | [47 empty] | Production Completed
STP_009 - Lot7 | Data Enrichment | SMX | OK | 2023-10-16 | 2023-10-16 |  | 1099477 | 1099477 | 1377971 | AU_QM_000217239 |  | ERSA | M | 5100 | 1377971GZPCLNT100 | EA | 3000001 | CABLE;EPI,3176 0000 29 | CABLE;EPI,3176 0000 29 | CABLE;MNFR:EPIROC,PTNO:3176 0000 29 |  | CABLE;EPI,3176 0000 29CABLE;EPI,3176 0000 29 | EPIROC | 3176 0000 29 | [14 empty] | EPIROC | 3176000029 | [16 empty] | https://www.szpfg.com/index.php/2021/09/08/27/ | [9 empty] | Cleansed | 26121600 Electrical cable and accessories |  |  | CABLE | NO MODIFIER | TYPE |  | NUMBER OF CONDUCTORS |  | CONDUCTOR SIZE |  | VOLTAGE RATING |  | CURRENT RATING |  | CONDUCTOR MATERIAL |  | JACKET MATERIAL |  | INSULATION MATERIAL |  | TEMPERATURE RATING |  | LENGTH |  | HAZARD CLASS |  | CERTIFICATION/STANDARD |  | ADDITIONAL FEATURES | [47 empty] | Production Completed
STP_009 - Lot7 | Data Enrichment | SMX | OK | 2023-10-16 | 2023-10-16 |  | 1099457 | 1099457 | 1378015 | AU_QM_000217288 |  | ERSA | M | 5100 | 1378015GZPCLNT100 | EA | 3000001 | CABLE;EPI,3176 0001 75 | CABLE;EPI,3176 0001 75 | CABLE;MNFR:EPIROC,PTNO:3176 0001 75 |  | CABLE;EPI,3176 0001 75CABLE;EPI,3176 0001 75 | EPIROC | 3176 0001 75 | [14 empty] | EPIROC | 3176000175 | [16 empty] | https://www.szpfg.com/index.php/2021/09/08/27/ | [9 empty] | Cleansed | 26121600 Electrical cable and accessories |  |  | CABLE | NO MODIFIER | TYPE |  | NUMBER OF CONDUCTORS |  | CONDUCTOR SIZE |  | VOLTAGE RATING |  | CURRENT RATING |  | CONDUCTOR MATERIAL |  | JACKET MATERIAL |  | INSULATION MATERIAL |  | TEMPERATURE RATING |  | LENGTH |  | HAZARD CLASS |  | CERTIFICATION/STANDARD |  | ADDITIONAL FEATURES | [47 empty] | Production Completed
STP_009 - Lot7 | Data Enrichment | SMX | OK | 2023-10-16 | 2023-10-16 |  | 1099521 | 1099521 | 1377731 | AU_QM_000216976 |  | ERSA | M | 5100 | 1377731GZPCLNT100 | EA | 3000001 | CABLE;EPI,3176 0003 85 | CABLE;EPI,3176 0003 85 | CABLE;MNFR:EPIROC,PTNO:3176 0003 85 |  | CABLE;EPI,3176 0003 85CABLE;EPI,3176 0003 85 | EPIROC | 3176 0003 85 | [14 empty] | EPIROC | 3176000385 | [16 empty] | https://www.szpfg.com/index.php/2021/09/08/27/ | [9 empty] | Enriched | 26121600 Electrical cable and accessories |  |  | CABLE | NO MODIFIER | TYPE | CONNECT | NUMBER OF CONDUCTORS |  | CONDUCTOR SIZE |  | VOLTAGE RATING |  | CURRENT RATING |  | CONDUCTOR MATERIAL |  | JACKET MATERIAL |  | INSULATION MATERIAL |  | TEMPERATURE RATING |  | LENGTH |  | HAZARD CLASS |  | CERTIFICATION/STANDARD |  | ADDITIONAL FEATURES | [47 empty] | Production Completed
STP_009 - Lot7 | Data Enrichment | SMX | OK | 2023-10-16 | 2023-10-16 |  | 1099463 | 1099463 | 1377995 | AU_QM_000217266 |  | ERSA | M | 5100 | 1377995GZPCLNT100 | EA | 3000001 | CABLE;EPI,3176 0006 30 | CABLE;EPI,3176 0006 30 | CABLE;MNFR:EPIROC,PTNO:3176 0006 30 |  | CABLE;EPI,3176 0006 30CABLE;EPI,3176 0006 30 | EPIROC | 3176 0006 30 | [14 empty] | EPIROC | 3176000630 | [16 empty] | https://www.szpfg.com/index.php/2021/09/08/27/ | [9 empty] | Cleansed | 26121600 Electrical cable and accessories |  |  | CABLE | NO MODIFIER | TYPE |  | NUMBER OF CONDUCTORS |  | CONDUCTOR SIZE |  | VOLTAGE RATING |  | CURRENT RATING |  | CONDUCTOR MATERIAL |  | JACKET MATERIAL |  | INSULATION MATERIAL |  | TEMPERATURE RATING |  | LENGTH |  | HAZARD CLASS |  | CERTIFICATION/STANDARD |  | ADDITIONAL FEATURES | [47 empty] | Production Completed
STP_009 - Lot7 | Data Enrichment | SMX | OK | 2023-10-16 | 2023-10-16 |  | 1099296 | 1099296 | 1378631 | AU_QM_000217963 |  | ERSA | M | 5100 | 1378631GZPCLNT100 | EA | 3000001 | CABLE;EPI,3176 0007 21 | CABLE;EPI,3176 0007 21 | CABLE;MNFR:EPIROC,PTNO:3176 0007 21 |  | CABLE;EPI,3176 0007 21CABLE;EPI,3176 0007 21 | EPIROC | 3176 0007 21 | [14 empty] | EPIROC | 3176000721 | [16 empty] | https://www.szpfg.com/index.php/2021/09/08/27/ | [9 empty] | Cleansed | 26121600 Electrical cable and accessories |  |  | CABLE | NO MODIFIER | TYPE |  | NUMBER OF CONDUCTORS |  | CONDUCTOR SIZE |  | VOLTAGE RATING |  | CURRENT RATING |  | CONDUCTOR MATERIAL |  | JACKET MATERIAL |  | INSULATION MATERIAL |  | TEMPERATURE RATING |  | LENGTH |  | HAZARD CLASS |  | CERTIFICATION/STANDARD |  | ADDITIONAL FEATURES | [47 empty] | Production Completed
STP_009 - Lot7 | Data Enrichment | SMX | OK | 2023-10-16 | 2023-10-16 | SERIES MATCH | 1099295 | 1099295 | 1378638 | AU_QM_000217971 |  | ERSA | M | 5100 | 1378638GZPCLNT100 | EA | 3000001 | CABLE;EPI,3176 0007 27 | CABLE;EPI,3176 0007 27 | CABLE;MNFR:EPIROC,PTNO:3176 0007 27 |  | CABLE;EPI,3176 0007 27CABLE;EPI,3176 0007 27 | EPIROC | 3176 0007 27 | [14 empty] | EPIROC | 3176000727 | [16 empty] | https://www.szpfg.com/index.php/2021/09/08/27/ | [9 empty] | Cleansed | 26121600 Electrical cable and accessories |  |  | CABLE | NO MODIFIER | TYPE |  | NUMBER OF CONDUCTORS |  | CONDUCTOR SIZE |  | VOLTAGE RATING |  | CURRENT RATING |  | CONDUCTOR MATERIAL |  | JACKET MATERIAL |  | INSULATION MATERIAL |  | TEMPERATURE RATING |  | LENGTH |  | HAZARD CLASS |  | CERTIFICATION/STANDARD |  | ADDITIONAL FEATURES | [47 empty] | Production Completed
STP_009 - Lot7 | Data Enrichment | SMX | OK | 2023-10-16 | 2023-10-16 |  | 1099319 | 1099319 | 1378542 | AU_QM_000217867 |  | ERSA | M | 5100 | 1378542GZPCLNT100 | EA | 3000001 | CABLE;EPI,3176 0010 04 | CABLE;EPI,3176 0010 04 | CABLE;MNFR:EPIROC,PTNO:3176 0010 04 |  | CABLE;EPI,3176 0010 04CABLE;EPI,3176 0010 04 | EPIROC | 3176 0010 04 | [14 empty] | EPIROC | 3176001004 | [16 empty] | https://www.szpfg.com/index.php/2021/09/08/27/ | [9 empty] | Enriched | 26121604 Signal cable |  |  | CABLE | SIGNAL | TYPE |  | NUMBER OF CONDUCTORS |  | CONDUCTOR SIZE |  | CONNECTION TYPE |  | CONDUCTOR MATERIAL |  | LENGTH |  | VOLTAGE RATING |  | JACKET MATERIAL |  | INSULATION MATERIAL |  | TEMPERATURE RATING |  | HAZARD CLASS |  | CERTIFICATION/STANDARD |  | ADDITIONAL FEATURES | [47 empty] | Production Completed
STP_009 - Lot7 | Data Enrichment | SMX | OK | 2023-10-16 | 2023-10-16 |  | 1099318 | 1099318 | 1378543 | AU_QM_000217868 |  | ERSA | M | 5100 | 1378543GZPCLNT100 | EA | 3000001 | CABLE;EPI,3176 0010 08 | CABLE;EPI,3176 0010 08 | CABLE;MNFR:EPIROC,PTNO:3176 0010 08 |  | CABLE;EPI,3176 0010 08CABLE;EPI,3176 0010 08 | EPIROC | 3176 0010 08 | [14 empty] | EPIROC | 3176001008 | [16 empty] | https://www.szpfg.com/index.php/2021/09/08/27/ | [9 empty] | Enriched | 26121604 Signal cable |  |  | CABLE | SIGNAL | TYPE |  | NUMBER OF CONDUCTORS |  | CONDUCTOR SIZE |  | CONNECTION TYPE |  | CONDUCTOR MATERIAL |  | LENGTH |  | VOLTAGE RATING |  | JACKET MATERIAL |  | INSULATION MATERIAL |  | TEMPERATURE RATING |  | HAZARD CLASS |  | CERTIFICATION/STANDARD |  | ADDITIONAL FEATURES | [47 empty] | Production Completed
STP_009 - Lot7 | Data Enrichment | SMX | OK | 2023-10-16 | 2023-10-16 |  | 1099316 | 1099316 | 1378545 | AU_QM_000217871 |  | ERSA | M | 5100 | 1378545GZPCLNT100 | EA | 3000001 | CABLE;EPI,3176 0010 64 | CABLE;EPI,3176 0010 64 | CABLE;MNFR:EPIROC,PTNO:3176 0010 64 |  | CABLE;EPI,3176 0010 64CABLE;EPI,3176 0010 64 | EPIROC | 3176 0010 64 | [14 empty] | EPIROC | 3176001064 | [16 empty] | https://www.szpfg.com/index.php/2021/09/08/27/ | [9 empty] | Enriched | 26121604 Signal cable |  |  | CABLE | SIGNAL | TYPE |  | NUMBER OF CONDUCTORS |  | CONDUCTOR SIZE |  | CONNECTION TYPE |  | CONDUCTOR MATERIAL |  | LENGTH |  | VOLTAGE RATING |  | JACKET MATERIAL |  | INSULATION MATERIAL |  | TEMPERATURE RATING |  | HAZARD CLASS |  | CERTIFICATION/STANDARD |  | ADDITIONAL FEATURES | [47 empty] | Production Completed
STP_009 - Lot7 | Data Enrichment | SMX | OK | 2023-10-16 | 2023-10-16 |  | 1099248 | 1099248 | 1379320 | AU_QM_000218725 |  | ERSA | M | 5100 | 1379320GZPCLNT100 | EA | 3000001 | CABLE;EPI,3176 0010 67 | CABLE;EPI,3176 0010 67 | CABLE;MNFR:EPIROC,PTNO:3176 0010 67 |  | CABLE;EPI,3176 0010 67CABLE;EPI,3176 0010 67 | EPIROC | 3176 0010 67 | [14 empty] | EPIROC | 3176001067 | [16 empty] | https://www.szpfg.com/index.php/2021/09/08/27/ | [9 empty] | Enriched | 26121604 Signal cable |  |  | CABLE | SIGNAL | TYPE |  | NUMBER OF CONDUCTORS |  | CONDUCTOR SIZE |  | CONNECTION TYPE |  | CONDUCTOR MATERIAL |  | LENGTH |  | VOLTAGE RATING |  | JACKET MATERIAL |  | INSULATION MATERIAL |  | TEMPERATURE RATING |  | HAZARD CLASS |  | CERTIFICATION/STANDARD |  | ADDITIONAL FEATURES | [47 empty] | Production Completed
STP_009 - Lot7 | Data Enrichment | SMX | OK | 2023-10-16 | 2023-10-16 |  | 1099314 | 1099314 | 1378547 | AU_QM_000217873 |  | ERSA | M | 5100 | 1378547GZPCLNT100 | EA | 3000001 | CABLE;EPI,3176 0010 68 | CABLE;EPI,3176 0010 68 | CABLE;MNFR:EPIROC,PTNO:3176 0010 68 |  | CABLE;EPI,3176 0010 68CABLE;EPI,3176 0010 68 | EPIROC | 3176 0010 68 | [14 empty] | EPIROC | 3176001068 | [16 empty] | https://www.szpfg.com/index.php/2021/09/08/27/ | [9 empty] | Enriched | 26121604 Signal cable |  |  | CABLE | SIGNAL | TYPE |  | NUMBER OF CONDUCTORS |  | CONDUCTOR SIZE |  | CONNECTION TYPE |  | CONDUCTOR MATERIAL |  | LENGTH |  | VOLTAGE RATING |  | JACKET MATERIAL |  | INSULATION MATERIAL |  | TEMPERATURE RATING |  | HAZARD CLASS |  | CERTIFICATION/STANDARD |  | ADDITIONAL FEATURES | [47 empty] | Production Completed
STP_009 - Lot7 | Data Enrichment | SMX | OK | 2023-10-16 | 2023-10-16 |  | 1099320 | 1099320 | 1378540 | AU_QM_000217865 |  | ERSA | M | 5100 | 1378540GZPCLNT100 | EA | 3000001 | CABLE;EPI,3176 0010 69 | CABLE;EPI,3176 0010 69 | CABLE;MNFR:EPIROC,PTNO:3176 0010 69 |  | CABLE;EPI,3176 0010 69CABLE;EPI,3176 0010 69 | EPIROC | 3176 0010 69 | [14 empty] | EPIROC | 3176001069 | [16 empty] | https://www.szpfg.com/index.php/2021/09/08/27/ | [9 empty] | Enriched | 26121604 Signal cable |  |  | CABLE | SIGNAL | TYPE |  | NUMBER OF CONDUCTORS |  | CONDUCTOR SIZE |  | CONNECTION TYPE |  | CONDUCTOR MATERIAL |  | LENGTH |  | VOLTAGE RATING |  | JACKET MATERIAL |  | INSULATION MATERIAL |  | TEMPERATURE RATING |  | HAZARD CLASS |  | CERTIFICATION/STANDARD |  | ADDITIONAL FEATURES | [47 empty] | Production Completed
STP_009 - Lot7 | Data Enrichment | SMX | OK | 2023-10-16 | 2023-10-16 |  | 1099197 | 1099197 | 1379971 | AU_QM_000219438 |  | ERSA | M | 5100 | 1379971GZPCLNT100 | EA | 3000001 | CABLE;EPI,3176 0010 72 | CABLE;EPI,3176 0010 72 | CABLE;MNFR:EPIROC,PTNO:3176 0010 72 |  | CABLE;EPI,3176 0010 72CABLE;EPI,3176 0010 72 | EPIROC | 3176 0010 72 | [14 empty] | EPIROC | 3176001072 | [16 empty] | https://www.szpfg.com/index.php/2021/09/08/27/ | [9 empty] | Enriched | 26121604 Signal cable |  |  | CABLE | SIGNAL | TYPE |  | NUMBER OF CONDUCTORS |  | CONDUCTOR SIZE |  | CONNECTION TYPE |  | CONDUCTOR MATERIAL |  | LENGTH | 1350 M | VOLTAGE RATING |  | JACKET MATERIAL |  | INSULATION MATERIAL |  | TEMPERATURE RATING |  | HAZARD CLASS |  | CERTIFICATION/STANDARD |  | ADDITIONAL FEATURES | [47 empty] | Production Completed
STP_009 - Lot7 | Data Enrichment | SMX | OK | 2023-10-16 | 2023-10-16 |  | 1099326 | 1099326 | 1378534 | AU_QM_000217859 |  | ERSA | M | 5100 | 1378534GZPCLNT100 | EA | 3000001 | CABLE;EPI,3176 0010 76 | CABLE;EPI,3176 0010 76 | CABLE;MNFR:EPIROC,PTNO:3176 0010 76 |  | CABLE;EPI,3176 0010 76CABLE;EPI,3176 0010 76 | EPIROC | 3176 0010 76 | [14 empty] | EPIROC | 3176001076 | [16 empty] | https://www.szpfg.com/index.php/2021/09/08/27/ | [9 empty] | Enriched | 26121604 Signal cable |  |  | CABLE | SIGNAL | TYPE |  | NUMBER OF CONDUCTORS |  | CONDUCTOR SIZE |  | CONNECTION TYPE |  | CONDUCTOR MATERIAL |  | LENGTH |  | VOLTAGE RATING |  | JACKET MATERIAL |  | INSULATION MATERIAL |  | TEMPERATURE RATING |  | HAZARD CLASS |  | CERTIFICATION/STANDARD |  | ADDITIONAL FEATURES | [47 empty] | Production Completed
STP_009 - Lot7 | Data Enrichment | SMX | OK | 2023-10-16 | 2023-10-16 |  | 1099235 | 1099235 | 1379343 | AU_QM_000218752 |  | ERSA | M | 5100 | 1379343GZPCLNT100 | EA | 3000001 | CABLE;EPI,3176 0010 77 | CABLE;EPI,3176 0010 77 | CABLE;MNFR:EPIROC,PTNO:3176 0010 77 |  | CABLE;EPI,3176 0010 77CABLE;EPI,3176 0010 77 | EPIROC | 3176 0010 77 | [14 empty] | EPIROC | 3176001077 | [16 empty] | https://www.szpfg.com/index.php/2021/09/08/27/ | [9 empty] | Enriched | 26121604 Signal cable |  |  | CABLE | SIGNAL | TYPE |  | NUMBER OF CONDUCTORS |  | CONDUCTOR SIZE |  | CONNECTION TYPE |  | CONDUCTOR MATERIAL |  | LENGTH |  | VOLTAGE RATING |  | JACKET MATERIAL |  | INSULATION MATERIAL |  | TEMPERATURE RATING |  | HAZARD CLASS |  | CERTIFICATION/STANDARD |  | ADDITIONAL FEATURES | [47 empty] | Production Completed
STP_009 - Lot7 | Data Enrichment | SMX | OK | 2023-10-16 | 2023-10-16 |  | 1099313 | 1099313 | 1378548 | AU_QM_000217874 |  | ERSA | M | 5100 | 1378548GZPCLNT100 | EA | 3000001 | CABLE;EPI,3176 0010 86 | CABLE;EPI,3176 0010 86 | CABLE;MNFR:EPIROC,PTNO:3176 0010 86 |  | CABLE;EPI,3176 0010 86CABLE;EPI,3176 0010 86 | EPIROC | 3176 0010 86 | [14 empty] | EPIROC | 3176001086 | [16 empty] | https://www.szpfg.com/index.php/2021/09/08/27/ | [9 empty] | Enriched | 26121604 Signal cable |  |  | CABLE | SIGNAL | TYPE |  | NUMBER OF CONDUCTORS |  | CONDUCTOR SIZE |  | CONNECTION TYPE |  | CONDUCTOR MATERIAL |  | LENGTH |  | VOLTAGE RATING |  | JACKET MATERIAL |  | INSULATION MATERIAL |  | TEMPERATURE RATING |  | HAZARD CLASS |  | CERTIFICATION/STANDARD |  | ADDITIONAL FEATURES | [47 empty] | Production Completed
STP_009 - Lot7 | Data Enrichment | SMX | OK | 2023-10-16 | 2023-10-16 |  | 1099339 | 1099339 | 1378519 | AU_QM_000217843 |  | ERSA | M | 5100 | 1378519GZPCLNT100 | EA | 3000001 | CABLE;EPI,3176 0010 87 | CABLE;EPI,3176 0010 87 | CABLE;MNFR:EPIROC,PTNO:3176 0010 87 |  | CABLE;EPI,3176 0010 87CABLE;EPI,3176 0010 87 | EPIROC | 3176 0010 87 | [14 empty] | EPIROC | 3176001087 | [16 empty] | https://www.szpfg.com/index.php/2021/09/08/27/ | [9 empty] | Enriched | 26121604 Signal cable |  |  | CABLE | SIGNAL | TYPE |  | NUMBER OF CONDUCTORS |  | CONDUCTOR SIZE |  | CONNECTION TYPE |  | CONDUCTOR MATERIAL |  | LENGTH |  | VOLTAGE RATING |  | JACKET MATERIAL |  | INSULATION MATERIAL |  | TEMPERATURE RATING |  | HAZARD CLASS |  | CERTIFICATION/STANDARD |  | ADDITIONAL FEATURES | [47 empty] | Production Completed
STP_009 - Lot7 | Data Enrichment | SMX | OK | 2023-10-16 | 2023-10-16 |  | 1099322 | 1099322 | 1378538 | AU_QM_000217863 |  | ERSA | M | 5100 | 1378538GZPCLNT100 | EA | 3000001 | CABLE;EPI,3176 0010 92 | CABLE;EPI,3176 0010 92 | CABLE;MNFR:EPIROC,PTNO:3176 0010 92 |  | CABLE;EPI,3176 0010 92CABLE;EPI,3176 0010 92 | EPIROC | 3176 0010 92 | [14 empty] | EPIROC | 3176001092 | [16 empty] | https://www.szpfg.com/index.php/2021/09/08/27/ | [9 empty] | Enriched | 26121604 Signal cable |  |  | CABLE | SIGNAL | TYPE |  | NUMBER OF CONDUCTORS |  | CONDUCTOR SIZE |  | CONNECTION TYPE |  | CONDUCTOR MATERIAL |  | LENGTH |  | VOLTAGE RATING |  | JACKET MATERIAL |  | INSULATION MATERIAL |  | TEMPERATURE RATING |  | HAZARD CLASS |  | CERTIFICATION/STANDARD |  | ADDITIONAL FEATURES | [47 empty] | Production Completed
STP_009 - Lot7 | Data Enrichment | SMX | OK | 2023-10-16 | 2023-10-16 |  | 1099281 | 1099281 | 1378666 | AU_QM_000218002 |  | ERSA | M | 5100 | 1378666GZPCLNT100 | EA | 3000001 | CABLE;EPI,3176 0011 26 | CABLE;EPI,3176 0011 26 | CABLE;MNFR:EPIROC,PTNO:3176 0011 26 |  | CABLE;EPI,3176 0011 26CABLE;EPI,3176 0011 26 | EPIROC | 3176 0011 26 | [14 empty] | EPIROC | 3176001126 | [16 empty] | https://www.szpfg.com/index.php/2021/09/08/27/ | [9 empty] | Enriched | 26121604 Signal cable |  |  | CABLE | SIGNAL | TYPE |  | NUMBER OF CONDUCTORS |  | CONDUCTOR SIZE |  | CONNECTION TYPE |  | CONDUCTOR MATERIAL |  | LENGTH |  | VOLTAGE RATING |  | JACKET MATERIAL |  | INSULATION MATERIAL |  | TEMPERATURE RATING |  | HAZARD CLASS |  | CERTIFICATION/STANDARD |  | ADDITIONAL FEATURES | [47 empty] | Production Completed
STP_009 - Lot7 | Data Enrichment | SMX | OK | 2023-10-16 | 2023-10-17 |  | 1099445 | 1099445 | 1378071 | AU_QM_000217348 |  | ERSA | M | 5100 | 1378071GZPCLNT100 | EA | 3000001 | CABLE;EPI,3176 0012 20 | CABLE;EPI,3176 0012 20 | CABLE;MNFR:EPIROC,PTNO:3176 0012 20 |  | CABLE;EPI,3176 0012 20CABLE;EPI,3176 0012 20 | EPIROC | 3176 0012 20 | [14 empty] | EPIROC | 3176001220 | [16 empty] | https://expa-parts.com/search/?q=3176001220 | [9 empty] | Cleansed | 26121600 Electrical cable and accessories |  |  | CABLE | NO MODIFIER | TYPE |  | NUMBER OF CONDUCTORS |  | CONDUCTOR SIZE |  | VOLTAGE RATING |  | CURRENT RATING |  | CONDUCTOR MATERIAL |  | JACKET MATERIAL |  | INSULATION MATERIAL |  | TEMPERATURE RATING |  | LENGTH |  | HAZARD CLASS |  | CERTIFICATION/STANDARD |  | ADDITIONAL FEATURES | [47 empty] | Production Completed
STP_009 - Lot7 | Data Enrichment | SMX | OK | 2023-10-16 | 2023-10-16 |  | 1098446 | 1098446 | 1377812 | AU_QM_000217066 |  | ERSA | M | 5100 | 1377812GZPCLNT100 | EA | 3000001 | CABLE;EPI,3176 0012 88 | CABLE;EPI,3176 0012 88 | CABLE;MNFR:EPIROC,PTNO:3176 0012 88 |  | CABLE;EPI,3176 0012 88CABLE;EPI,3176 0012 88 | EPIROC | 3176 0012 88 | [14 empty] | EPIROC | 3176001288 | [16 empty] | https://www.aircompressorstrade.com/5112287827-genuine-atlas-copco-epiroc-spare-parts-catalog-by-cpmc-china/ | [9 empty] | Enriched | 26121600 Electrical cable and accessories |  |  | CABLE | ELECTRICAL | TYPE |  | VOLTAGE RATING |  | CURRENT RATING |  | CONDUCTOR SIZE |  | NUMBER OF CONDUCTORS |  | CORE STRANDS | 1 | CONDUCTOR MATERIAL |  | JACKET MATERIAL |  | INSULATION MATERIAL |  | FILLER MATERIAL |  | ARMOR TYPE |  | TEMPERATURE RATING |  | LENGTH |  | JACKET COLOUR |  | HAZARD CLASS |  | CERTIFICATION/STANDARD |  | ADDITIONAL FEATURES | [39 empty] | Production Completed
STP_009 - Lot7 | Data Enrichment | SMX | OK | 2023-10-16 | 2023-10-16 |  | 1099228 | 1099228 | 1379403 | AU_QM_000218817 |  | ERSA | M | 5100 | 1379403GZPCLNT100 | EA | 3000001 | CABLE;EPI,3176 0013 36 | CABLE;EPI,3176 0013 36 | CABLE;MNFR:EPIROC,PTNO:3176 0013 36 |  | CABLE;EPI,3176 0013 36CABLE;EPI,3176 0013 36 | EPIROC | 3176 0013 36 | [14 empty] | EPIROC | 3176001336 | [16 empty] | https://www.szpfg.com/index.php/2021/09/08/27/ | [9 empty] | Cleansed | 26121600 Electrical cable and accessories |  |  | CABLE | NO MODIFIER | TYPE |  | NUMBER OF CONDUCTORS |  | CONDUCTOR SIZE |  | VOLTAGE RATING |  | CURRENT RATING |  | CONDUCTOR MATERIAL |  | JACKET MATERIAL |  | INSULATION MATERIAL |  | TEMPERATURE RATING |  | LENGTH |  | HAZARD CLASS |  | CERTIFICATION/STANDARD |  | ADDITIONAL FEATURES | [47 empty] | Production Completed
STP_009 - Lot7 | Data Enrichment | SMX | OK | 2023-10-16 | 2023-10-16 |  | 1099498 | 1099498 | 1377895 | AU_QM_000217156 |  | ERSA | M | 5100 | 1377895GZPCLNT100 | EA | 3000001 | CABLE;EPI,3176 0013 40 | CABLE;EPI,3176 0013 40 | CABLE;MNFR:EPIROC,PTNO:3176 0013 40 |  | CABLE;EPI,3176 0013 40CABLE;EPI,3176 0013 40 | EPIROC | 3176 0013 40 | [14 empty] | EPIROC | 3176001340 | [16 empty] | https://www.szpfg.com/index.php/2021/09/08/27/ | [9 empty] | Cleansed | 26121600 Electrical cable and accessories |  |  | CABLE | NO MODIFIER | TYPE |  | NUMBER OF CONDUCTORS |  | CONDUCTOR SIZE |  | VOLTAGE RATING |  | CURRENT RATING |  | CONDUCTOR MATERIAL |  | JACKET MATERIAL |  | INSULATION MATERIAL |  | TEMPERATURE RATING |  | LENGTH |  | HAZARD CLASS |  | CERTIFICATION/STANDARD |  | ADDITIONAL FEATURES | [47 empty] | Production Completed
STP_009 - Lot7 | Data Enrichment | SMX | OK | 2023-10-16 | 2023-10-16 |  | 1099496 | 1099496 | 1377900 | AU_QM_000217161 |  | ERSA | M | 5100 | 1377900GZPCLNT100 | EA | 3000001 | CABLE;EPI,3176 0013 42 | CABLE;EPI,3176 0013 42 | CABLE;MNFR:EPIROC,PTNO:3176 0013 42 |  | CABLE;EPI,3176 0013 42CABLE;EPI,3176 0013 42 | EPIROC | 3176 0013 42 | [14 empty] | EPIROC | 3176001342 | [16 empty] | https://www.szpfg.com/index.php/2021/09/08/27/ | [9 empty] | Cleansed | 26121600 Electrical cable and accessories |  |  | CABLE | NO MODIFIER | TYPE |  | NUMBER OF CONDUCTORS |  | CONDUCTOR SIZE |  | VOLTAGE RATING |  | CURRENT RATING |  | CONDUCTOR MATERIAL |  | JACKET MATERIAL |  | INSULATION MATERIAL |  | TEMPERATURE RATING |  | LENGTH |  | HAZARD CLASS |  | CERTIFICATION/STANDARD |  | ADDITIONAL FEATURES | [47 empty] | Production Completed
STP_009 - Lot7 | Data Enrichment | SMX | OK | 2023-10-16 | 2023-10-16 |  | 1099492 | 1099492 | 1377911 | AU_QM_000217172 |  | ERSA | M | 5100 | 1377911GZPCLNT100 | EA | 3000001 | CABLE;EPI,3176 0013 44 | CABLE;EPI,3176 0013 44 | CABLE;MNFR:EPIROC,PTNO:3176 0013 44 |  | CABLE;EPI,3176 0013 44CABLE;EPI,3176 0013 44 | EPIROC | 3176 0013 44 | [14 empty] | EPIROC | 3176001344 | [16 empty] | https://www.szpfg.com/index.php/2021/09/08/27/ | [9 empty] | Cleansed | 26121600 Electrical cable and accessories |  |  | CABLE | NO MODIFIER | TYPE |  | NUMBER OF CONDUCTORS |  | CONDUCTOR SIZE |  | VOLTAGE RATING |  | CURRENT RATING |  | CONDUCTOR MATERIAL |  | JACKET MATERIAL |  | INSULATION MATERIAL |  | TEMPERATURE RATING |  | LENGTH |  | HAZARD CLASS |  | CERTIFICATION/STANDARD |  | ADDITIONAL FEATURES | [47 empty] | Production Completed
STP_009 - Lot7 | Data Enrichment | SMX | OK | 2023-10-16 | 2023-10-16 |  | 1099490 | 1099490 | 1377914 | AU_QM_000217176 |  | ERSA | M | 5100 | 1377914GZPCLNT100 | EA | 3000001 | CABLE;EPI,3176 0013 46 | CABLE;EPI,3176 0013 46 | CABLE;MNFR:EPIROC,PTNO:3176 0013 46 |  | CABLE;EPI,3176 0013 46CABLE;EPI,3176 0013 46 | EPIROC | 3176 0013 46 | [14 empty] | EPIROC | 3176001346 | [16 empty] | https://www.szpfg.com/index.php/2021/09/08/27/ | [9 empty] | Cleansed | 26121600 Electrical cable and accessories |  |  | CABLE | NO MODIFIER | TYPE |  | NUMBER OF CONDUCTORS |  | CONDUCTOR SIZE |  | VOLTAGE RATING |  | CURRENT RATING |  | CONDUCTOR MATERIAL |  | JACKET MATERIAL |  | INSULATION MATERIAL |  | TEMPERATURE RATING |  | LENGTH |  | HAZARD CLASS |  | CERTIFICATION/STANDARD |  | ADDITIONAL FEATURES | [47 empty] | Production Completed
STP_009 - Lot7 | Data Enrichment | SMX | OK | 2023-10-16 | 2023-10-16 |  | 1099472 | 1099472 | 1377979 | AU_QM_000217248 |  | ERSA | M | 5100 | 1377979GZPCLNT100 | EA | 3000001 | CABLE;EPI,3176 0013 54 | CABLE;EPI,3176 0013 54 | CABLE;MNFR:EPIROC,PTNO:3176 0013 54 |  | CABLE;EPI,3176 0013 54CABLE;EPI,3176 0013 54 | EPIROC | 3176 0013 54 | [14 empty] | EPIROC | 3176001354 | [16 empty] | https://www.szpfg.com/index.php/2021/09/08/27/ | [9 empty] | Cleansed | 26121600 Electrical cable and accessories |  |  | CABLE | NO MODIFIER | TYPE |  | NUMBER OF CONDUCTORS |  | CONDUCTOR SIZE |  | VOLTAGE RATING |  | CURRENT RATING |  | CONDUCTOR MATERIAL |  | JACKET MATERIAL |  | INSULATION MATERIAL |  | TEMPERATURE RATING |  | LENGTH |  | HAZARD CLASS |  | CERTIFICATION/STANDARD |  | ADDITIONAL FEATURES | [47 empty] | Production Completed
STP_009 - Lot7 | Data Enrichment | SMX | OK | 2023-10-16 | 2023-10-16 |  | 1099471 | 1099471 | 1377980 | AU_QM_000217249 |  | ERSA | M | 5100 | 1377980GZPCLNT100 | EA | 3000001 | CABLE;EPI,3176 0013 60 | CABLE;EPI,3176 0013 60 | CABLE;MNFR:EPIROC,PTNO:3176 0013 60 |  | CABLE;EPI,3176 0013 60CABLE;EPI,3176 0013 60 | EPIROC | 3176 0013 60 | [14 empty] | EPIROC | 3176001360 | [16 empty] | https://www.szpfg.com/index.php/2021/09/08/27/ | [9 empty] | Cleansed | 26121600 Electrical cable and accessories |  |  | CABLE | NO MODIFIER | TYPE |  | NUMBER OF CONDUCTORS |  | CONDUCTOR SIZE |  | VOLTAGE RATING |  | CURRENT RATING |  | CONDUCTOR MATERIAL |  | JACKET MATERIAL |  | INSULATION MATERIAL |  | TEMPERATURE RATING |  | LENGTH |  | HAZARD CLASS |  | CERTIFICATION/STANDARD |  | ADDITIONAL FEATURES | [47 empty] | Production Completed
STP_009 - Lot7 | Data Enrichment | SMX | OK | 2023-10-16 | 2023-10-16 |  | 1099470 | 1099470 | 1377981 | AU_QM_000217250 |  | ERSA | M | 5100 | 1377981GZPCLNT100 | EA | 3000001 | CABLE;EPI,3176 0013 62 | CABLE;EPI,3176 0013 62 | CABLE;MNFR:EPIROC,PTNO:3176 0013 62 |  | CABLE;EPI,3176 0013 62CABLE;EPI,3176 0013 62 | EPIROC | 3176 0013 62 | [14 empty] | EPIROC | 3176001362 | [16 empty] | https://www.szpfg.com/index.php/2021/09/08/27/ | [9 empty] | Cleansed | 26121600 Electrical cable and accessories |  |  | CABLE | NO MODIFIER | TYPE |  | NUMBER OF CONDUCTORS |  | CONDUCTOR SIZE |  | VOLTAGE RATING |  | CURRENT RATING |  | CONDUCTOR MATERIAL |  | JACKET MATERIAL |  | INSULATION MATERIAL |  | TEMPERATURE RATING |  | LENGTH |  | HAZARD CLASS |  | CERTIFICATION/STANDARD |  | ADDITIONAL FEATURES | [47 empty] | Production Completed
STP_009 - Lot7 | Data Enrichment | SMX | OK | 2023-10-16 | 2023-10-16 |  | 1099494 | 1099494 | 1377904 | AU_QM_000217165 |  | ERSA | M | 5100 | 1377904GZPCLNT100 | EA | 3000001 | CABLE;EPI,3176 0013 68 | CABLE;EPI,3176 0013 68 | CABLE;MNFR:EPIROC,PTNO:3176 0013 68 |  | CABLE;EPI,3176 0013 68CABLE;EPI,3176 0013 68 | EPIROC | 3176 0013 68 | [14 empty] | EPIROC | 3176001368 | [16 empty] | https://www.szpfg.com/index.php/2021/09/08/27/ | [9 empty] | Cleansed | 26121600 Electrical cable and accessories |  |  | CABLE | NO MODIFIER | TYPE |  | NUMBER OF CONDUCTORS |  | CONDUCTOR SIZE |  | VOLTAGE RATING |  | CURRENT RATING |  | CONDUCTOR MATERIAL |  | JACKET MATERIAL |  | INSULATION MATERIAL |  | TEMPERATURE RATING |  | LENGTH |  | HAZARD CLASS |  | CERTIFICATION/STANDARD |  | ADDITIONAL FEATURES | [47 empty] | Production Completed
STP_009 - Lot7 | Data Enrichment | SMX | OK | 2023-10-16 | 2023-10-16 |  | 1099243 | 1099243 | 1379326 | AU_QM_000218732 |  | ERSA | M | 5100 | 1379326GZPCLNT100 | EA | 3000001 | CABLE;EPI,3176 0019 14 | CABLE;EPI,3176 0019 14 | CABLE;MNFR:EPIROC,PTNO:3176 0019 14 |  | CABLE;EPI,3176 0019 14CABLE;EPI,3176 0019 14 | EPIROC | 3176 0019 14 | [14 empty] | EPIROC | 3176 0019 14 | [16 empty] | https://www.aircompressorstrade.com/9106237133-atlas-copco-epiroc-can-cable-parts-catalog-by-cpmc/ | [9 empty] | Cleansed | 26121600 Electrical cable and accessories |  |  | CABLE | NO MODIFIER | TYPE |  | NUMBER OF CONDUCTORS |  | CONDUCTOR SIZE |  | VOLTAGE RATING |  | CURRENT RATING |  | CONDUCTOR MATERIAL |  | JACKET MATERIAL |  | INSULATION MATERIAL |  | TEMPERATURE RATING |  | LENGTH |  | HAZARD CLASS |  | CERTIFICATION/STANDARD |  | ADDITIONAL FEATURES | [47 empty] | Production Completed
STP_009 - Lot7 | Data Enrichment | SMX | OK | 2023-10-16 | 2023-10-16 |  | 1099394 | 1099394 | 1378269 | AU_QM_000217569 |  | ERSA | M | 5100 | 1378269GZPCLNT100 | EA | 3000001 | CABLE;EPI,3176 0020 73 | CABLE;EPI,3176 0020 73 | CABLE;MNFR:EPIROC,PTNO:3176 0020 73 |  | CABLE;EPI,3176 0020 73CABLE;EPI,3176 0020 73 | EPIROC | 3176 0020 73 | [14 empty] | EPIROC | 3176002073 | [16 empty] | https://www.aircompressorstrade.com/genuine-ultimate-atlas-copco-spare-parts-catalog-section-27/ | [9 empty] | Enriched | 26121600 Electrical cable and accessories |  |  | CABLE | NO MODIFIER | TYPE | MAIN | NUMBER OF CONDUCTORS |  | CONDUCTOR SIZE |  | VOLTAGE RATING |  | CURRENT RATING |  | CONDUCTOR MATERIAL |  | JACKET MATERIAL |  | INSULATION MATERIAL |  | TEMPERATURE RATING |  | LENGTH |  | HAZARD CLASS |  | CERTIFICATION/STANDARD |  | ADDITIONAL FEATURES | [47 empty] | Production Completed
STP_009 - Lot7 | Data Enrichment | SMX | OK | 2023-10-16 | 2023-10-16 |  | 1099420 | 1099420 | 1378173 | AU_QM_000217462 |  | ERSA | M | 5100 | 1378173GZPCLNT100 | EA | 3000001 | CABLE;EPI,3176 0020 75 | CABLE;EPI,3176 0020 75 | CABLE;MNFR:EPIROC,PTNO:3176 0020 75 |  | CABLE;EPI,3176 0020 75CABLE;EPI,3176 0020 75 | EPIROC | 3176 0020 75 | [14 empty] | EPIROC | 3176 0020 75 | [16 empty] | https://www.aircompressorstrade.com/genuine-ultimate-atlas-copco-spare-parts-catalog-section-27/ | [9 empty] | Cleansed | 26121600 Electrical cable and accessories |  |  | CABLE | NO MODIFIER | TYPE |  | NUMBER OF CONDUCTORS |  | CONDUCTOR SIZE |  | VOLTAGE RATING |  | CURRENT RATING |  | CONDUCTOR MATERIAL |  | JACKET MATERIAL |  | INSULATION MATERIAL |  | TEMPERATURE RATING |  | LENGTH |  | HAZARD CLASS |  | CERTIFICATION/STANDARD |  | ADDITIONAL FEATURES | [47 empty] | Production Completed
STP_009 - Lot7 | Data Enrichment | SMX | OK | 2023-10-16 | 2023-10-16 |  | 1099328 | 1099328 | 1378531 | AU_QM_000217856 |  | ERSA | M | 5100 | 1378531GZPCLNT100 | EA | 3000001 | CABLE;EPI,3176 0020 98 | CABLE;EPI,3176 0020 98 | CABLE;MNFR:EPIROC,PTNO:3176 0020 98 |  | CABLE;EPI,3176 0020 98CABLE;EPI,3176 0020 98 | EPIROC | 3176 0020 98 | [14 empty] | EPIROC | 3176 0020 98 | [16 empty] | https://www.aircompressorstrade.com/genuine-ultimate-atlas-copco-spare-parts-catalog-section-27/ | [9 empty] | Enriched | 26121600 Electrical cable and accessories |  |  | CABLE | NO MODIFIER | TYPE | MAIN | NUMBER OF CONDUCTORS |  | CONDUCTOR SIZE |  | VOLTAGE RATING |  | CURRENT RATING |  | CONDUCTOR MATERIAL |  | JACKET MATERIAL |  | INSULATION MATERIAL |  | TEMPERATURE RATING |  | LENGTH |  | HAZARD CLASS |  | CERTIFICATION/STANDARD |  | ADDITIONAL FEATURES | [47 empty] | Production Completed
STP_009 - Lot7 | Data Enrichment | SMX | OK | 2023-10-16 | 2023-10-16 |  | 1099415 | 1099415 | 1378180 | AU_QM_000217470 |  | ERSA | M | 5100 | 1378180GZPCLNT100 | EA | 3000001 | CABLE;EPI,3176 0023 01 | CABLE;EPI,3176 0023 01 | CABLE;MNFR:EPIROC,PTNO:3176 0023 01 |  | CABLE;EPI,3176 0023 01CABLE;EPI,3176 0023 01 | EPIROC | 3176 0023 01 | [14 empty] | EPIROC | 3176 0023 01 | [16 empty] | https://gzbosenjx.en.made-in-china.com/product/YEsRxeulmJkm/China-Epiroc-BS-Atlas-Copco-BS-Sandvil-BS-for-Gold-Mining-Chine-Briquette-Machine-Stone-Crusher-Price-Mining-Machine-Caterpillarbs-3128303930.html | [9 empty] | Enriched | 26121600 Electrical cable and accessories |  |  | CABLE | NO MODIFIER | TYPE | MAIN | NUMBER OF CONDUCTORS |  | CONDUCTOR SIZE |  | VOLTAGE RATING |  | CURRENT RATING |  | CONDUCTOR MATERIAL |  | JACKET MATERIAL |  | INSULATION MATERIAL |  | TEMPERATURE RATING |  | LENGTH |  | HAZARD CLASS |  | CERTIFICATION/STANDARD |  | ADDITIONAL FEATURES | [47 empty] | Production Completed
STP_009 - Lot7 | Data Enrichment | SMX | OK | 2023-10-16 | 2023-10-16 |  | 1099400 | 1099400 | 1378259 | AU_QM_000217558 |  | ERSA | M | 5100 | 1378259GZPCLNT100 | EA | 3000001 | CABLE;EPI,3176 0023 02 | CABLE;EPI,3176 0023 02 | CABLE;MNFR:EPIROC,PTNO:3176 0023 02 |  | CABLE;EPI,3176 0023 02CABLE;EPI,3176 0023 02 | EPIROC | 3176 0023 02 | [14 empty] | EPIROC | 3176 0023 02 | [16 empty] | https://gzbosenjx.en.made-in-china.com/product/YEsRxeulmJkm/China-Epiroc-BS-Atlas-Copco-BS-Sandvil-BS-for-Gold-Mining-Chine-Briquette-Machine-Stone-Crusher-Price-Mining-Machine-Caterpillarbs-3128303930.html | [9 empty] | Enriched | 26121600 Electrical cable and accessories |  |  | CABLE | NO MODIFIER | TYPE | MAIN | NUMBER OF CONDUCTORS |  | CONDUCTOR SIZE |  | VOLTAGE RATING |  | CURRENT RATING |  | CONDUCTOR MATERIAL |  | JACKET MATERIAL |  | INSULATION MATERIAL |  | TEMPERATURE RATING |  | LENGTH |  | HAZARD CLASS |  | CERTIFICATION/STANDARD |  | ADDITIONAL FEATURES | [47 empty] | Production Completed
STP_009 - Lot7 | Data Enrichment | SMX | OK | 2023-10-16 | 2023-10-16 |  | 1099383 | 1099383 | 1378288 | AU_QM_000217589 |  | ERSA | M | 5100 | 1378288GZPCLNT100 | EA | 3000001 | CABLE;EPI,3176 0024 01 | CABLE;EPI,3176 0024 01 | CABLE;MNFR:EPIROC,PTNO:3176 0024 01 |  | CABLE;EPI,3176 0024 01CABLE;EPI,3176 0024 01 | EPIROC | 3176 0024 01 | [14 empty] | EPIROC | 3176 0024 01 | [16 empty] | https://www.aircompressorstrade.com/genuine-ultimate-atlas-copco-spare-parts-catalog-section-27/ | [9 empty] | Enriched | 26121600 Electrical cable and accessories |  |  | CABLE | NO MODIFIER | TYPE | MAIN | NUMBER OF CONDUCTORS |  | CONDUCTOR SIZE |  | VOLTAGE RATING |  | CURRENT RATING |  | CONDUCTOR MATERIAL |  | JACKET MATERIAL |  | INSULATION MATERIAL |  | TEMPERATURE RATING |  | LENGTH |  | HAZARD CLASS |  | CERTIFICATION/STANDARD |  | ADDITIONAL FEATURES | [47 empty] | Production Completed
STP_009 - Lot7 | Data Enrichment | SMX | OK | 2023-10-16 | 2023-10-16 |  | 1099586 | 1099586 | 1376282 | AU_QM_000215379 |  | ERSA | M | 5100 | 1376282GZPCLNT100 | EA | 3000001 | CABLE;EPI,3176 0024 07 | CABLE;EPI,3176 0024 07 | CABLE;MNFR:EPIROC,PTNO:3176 0024 07 |  | CABLE;EPI,3176 0024 07CABLE;EPI,3176 0024 07 | EPIROC | 3176 0024 07 | [14 empty] | EPIROC | 3176 0024 07 | [16 empty] | https://www.aircompressorstrade.com/genuine-ultimate-atlas-copco-spare-parts-catalog-section-27/ | [9 empty] | Enriched | 26121600 Electrical cable and accessories |  |  | CABLE | NO MODIFIER | TYPE | MAIN | NUMBER OF CONDUCTORS |  | CONDUCTOR SIZE |  | VOLTAGE RATING |  | CURRENT RATING |  | CONDUCTOR MATERIAL |  | JACKET MATERIAL |  | INSULATION MATERIAL |  | TEMPERATURE RATING |  | LENGTH |  | HAZARD CLASS |  | CERTIFICATION/STANDARD |  | ADDITIONAL FEATURES | [47 empty] | Production Completed
STP_009 - Lot7 | Data Enrichment | SMX | OK | 2023-10-16 | 2023-10-16 |  | 1099343 | 1099343 | 1378515 | AU_QM_000217839 |  | ERSA | M | 5100 | 1378515GZPCLNT100 | EA | 3000001 | CABLE;EPI,3176 0026 24 | CABLE;EPI,3176 0026 24 | CABLE;MNFR:EPIROC,PTNO:3176 0026 24 |  | CABLE;EPI,3176 0026 24CABLE;EPI,3176 0026 24 | EPIROC | 3176 0026 24 | [14 empty] | EPIROC | 3176 0026 24 | [16 empty] | https://www.aircompressorstrade.com/genuine-ultimate-atlas-copco-spare-parts-catalog-section-27/ | [9 empty] | Enriched | 26121600 Electrical cable and accessories |  |  | CABLE | ELECTRICAL | TYPE | SENSOR | VOLTAGE RATING |  | CURRENT RATING |  | CONDUCTOR SIZE |  | NUMBER OF CONDUCTORS |  | CORE STRANDS |  | CONDUCTOR MATERIAL |  | JACKET MATERIAL |  | INSULATION MATERIAL |  | FILLER MATERIAL |  | ARMOR TYPE |  | TEMPERATURE RATING |  | LENGTH |  | JACKET COLOUR |  | HAZARD CLASS |  | CERTIFICATION/STANDARD |  | ADDITIONAL FEATURES | [39 empty] | Production Completed
STP_009 - Lot7 | Data Enrichment | SMX | OK | 2023-10-16 | 2023-10-16 |  | 1099406 | 1099406 | 1378197 | AU_QM_000217488 |  | ERSA | M | 5100 | 1378197GZPCLNT100 | EA | 3000001 | CABLE;EPI,3176 0026 33 | CABLE;EPI,3176 0026 33 | CABLE;MNFR:EPIROC,PTNO:3176 0026 33 |  | CABLE;EPI,3176 0026 33CABLE;EPI,3176 0026 33 | EPIROC | 3176 0026 33 | [14 empty] | EPIROC | 3176002633 | [16 empty] | https://industra.group/p/mining-and-drilling/atlas-copco-epiroc/3176002633-kabel/ | [9 empty] | Cleansed | 26121600 Electrical cable and accessories |  |  | CABLE | NO MODIFIER | TYPE |  | NUMBER OF CONDUCTORS |  | CONDUCTOR SIZE |  | VOLTAGE RATING |  | CURRENT RATING |  | CONDUCTOR MATERIAL |  | JACKET MATERIAL |  | INSULATION MATERIAL |  | TEMPERATURE RATING |  | LENGTH |  | HAZARD CLASS |  | CERTIFICATION/STANDARD |  | ADDITIONAL FEATURES | [47 empty] | Production Completed
STP_009 - Lot7 | Data Enrichment | SMX | OK | 2023-10-16 | 2023-10-16 |  | 1099340 | 1099340 | 1378518 | AU_QM_000217842 |  | ERSA | M | 5100 | 1378518GZPCLNT100 | EA | 3000001 | CABLE;EPI,3176 0028 70 | CABLE;EPI,3176 0028 70 | CABLE;MNFR:EPIROC,PTNO:3176 0028 70 |  | CABLE;EPI,3176 0028 70CABLE;EPI,3176 0028 70 | EPIROC | 3176 0028 70 | [14 empty] | EPIROC | 3176 0028 70 | [16 empty] | https://www.aircompressorstrade.com/genuine-ultimate-atlas-copco-spare-parts-catalog-section-27/ | [9 empty] | Enriched | 26121604 Signal cable |  |  | CABLE | SIGNAL | TYPE |  | NUMBER OF CONDUCTORS |  | CONDUCTOR SIZE |  | CONNECTION TYPE |  | CONDUCTOR MATERIAL |  | LENGTH |  | VOLTAGE RATING |  | JACKET MATERIAL |  | INSULATION MATERIAL |  | TEMPERATURE RATING |  | HAZARD CLASS |  | CERTIFICATION/STANDARD |  | ADDITIONAL FEATURES | [47 empty] | Production Completed
STP_009 - Lot7 | Data Enrichment | SMX | OK | 2023-10-16 | 2023-10-16 |  | 1099482 | 1099482 | 1377945 | AU_QM_000217210 |  | ERSA | M | 5100 | 1377945GZPCLNT100 | EA | 3000001 | CABLE;EPI,3176 0031 41 | CABLE;EPI,3176 0031 41 | CABLE;MNFR:EPIROC,PTNO:3176 0031 41 |  | CABLE;EPI,3176 0031 41CABLE;EPI,3176 0031 41 | EPIROC | 3176 0031 41 | [14 empty] | EPIROC | 3176 0031 41 | [16 empty] | https://www.aircompressorstrade.com/genuine-ultimate-atlas-copco-spare-parts-catalog-section-27/ | [9 empty] | Cleansed | 26121600 Electrical cable and accessories |  |  | CABLE | NO MODIFIER | TYPE |  | NUMBER OF CONDUCTORS |  | CONDUCTOR SIZE |  | VOLTAGE RATING |  | CURRENT RATING |  | CONDUCTOR MATERIAL |  | JACKET MATERIAL |  | INSULATION MATERIAL |  | TEMPERATURE RATING |  | LENGTH |  | HAZARD CLASS |  | CERTIFICATION/STANDARD |  | ADDITIONAL FEATURES | [47 empty] | Production Completed
STP_009 - Lot7 | Data Enrichment | SMX | OK | 2023-10-16 | 2023-10-17 |  | 1099237 | 1099237 | 1379341 | AU_QM_000218749 |  | ERSA | M | 5100 | 1379341GZPCLNT100 | EA | 3000001 | CABLE;EPI,3176 0033 19 | CABLE;EPI,3176 0033 19 | CABLE;MNFR:EPIROC,PTNO:3176 0033 19 |  | CABLE;EPI,3176 0033 19CABLE;EPI,3176 0033 19 | EPIROC | 3176 0033 19 | [14 empty] | EPIROC | 3176003319 | [16 empty] | https://expa-parts.com/search/?q=3176003319 | [9 empty] | Cleansed | 26121600 Electrical cable and accessories |  |  | CABLE | NO MODIFIER | TYPE |  | NUMBER OF CONDUCTORS |  | CONDUCTOR SIZE |  | VOLTAGE RATING |  | CURRENT RATING |  | CONDUCTOR MATERIAL |  | JACKET MATERIAL |  | INSULATION MATERIAL |  | TEMPERATURE RATING |  | LENGTH |  | HAZARD CLASS |  | CERTIFICATION/STANDARD |  | ADDITIONAL FEATURES | [47 empty] | Production Completed
STP_009 - Lot7 | Data Enrichment | SMX | OK | 2023-10-16 | 2023-10-17 |  | 1099338 | 1099338 | 1378520 | AU_QM_000217845 |  | ERSA | M | 5100 | 1378520GZPCLNT100 | EA | 3000001 | CABLE;EPI,3176 0033 25 | CABLE;EPI,3176 0033 25 | CABLE;MNFR:EPIROC,PTNO:3176 0033 25 |  | CABLE;EPI,3176 0033 25CABLE;EPI,3176 0033 25 | EPIROC | 3176 0033 25 | [14 empty] | EPIROC | 3176003325 | [16 empty] | https://expa-parts.com/epiroc/signal/3176003325/ | [9 empty] | Enriched | 26121604 Signal cable |  |  | CABLE | SIGNAL | TYPE |  | NUMBER OF CONDUCTORS |  | CONDUCTOR SIZE |  | CONNECTION TYPE |  | CONDUCTOR MATERIAL |  | LENGTH |  | VOLTAGE RATING |  | JACKET MATERIAL |  | INSULATION MATERIAL |  | TEMPERATURE RATING |  | HAZARD CLASS |  | CERTIFICATION/STANDARD |  | ADDITIONAL FEATURES | [47 empty] | Production Completed
STP_009 - Lot7 | Data Enrichment | SMX | OK | 2023-10-16 | 2023-10-16 |  | 1099200 | 1099200 | 1379968 | AU_QM_000219434 |  | ERSA | M | 5100 | 1379968GZPCLNT100 | EA | 3000001 | CABLE;EPI,3176 0033 28 | CABLE;EPI,3176 0033 28 | CABLE;MNFR:EPIROC,PTNO:3176 0033 28 |  | CABLE;EPI,3176 0033 28CABLE;EPI,3176 0033 28 | EPIROC | 3176 0033 28 | [14 empty] | EPIROC | 3176 0033 28 | [16 empty] | https://www.aircompressorstrade.com/genuine-ultimate-atlas-copco-spare-parts-catalog-section-27/ | [9 empty] | Enriched | 26121604 Signal cable |  |  | CABLE | SIGNAL | TYPE |  | NUMBER OF CONDUCTORS |  | CONDUCTOR SIZE |  | CONNECTION TYPE |  | CONDUCTOR MATERIAL |  | LENGTH |  | VOLTAGE RATING |  | JACKET MATERIAL |  | INSULATION MATERIAL |  | TEMPERATURE RATING |  | HAZARD CLASS |  | CERTIFICATION/STANDARD |  | ADDITIONAL FEATURES | [47 empty] | Production Completed
STP_009 - Lot7 | Data Enrichment | SMX | OK | 2023-10-16 | 2023-10-16 |  | 1099198 | 1099198 | 1379970 | AU_QM_000219437 |  | ERSA | M | 5100 | 1379970GZPCLNT100 | EA | 3000001 | CABLE;EPI,3176 0033 29 | CABLE;EPI,3176 0033 29 | CABLE;MNFR:EPIROC,PTNO:3176 0033 29 |  | CABLE;EPI,3176 0033 29CABLE;EPI,3176 0033 29 | EPIROC | 3176 0033 29 | [14 empty] | EPIROC | 3176 0033 29 | [16 empty] | https://www.aircompressorstrade.com/genuine-ultimate-atlas-copco-spare-parts-catalog-section-27/ | [9 empty] | Enriched | 26121604 Signal cable |  |  | CABLE | SIGNAL | TYPE |  | NUMBER OF CONDUCTORS |  | CONDUCTOR SIZE |  | CONNECTION TYPE |  | CONDUCTOR MATERIAL |  | LENGTH |  | VOLTAGE RATING |  | JACKET MATERIAL |  | INSULATION MATERIAL |  | TEMPERATURE RATING |  | HAZARD CLASS |  | CERTIFICATION/STANDARD |  | ADDITIONAL FEATURES | [47 empty] | Production Completed
STP_009 - Lot7 | Data Enrichment | SMX | OK | 2023-10-16 | 2023-10-16 |  | 1099193 | 1099193 | 1379976 | AU_QM_000219443 |  | ERSA | M | 5100 | 1379976GZPCLNT100 | EA | 3000001 | CABLE;EPI,3176 0033 31 | CABLE;EPI,3176 0033 31 | CABLE;MNFR:EPIROC,PTNO:3176 0033 31 |  | CABLE;EPI,3176 0033 31CABLE;EPI,3176 0033 31 | EPIROC | 3176 0033 31 | [14 empty] | EPIROC | 3176 0033 31 | [16 empty] | https://www.aircompressorstrade.com/genuine-ultimate-atlas-copco-spare-parts-catalog-section-27/ | [9 empty] | Enriched | 26121604 Signal cable |  |  | CABLE | SIGNAL | TYPE |  | NUMBER OF CONDUCTORS |  | CONDUCTOR SIZE |  | CONNECTION TYPE |  | CONDUCTOR MATERIAL |  | LENGTH |  | VOLTAGE RATING |  | JACKET MATERIAL |  | INSULATION MATERIAL |  | TEMPERATURE RATING |  | HAZARD CLASS |  | CERTIFICATION/STANDARD |  | ADDITIONAL FEATURES | [47 empty] | Production Completed
STP_009 - Lot7 | Data Enrichment | SMX | OK | 2023-10-16 | 2023-10-17 |  | 1099333 | 1099333 | 1378526 | AU_QM_000217851 |  | ERSA | M | 5100 | 1378526GZPCLNT100 | EA | 3000001 | CABLE;EPI,3176 0033 88 | CABLE;EPI,3176 0033 88 | CABLE;MNFR:EPIROC,PTNO:3176 0033 88 |  | CABLE;EPI,3176 0033 88CABLE;EPI,3176 0033 88 | EPIROC | 3176 0033 88 | [14 empty] | EPIROC | 3176003388 | [16 empty] | https://expa-parts.com/search/?q=3176003388 | [9 empty] | Cleansed | 26121600 Electrical cable and accessories |  |  | CABLE | NO MODIFIER | TYPE |  | NUMBER OF CONDUCTORS |  | CONDUCTOR SIZE |  | VOLTAGE RATING |  | CURRENT RATING |  | CONDUCTOR MATERIAL |  | JACKET MATERIAL |  | INSULATION MATERIAL |  | TEMPERATURE RATING |  | LENGTH |  | HAZARD CLASS |  | CERTIFICATION/STANDARD |  | ADDITIONAL FEATURES | [47 empty] | Production Completed
STP_009 - Lot7 | Data Enrichment | SMX | OK | 2023-10-16 | 2023-10-16 |  | 1099359 | 1099359 | 1378427 | AU_QM_000217742 |  | ERSA | M | 5100 | 1378427GZPCLNT100 | EA | 3000001 | CABLE;EPI,3176 0034 54 | CABLE;EPI,3176 0034 54 | CABLE;MNFR:EPIROC,PTNO:3176 0034 54 |  | CABLE;EPI,3176 0034 54CABLE;EPI,3176 0034 54 | EPIROC | 3176 0034 54 | [14 empty] | EPIROC | 3176 0034 54 | [16 empty] | https://www.aircompressorstrade.com/genuine-ultimate-atlas-copco-spare-parts-catalog-section-27/ | [9 empty] | Cleansed | 26121600 Electrical cable and accessories |  |  | CABLE | NO MODIFIER | TYPE |  | NUMBER OF CONDUCTORS |  | CONDUCTOR SIZE |  | VOLTAGE RATING |  | CURRENT RATING |  | CONDUCTOR MATERIAL |  | JACKET MATERIAL |  | INSULATION MATERIAL |  | TEMPERATURE RATING |  | LENGTH |  | HAZARD CLASS |  | CERTIFICATION/STANDARD |  | ADDITIONAL FEATURES | [47 empty] | Production Completed
STP_009 - Lot7 | Data Enrichment | SMX | OK | 2023-10-16 | 2023-10-16 |  | 1099360 | 1099360 | 1378422 | AU_QM_000217736 |  | ERSA | M | 5100 | 1378422GZPCLNT100 | EA | 3000001 | CABLE;EPI,3176 0034 64 | CABLE;EPI,3176 0034 64 | CABLE;MNFR:EPIROC,PTNO:3176 0034 64 |  | CABLE;EPI,3176 0034 64CABLE;EPI,3176 0034 64 | EPIROC | 3176 0034 64 | [14 empty] | EPIROC | 3176 0034 64 | [16 empty] | https://www.aircompressorstrade.com/genuine-ultimate-atlas-copco-spare-parts-catalog-section-27/ | [9 empty] | Cleansed | 26121600 Electrical cable and accessories |  |  | CABLE | NO MODIFIER | TYPE |  | NUMBER OF CONDUCTORS |  | CONDUCTOR SIZE |  | VOLTAGE RATING |  | CURRENT RATING |  | CONDUCTOR MATERIAL |  | JACKET MATERIAL |  | INSULATION MATERIAL |  | TEMPERATURE RATING |  | LENGTH |  | HAZARD CLASS |  | CERTIFICATION/STANDARD |  | ADDITIONAL FEATURES | [47 empty] | Production Completed
STP_009 - Lot7 | Data Enrichment | SMX | OK | 2023-10-16 | 2023-10-16 |  | 1099233 | 1099233 | 1379345 | AU_QM_000218754 |  | ERSA | M | 5100 | 1379345GZPCLNT100 | EA | 3000001 | CABLE;EPI,3176 0035 17 | CABLE;EPI,3176 0035 17 | CABLE;MNFR:EPIROC,PTNO:3176 0035 17 |  | CABLE;EPI,3176 0035 17CABLE;EPI,3176 0035 17 | EPIROC | 3176 0035 17 | [14 empty] | EPIROC | 3176 0035 17 | [16 empty] | https://www.aircompressorstrade.com/genuine-ultimate-atlas-copco-spare-parts-catalog-section-27/ | [9 empty] | Cleansed | 26121600 Electrical cable and accessories |  |  | CABLE | NO MODIFIER | TYPE |  | NUMBER OF CONDUCTORS |  | CONDUCTOR SIZE |  | VOLTAGE RATING |  | CURRENT RATING |  | CONDUCTOR MATERIAL |  | JACKET MATERIAL |  | INSULATION MATERIAL |  | TEMPERATURE RATING |  | LENGTH |  | HAZARD CLASS |  | CERTIFICATION/STANDARD |  | ADDITIONAL FEATURES | [47 empty] | Production Completed
STP_009 - Lot7 | Data Enrichment | SMX | OK | 2023-10-16 | 2023-10-16 |  | 1099459 | 1099459 | 1378008 | AU_QM_000217280 |  | ERSA | M | 5100 | 1378008GZPCLNT100 | EA | 3000001 | CABLE;EPI,3176 0039 63 | CABLE;EPI,3176 0039 63 | CABLE;MNFR:EPIROC,PTNO:3176 0039 63 |  | CABLE;EPI,3176 0039 63CABLE;EPI,3176 0039 63 | EPIROC | 3176 0039 63 | [14 empty] | EPIROC | 3176 0039 63 | [16 empty] | https://www.aircompressorstrade.com/genuine-ultimate-atlas-copco-spare-parts-catalog-section-27/ | [9 empty] | Enriched | 26121604 Signal cable |  |  | CABLE | SIGNAL | TYPE |  | NUMBER OF CONDUCTORS |  | CONDUCTOR SIZE |  | CONNECTION TYPE |  | CONDUCTOR MATERIAL |  | LENGTH |  | VOLTAGE RATING |  | JACKET MATERIAL |  | INSULATION MATERIAL |  | TEMPERATURE RATING |  | HAZARD CLASS |  | CERTIFICATION/STANDARD |  | ADDITIONAL FEATURES | [47 empty] | Production Completed
STP_009 - Lot7 | Data Enrichment | SMX | OK | 2023-10-16 | 2023-10-17 |  | 1099306 | 1099306 | 1378562 | AU_QM_000217890 |  | ERSA | M | 5100 | 1378562GZPCLNT100 | EA | 3000001 | CABLE;EPI,3176 0039 64 | CABLE;EPI,3176 0039 64 | CABLE;MNFR:EPIROC,PTNO:3176 0039 64 |  | CABLE;EPI,3176 0039 64CABLE;EPI,3176 0039 64 | EPIROC | 3176 0039 64 | [14 empty] | EPIROC | 3176003964 | [16 empty] | https://expa-parts.com/search/?q=3176003964 | [9 empty] | Enriched | 26121604 Signal cable |  |  | CABLE | SIGNAL | TYPE |  | NUMBER OF CONDUCTORS |  | CONDUCTOR SIZE |  | CONNECTION TYPE |  | CONDUCTOR MATERIAL |  | LENGTH |  | VOLTAGE RATING |  | JACKET MATERIAL |  | INSULATION MATERIAL |  | TEMPERATURE RATING |  | HAZARD CLASS |  | CERTIFICATION/STANDARD |  | ADDITIONAL FEATURES | [47 empty] | Production Completed
STP_009 - Lot7 | Data Enrichment | SMX | OK | 2023-10-16 | 2023-10-17 | URL ONLY FOR REFFERENCE | 1099230 | 1099230 | 1379392 | AU_QM_000218806 |  | ERSA | M | 5100 | 1379392GZPCLNT100 | EA | 3000001 | CABLE;EPI,3176 0039 75 | CABLE;EPI,3176 0039 75 | CABLE;MNFR:EPIROC,PTNO:3176 0039 75 |  | CABLE;EPI,3176 0039 75CABLE;EPI,3176 0039 75 | EPIROC | 3176 0039 75 | [14 empty] | EPIROC | 3176003975 | [16 empty] | https://www.importgenius.com/india/suppliers/crosscontrol-ab | [9 empty] | Cleansed | 26121600 Electrical cable and accessories |  |  | CABLE | NO MODIFIER | TYPE |  | NUMBER OF CONDUCTORS |  | CONDUCTOR SIZE |  | VOLTAGE RATING |  | CURRENT RATING |  | CONDUCTOR MATERIAL |  | JACKET MATERIAL |  | INSULATION MATERIAL |  | TEMPERATURE RATING |  | LENGTH |  | HAZARD CLASS |  | CERTIFICATION/STANDARD |  | ADDITIONAL FEATURES | [47 empty] | Production Completed
STP_009 - Lot7 | Data Enrichment | SMX | OK | 2023-10-16 | 2023-10-16 |  | 1099546 | 1099546 | 1377323 | AU_QM_000216528 |  | ERSA | M | 5100 | 1377323GZPCLNT100 | EA | 3000001 | CABLE;EPI,3176 0039 77 | CABLE;EPI,3176 0039 77 | CABLE;MNFR:EPIROC,PTNO:3176 0039 77 |  | CABLE;EPI,3176 0039 77CABLE;EPI,3176 0039 77 | EPIROC | 3176 0039 77 | [14 empty] | EPIROC | 3176 0039 77 | [16 empty] | https://www.aircompressorstrade.com/genuine-ultimate-atlas-copco-spare-parts-catalog-section-27/ | [9 empty] | Enriched | 26121604 Signal cable |  |  | CABLE | SIGNAL | TYPE |  | NUMBER OF CONDUCTORS |  | CONDUCTOR SIZE |  | CONNECTION TYPE |  | CONDUCTOR MATERIAL |  | LENGTH |  | VOLTAGE RATING |  | JACKET MATERIAL |  | INSULATION MATERIAL |  | TEMPERATURE RATING |  | HAZARD CLASS |  | CERTIFICATION/STANDARD |  | ADDITIONAL FEATURES | [47 empty] | Production Completed
STP_009 - Lot7 | Data Enrichment | SMX | OK | 2023-10-16 | 2023-10-16 |  | 1099485 | 1099485 | 1377939 | AU_QM_000217203 |  | ERSA | M | 5100 | 1377939GZPCLNT100 | EA | 3000001 | CABLE;EPI,3176 0039 78 | CABLE;EPI,3176 0039 78 | CABLE;MNFR:EPIROC,PTNO:3176 0039 78 |  | CABLE;EPI,3176 0039 78CABLE;EPI,3176 0039 78 | EPIROC | 3176 0039 78 | [14 empty] | EPIROC | 3176 0039 78 | [16 empty] | https://www.aircompressorstrade.com/genuine-ultimate-atlas-copco-spare-parts-catalog-section-27/ | [9 empty] | Enriched | 26121604 Signal cable |  |  | CABLE | SIGNAL | TYPE |  | NUMBER OF CONDUCTORS |  | CONDUCTOR SIZE |  | CONNECTION TYPE |  | CONDUCTOR MATERIAL |  | LENGTH |  | VOLTAGE RATING |  | JACKET MATERIAL |  | INSULATION MATERIAL |  | TEMPERATURE RATING |  | HAZARD CLASS |  | CERTIFICATION/STANDARD |  | ADDITIONAL FEATURES | [47 empty] | Production Completed
STP_009 - Lot7 | Data Enrichment | SMX | OK | 2023-10-16 | 2023-10-16 |  | 1099545 | 1099545 | 1377324 | AU_QM_000216529 |  | ERSA | M | 5100 | 1377324GZPCLNT100 | EA | 3000001 | CABLE;EPI,3176 0039 79 | CABLE;EPI,3176 0039 79 | CABLE;MNFR:EPIROC,PTNO:3176 0039 79 |  | CABLE;EPI,3176 0039 79CABLE;EPI,3176 0039 79 | EPIROC | 3176 0039 79 | [14 empty] | EPIROC | 3176 0039 79 | [16 empty] | https://www.aircompressorstrade.com/genuine-ultimate-atlas-copco-spare-parts-catalog-section-27/ | [9 empty] | Enriched | 26121604 Signal cable |  |  | CABLE | SIGNAL | TYPE |  | NUMBER OF CONDUCTORS |  | CONDUCTOR SIZE |  | CONNECTION TYPE |  | CONDUCTOR MATERIAL |  | LENGTH |  | VOLTAGE RATING |  | JACKET MATERIAL |  | INSULATION MATERIAL |  | TEMPERATURE RATING |  | HAZARD CLASS |  | CERTIFICATION/STANDARD |  | ADDITIONAL FEATURES | [47 empty] | Production Completed
STP_009 - Lot7 | Data Enrichment | SMX | OK | 2023-10-16 | 2023-10-16 |  | 1099460 | 1099460 | 1378005 | AU_QM_000217277 |  | ERSA | M | 5100 | 1378005GZPCLNT100 | EA | 3000001 | CABLE;EPI,3176 0039 80 | CABLE;EPI,3176 0039 80 | CABLE;MNFR:EPIROC,PTNO:3176 0039 80 |  | CABLE;EPI,3176 0039 80CABLE;EPI,3176 0039 80 | EPIROC | 3176 0039 80 | [14 empty] | EPIROC | 3176 0039 80 | [16 empty] | https://www.aircompressorstrade.com/genuine-ultimate-atlas-copco-spare-parts-catalog-section-27/ | [9 empty] | Enriched | 26121604 Signal cable |  |  | CABLE | SIGNAL | TYPE |  | NUMBER OF CONDUCTORS |  | CONDUCTOR SIZE |  | CONNECTION TYPE |  | CONDUCTOR MATERIAL |  | LENGTH |  | VOLTAGE RATING |  | JACKET MATERIAL |  | INSULATION MATERIAL |  | TEMPERATURE RATING |  | HAZARD CLASS |  | CERTIFICATION/STANDARD |  | ADDITIONAL FEATURES | [47 empty] | Production Completed
STP_009 - Lot7 | Data Enrichment | SMX | OK | 2023-10-16 | 2023-10-17 |  | 1099229 | 1099229 | 1379394 | AU_QM_000218808 |  | ERSA | M | 5100 | 1379394GZPCLNT100 | EA | 3000001 | CABLE;EPI,3176 0040 72 | CABLE;EPI,3176 0040 72 | CABLE;MNFR:EPIROC,PTNO:3176 0040 72 |  | CABLE;EPI,3176 0040 72CABLE;EPI,3176 0040 72 | EPIROC | 3176 0040 72 | [12 empty] | EPIROC | 3176 0040 72 | [18 empty] | URL NOT FOUND | [9 empty] | Cleansed | 26121600 Electrical cable and accessories |  |  | CABLE | NO MODIFIER | TYPE |  | NUMBER OF CONDUCTORS |  | CONDUCTOR SIZE |  | VOLTAGE RATING |  | CURRENT RATING |  | CONDUCTOR MATERIAL |  | JACKET MATERIAL |  | INSULATION MATERIAL |  | TEMPERATURE RATING |  | LENGTH |  | HAZARD CLASS |  | CERTIFICATION/STANDARD |  | ADDITIONAL FEATURES | [47 empty] | Production Completed
STP_009 - Lot7 | Data Enrichment | SMX | OK | 2023-10-16 | 2023-10-16 |  | 1099301 | 1099301 | 1378606 | AU_QM_000217936 |  | ERSA | M | 5100 | 1378606GZPCLNT100 | EA | 3000001 | CABLE;EPI,3176 0041 44 | CABLE;EPI,3176 0041 44 | CABLE;MNFR:EPIROC,PTNO:3176 0041 44 |  | CABLE;EPI,3176 0041 44CABLE;EPI,3176 0041 44 | EPIROC | 3176 0041 44 | [14 empty] | EPIROC | 3176004144 | [16 empty] | https://www.aircompressorstrade.com/epiroc-drilling-rigs-parts-numbers-catalog-update-with-china-local-price-section-4/ | [9 empty] | Cleansed | 26121600 Electrical cable and accessories |  |  | CABLE | NO MODIFIER | TYPE |  | NUMBER OF CONDUCTORS |  | CONDUCTOR SIZE |  | VOLTAGE RATING |  | CURRENT RATING |  | CONDUCTOR MATERIAL |  | JACKET MATERIAL |  | INSULATION MATERIAL |  | TEMPERATURE RATING |  | LENGTH |  | HAZARD CLASS |  | CERTIFICATION/STANDARD |  | ADDITIONAL FEATURES | [47 empty] | Production Completed
STP_009 - Lot7 | Data Enrichment | SMX | OK | 2023-10-16 | 2023-10-17 |  | 1099300 | 1099300 | 1378607 | AU_QM_000217937 |  | ERSA | M | 5100 | 1378607GZPCLNT100 | EA | 3000001 | CABLE;EPI,3176 0041 57 | CABLE;EPI,3176 0041 57 | CABLE;MNFR:EPIROC,PTNO:3176 0041 57 |  | CABLE;EPI,3176 0041 57CABLE;EPI,3176 0041 57 | EPIROC | 3176 0041 57 | [12 empty] | EPIROC | 3176 0041 57 | [18 empty] | URL NOT FOUND | [9 empty] | Cleansed | 26121600 Electrical cable and accessories |  |  | CABLE | NO MODIFIER | TYPE |  | NUMBER OF CONDUCTORS |  | CONDUCTOR SIZE |  | VOLTAGE RATING |  | CURRENT RATING |  | CONDUCTOR MATERIAL |  | JACKET MATERIAL |  | INSULATION MATERIAL |  | TEMPERATURE RATING |  | LENGTH |  | HAZARD CLASS |  | CERTIFICATION/STANDARD |  | ADDITIONAL FEATURES | [47 empty] | Production Completed
STP_009 - Lot7 | Data Enrichment | SMX | OK | 2023-10-16 | 2023-10-17 |  | 1099299 | 1099299 | 1378608 | AU_QM_000217938 |  | ERSA | M | 5100 | 1378608GZPCLNT100 | EA | 3000001 | CABLE;EPI,3176 0041 70 | CABLE;EPI,3176 0041 70 | CABLE;MNFR:EPIROC,PTNO:3176 0041 70 |  | CABLE;EPI,3176 0041 70CABLE;EPI,3176 0041 70 | EPIROC | 3176 0041 70 | [12 empty] | EPIROC | 3176 0041 70 | [18 empty] | URL NOT FOUND | [9 empty] | Cleansed | 26121600 Electrical cable and accessories |  |  | CABLE | NO MODIFIER | TYPE |  | NUMBER OF CONDUCTORS |  | CONDUCTOR SIZE |  | VOLTAGE RATING |  | CURRENT RATING |  | CONDUCTOR MATERIAL |  | JACKET MATERIAL |  | INSULATION MATERIAL |  | TEMPERATURE RATING |  | LENGTH |  | HAZARD CLASS |  | CERTIFICATION/STANDARD |  | ADDITIONAL FEATURES | [47 empty] | Production Completed
STP_009 - Lot7 | Data Enrichment | SMX | OK | 2023-10-16 | 2023-10-17 |  | 1099297 | 1099297 | 1378610 | AU_QM_000217940 |  | ERSA | M | 5100 | 1378610GZPCLNT100 | EA | 3000001 | CABLE;EPI,3176 0041 83 | CABLE;EPI,3176 0041 83 | CABLE;MNFR:EPIROC,PTNO:3176 0041 83 |  | CABLE;EPI,3176 0041 83CABLE;EPI,3176 0041 83 | EPIROC | 3176 0041 83 | [12 empty] | EPIROC | 3176 0041 83 | [18 empty] | URL NOT FOUND | [9 empty] | Cleansed | 26121600 Electrical cable and accessories |  |  | CABLE | NO MODIFIER | TYPE |  | NUMBER OF CONDUCTORS |  | CONDUCTOR SIZE |  | VOLTAGE RATING |  | CURRENT RATING |  | CONDUCTOR MATERIAL |  | JACKET MATERIAL |  | INSULATION MATERIAL |  | TEMPERATURE RATING |  | LENGTH |  | HAZARD CLASS |  | CERTIFICATION/STANDARD |  | ADDITIONAL FEATURES | [47 empty] | Production Completed
STP_009 - Lot7 | Data Enrichment | SMX | OK | 2023-10-16 | 2023-10-17 |  | 1099298 | 1099298 | 1378609 | AU_QM_000217939 |  | ERSA | M | 5100 | 1378609GZPCLNT100 | EA | 3000001 | CABLE;EPI,3176 0041 96 | CABLE;EPI,3176 0041 96 | CABLE;MNFR:EPIROC,PTNO:3176 0041 96 |  | CABLE;EPI,3176 0041 96CABLE;EPI,3176 0041 96 | EPIROC | 3176 0041 96 | [12 empty] | EPIROC | 3176 0041 96 | [18 empty] | URL NOT FOUND | [9 empty] | Cleansed | 26121600 Electrical cable and accessories |  |  | CABLE | NO MODIFIER | TYPE |  | NUMBER OF CONDUCTORS |  | CONDUCTOR SIZE |  | VOLTAGE RATING |  | CURRENT RATING |  | CONDUCTOR MATERIAL |  | JACKET MATERIAL |  | INSULATION MATERIAL |  | TEMPERATURE RATING |  | LENGTH |  | HAZARD CLASS |  | CERTIFICATION/STANDARD |  | ADDITIONAL FEATURES | [47 empty] | Production Completed
STP_009 - Lot7 | Data Enrichment | SMX | OK | 2023-10-16 | 2023-10-17 |  | 1099232 | 1099232 | 1379347 | AU_QM_000218756 |  | ERSA | M | 5100 | 1379347GZPCLNT100 | EA | 3000001 | CABLE;EPI,3176 0042 60 | CABLE;EPI,3176 0042 60 | CABLE;MNFR:EPIROC,PTNO:3176 0042 60 |  | CABLE;EPI,3176 0042 60CABLE;EPI,3176 0042 60 | EPIROC | 3176 0042 60 | [12 empty] | EPIROC | 3176 0042 60 | [18 empty] | URL NOT FOUND | [9 empty] | Cleansed | 26121600 Electrical cable and accessories |  |  | CABLE | NO MODIFIER | TYPE |  | NUMBER OF CONDUCTORS |  | CONDUCTOR SIZE |  | VOLTAGE RATING |  | CURRENT RATING |  | CONDUCTOR MATERIAL |  | JACKET MATERIAL |  | INSULATION MATERIAL |  | TEMPERATURE RATING |  | LENGTH |  | HAZARD CLASS |  | CERTIFICATION/STANDARD |  | ADDITIONAL FEATURES | [47 empty] | Production Completed
STP_009 - Lot7 | Data Enrichment | SMX | OK | 2023-10-16 | 2023-10-16 |  | 1099345 | 1099345 | 1378513 | AU_QM_000217837 |  | ERSA | M | 5100 | 1378513GZPCLNT100 | EA | 3000001 | CABLE;EPI,3176 0045 80 | CABLE;EPI,3176 0045 80 | CABLE;MNFR:EPIROC,PTNO:3176 0045 80 |  | CABLE;EPI,3176 0045 80CABLE;EPI,3176 0045 80 | EPIROC | 3176 0045 80 | [14 empty] | EPIROC | 3176004580 | [16 empty] | https://www.aircompressorstrade.com/genuine-ultimate-atlas-copco-spare-parts-catalog-section-27/ | [9 empty] | Enriched | 26121604 Signal cable |  |  | CABLE | SIGNAL | TYPE |  | NUMBER OF CONDUCTORS |  | CONDUCTOR SIZE |  | CONNECTION TYPE |  | CONDUCTOR MATERIAL |  | LENGTH |  | VOLTAGE RATING |  | JACKET MATERIAL |  | INSULATION MATERIAL |  | TEMPERATURE RATING |  | HAZARD CLASS |  | CERTIFICATION/STANDARD |  | ADDITIONAL FEATURES | [47 empty] | Production Completed
STP_009 - Lot7 | Data Enrichment | SMX | OK | 2023-10-16 | 2023-10-16 |  | 1099323 | 1099323 | 1378537 | AU_QM_000217862 |  | ERSA | M | 5100 | 1378537GZPCLNT100 | EA | 3000001 | CABLE;EPI,3176 0046 05 | CABLE;EPI,3176 0046 05 | CABLE;MNFR:EPIROC,PTNO:3176 0046 05 |  | CABLE;EPI,3176 0046 05CABLE;EPI,3176 0046 05 | EPIROC | 3176 0046 05 | [14 empty] | EPIROC | 3176 0046 05 | [16 empty] | https://www.aircompressorstrade.com/genuine-ultimate-atlas-copco-spare-parts-catalog-section-27/ | [9 empty] | Enriched | 26121604 Signal cable |  |  | CABLE | SIGNAL | TYPE |  | NUMBER OF CONDUCTORS |  | CONDUCTOR SIZE |  | CONNECTION TYPE |  | CONDUCTOR MATERIAL |  | LENGTH |  | VOLTAGE RATING |  | JACKET MATERIAL |  | INSULATION MATERIAL |  | TEMPERATURE RATING |  | HAZARD CLASS |  | CERTIFICATION/STANDARD |  | ADDITIONAL FEATURES | [47 empty] | Production Completed
STP_009 - Lot7 | Data Enrichment | SMX | OK | 2023-10-16 | 2023-10-16 |  | 1099321 | 1099321 | 1378539 | AU_QM_000217864 |  | ERSA | M | 5100 | 1378539GZPCLNT100 | EA | 3000001 | CABLE;EPI,3176 0046 11 | CABLE;EPI,3176 0046 11 | CABLE;MNFR:EPIROC,PTNO:3176 0046 11 |  | CABLE;EPI,3176 0046 11CABLE;EPI,3176 0046 11 | EPIROC | 3176 0046 11 | [14 empty] | EPIROC | 3176 0046 11 | [16 empty] | https://www.aircompressorstrade.com/genuine-ultimate-atlas-copco-spare-parts-catalog-section-27/ | [9 empty] | Enriched | 26121604 Signal cable |  |  | CABLE | SIGNAL | TYPE |  | NUMBER OF CONDUCTORS |  | CONDUCTOR SIZE |  | CONNECTION TYPE |  | CONDUCTOR MATERIAL |  | LENGTH |  | VOLTAGE RATING |  | JACKET MATERIAL |  | INSULATION MATERIAL |  | TEMPERATURE RATING |  | HAZARD CLASS |  | CERTIFICATION/STANDARD |  | ADDITIONAL FEATURES | [47 empty] | Production Completed
STP_009 - Lot7 | Data Enrichment | SMX | OK | 2023-10-16 | 2023-10-16 |  | 1099279 | 1099279 | 1378668 | AU_QM_000218004 |  | ERSA | M | 5100 | 1378668GZPCLNT100 | EA | 3000001 | CABLE;EPI,3176 0048 07 | CABLE;EPI,3176 0048 07 | CABLE;MNFR:EPIROC,PTNO:3176 0048 07 |  | CABLE;EPI,3176 0048 07CABLE;EPI,3176 0048 07 | EPIROC | 3176 0048 07 | [14 empty] | EPIROC | 3176 0048 07 | [16 empty] | https://www.aircompressorstrade.com/genuine-ultimate-atlas-copco-spare-parts-catalog-section-27/ | [9 empty] | Enriched | 26121629 Power cable |  |  | CABLE | POWER | TYPE |  | VOLTAGE RATING |  | CURRENT RATING |  | CONDUCTOR SIZE |  | NUMBER OF CONDUCTORS |  | CORE STRANDS |  | CONDUCTOR MATERIAL |  | JACKET MATERIAL |  | INSULATION MATERIAL |  | BEND RADIUS |  | TEMPERATURE RATING |  | LENGTH |  | JACKET COLOR |  | CERTIFICATION/STANDARD |  | ADDITIONAL FEATURES | [43 empty] | Production Completed
STP_009 - Lot7 | Data Enrichment | SMX | OK | 2023-10-16 | 2023-10-16 |  | 1099280 | 1099280 | 1378667 | AU_QM_000218003 |  | ERSA | M | 5100 | 1378667GZPCLNT100 | EA | 3000001 | CABLE;EPI,3176 0048 10 | CABLE;EPI,3176 0048 10 | CABLE;MNFR:EPIROC,PTNO:3176 0048 10 |  | CABLE;EPI,3176 0048 10CABLE;EPI,3176 0048 10 | EPIROC | 3176 0048 10 | [14 empty] | EPIROC | 3176 0048 10 | [16 empty] | https://www.aircompressorstrade.com/genuine-ultimate-atlas-copco-spare-parts-catalog-section-27/ | [9 empty] | Enriched | 26121629 Power cable |  |  | CABLE | POWER | TYPE |  | VOLTAGE RATING |  | CURRENT RATING |  | CONDUCTOR SIZE |  | NUMBER OF CONDUCTORS |  | CORE STRANDS |  | CONDUCTOR MATERIAL |  | JACKET MATERIAL |  | INSULATION MATERIAL |  | BEND RADIUS |  | TEMPERATURE RATING |  | LENGTH |  | JACKET COLOR |  | CERTIFICATION/STANDARD |  | ADDITIONAL FEATURES | [43 empty] | Production Completed
STP_009 - Lot7 | Data Enrichment | SMX | OK | 2023-10-16 | 2023-10-16 |  | 1099336 | 1099336 | 1378523 | AU_QM_000217848 |  | ERSA | M | 5100 | 1378523GZPCLNT100 | EA | 3000001 | CABLE;EPI,3176 0050 27 | CABLE;EPI,3176 0050 27 | CABLE;MNFR:EPIROC,PTNO:3176 0050 27 |  | CABLE;EPI,3176 0050 27CABLE;EPI,3176 0050 27 | EPIROC | 3176 0050 27 | [14 empty] | EPIROC | 3176 0050 27 | [16 empty] | https://www.aircompressorstrade.com/genuine-ultimate-atlas-copco-spare-parts-catalog-section-27/ | [9 empty] | Cleansed | 26121600 Electrical cable and accessories |  |  | CABLE | NO MODIFIER | TYPE |  | NUMBER OF CONDUCTORS |  | CONDUCTOR SIZE |  | VOLTAGE RATING |  | CURRENT RATING |  | CONDUCTOR MATERIAL |  | JACKET MATERIAL |  | INSULATION MATERIAL |  | TEMPERATURE RATING |  | LENGTH |  | HAZARD CLASS |  | CERTIFICATION/STANDARD |  | ADDITIONAL FEATURES | [47 empty] | Production Completed
STP_009 - Lot7 | Data Enrichment | SMX | OK | 2023-10-16 | 2023-10-16 |  | 1099245 | 1099245 | 1379324 | AU_QM_000218730 |  | ERSA | M | 5100 | 1379324GZPCLNT100 | EA | 3000001 | CABLE;EPI,3176 0053 83 | CABLE;EPI,3176 0053 83 | CABLE;MNFR:EPIROC,PTNO:3176 0053 83 |  | CABLE;EPI,3176 0053 83CABLE;EPI,3176 0053 83 | EPIROC | 3176 0053 83 | [14 empty] | EPIROC | 3176 0053 83 | [16 empty] | https://www.aircompressorstrade.com/genuine-ultimate-atlas-copco-spare-parts-catalog-section-27/ | [9 empty] | Enriched | 26121604 Signal cable |  |  | CABLE | SIGNAL | TYPE |  | NUMBER OF CONDUCTORS |  | CONDUCTOR SIZE |  | CONNECTION TYPE |  | CONDUCTOR MATERIAL |  | LENGTH |  | VOLTAGE RATING |  | JACKET MATERIAL |  | INSULATION MATERIAL |  | TEMPERATURE RATING |  | HAZARD CLASS |  | CERTIFICATION/STANDARD |  | ADDITIONAL FEATURES | [47 empty] | Production Completed
STP_009 - Lot7 | Data Enrichment | SMX | OK | 2023-10-16 | 2023-10-16 |  | 1099312 | 1099312 | 1378549 | AU_QM_000217875 |  | ERSA | M | 5100 | 1378549GZPCLNT100 | EA | 3000001 | CABLE;EPI,3176 0058 24 | CABLE;EPI,3176 0058 24 | CABLE;MNFR:EPIROC,PTNO:3176 0058 24 |  | CABLE;EPI,3176 0058 24CABLE;EPI,3176 0058 24 | EPIROC | 3176 0058 24 | [14 empty] | EPIROC | 3176 0058 24 | [16 empty] | https://www.aircompressorstrade.com/genuine-ultimate-atlas-copco-spare-parts-catalog-section-27/ | [9 empty] | Enriched | 26121604 Signal cable |  |  | CABLE | SIGNAL | TYPE |  | NUMBER OF CONDUCTORS |  | CONDUCTOR SIZE |  | CONNECTION TYPE |  | CONDUCTOR MATERIAL |  | LENGTH |  | VOLTAGE RATING |  | JACKET MATERIAL |  | INSULATION MATERIAL |  | TEMPERATURE RATING |  | HAZARD CLASS |  | CERTIFICATION/STANDARD |  | ADDITIONAL FEATURES | [47 empty] | Production Completed
STP_009 - Lot7 | Data Enrichment | SMX | OK | 2023-10-16 | 2023-10-16 |  | 1099311 | 1099311 | 1378550 | AU_QM_000217876 |  | ERSA | M | 5100 | 1378550GZPCLNT100 | EA | 3000001 | CABLE;EPI,3176 0058 25 | CABLE;EPI,3176 0058 25 | CABLE;MNFR:EPIROC,PTNO:3176 0058 25 |  | CABLE;EPI,3176 0058 25CABLE;EPI,3176 0058 25 | EPIROC | 3176 0058 25 | [14 empty] | EPIROC | 3176 0058 25 | [16 empty] | https://www.aircompressorstrade.com/genuine-ultimate-atlas-copco-spare-parts-catalog-section-27/ | [9 empty] | Enriched | 26121604 Signal cable |  |  | CABLE | SIGNAL | TYPE |  | NUMBER OF CONDUCTORS |  | CONDUCTOR SIZE |  | CONNECTION TYPE |  | CONDUCTOR MATERIAL |  | LENGTH |  | VOLTAGE RATING |  | JACKET MATERIAL |  | INSULATION MATERIAL |  | TEMPERATURE RATING |  | HAZARD CLASS |  | CERTIFICATION/STANDARD |  | ADDITIONAL FEATURES | [47 empty] | Production Completed
STP_009 - Lot7 | Data Enrichment | SMX | OK | 2023-10-16 | 2023-10-16 |  | 1099277 | 1099277 | 1378670 | AU_QM_000218006 |  | ERSA | M | 5100 | 1378670GZPCLNT100 | EA | 3000001 | CABLE;EPI,3176 0058 54 | CABLE;EPI,3176 0058 54 | CABLE;MNFR:EPIROC,PTNO:3176 0058 54 |  | CABLE;EPI,3176 0058 54CABLE;EPI,3176 0058 54 | EPIROC | 3176 0058 54 | [14 empty] | EPIROC | 3176 0058 54 | [16 empty] | https://www.aircompressorstrade.com/genuine-ultimate-atlas-copco-spare-parts-catalog-section-27/ | [9 empty] | Cleansed | 26121600 Electrical cable and accessories |  |  | CABLE | NO MODIFIER | TYPE |  | NUMBER OF CONDUCTORS |  | CONDUCTOR SIZE |  | VOLTAGE RATING |  | CURRENT RATING |  | CONDUCTOR MATERIAL |  | JACKET MATERIAL |  | INSULATION MATERIAL |  | TEMPERATURE RATING |  | LENGTH |  | HAZARD CLASS |  | CERTIFICATION/STANDARD |  | ADDITIONAL FEATURES | [47 empty] | Production Completed
STP_009 - Lot7 | Data Enrichment | SMX | OK | 2023-10-16 | 2023-10-16 |  | 1099276 | 1099276 | 1378671 | AU_QM_000218007 |  | ERSA | M | 5100 | 1378671GZPCLNT100 | EA | 3000001 | CABLE;EPI,3176 0058 55 | CABLE;EPI,3176 0058 55 | CABLE;MNFR:EPIROC,PTNO:3176 0058 55 |  | CABLE;EPI,3176 0058 55CABLE;EPI,3176 0058 55 | EPIROC | 3176 0058 55 | [14 empty] | EPIROC | 3176 0058 55 | [16 empty] | https://www.aircompressorstrade.com/genuine-ultimate-atlas-copco-spare-parts-catalog-section-27/ | [9 empty] | Cleansed | 26121600 Electrical cable and accessories |  |  | CABLE | NO MODIFIER | TYPE |  | NUMBER OF CONDUCTORS |  | CONDUCTOR SIZE |  | VOLTAGE RATING |  | CURRENT RATING |  | CONDUCTOR MATERIAL |  | JACKET MATERIAL |  | INSULATION MATERIAL |  | TEMPERATURE RATING |  | LENGTH |  | HAZARD CLASS |  | CERTIFICATION/STANDARD |  | ADDITIONAL FEATURES | [47 empty] | Production Completed
STP_009 - Lot7 | Data Enrichment | SMX | OK | 2023-10-16 | 2023-10-17 |  | 1099425 | 1099425 | 1378166 | AU_QM_000217454 |  | ERSA | M | 5100 | 1378166GZPCLNT100 | EA | 3000001 | CABLE;EPI,3176 0059 20 | CABLE;EPI,3176 0059 20 | CABLE;MNFR:EPIROC,PTNO:3176 0059 20 |  | CABLE;EPI,3176 0059 20CABLE;EPI,3176 0059 20 | EPIROC | 3176 0059 20 | [12 empty] | EPIROC | 3176 0059 20 | [18 empty] | URL NOT FOUND | [9 empty] | Cleansed | 26121600 Electrical cable and accessories |  |  | CABLE | NO MODIFIER | TYPE |  | NUMBER OF CONDUCTORS |  | CONDUCTOR SIZE |  | VOLTAGE RATING |  | CURRENT RATING |  | CONDUCTOR MATERIAL |  | JACKET MATERIAL |  | INSULATION MATERIAL |  | TEMPERATURE RATING |  | LENGTH |  | HAZARD CLASS |  | CERTIFICATION/STANDARD |  | ADDITIONAL FEATURES | [47 empty] | Production Completed
STP_009 - Lot7 | Data Enrichment | SMX | OK | 2023-10-16 | 2023-10-16 |  | 1099447 | 1099447 | 1378063 | AU_QM_000217340 |  | ERSA | M | 5100 | 1378063GZPCLNT100 | EA | 3000001 | CABLE;EPI,3176 0059 28 | CABLE;EPI,3176 0059 28 | CABLE;MNFR:EPIROC,PTNO:3176 0059 28 |  | CABLE;EPI,3176 0059 28CABLE;EPI,3176 0059 28 | EPIROC | 3176 0059 28 | [14 empty] | EPIROC | 3176 0059 28 | [16 empty] | https://www.aircompressorstrade.com/genuine-ultimate-atlas-copco-spare-parts-catalog-section-27/ | [9 empty] | Enriched | 26121604 Signal cable |  |  | CABLE | SIGNAL | TYPE |  | NUMBER OF CONDUCTORS |  | CONDUCTOR SIZE |  | CONNECTION TYPE |  | CONDUCTOR MATERIAL |  | LENGTH |  | VOLTAGE RATING |  | JACKET MATERIAL |  | INSULATION MATERIAL |  | TEMPERATURE RATING |  | HAZARD CLASS |  | CERTIFICATION/STANDARD |  | ADDITIONAL FEATURES | [47 empty] | Production Completed
STP_009 - Lot7 | Data Enrichment | SMX | OK | 2023-10-16 | 2023-10-16 |  | 1098449 | 1098449 | 1377805 | AU_QM_000217058 |  | ERSA | M | 5100 | 1377805GZPCLNT100 | EA | 3000001 | CABLE;EPI,3176 0059 43 | CABLE;EPI,3176 0059 43 | CABLE;MNFR:EPIROC,PTNO:3176 0059 43 |  | CABLE;EPI,3176 0059 43CABLE;EPI,3176 0059 43 | EPIROC | 3176 0059 43 | [14 empty] | EPIROC | 3176 0059 43 | [16 empty] | https://www.aircompressorstrade.com/genuine-ultimate-atlas-copco-spare-parts-catalog-section-27/ | [9 empty] | Enriched | 26121600 Electrical cable and accessories |  |  | CABLE | ELECTRICAL | TYPE |  | VOLTAGE RATING |  | CURRENT RATING |  | CONDUCTOR SIZE |  | NUMBER OF CONDUCTORS |  | CORE STRANDS | 4 | CONDUCTOR MATERIAL |  | JACKET MATERIAL |  | INSULATION MATERIAL |  | FILLER MATERIAL |  | ARMOR TYPE |  | TEMPERATURE RATING |  | LENGTH |  | JACKET COLOUR |  | HAZARD CLASS |  | CERTIFICATION/STANDARD |  | ADDITIONAL FEATURES | [39 empty] | Production Completed
STP_009 - Lot7 | Data Enrichment | SMX | OK | 2023-10-16 | 2023-10-16 |  | 1099309 | 1099309 | 1378552 | AU_QM_000217879 |  | ERSA | M | 5100 | 1378552GZPCLNT100 | EA | 3000001 | CABLE;EPI,3176 0060 30 | CABLE;EPI,3176 0060 30 | CABLE;MNFR:EPIROC,PTNO:3176 0060 30 |  | CABLE;EPI,3176 0060 30CABLE;EPI,3176 0060 30 | EPIROC | 3176 0060 30 | [14 empty] | EPIROC | 3176 0060 30 | [16 empty] | https://www.aircompressorstrade.com/genuine-ultimate-atlas-copco-spare-parts-catalog-section-27/ | [9 empty] | Cleansed | 26121600 Electrical cable and accessories |  |  | CABLE | NO MODIFIER | TYPE |  | NUMBER OF CONDUCTORS |  | CONDUCTOR SIZE |  | VOLTAGE RATING |  | CURRENT RATING |  | CONDUCTOR MATERIAL |  | JACKET MATERIAL |  | INSULATION MATERIAL |  | TEMPERATURE RATING |  | LENGTH |  | HAZARD CLASS |  | CERTIFICATION/STANDARD |  | ADDITIONAL FEATURES | [47 empty] | Production Completed
STP_009 - Lot7 | Data Enrichment | SMX | OK | 2023-10-16 | 2023-10-16 |  | 1099487 | 1099487 | 1377919 | AU_QM_000217181 |  | ERSA | M | 5100 | 1377919GZPCLNT100 | EA | 3000001 | CABLE;EPI,3176 0061 27 | CABLE;EPI,3176 0061 27 | CABLE;MNFR:EPIROC,PTNO:3176 0061 27 |  | CABLE;EPI,3176 0061 27CABLE;EPI,3176 0061 27 | EPIROC | 3176 0061 27 | [14 empty] | EPIROC | 3176 0061 27 | [16 empty] | https://www.volza.com/p/core-cable/import/hsn-code-85444999/ | [9 empty] | Enriched | 26121600 Electrical cable and accessories |  |  | CABLE | ELECTRICAL | TYPE |  | VOLTAGE RATING |  | CURRENT RATING |  | CONDUCTOR SIZE |  | NUMBER OF CONDUCTORS |  | CORE STRANDS | 1 | CONDUCTOR MATERIAL |  | JACKET MATERIAL |  | INSULATION MATERIAL |  | FILLER MATERIAL |  | ARMOR TYPE |  | TEMPERATURE RATING |  | LENGTH |  | JACKET COLOUR |  | HAZARD CLASS |  | CERTIFICATION/STANDARD |  | ADDITIONAL FEATURES | [39 empty] | Production Completed
STP_009 - Lot7 | Data Enrichment | SMX | OK | 2023-10-16 | 2023-10-17 |  | 1099448 | 1099448 | 1378061 | AU_QM_000217338 |  | ERSA | M | 5100 | 1378061GZPCLNT100 | EA | 3000001 | CABLE;EPI,3176 0081 16 | CABLE;EPI,3176 0081 16 | CABLE;MNFR:EPIROC,PTNO:3176 0081 16 |  | CABLE;EPI,3176 0081 16CABLE;EPI,3176 0081 16 | EPIROC | 3176 0081 16 | [12 empty] | EPIROC | 3176 0081 16 | [18 empty] | URL NOT FOUND | [9 empty] | Cleansed | 26121600 Electrical cable and accessories |  |  | CABLE | NO MODIFIER | TYPE |  | NUMBER OF CONDUCTORS |  | CONDUCTOR SIZE |  | VOLTAGE RATING |  | CURRENT RATING |  | CONDUCTOR MATERIAL |  | JACKET MATERIAL |  | INSULATION MATERIAL |  | TEMPERATURE RATING |  | LENGTH |  | HAZARD CLASS |  | CERTIFICATION/STANDARD |  | ADDITIONAL FEATURES | [47 empty] | Production Completed
STP_009 - Lot7 | Data Enrichment | SMX | OK | 2023-10-16 | 2023-10-16 |  | 1099591 | 1099591 | 1376265 | AU_QM_000215360 |  | ERSA | M | 5100 | 1376265GZPCLNT100 | EA | 3000001 | CABLE;EPI,3176 4643 34 | CABLE;EPI,3176 4643 34 | CABLE;MNFR:EPIROC,PTNO:3176 4643 34 |  | CABLE;EPI,3176 4643 34CABLE;EPI,3176 4643 34 | EPIROC | 3176 4643 34 | [14 empty] | EPIROC | 3176 4643 34 | [16 empty] | https://www.aircompressorstrade.com/genuine-ultimate-atlas-copco-spare-parts-catalog-section-27/ | [9 empty] | Cleansed | 26121600 Electrical cable and accessories |  |  | CABLE | NO MODIFIER | TYPE |  | NUMBER OF CONDUCTORS |  | CONDUCTOR SIZE |  | VOLTAGE RATING |  | CURRENT RATING |  | CONDUCTOR MATERIAL |  | JACKET MATERIAL |  | INSULATION MATERIAL |  | TEMPERATURE RATING |  | LENGTH |  | HAZARD CLASS |  | CERTIFICATION/STANDARD |  | ADDITIONAL FEATURES | [47 empty] | Production Completed
STP_009 - Lot7 | Data Enrichment | SMX | OK | 2023-10-16 | 2023-10-16 |  | 1099249 | 1099249 | 1379310 | AU_QM_000218714 |  | ERSA | M | 5100 | 1379310GZPCLNT100 | EA | 3000001 | CABLE;EPI,3176 5475 01 | CABLE;EPI,3176 5475 01 | CABLE;MNFR:EPIROC,PTNO:3176 5475 01 |  | CABLE;EPI,3176 5475 01CABLE;EPI,3176 5475 01 | EPIROC | 3176 5475 01 | [14 empty] | EPIROC | 3176547501 | [16 empty] | https://shanghaisanto.com/epiroc-loaders-trucks-9/ | [9 empty] | Cleansed | 26121600 Electrical cable and accessories |  |  | CABLE | NO MODIFIER | TYPE |  | NUMBER OF CONDUCTORS |  | CONDUCTOR SIZE |  | VOLTAGE RATING |  | CURRENT RATING |  | CONDUCTOR MATERIAL |  | JACKET MATERIAL |  | INSULATION MATERIAL |  | TEMPERATURE RATING |  | LENGTH |  | HAZARD CLASS |  | CERTIFICATION/STANDARD |  | ADDITIONAL FEATURES | [47 empty] | Production Completed
STP_009 - Lot7 | Data Enrichment | SMX | OK | 2023-10-16 | 2023-10-16 | CONFLICT W.R.T INPUT PROCESSED BASED ON WEB SOURCE | 1099502 | 1099502 | 1377851 | AU_QM_000217110 |  | ERSA | M | 5100 | 1377851GZPCLNT100 | EA | 3000001 | CABLE;EPI,3176 5475 04 | CABLE;EPI,3176 5475 04 | CABLE;MNFR:EPIROC,PTNO:3176 5475 04 |  | CABLE;EPI,3176 5475 04CABLE;EPI,3176 5475 04 | EPIROC | 3176 5475 04 | [14 empty] | EPIROC | 3176 5475 04 | [16 empty] | https://gzbosenjx.en.made-in-china.com/product/GEYRMIlDTakr/China-Epiroc-BS-Atlas-Copco-BS-Sandvil-BS-for-Gold-Mining-Chine-Briquette-Machine-Stone-Crusher-Price-Mining-Machine-Caterpillarbs-Diaphragm3222314110.html | [9 empty] | Enriched | 26121600 Electrical cable and accessories |  |  | STRIP | NO MODIFIER | TYPE | CABLE | SIZE |  | MATERIAL |  | MOUNTING TYPE |  | COLOUR |  | TEMPERATURE RATING |  | HAZARD CLASS |  | CERTIFICATION/STANDARD |  | ADDITIONAL FEATURES | [55 empty] | Production Completed
STP_009 - Lot7 | Data Enrichment | SMX | OK | 2023-10-16 | 2023-10-17 |  | 1099618 | 1099618 | 1375923 | AU_QM_000214984 |  | ERSA | M | 5100 | 1375923GZPCLNT100 | EA | 3000001 | CABLE;EPI,3176 9980 83 | CABLE;EPI,3176 9980 83 | CABLE;MNFR:EPIROC,PTNO:3176 9980 83 |  | CABLE;EPI,3176 9980 83CABLE;EPI,3176 9980 83 | EPIROC | 3176 9980 83 | [12 empty] | EPIROC | 3176 9980 83 | [18 empty] | URL NOT FOUND | [9 empty] | Cleansed | 26121600 Electrical cable and accessories |  |  | CABLE | NO MODIFIER | TYPE |  | NUMBER OF CONDUCTORS |  | CONDUCTOR SIZE |  | VOLTAGE RATING |  | CURRENT RATING |  | CONDUCTOR MATERIAL |  | JACKET MATERIAL |  | INSULATION MATERIAL |  | TEMPERATURE RATING |  | LENGTH |  | HAZARD CLASS |  | CERTIFICATION/STANDARD |  | ADDITIONAL FEATURES | [47 empty] | Production Completed
STP_009 - Lot7 | Data Enrichment | SMX | OK | 2023-10-16 | 2023-10-17 |  | 1099532 | 1099532 | 1377497 | AU_QM_000216720 |  | ERSA | M | 5100 | 1377497GZPCLNT100 | EA | 3000001 | CABLE;EPI,3176 9980 97 | CABLE;EPI,3176 9980 97 | CABLE;MNFR:EPIROC,PTNO:3176 9980 97 |  | CABLE;EPI,3176 9980 97CABLE;EPI,3176 9980 97 | EPIROC | 3176 9980 97 | [12 empty] | EPIROC | 3176 9980 97 | [18 empty] | URL NOT FOUND | [9 empty] | Cleansed | 26121600 Electrical cable and accessories |  |  | CABLE | NO MODIFIER | TYPE |  | NUMBER OF CONDUCTORS |  | CONDUCTOR SIZE |  | VOLTAGE RATING |  | CURRENT RATING |  | CONDUCTOR MATERIAL |  | JACKET MATERIAL |  | INSULATION MATERIAL |  | TEMPERATURE RATING |  | LENGTH |  | HAZARD CLASS |  | CERTIFICATION/STANDARD |  | ADDITIONAL FEATURES | [47 empty] | Production Completed
STP_009 - Lot7 | Data Enrichment | SMX | OK | 2023-10-16 | 2023-10-16 |  | 1099609 | 1099609 | 1375933 | AU_QM_000214994 |  | ERSA | M | 5100 | 1375933GZPCLNT100 | EA | 3000001 | CABLE;EPI,3176 9981 16 | CABLE;EPI,3176 9981 16 | CABLE;MNFR:EPIROC,PTNO:3176 9981 16 |  | CABLE;EPI,3176 9981 16CABLE;EPI,3176 9981 16 | EPIROC | 3176 9981 16 | [14 empty] | EPIROC | 3176 9981 16 | [16 empty] | https://www.aircompressorstrade.com/genuine-ultimate-atlas-copco-spare-parts-catalog-section-27/ | [9 empty] | Enriched | 26121604 Signal cable |  |  | CABLE | SIGNAL | TYPE |  | NUMBER OF CONDUCTORS |  | CONDUCTOR SIZE |  | CONNECTION TYPE |  | CONDUCTOR MATERIAL |  | LENGTH |  | VOLTAGE RATING |  | JACKET MATERIAL |  | INSULATION MATERIAL |  | TEMPERATURE RATING |  | HAZARD CLASS |  | CERTIFICATION/STANDARD |  | ADDITIONAL FEATURES | [47 empty] | Production Completed
STP_009 - Lot7 | Data Enrichment | SMX | OK | 2023-10-16 | 2023-10-16 |  | 1099608 | 1099608 | 1375934 | AU_QM_000214995 |  | ERSA | M | 5100 | 1375934GZPCLNT100 | EA | 3000001 | CABLE;EPI,3176 9981 17 | CABLE;EPI,3176 9981 17 | CABLE;MNFR:EPIROC,PTNO:3176 9981 17 |  | CABLE;EPI,3176 9981 17CABLE;EPI,3176 9981 17 | EPIROC | 3176 9981 17 | [14 empty] | EPIROC | 3176 9981 17 | [16 empty] | https://www.aircompressorstrade.com/genuine-ultimate-atlas-copco-spare-parts-catalog-section-27/ | [9 empty] | Enriched | 26121604 Signal cable |  |  | CABLE | SIGNAL | TYPE |  | NUMBER OF CONDUCTORS |  | CONDUCTOR SIZE |  | CONNECTION TYPE |  | CONDUCTOR MATERIAL |  | LENGTH |  | VOLTAGE RATING |  | JACKET MATERIAL |  | INSULATION MATERIAL |  | TEMPERATURE RATING |  | HAZARD CLASS |  | CERTIFICATION/STANDARD |  | ADDITIONAL FEATURES | [47 empty] | Production Completed
STP_009 - Lot7 | Data Enrichment | SMX | OK | 2023-10-16 | 2023-10-16 |  | 1099610 | 1099610 | 1375932 | AU_QM_000214993 |  | ERSA | M | 5100 | 1375932GZPCLNT100 | EA | 3000001 | CABLE;EPI,3176 9981 20 | CABLE;EPI,3176 9981 20 | CABLE;MNFR:EPIROC,PTNO:3176 9981 20 |  | CABLE;EPI,3176 9981 20CABLE;EPI,3176 9981 20 | EPIROC | 3176 9981 20 | [14 empty] | EPIROC | 3176 9981 20 | [16 empty] | https://www.aircompressorstrade.com/genuine-ultimate-atlas-copco-spare-parts-catalog-section-27/ | [9 empty] | Enriched | 26121604 Signal cable |  |  | CABLE | SIGNAL | TYPE |  | NUMBER OF CONDUCTORS |  | CONDUCTOR SIZE |  | CONNECTION TYPE |  | CONDUCTOR MATERIAL |  | LENGTH |  | VOLTAGE RATING |  | JACKET MATERIAL |  | INSULATION MATERIAL |  | TEMPERATURE RATING |  | HAZARD CLASS |  | CERTIFICATION/STANDARD |  | ADDITIONAL FEATURES | [47 empty] | Production Completed
STP_009 - Lot7 | Data Enrichment | SMX | OK | 2023-10-16 | 2023-10-16 |  | 1099620 | 1099620 | 1375921 | AU_QM_000214982 |  | ERSA | M | 5100 | 1375921GZPCLNT100 | EA | 3000001 | CABLE;EPI,3176 9981 21 | CABLE;EPI,3176 9981 21 | CABLE;MNFR:EPIROC,PTNO:3176 9981 21 |  | CABLE;EPI,3176 9981 21CABLE;EPI,3176 9981 21 | EPIROC | 3176 9981 21 | [14 empty] | EPIROC | 3176 9981 21 | [16 empty] | https://www.aircompressorstrade.com/genuine-ultimate-atlas-copco-spare-parts-catalog-section-27/ | [9 empty] | Enriched | 26121604 Signal cable |  |  | CABLE | SIGNAL | TYPE |  | NUMBER OF CONDUCTORS |  | CONDUCTOR SIZE |  | CONNECTION TYPE |  | CONDUCTOR MATERIAL |  | LENGTH |  | VOLTAGE RATING |  | JACKET MATERIAL |  | INSULATION MATERIAL |  | TEMPERATURE RATING |  | HAZARD CLASS |  | CERTIFICATION/STANDARD |  | ADDITIONAL FEATURES | [47 empty] | Production Completed
STP_009 - Lot7 | Data Enrichment | SMX | OK | 2023-10-16 | 2023-10-16 |  | 1099619 | 1099619 | 1375922 | AU_QM_000214983 |  | ERSA | M | 5100 | 1375922GZPCLNT100 | EA | 3000001 | CABLE;EPI,3176 9981 22 | CABLE;EPI,3176 9981 22 | CABLE;MNFR:EPIROC,PTNO:3176 9981 22 |  | CABLE;EPI,3176 9981 22CABLE;EPI,3176 9981 22 | EPIROC | 3176 9981 22 | [14 empty] | EPIROC | 3176 9981 22 | [16 empty] | https://www.aircompressorstrade.com/genuine-ultimate-atlas-copco-spare-parts-catalog-section-27/ | [9 empty] | Enriched | 26121604 Signal cable |  |  | CABLE | SIGNAL | TYPE |  | NUMBER OF CONDUCTORS |  | CONDUCTOR SIZE |  | CONNECTION TYPE |  | CONDUCTOR MATERIAL |  | LENGTH |  | VOLTAGE RATING |  | JACKET MATERIAL |  | INSULATION MATERIAL |  | TEMPERATURE RATING |  | HAZARD CLASS |  | CERTIFICATION/STANDARD |  | ADDITIONAL FEATURES | [47 empty] | Production Completed
STP_009 - Lot7 | Data Enrichment | SMX | OK | 2023-10-16 | 2023-10-16 |  | 1099601 | 1099601 | 1376084 | AU_QM_000215161 |  | ERSA | M | 5100 | 1376084GZPCLNT100 | EA | 3000001 | CABLE;EPI,3176 9981 24 | CABLE;EPI,3176 9981 24 | CABLE;MNFR:EPIROC,PTNO:3176 9981 24 |  | CABLE;EPI,3176 9981 24CABLE;EPI,3176 9981 24 | EPIROC | 3176 9981 24 | [14 empty] | EPIROC | 3176 9981 24 | [16 empty] | https://www.aircompressorstrade.com/genuine-ultimate-atlas-copco-spare-parts-catalog-section-27/ | [9 empty] | Enriched | 26121604 Signal cable |  |  | CABLE | SIGNAL | TYPE |  | NUMBER OF CONDUCTORS |  | CONDUCTOR SIZE |  | CONNECTION TYPE |  | CONDUCTOR MATERIAL |  | LENGTH |  | VOLTAGE RATING |  | JACKET MATERIAL |  | INSULATION MATERIAL |  | TEMPERATURE RATING |  | HAZARD CLASS |  | CERTIFICATION/STANDARD |  | ADDITIONAL FEATURES | [47 empty] | Production Completed
STP_009 - Lot7 | Data Enrichment | SMX | OK | 2023-10-16 | 2023-10-16 |  | 1099536 | 1099536 | 1377438 | AU_QM_000216656 |  | ERSA | M | 5100 | 1377438GZPCLNT100 | EA | 3000001 | CABLE;EPI,3176 9981 26 | CABLE;EPI,3176 9981 26 | CABLE;MNFR:EPIROC,PTNO:3176 9981 26 |  | CABLE;EPI,3176 9981 26CABLE;EPI,3176 9981 26 | EPIROC | 3176 9981 26 | [14 empty] | EPIROC | 3176 9981 26 | [16 empty] | https://www.aircompressorstrade.com/genuine-ultimate-atlas-copco-spare-parts-catalog-section-27/ | [9 empty] | Enriched | 26121604 Signal cable |  |  | CABLE | SIGNAL | TYPE |  | NUMBER OF CONDUCTORS |  | CONDUCTOR SIZE |  | CONNECTION TYPE |  | CONDUCTOR MATERIAL |  | LENGTH |  | VOLTAGE RATING |  | JACKET MATERIAL |  | INSULATION MATERIAL |  | TEMPERATURE RATING |  | HAZARD CLASS |  | CERTIFICATION/STANDARD |  | ADDITIONAL FEATURES | [47 empty] | Production Completed
STP_009 - Lot7 | Data Enrichment | SMX | OK | 2023-10-16 | 2023-10-16 |  | 1099531 | 1099531 | 1377498 | AU_QM_000216722 |  | ERSA | M | 5100 | 1377498GZPCLNT100 | EA | 3000001 | CABLE;EPI,3176 9981 32 | CABLE;EPI,3176 9981 32 | CABLE;MNFR:EPIROC,PTNO:3176 9981 32 |  | CABLE;EPI,3176 9981 32CABLE;EPI,3176 9981 32 | EPIROC | 3176 9981 32 | [14 empty] | EPIROC | 3176 9981 32 | [16 empty] | https://www.aircompressorstrade.com/genuine-ultimate-atlas-copco-spare-parts-catalog-section-27/ | [9 empty] | Enriched | 26121604 Signal cable |  |  | CABLE | SIGNAL | TYPE |  | NUMBER OF CONDUCTORS |  | CONDUCTOR SIZE |  | CONNECTION TYPE |  | CONDUCTOR MATERIAL |  | LENGTH |  | VOLTAGE RATING |  | JACKET MATERIAL |  | INSULATION MATERIAL |  | TEMPERATURE RATING |  | HAZARD CLASS |  | CERTIFICATION/STANDARD |  | ADDITIONAL FEATURES | [47 empty] | Production Completed
STP_009 - Lot7 | Data Enrichment | SMX | OK | 2023-10-16 | 2023-10-16 |  | 1099371 | 1099371 | 1378311 | AU_QM_000217614 |  | ERSA | M | 5100 | 1378311GZPCLNT100 | EA | 3000001 | CABLE;EPI,3176 9981 34 | CABLE;EPI,3176 9981 34 | CABLE;MNFR:EPIROC,PTNO:3176 9981 34 |  | CABLE;EPI,3176 9981 34CABLE;EPI,3176 9981 34 | EPIROC | 3176 9981 34 | [14 empty] | EPIROC | 3176 9981 34 | [16 empty] | https://www.aircompressorstrade.com/genuine-ultimate-atlas-copco-spare-parts-catalog-section-27/ | [9 empty] | Enriched | 26121604 Signal cable |  |  | CABLE | SIGNAL | TYPE |  | NUMBER OF CONDUCTORS |  | CONDUCTOR SIZE |  | CONNECTION TYPE |  | CONDUCTOR MATERIAL |  | LENGTH |  | VOLTAGE RATING |  | JACKET MATERIAL |  | INSULATION MATERIAL |  | TEMPERATURE RATING |  | HAZARD CLASS |  | CERTIFICATION/STANDARD |  | ADDITIONAL FEATURES | [47 empty] | Production Completed
STP_009 - Lot7 | Data Enrichment | SMX | OK | 2023-10-16 | 2023-10-16 |  | 1099533 | 1099533 | 1377496 | AU_QM_000216719 |  | ERSA | M | 5100 | 1377496GZPCLNT100 | EA | 3000001 | CABLE;EPI,3176 9981 36 | CABLE;EPI,3176 9981 36 | CABLE;MNFR:EPIROC,PTNO:3176 9981 36 |  | CABLE;EPI,3176 9981 36CABLE;EPI,3176 9981 36 | EPIROC | 3176 9981 36 | [14 empty] | EPIROC | 3176 9981 36 | [16 empty] | https://www.aircompressorstrade.com/genuine-ultimate-atlas-copco-spare-parts-catalog-section-27/ | [9 empty] | Enriched | 26121604 Signal cable |  |  | CABLE | SIGNAL | TYPE |  | NUMBER OF CONDUCTORS |  | CONDUCTOR SIZE |  | CONNECTION TYPE |  | CONDUCTOR MATERIAL |  | LENGTH |  | VOLTAGE RATING |  | JACKET MATERIAL |  | INSULATION MATERIAL |  | TEMPERATURE RATING |  | HAZARD CLASS |  | CERTIFICATION/STANDARD |  | ADDITIONAL FEATURES | [47 empty] | Production Completed
STP_009 - Lot7 | Data Enrichment | SMX | OK | 2023-10-16 | 2023-10-16 |  | 1099374 | 1099374 | 1378308 | AU_QM_000217610 |  | ERSA | M | 5100 | 1378308GZPCLNT100 | EA | 3000001 | CABLE;EPI,3176 9981 44 | CABLE;EPI,3176 9981 44 | CABLE;MNFR:EPIROC,PTNO:3176 9981 44 |  | CABLE;EPI,3176 9981 44CABLE;EPI,3176 9981 44 | EPIROC | 3176 9981 44 | [14 empty] | EPIROC | 3176 9981 44 | [16 empty] | https://www.aircompressorstrade.com/genuine-ultimate-atlas-copco-spare-parts-catalog-section-27/ | [9 empty] | Enriched | 26121604 Signal cable |  |  | CABLE | SIGNAL | TYPE |  | NUMBER OF CONDUCTORS |  | CONDUCTOR SIZE |  | CONNECTION TYPE |  | CONDUCTOR MATERIAL |  | LENGTH |  | VOLTAGE RATING |  | JACKET MATERIAL |  | INSULATION MATERIAL |  | TEMPERATURE RATING |  | HAZARD CLASS |  | CERTIFICATION/STANDARD |  | ADDITIONAL FEATURES | [47 empty] | Production Completed
STP_009 - Lot7 | Data Enrichment | SMX | OK | 2023-10-16 | 2023-10-17 |  | 1099613 | 1099613 | 1375928 | AU_QM_000214989 |  | ERSA | M | 5100 | 1375928GZPCLNT100 | EA | 3000001 | CABLE;EPI,3176 9981 62 | CABLE;EPI,3176 9981 62 | CABLE;MNFR:EPIROC,PTNO:3176 9981 62 |  | CABLE;EPI,3176 9981 62CABLE;EPI,3176 9981 62 | EPIROC | 3176 9981 62 | [12 empty] | EPIROC | 3176 9981 62 | [18 empty] | URL NOT FOUND | [9 empty] | Cleansed | 26121600 Electrical cable and accessories |  |  | CABLE | NO MODIFIER | TYPE |  | NUMBER OF CONDUCTORS |  | CONDUCTOR SIZE |  | VOLTAGE RATING |  | CURRENT RATING |  | CONDUCTOR MATERIAL |  | JACKET MATERIAL |  | INSULATION MATERIAL |  | TEMPERATURE RATING |  | LENGTH |  | HAZARD CLASS |  | CERTIFICATION/STANDARD |  | ADDITIONAL FEATURES | [47 empty] | Production Completed
STP_009 - Lot7 | Data Enrichment | SMX | OK | 2023-10-16 | 2023-10-16 |  | 1099403 | 1099403 | 1378256 | AU_QM_000217555 |  | ERSA | M | 5100 | 1378256GZPCLNT100 | EA | 3000001 | CABLE;EPI,3176 9982 00 | CABLE;EPI,3176 9982 00 | CABLE;MNFR:EPIROC,PTNO:3176 9982 00 |  | CABLE;EPI,3176 9982 00CABLE;EPI,3176 9982 00 | EPIROC | 3176 9982 00 | [14 empty] | EPIROC | 3176 9982 00 | [16 empty] | https://www.aircompressorstrade.com/genuine-ultimate-atlas-copco-spare-parts-catalog-section-27/ | [9 empty] | Enriched | 26121604 Signal cable |  |  | CABLE | SIGNAL | TYPE |  | NUMBER OF CONDUCTORS |  | CONDUCTOR SIZE |  | CONNECTION TYPE |  | CONDUCTOR MATERIAL |  | LENGTH |  | VOLTAGE RATING |  | JACKET MATERIAL |  | INSULATION MATERIAL |  | TEMPERATURE RATING |  | HAZARD CLASS |  | CERTIFICATION/STANDARD |  | ADDITIONAL FEATURES | [47 empty] | Production Completed
STP_009 - Lot7 | Data Enrichment | SMX | OK | 2023-10-16 | 2023-10-16 |  | 1099614 | 1099614 | 1375927 | AU_QM_000214988 |  | ERSA | M | 5100 | 1375927GZPCLNT100 | EA | 3000001 | CABLE;EPI,3176 9982 01 | CABLE;EPI,3176 9982 01 | CABLE;MNFR:EPIROC,PTNO:3176 9982 01 |  | CABLE;EPI,3176 9982 01CABLE;EPI,3176 9982 01 | EPIROC | 3176 9982 01 | [14 empty] | EPIROC | 3176 9982 01 | [16 empty] | https://www.aircompressorstrade.com/genuine-ultimate-atlas-copco-spare-parts-catalog-section-27/ | [9 empty] | Enriched | 26121604 Signal cable |  |  | CABLE | SIGNAL | TYPE |  | NUMBER OF CONDUCTORS |  | CONDUCTOR SIZE |  | CONNECTION TYPE |  | CONDUCTOR MATERIAL |  | LENGTH |  | VOLTAGE RATING |  | JACKET MATERIAL |  | INSULATION MATERIAL |  | TEMPERATURE RATING |  | HAZARD CLASS |  | CERTIFICATION/STANDARD |  | ADDITIONAL FEATURES | [47 empty] | Production Completed
STP_009 - Lot7 | Data Enrichment | SMX | OK | 2023-10-16 | 2023-10-16 |  | 1099366 | 1099366 | 1378316 | AU_QM_000217619 |  | ERSA | M | 5100 | 1378316GZPCLNT100 | EA | 3000001 | CABLE;EPI,3176 9982 16 | CABLE;EPI,3176 9982 16 | CABLE;MNFR:EPIROC,PTNO:3176 9982 16 |  | CABLE;EPI,3176 9982 16CABLE;EPI,3176 9982 16 | EPIROC | 3176 9982 16 | [14 empty] | EPIROC | 3176 9982 16 | [16 empty] | https://www.aircompressorstrade.com/genuine-ultimate-atlas-copco-spare-parts-catalog-section-27/ | [9 empty] | Enriched | 26121604 Signal cable |  |  | CABLE | SIGNAL | TYPE |  | NUMBER OF CONDUCTORS |  | CONDUCTOR SIZE |  | CONNECTION TYPE |  | CONDUCTOR MATERIAL |  | LENGTH |  | VOLTAGE RATING |  | JACKET MATERIAL |  | INSULATION MATERIAL |  | TEMPERATURE RATING |  | HAZARD CLASS |  | CERTIFICATION/STANDARD |  | ADDITIONAL FEATURES | [47 empty] | Production Completed
STP_009 - Lot7 | Data Enrichment | SMX | OK | 2023-10-16 | 2023-10-16 |  | 1099369 | 1099369 | 1378313 | AU_QM_000217616 |  | ERSA | M | 5100 | 1378313GZPCLNT100 | EA | 3000001 | CABLE;EPI,3176 9983 16 | CABLE;EPI,3176 9983 16 | CABLE;MNFR:EPIROC,PTNO:3176 9983 16 |  | CABLE;EPI,3176 9983 16CABLE;EPI,3176 9983 16 | EPIROC | 3176 9983 16 | [14 empty] | EPIROC | 3176 9983 16 | [16 empty] | https://www.aircompressorstrade.com/genuine-ultimate-atlas-copco-spare-parts-catalog-section-27/ | [9 empty] | Enriched | 26121604 Signal cable |  |  | CABLE | SIGNAL | TYPE |  | NUMBER OF CONDUCTORS |  | CONDUCTOR SIZE |  | CONNECTION TYPE |  | CONDUCTOR MATERIAL |  | LENGTH |  | VOLTAGE RATING |  | JACKET MATERIAL |  | INSULATION MATERIAL |  | TEMPERATURE RATING |  | HAZARD CLASS |  | CERTIFICATION/STANDARD |  | ADDITIONAL FEATURES | [47 empty] | Production Completed
STP_009 - Lot7 | Data Enrichment | SMX | OK | 2023-10-16 | 2023-10-16 |  | 1099602 | 1099602 | 1376083 | AU_QM_000215159 |  | ERSA | M | 5100 | 1376083GZPCLNT100 | EA | 3000001 | CABLE;EPI,3176 9983 18 | CABLE;EPI,3176 9983 18 | CABLE;MNFR:EPIROC,PTNO:3176 9983 18 |  | CABLE;EPI,3176 9983 18CABLE;EPI,3176 9983 18 | EPIROC | 3176 9983 18 | [14 empty] | EPIROC | 3176 9983 18 | [16 empty] | https://www.aircompressorstrade.com/genuine-ultimate-atlas-copco-spare-parts-catalog-section-27/ | [9 empty] | Enriched | 26121604 Signal cable |  |  | CABLE | SIGNAL | TYPE |  | NUMBER OF CONDUCTORS |  | CONDUCTOR SIZE |  | CONNECTION TYPE |  | CONDUCTOR MATERIAL |  | LENGTH |  | VOLTAGE RATING |  | JACKET MATERIAL |  | INSULATION MATERIAL |  | TEMPERATURE RATING |  | HAZARD CLASS |  | CERTIFICATION/STANDARD |  | ADDITIONAL FEATURES | [47 empty] | Production Completed
STP_009 - Lot7 | Data Enrichment | SMX | OK | 2023-10-16 | 2023-10-16 |  | 1099421 | 1099421 |  |  |  | ERSA | M | 5100 | 1378172GZPCLNT100 | EA | 3000001 | CABLE;EPI,3176 9983 64 | CABLE;EPI,3176 9983 64 | CABLE;MNFR:EPIROC,PTNO:3176 9983 64 |  |  | EPIROC | 3176 9983 64 | [14 empty] | EPIROC | 3176 9983 64 | [16 empty] | https://www.aircompressorstrade.com/genuine-ultimate-atlas-copco-spare-parts-catalog-section-27/ | [9 empty] | Enriched | 26121604 Signal cable |  |  | CABLE | SIGNAL | TYPE |  | NUMBER OF CONDUCTORS |  | CONDUCTOR SIZE |  | CONNECTION TYPE |  | CONDUCTOR MATERIAL |  | LENGTH |  | VOLTAGE RATING |  | JACKET MATERIAL |  | INSULATION MATERIAL |  | TEMPERATURE RATING |  | HAZARD CLASS |  | CERTIFICATION/STANDARD |  | ADDITIONAL FEATURES | [47 empty] | Production Completed
STP_009 - Lot7 | Data Enrichment | SMX | OK | 2023-10-16 | 2023-10-16 |  | 1099368 | 1099368 | 1378314 | AU_QM_000217617 |  | ERSA | M | 5100 | 1378314GZPCLNT100 | EA | 3000001 | CABLE;EPI,3176 9983 76 | CABLE;EPI,3176 9983 76 | CABLE;MNFR:EPIROC,PTNO:3176 9983 76 |  | CABLE;EPI,3176 9983 76CABLE;EPI,3176 9983 76 | EPIROC | 3176 9983 76 | [14 empty] | EPIROC | 3176 9983 76 | [16 empty] | https://www.aircompressorstrade.com/genuine-ultimate-atlas-copco-spare-parts-catalog-section-27/ | [9 empty] | Enriched | 26121604 Signal cable |  |  | CABLE | SIGNAL | TYPE |  | NUMBER OF CONDUCTORS |  | CONDUCTOR SIZE |  | CONNECTION TYPE |  | CONDUCTOR MATERIAL |  | LENGTH |  | VOLTAGE RATING |  | JACKET MATERIAL |  | INSULATION MATERIAL |  | TEMPERATURE RATING |  | HAZARD CLASS |  | CERTIFICATION/STANDARD |  | ADDITIONAL FEATURES | [47 empty] | Production Completed
STP_009 - Lot7 | Data Enrichment | SMX | OK | 2023-10-16 | 2023-10-16 |  | 1099367 | 1099367 | 1378315 | AU_QM_000217618 |  | ERSA | M | 5100 | 1378315GZPCLNT100 | EA | 3000001 | CABLE;EPI,3176 9984 63 | CABLE;EPI,3176 9984 63 | CABLE;MNFR:EPIROC,PTNO:3176 9984 63 |  | CABLE;EPI,3176 9984 63CABLE;EPI,3176 9984 63 | EPIROC | 3176 9984 63 | [14 empty] | EPIROC | 3176 9984 63 | [16 empty] | https://www.aircompressorstrade.com/genuine-ultimate-atlas-copco-spare-parts-catalog-section-27/ | [9 empty] | Enriched | 26121600 Electrical cable and accessories |  |  | CABLE | ELECTRICAL | TYPE | SENSOR | VOLTAGE RATING |  | CURRENT RATING |  | CONDUCTOR SIZE |  | NUMBER OF CONDUCTORS |  | CORE STRANDS |  | CONDUCTOR MATERIAL |  | JACKET MATERIAL |  | INSULATION MATERIAL |  | FILLER MATERIAL |  | ARMOR TYPE |  | TEMPERATURE RATING |  | LENGTH |  | JACKET COLOUR |  | HAZARD CLASS |  | CERTIFICATION/STANDARD |  | ADDITIONAL FEATURES | [39 empty] | Production Completed
STP_009 - Lot7 | Data Enrichment | SMX | OK | 2023-10-16 | 2023-10-16 | URL ONLY FOR REFFERENCE | 1099392 | 1099392 | 1378271 | AU_QM_000217572 |  | ERSA | M | 5100 | 1378271GZPCLNT100 | EA | 3000001 | CABLE;EPI,3176 9985 94 | CABLE;EPI,3176 9985 94 | CABLE;MNFR:EPIROC,PTNO:3176 9985 94 |  | CABLE;EPI,3176 9985 94CABLE;EPI,3176 9985 94 | EPIROC | 3176 9985 94 | [14 empty] | EPIROC | 3176 9985 94 | [16 empty] | https://delkomrockdrill.com/ru/epiroc-spare-parts/ | [9 empty] | Cleansed | 26121600 Electrical cable and accessories |  |  | CABLE | NO MODIFIER | TYPE |  | NUMBER OF CONDUCTORS |  | CONDUCTOR SIZE |  | VOLTAGE RATING |  | CURRENT RATING |  | CONDUCTOR MATERIAL |  | JACKET MATERIAL |  | INSULATION MATERIAL |  | TEMPERATURE RATING |  | LENGTH |  | HAZARD CLASS |  | CERTIFICATION/STANDARD |  | ADDITIONAL FEATURES | [47 empty] | Production Completed
STP_009 - Lot7 | Data Enrichment | SMX | OK | 2023-10-16 | 2023-10-16 |  | 1099393 | 1099393 | 1378270 | AU_QM_000217571 |  | ERSA | M | 5100 | 1378270GZPCLNT100 | EA | 3000001 | CABLE;EPI,3176 9986 33 | CABLE;EPI,3176 9986 33 | CABLE;MNFR:EPIROC,PTNO:3176 9986 33 |  | CABLE;EPI,3176 9986 33CABLE;EPI,3176 9986 33 | EPIROC | 3176 9986 33 | [14 empty] | EPIROC | 3176 9986 33 | [16 empty] | https://www.aircompressorstrade.com/0698514072-atlas-copco-epiroc-spare-parts-catalog-by-cpmc/ | [9 empty] | Enriched | 26121609 Network cable |  |  | CABLE | NETWORK | TYPE | ETHERNET | DATA TRANSFER RATE |  | ATTENUATION |  | CAPACITANCE |  | CORE STRANDS |  | DIAMETER |  | SHEATH MATERIAL |  | SHEATH COLOUR |  | LENGTH |  | TEMPERATURE RATING |  | HAZARD CLASS |  | CERTIFICATION/STANDARD |  | ADDITIONAL FEATURES | [47 empty] | Production Completed
STP_009 - Lot7 | Data Enrichment | SMX | OK | 2023-10-16 | 2023-10-16 |  | 1099384 | 1099384 | 1378286 | AU_QM_000217587 |  | ERSA | M | 5100 | 1378286GZPCLNT100 | EA | 3000001 | CABLE;EPI,3176 9986 58 | CABLE;EPI,3176 9986 58 | CABLE;MNFR:EPIROC,PTNO:3176 9986 58 |  | CABLE;EPI,3176 9986 58CABLE;EPI,3176 9986 58 | EPIROC | 3176 9986 58 | [14 empty] | EPIROC | 3176 9986 58 | [16 empty] | https://www.aircompressorstrade.com/genuine-ultimate-atlas-copco-spare-parts-catalog-section-27/ | [9 empty] | Enriched | 26121609 Network cable |  |  | CABLE | NETWORK | TYPE | ETHERNET | DATA TRANSFER RATE |  | ATTENUATION |  | CAPACITANCE |  | CORE STRANDS |  | DIAMETER |  | SHEATH MATERIAL |  | SHEATH COLOUR |  | LENGTH |  | TEMPERATURE RATING |  | HAZARD CLASS |  | CERTIFICATION/STANDARD |  | ADDITIONAL FEATURES | [47 empty] | Production Completed
STP_009 - Lot7 | Data Enrichment | SMX | OK | 2023-10-16 | 2023-10-16 |  | 1099426 | 1099426 |  |  |  | ERSA | M | 5100 | 1378164GZPCLNT100 | EA | 3000001 | CABLE;EPI,3176 9990 36 | CABLE;EPI,3176 9990 36 | CABLE;MNFR:EPIROC,PTNO:3176 9990 36 |  |  | EPIROC | 3176 9990 36 | [14 empty] | EPIROC | 3176 9990 36 | [16 empty] | https://www.aircompressorstrade.com/genuine-ultimate-atlas-copco-spare-parts-catalog-section-27/ | [9 empty] | Enriched | 26121600 Electrical cable and accessories |  |  | CABLE | NO MODIFIER | TYPE | OPEN | NUMBER OF CONDUCTORS |  | CONDUCTOR SIZE |  | VOLTAGE RATING |  | CURRENT RATING |  | CONDUCTOR MATERIAL |  | JACKET MATERIAL |  | INSULATION MATERIAL |  | TEMPERATURE RATING |  | LENGTH |  | HAZARD CLASS |  | CERTIFICATION/STANDARD |  | ADDITIONAL FEATURES | [47 empty] | Production Completed
STP_009 - Lot7 | Data Enrichment | SMX | OK | 2023-10-16 | 2023-10-16 |  | 1099422 | 1099422 | 1378171 | AU_QM_000217460 |  | ERSA | M | 5100 | 1378171GZPCLNT100 | EA | 3000001 | CABLE;EPI,3176 9990 98 | CABLE;EPI,3176 9990 98 | CABLE;MNFR:EPIROC,PTNO:3176 9990 98 |  | CABLE;EPI,3176 9990 98CABLE;EPI,3176 9990 98 | EPIROC | 3176 9990 98 | [14 empty] | EPIROC | 3176 9990 98 | [16 empty] | https://www.aircompressorstrade.com/9106237133-atlas-copco-epiroc-can-cable-parts-catalog-by-cpmc/ | [9 empty] | Enriched | 26121600 Electrical cable and accessories |  |  | CABLE | NO MODIFIER | TYPE | OPEN | NUMBER OF CONDUCTORS |  | CONDUCTOR SIZE |  | VOLTAGE RATING |  | CURRENT RATING |  | CONDUCTOR MATERIAL |  | JACKET MATERIAL |  | INSULATION MATERIAL |  | TEMPERATURE RATING |  | LENGTH |  | HAZARD CLASS |  | CERTIFICATION/STANDARD |  | ADDITIONAL FEATURES | [47 empty] | Production Completed
STP_009 - Lot7 | Data Enrichment | SMX | OK | 2023-10-16 | 2023-10-16 |  | 1099395 | 1099395 | 1378268 | AU_QM_000217568 |  | ERSA | M | 5100 | 1378268GZPCLNT100 | EA | 3000001 | CABLE;EPI,3176 9991 13 | CABLE;EPI,3176 9991 13 | CABLE;MNFR:EPIROC,PTNO:3176 9991 13 |  | CABLE;EPI,3176 9991 13CABLE;EPI,3176 9991 13 | EPIROC | 3176 9991 13 | [14 empty] | EPIROC | 3176 9991 13 | [16 empty] | https://www.aircompressorstrade.com/genuine-ultimate-atlas-copco-spare-parts-catalog-section-27/ | [9 empty] | Enriched | 26121600 Electrical cable and accessories |  |  | CABLE | NO MODIFIER | TYPE | OPEN | NUMBER OF CONDUCTORS |  | CONDUCTOR SIZE |  | VOLTAGE RATING |  | CURRENT RATING |  | CONDUCTOR MATERIAL |  | JACKET MATERIAL |  | INSULATION MATERIAL |  | TEMPERATURE RATING |  | LENGTH |  | HAZARD CLASS |  | CERTIFICATION/STANDARD |  | ADDITIONAL FEATURES | [47 empty] | Production Completed
STP_009 - Lot7 | Data Enrichment | SMX | OK | 2023-10-16 | 2023-10-16 |  | 1099414 | 1099414 | 1378182 | AU_QM_000217473 |  | ERSA | M | 5100 | 1378182GZPCLNT100 | EA | 3000001 | CABLE;EPI,3176 9991 14 | CABLE;EPI,3176 9991 14 | CABLE;MNFR:EPIROC,PTNO:3176 9991 14 |  | CABLE;EPI,3176 9991 14CABLE;EPI,3176 9991 14 | EPIROC | 3176 9991 14 | [14 empty] | EPIROC | 3176 9991 14 | [16 empty] | https://www.aircompressorstrade.com/genuine-ultimate-atlas-copco-spare-parts-catalog-section-27/ | [9 empty] | Enriched | 26121600 Electrical cable and accessories |  |  | CABLE | NO MODIFIER | TYPE | OPEN | NUMBER OF CONDUCTORS |  | CONDUCTOR SIZE |  | VOLTAGE RATING |  | CURRENT RATING |  | CONDUCTOR MATERIAL |  | JACKET MATERIAL |  | INSULATION MATERIAL |  | TEMPERATURE RATING |  | LENGTH |  | HAZARD CLASS |  | CERTIFICATION/STANDARD |  | ADDITIONAL FEATURES | [47 empty] | Production Completed
STP_009 - Lot7 | Data Enrichment | SMX | OK | 2023-10-16 | 2023-10-16 |  | 1099417 | 1099417 | 1378177 | AU_QM_000217467 |  | ERSA | M | 5100 | 1378177GZPCLNT100 | EA | 3000001 | CABLE;EPI,3176 9991 18 | CABLE;EPI,3176 9991 18 | CABLE;MNFR:EPIROC,PTNO:3176 9991 18 |  | CABLE;EPI,3176 9991 18CABLE;EPI,3176 9991 18 | EPIROC | 3176 9991 18 | [14 empty] | EPIROC | 3176 9991 18 | [16 empty] | https://www.aircompressorstrade.com/genuine-ultimate-atlas-copco-spare-parts-catalog-section-27/ | [9 empty] | Enriched | 26121600 Electrical cable and accessories |  |  | CABLE | NO MODIFIER | TYPE | OPEN | NUMBER OF CONDUCTORS |  | CONDUCTOR SIZE |  | VOLTAGE RATING |  | CURRENT RATING |  | CONDUCTOR MATERIAL |  | JACKET MATERIAL |  | INSULATION MATERIAL |  | TEMPERATURE RATING |  | LENGTH |  | HAZARD CLASS |  | CERTIFICATION/STANDARD |  | ADDITIONAL FEATURES | [47 empty] | Production Completed
STP_009 - Lot7 | Data Enrichment | SMX | OK | 2023-10-16 | 2023-10-16 |  | 1099401 | 1099401 | 1378258 | AU_QM_000217557 |  | ERSA | M | 5100 | 1378258GZPCLNT100 | EA | 3000001 | CABLE;EPI,3176 9991 26 | CABLE;EPI,3176 9991 26 | CABLE;MNFR:EPIROC,PTNO:3176 9991 26 |  | CABLE;EPI,3176 9991 26CABLE;EPI,3176 9991 26 | EPIROC | 3176 9991 26 | [14 empty] | EPIROC | 3176 9991 26 | [16 empty] | https://www.aircompressorstrade.com/genuine-ultimate-atlas-copco-spare-parts-catalog-section-27/ | [9 empty] | Enriched | 26121600 Electrical cable and accessories |  |  | CABLE | NO MODIFIER | TYPE | OPEN | NUMBER OF CONDUCTORS |  | CONDUCTOR SIZE |  | VOLTAGE RATING |  | CURRENT RATING |  | CONDUCTOR MATERIAL |  | JACKET MATERIAL |  | INSULATION MATERIAL |  | TEMPERATURE RATING |  | LENGTH |  | HAZARD CLASS |  | CERTIFICATION/STANDARD |  | ADDITIONAL FEATURES | [47 empty] | Production Completed
STP_009 - Lot7 | Data Enrichment | SMX | OK | 2023-10-16 | 2023-10-16 |  | 1099423 | 1099423 | 1378170 | AU_QM_000217459 |  | ERSA | M | 5100 | 1378170GZPCLNT100 | EA | 3000001 | CABLE;EPI,3176 9991 37 | CABLE;EPI,3176 9991 37 | CABLE;MNFR:EPIROC,PTNO:3176 9991 37 |  | CABLE;EPI,3176 9991 37CABLE;EPI,3176 9991 37 | EPIROC | 3176 9991 37 | [14 empty] | EPIROC | 3176 9991 37 | [16 empty] | https://www.aircompressorstrade.com/genuine-ultimate-atlas-copco-spare-parts-catalog-section-27/ | [9 empty] | Enriched | 26121600 Electrical cable and accessories |  |  | CABLE | NO MODIFIER | TYPE | OPEN | NUMBER OF CONDUCTORS |  | CONDUCTOR SIZE |  | VOLTAGE RATING |  | CURRENT RATING |  | CONDUCTOR MATERIAL |  | JACKET MATERIAL |  | INSULATION MATERIAL |  | TEMPERATURE RATING |  | LENGTH |  | HAZARD CLASS |  | CERTIFICATION/STANDARD |  | ADDITIONAL FEATURES | [47 empty] | Production Completed
STP_009 - Lot7 | Data Enrichment | SMX | OK | 2023-10-16 | 2023-10-16 |  | 1099419 | 1099419 | 1378174 | AU_QM_000217464 |  | ERSA | M | 5100 | 1378174GZPCLNT100 | EA | 3000001 | CABLE;EPI,3176 9991 43 | CABLE;EPI,3176 9991 43 | CABLE;MNFR:EPIROC,PTNO:3176 9991 43 |  | CABLE;EPI,3176 9991 43CABLE;EPI,3176 9991 43 | EPIROC | 3176 9991 43 | [14 empty] | EPIROC | 3176 9991 43 | [16 empty] | https://www.aircompressorstrade.com/genuine-ultimate-atlas-copco-spare-parts-catalog-section-27/ | [9 empty] | Enriched | 26121600 Electrical cable and accessories |  |  | CABLE | NO MODIFIER | TYPE | OPEN | NUMBER OF CONDUCTORS |  | CONDUCTOR SIZE |  | VOLTAGE RATING |  | CURRENT RATING |  | CONDUCTOR MATERIAL |  | JACKET MATERIAL |  | INSULATION MATERIAL |  | TEMPERATURE RATING |  | LENGTH |  | HAZARD CLASS |  | CERTIFICATION/STANDARD |  | ADDITIONAL FEATURES | [47 empty] | Production Completed
STP_009 - Lot7 | Data Enrichment | SMX | OK | 2023-10-16 | 2023-10-17 |  | 1099598 | 1099598 | 1376087 | AU_QM_000215164 |  | ERSA | M | 5100 | 1376087GZPCLNT100 | EA | 3000001 | CABLE;EPI,3176 9992 46 | CABLE;EPI,3176 9992 46 | CABLE;MNFR:EPIROC,PTNO:3176 9992 46 |  | CABLE;EPI,3176 9992 46CABLE;EPI,3176 9992 46 | EPIROC | 3176 9992 46 | [12 empty] | EPIROC | 3176 9992 46 | [18 empty] | URL NOT FOUND | [9 empty] | Cleansed | 26121600 Electrical cable and accessories |  |  | CABLE | NO MODIFIER | TYPE |  | NUMBER OF CONDUCTORS |  | CONDUCTOR SIZE |  | VOLTAGE RATING |  | CURRENT RATING |  | CONDUCTOR MATERIAL |  | JACKET MATERIAL |  | INSULATION MATERIAL |  | TEMPERATURE RATING |  | LENGTH |  | HAZARD CLASS |  | CERTIFICATION/STANDARD |  | ADDITIONAL FEATURES | [47 empty] | Production Completed
STP_009 - Lot7 | Data Enrichment | SMX | OK | 2023-10-16 | 2023-10-17 |  | 1099596 | 1099596 | 1376089 | AU_QM_000215166 |  | ERSA | M | 5100 | 1376089GZPCLNT100 | EA | 3000001 | CABLE;EPI,3176 9992 47 | CABLE;EPI,3176 9992 47 | CABLE;MNFR:EPIROC,PTNO:3176 9992 47 |  | CABLE;EPI,3176 9992 47CABLE;EPI,3176 9992 47 | EPIROC | 3176 9992 47 | [12 empty] | EPIROC | 3176 9992 47 | [18 empty] | URL NOT FOUND | [9 empty] | Cleansed | 26121600 Electrical cable and accessories |  |  | CABLE | NO MODIFIER | TYPE |  | NUMBER OF CONDUCTORS |  | CONDUCTOR SIZE |  | VOLTAGE RATING |  | CURRENT RATING |  | CONDUCTOR MATERIAL |  | JACKET MATERIAL |  | INSULATION MATERIAL |  | TEMPERATURE RATING |  | LENGTH |  | HAZARD CLASS |  | CERTIFICATION/STANDARD |  | ADDITIONAL FEATURES | [47 empty] | Production Completed
STP_009 - Lot7 | Data Enrichment | SMX | OK | 2023-10-16 | 2023-10-17 |  | 1099616 | 1099616 | 1375925 | AU_QM_000214986 |  | ERSA | M | 5100 | 1375925GZPCLNT100 | EA | 3000001 | CABLE;EPI,3176 9992 51 | CABLE;EPI,3176 9992 51 | CABLE;MNFR:EPIROC,PTNO:3176 9992 51 |  | CABLE;EPI,3176 9992 51CABLE;EPI,3176 9992 51 | EPIROC | 3176 9992 51 | [12 empty] | EPIROC | 3176 9992 51 | [18 empty] | URL NOT FOUND | [9 empty] | Cleansed | 26121600 Electrical cable and accessories |  |  | CABLE | NO MODIFIER | TYPE |  | NUMBER OF CONDUCTORS |  | CONDUCTOR SIZE |  | VOLTAGE RATING |  | CURRENT RATING |  | CONDUCTOR MATERIAL |  | JACKET MATERIAL |  | INSULATION MATERIAL |  | TEMPERATURE RATING |  | LENGTH |  | HAZARD CLASS |  | CERTIFICATION/STANDARD |  | ADDITIONAL FEATURES | [47 empty] | Production Completed
STP_009 - Lot7 | Data Enrichment | SMX | OK | 2023-10-16 | 2023-10-17 |  | 1099378 | 1099378 | 1378303 | AU_QM_000217605 |  | ERSA | M | 5100 | 1378303GZPCLNT100 | EA | 3000001 | CABLE;EPI,3176 9992 92 | CABLE;EPI,3176 9992 92 | CABLE;MNFR:EPIROC,PTNO:3176 9992 92 |  | CABLE;EPI,3176 9992 92CABLE;EPI,3176 9992 92 | EPIROC | 3176 9992 92 | [12 empty] | EPIROC | 3176 9992 92 | [18 empty] | URL NOT FOUND | [9 empty] | Cleansed | 26121600 Electrical cable and accessories |  |  | CABLE | NO MODIFIER | TYPE |  | NUMBER OF CONDUCTORS |  | CONDUCTOR SIZE |  | VOLTAGE RATING |  | CURRENT RATING |  | CONDUCTOR MATERIAL |  | JACKET MATERIAL |  | INSULATION MATERIAL |  | TEMPERATURE RATING |  | LENGTH |  | HAZARD CLASS |  | CERTIFICATION/STANDARD |  | ADDITIONAL FEATURES | [47 empty] | Production Completed
STP_009 - Lot7 | Data Enrichment | SMX | OK | 2023-10-16 | 2023-10-17 |  | 1099611 | 1099611 | 1375931 | AU_QM_000214992 |  | ERSA | M | 5100 | 1375931GZPCLNT100 | EA | 3000001 | CABLE;EPI,3176 9993 02 | CABLE;EPI,3176 9993 02 | CABLE;MNFR:EPIROC,PTNO:3176 9993 02 |  | CABLE;EPI,3176 9993 02CABLE;EPI,3176 9993 02 | EPIROC | 3176 9993 02 | [12 empty] | EPIROC | 3176 9993 02 | [18 empty] | URL NOT FOUND | [9 empty] | Cleansed | 26121600 Electrical cable and accessories |  |  | CABLE | NO MODIFIER | TYPE |  | NUMBER OF CONDUCTORS |  | CONDUCTOR SIZE |  | VOLTAGE RATING |  | CURRENT RATING |  | CONDUCTOR MATERIAL |  | JACKET MATERIAL |  | INSULATION MATERIAL |  | TEMPERATURE RATING |  | LENGTH |  | HAZARD CLASS |  | CERTIFICATION/STANDARD |  | ADDITIONAL FEATURES | [47 empty] | Production Completed
STP_009 - Lot7 | Data Enrichment | SMX | OK | 2023-10-16 | 2023-10-17 |  | 1099499 | 1099499 | 1377893 | AU_QM_000217154 |  | ERSA | M | 5100 | 1377893GZPCLNT100 | EA | 3000001 | CABLE;EPI,5112 0018 26 | CABLE;EPI,5112 0018 26 | CABLE;MNFR:EPIROC,PTNO:5112 0018 26 |  | CABLE;EPI,5112 0018 26CABLE;EPI,5112 0018 26 | EPIROC | 5112 0018 26 | [14 empty] | EPIROC | 5112 0018 26 | [16 empty] | https://delkomrockdrill.com/atlas-copco-spare-parts-brand/ | [9 empty] | Cleansed | 26121600 Electrical cable and accessories |  |  | CABLE | NO MODIFIER | TYPE |  | NUMBER OF CONDUCTORS |  | CONDUCTOR SIZE |  | VOLTAGE RATING |  | CURRENT RATING |  | CONDUCTOR MATERIAL |  | JACKET MATERIAL |  | INSULATION MATERIAL |  | TEMPERATURE RATING |  | LENGTH |  | HAZARD CLASS |  | CERTIFICATION/STANDARD |  | ADDITIONAL FEATURES | [47 empty] | Production Completed
STP_009 - Lot7 | Data Enrichment | SMX | OK | 2023-10-16 | 2023-10-17 |  | 1099493 | 1099493 | 1377909 | AU_QM_000217170 |  | ERSA | M | 5100 | 1377909GZPCLNT100 | EA | 3000001 | CABLE;EPI,5112 0018 29 | CABLE;EPI,5112 0018 29 | CABLE;MNFR:EPIROC,PTNO:5112 0018 29 |  | CABLE;EPI,5112 0018 29CABLE;EPI,5112 0018 29 | EPIROC | 5112 0018 29 | [14 empty] | EPIROC | 5112 0018 29 | [16 empty] | https://gzbosenjx.en.made-in-china.com/product/OmlYsSIAXxWX/China-Epiroc-BS-Atlas-Copco-BS-Sandvil-BS-for-Gold-Mining-Chine-Briquette-Machine-Stone-Crusher-Price-Mining-Machine-Caterpillarbs-3128082907.html | [9 empty] | Cleansed | 26121600 Electrical cable and accessories |  |  | CABLE | NO MODIFIER | TYPE |  | NUMBER OF CONDUCTORS |  | CONDUCTOR SIZE |  | VOLTAGE RATING |  | CURRENT RATING |  | CONDUCTOR MATERIAL |  | JACKET MATERIAL |  | INSULATION MATERIAL |  | TEMPERATURE RATING |  | LENGTH |  | HAZARD CLASS |  | CERTIFICATION/STANDARD |  | ADDITIONAL FEATURES | [47 empty] | Production Completed
STP_009 - Lot7 | Data Enrichment | SMX | OK | 2023-10-16 | 2023-10-17 |  | 1099474 | 1099474 | 1377977 | AU_QM_000217246 |  | ERSA | M | 5100 | 1377977GZPCLNT100 | EA | 3000001 | CABLE;EPI,5112 0034 76 | CABLE;EPI,5112 0034 76 | CABLE;MNFR:EPIROC,PTNO:5112 0034 76 |  | CABLE;EPI,5112 0034 76CABLE;EPI,5112 0034 76 | EPIROC | 5112 0034 76 | [14 empty] | EPIROC | 5112 0034 76 | [16 empty] | https://gzbosenjx.en.made-in-china.com/product/axXYElOMOQWc/China-Epiroc-BS-Atlas-Copco-BS-Sandvil-BS-for-Gold-Mining-Chine-Briquette-Machine-Stone-Crusher-Price-Mining-Machine-Caterpillarbs-2657513723.html | [9 empty] | Cleansed | 26121600 Electrical cable and accessories |  |  | CABLE | NO MODIFIER | TYPE |  | NUMBER OF CONDUCTORS |  | CONDUCTOR SIZE |  | VOLTAGE RATING |  | CURRENT RATING |  | CONDUCTOR MATERIAL |  | JACKET MATERIAL |  | INSULATION MATERIAL |  | TEMPERATURE RATING |  | LENGTH |  | HAZARD CLASS |  | CERTIFICATION/STANDARD |  | ADDITIONAL FEATURES | [47 empty] | Production Completed
STP_009 - Lot7 | Data Enrichment | SMX | OK | 2023-10-16 | 2023-10-17 |  | 1099449 | 1099449 | 1378057 | AU_QM_000217334 |  | ERSA | M | 5100 | 1378057GZPCLNT100 | EA | 3000001 | CABLE;EPI,5112 0045 08 | CABLE;EPI,5112 0045 08 | CABLE;MNFR:EPIROC,PTNO:5112 0045 08 |  | CABLE;EPI,5112 0045 08CABLE;EPI,5112 0045 08 | EPIROC | 5112 0045 08 | [14 empty] | EPIROC | 5112 0045 08 | [16 empty] | https://av-gk.ru/spare/atlas.copco/5112004508/ | [9 empty] | Cleansed | 26121600 Electrical cable and accessories |  |  | CABLE | NO MODIFIER | TYPE |  | NUMBER OF CONDUCTORS |  | CONDUCTOR SIZE |  | VOLTAGE RATING |  | CURRENT RATING |  | CONDUCTOR MATERIAL |  | JACKET MATERIAL |  | INSULATION MATERIAL |  | TEMPERATURE RATING |  | LENGTH |  | HAZARD CLASS |  | CERTIFICATION/STANDARD |  | ADDITIONAL FEATURES | [47 empty] | Production Completed
STP_009 - Lot7 | Data Enrichment | SMX | OK | 2023-10-16 | 2023-10-17 |  | 1099590 | 1099590 | 1376266 | AU_QM_000215361 |  | ERSA | M | 5100 | 1376266GZPCLNT100 | EA | 3000001 | CABLE;EPI,5112 0046 11 | CABLE;EPI,5112 0046 11 | CABLE;MNFR:EPIROC,PTNO:5112 0046 11 |  | CABLE;EPI,5112 0046 11CABLE;EPI,5112 0046 11 | EPIROC | 5112 0046 11 | [14 empty] | EPIROC | 5112 0046 11 | [16 empty] | https://www.szpfg.com/index.php/2021/09/08/34/ | [9 empty] | Cleansed | 26121600 Electrical cable and accessories |  |  | CABLE | NO MODIFIER | TYPE |  | NUMBER OF CONDUCTORS |  | CONDUCTOR SIZE |  | VOLTAGE RATING |  | CURRENT RATING |  | CONDUCTOR MATERIAL |  | JACKET MATERIAL |  | INSULATION MATERIAL |  | TEMPERATURE RATING |  | LENGTH |  | HAZARD CLASS |  | CERTIFICATION/STANDARD |  | ADDITIONAL FEATURES | [47 empty] | Production Completed
STP_009 - Lot7 | Data Enrichment | SMX | OK | 2023-10-16 | 2023-10-17 |  | 1099486 | 1099486 | 1377926 | AU_QM_000217189 |  | ERSA | M | 5100 | 1377926GZPCLNT100 | EA | 3000001 | CABLE;EPI,5112 0048 77 | CABLE;EPI,5112 0048 77 | CABLE;MNFR:EPIROC,PTNO:5112 0048 77 |  | CABLE;EPI,5112 0048 77CABLE;EPI,5112 0048 77 | EPIROC | 5112 0048 77 | [14 empty] | EPIROC | 5112004877 | [16 empty] | https://expa-parts.com/epiroc/cable/5112004877/ | [9 empty] | Cleansed | 26121600 Electrical cable and accessories |  |  | CABLE | NO MODIFIER | TYPE |  | NUMBER OF CONDUCTORS |  | CONDUCTOR SIZE |  | VOLTAGE RATING |  | CURRENT RATING |  | CONDUCTOR MATERIAL |  | JACKET MATERIAL |  | INSULATION MATERIAL |  | TEMPERATURE RATING |  | LENGTH |  | HAZARD CLASS |  | CERTIFICATION/STANDARD |  | ADDITIONAL FEATURES | [47 empty] | Production Completed
STP_009 - Lot7 | Data Enrichment | SMX | OK | 2023-10-16 | 2023-10-17 |  | 1099476 | 1099476 | 1377973 | AU_QM_000217242 |  | ERSA | M | 5100 | 1377973GZPCLNT100 | EA | 3000001 | CABLE;EPI,5112 0111 07 | CABLE;EPI,5112 0111 07 | CABLE;MNFR:EPIROC,PTNO:5112 0111 07 |  | CABLE;EPI,5112 0111 07CABLE;EPI,5112 0111 07 | EPIROC | 5112 0111 07 | [14 empty] | EPIROC | 5112 0111 07 | [16 empty] | https://www.szpfg.com/index.php/2021/09/08/34/ | [9 empty] | Cleansed | 26121600 Electrical cable and accessories |  |  | CABLE | NO MODIFIER | TYPE |  | NUMBER OF CONDUCTORS |  | CONDUCTOR SIZE |  | VOLTAGE RATING |  | CURRENT RATING |  | CONDUCTOR MATERIAL |  | JACKET MATERIAL |  | INSULATION MATERIAL |  | TEMPERATURE RATING |  | LENGTH |  | HAZARD CLASS |  | CERTIFICATION/STANDARD |  | ADDITIONAL FEATURES | [47 empty] | Production Completed
STP_009 - Lot7 | Data Enrichment | SMX | OK | 2023-10-16 | 2023-10-17 |  | 1099480 | 1099480 | 1377950 | AU_QM_000217215 |  | ERSA | M | 5100 | 1377950GZPCLNT100 | EA | 3000001 | CABLE;EPI,5112 0116 15 | CABLE;EPI,5112 0116 15 | CABLE;MNFR:EPIROC,PTNO:5112 0116 15 |  | CABLE;EPI,5112 0116 15CABLE;EPI,5112 0116 15 | EPIROC | 5112 0116 15 | [14 empty] | EPIROC | 5112011615 | [16 empty] | https://www.drisan.com/search/9106249564-ground-cable | [9 empty] | Enriched | 26121600 Electrical cable and accessories |  |  | CABLE | ELECTRICAL | TYPE | GROUND | VOLTAGE RATING |  | CURRENT RATING |  | CONDUCTOR SIZE |  | NUMBER OF CONDUCTORS |  | CORE STRANDS |  | CONDUCTOR MATERIAL |  | JACKET MATERIAL |  | INSULATION MATERIAL |  | FILLER MATERIAL |  | ARMOR TYPE |  | TEMPERATURE RATING |  | LENGTH |  | JACKET COLOUR |  | HAZARD CLASS |  | CERTIFICATION/STANDARD |  | ADDITIONAL FEATURES | [39 empty] | Production Completed
STP_009 - Lot7 | Data Enrichment | SMX | OK | 2023-10-16 | 2023-10-17 |  | 1099456 | 1099456 | 1378016 | AU_QM_000217289 |  | ERSA | M | 5100 | 1378016GZPCLNT100 | EA | 3000001 | CABLE;EPI,5112 0116 45 | CABLE;EPI,5112 0116 45 | CABLE;MNFR:EPIROC,PTNO:5112 0116 45 |  | CABLE;EPI,5112 0116 45CABLE;EPI,5112 0116 45 | EPIROC | 5112 0116 45 | [14 empty] | EPIROC | 5112011645 | [16 empty] | https://www.szpfg.com/index.php/2021/09/08/34/ | [9 empty] | Cleansed | 26121600 Electrical cable and accessories |  |  | CABLE | NO MODIFIER | TYPE |  | NUMBER OF CONDUCTORS |  | CONDUCTOR SIZE |  | VOLTAGE RATING |  | CURRENT RATING |  | CONDUCTOR MATERIAL |  | JACKET MATERIAL |  | INSULATION MATERIAL |  | TEMPERATURE RATING |  | LENGTH |  | HAZARD CLASS |  | CERTIFICATION/STANDARD |  | ADDITIONAL FEATURES | [47 empty] | Production Completed
STP_009 - Lot7 | Data Enrichment | SMX | OK | 2023-10-16 | 2023-10-17 |  | 1099575 | 1099575 | 1376608 | AU_QM_000215739 |  | ERSA | M | 5100 | 1376608GZPCLNT100 | EA | 3000001 | CABLE;EPI,5112 0121 59 | CABLE;EPI,5112 0121 59 | CABLE;MNFR:EPIROC,PTNO:5112 0121 59 |  | CABLE;EPI,5112 0121 59CABLE;EPI,5112 0121 59 | EPIROC | 5112 0121 59 | [12 empty] | EPIROC | 5112 0121 59 | [18 empty] | URL NOT FOUND | [9 empty] | Cleansed | 26121600 Electrical cable and accessories |  |  | CABLE | NO MODIFIER | TYPE |  | NUMBER OF CONDUCTORS |  | CONDUCTOR SIZE |  | VOLTAGE RATING |  | CURRENT RATING |  | CONDUCTOR MATERIAL |  | JACKET MATERIAL |  | INSULATION MATERIAL |  | TEMPERATURE RATING |  | LENGTH |  | HAZARD CLASS |  | CERTIFICATION/STANDARD |  | ADDITIONAL FEATURES | [47 empty] | Production Completed
STP_009 - Lot7 | Data Enrichment | SMX | OK | 2023-10-16 | 2023-10-17 |  | 1099450 | 1099450 | 1378054 | AU_QM_000217330 |  | ERSA | M | 5100 | 1378054GZPCLNT100 | EA | 3000001 | CABLE;EPI,5112 0122 12 | CABLE;EPI,5112 0122 12 | CABLE;MNFR:EPIROC,PTNO:5112 0122 12 |  | CABLE;EPI,5112 0122 12CABLE;EPI,5112 0122 12 | EPIROC | 5112 0122 12 | [14 empty] | EPIROC | 5112 0122 12 | [16 empty] | https://www.aircompressorstrade.com/3176788915-atlas-copco-epiroc-spare-parts-update-mid-of-the-july-part-2/ | [9 empty] | Cleansed | 26121600 Electrical cable and accessories |  |  | CABLE | NO MODIFIER | TYPE |  | NUMBER OF CONDUCTORS |  | CONDUCTOR SIZE |  | VOLTAGE RATING |  | CURRENT RATING |  | CONDUCTOR MATERIAL |  | JACKET MATERIAL |  | INSULATION MATERIAL |  | TEMPERATURE RATING |  | LENGTH |  | HAZARD CLASS |  | CERTIFICATION/STANDARD |  | ADDITIONAL FEATURES | [47 empty] | Production Completed
STP_009 - Lot7 | Data Enrichment | SMX | OK | 2023-10-16 | 2023-10-17 |  | 1099504 | 1099504 | 1377846 | AU_QM_000217104 |  | ERSA | M | 5100 | 1377846GZPCLNT100 | EA | 3000001 | CABLE;EPI,5112 0122 14 | CABLE;EPI,5112 0122 14 | CABLE;MNFR:EPIROC,PTNO:5112 0122 14 |  | CABLE;EPI,5112 0122 14CABLE;EPI,5112 0122 14 | EPIROC | 5112 0122 14 | [14 empty] | EPIROC | 5112 0122 14 | [16 empty] | https://jumbospareparts.com/es/epiroc-spare-parts-brand/ | [9 empty] | Cleansed | 26121600 Electrical cable and accessories |  |  | CABLE | NO MODIFIER | TYPE |  | NUMBER OF CONDUCTORS |  | CONDUCTOR SIZE |  | VOLTAGE RATING |  | CURRENT RATING |  | CONDUCTOR MATERIAL |  | JACKET MATERIAL |  | INSULATION MATERIAL |  | TEMPERATURE RATING |  | LENGTH |  | HAZARD CLASS |  | CERTIFICATION/STANDARD |  | ADDITIONAL FEATURES | [47 empty] | Production Completed
STP_009 - Lot7 | Data Enrichment | SMX | OK | 2023-10-16 | 2023-10-17 |  | 1099464 | 1099464 | 1377994 | AU_QM_000217264 |  | ERSA | M | 5100 | 1377994GZPCLNT100 | EA | 3000001 | CABLE;EPI,5112 0127 91 | CABLE;EPI,5112 0127 91 | CABLE;MNFR:EPIROC,PTNO:5112 0127 91 |  | CABLE;EPI,5112 0127 91CABLE;EPI,5112 0127 91 | EPIROC | 5112 0127 91 | [12 empty] | EPIROC | 5112 0127 91 | [18 empty] | URL NOT FOUND | [9 empty] | Cleansed | 26121600 Electrical cable and accessories |  |  | CABLE | NO MODIFIER | TYPE |  | NUMBER OF CONDUCTORS |  | CONDUCTOR SIZE |  | VOLTAGE RATING |  | CURRENT RATING |  | CONDUCTOR MATERIAL |  | JACKET MATERIAL |  | INSULATION MATERIAL |  | TEMPERATURE RATING |  | LENGTH |  | HAZARD CLASS |  | CERTIFICATION/STANDARD |  | ADDITIONAL FEATURES | [47 empty] | Production Completed
STP_009 - Lot7 | Data Enrichment | SMX | OK | 2023-10-16 | 2023-10-17 |  | 1099489 | 1099489 | 1377916 | AU_QM_000217178 |  | ERSA | M | 5100 | 1377916GZPCLNT100 | EA | 3000001 | CABLE;EPI,5112 0130 84 | CABLE;EPI,5112 0130 84 | CABLE;MNFR:EPIROC,PTNO:5112 0130 84 |  | CABLE;EPI,5112 0130 84CABLE;EPI,5112 0130 84 | EPIROC | 5112 0130 84 | [14 empty] | EPIROC | 5112013084 | [16 empty] | https://expa-parts.com/epiroc/cable/5112013084/ | [9 empty] | Cleansed | 26121600 Electrical cable and accessories |  |  | CABLE | NO MODIFIER | TYPE |  | NUMBER OF CONDUCTORS |  | CONDUCTOR SIZE |  | VOLTAGE RATING |  | CURRENT RATING |  | CONDUCTOR MATERIAL |  | JACKET MATERIAL |  | INSULATION MATERIAL |  | TEMPERATURE RATING |  | LENGTH |  | HAZARD CLASS |  | CERTIFICATION/STANDARD |  | ADDITIONAL FEATURES | [47 empty] | Production Completed
STP_009 - Lot7 | Data Enrichment | SMX | OK | 2023-10-16 | 2023-10-17 |  | 1099473 | 1099473 | 1377978 | AU_QM_000217247 |  | ERSA | M | 5100 | 1377978GZPCLNT100 | EA | 3000001 | CABLE;EPI,5112 0130 90 | CABLE;EPI,5112 0130 90 | CABLE;MNFR:EPIROC,PTNO:5112 0130 90 |  | CABLE;EPI,5112 0130 90CABLE;EPI,5112 0130 90 | EPIROC | 5112 0130 90 | [14 empty] | EPIROC | 5112 0130 90 | [16 empty] | https://pv271.com/index.php/category/%D1%8D%D0%BF%D0%B8%D1%80%D0%BE%D0%BA/page/5/ | [9 empty] | Cleansed | 26121600 Electrical cable and accessories |  |  | CABLE | NO MODIFIER | TYPE |  | NUMBER OF CONDUCTORS |  | CONDUCTOR SIZE |  | VOLTAGE RATING |  | CURRENT RATING |  | CONDUCTOR MATERIAL |  | JACKET MATERIAL |  | INSULATION MATERIAL |  | TEMPERATURE RATING |  | LENGTH |  | HAZARD CLASS |  | CERTIFICATION/STANDARD |  | ADDITIONAL FEATURES | [47 empty] | Production Completed
STP_009 - Lot7 | Data Enrichment | SMX | OK | 2023-10-16 | 2023-10-17 |  | 1099469 | 1099469 | 1377983 | AU_QM_000217252 |  | ERSA | M | 5100 | 1377983GZPCLNT100 | EA | 3000001 | CABLE;EPI,5112 0130 92 | CABLE;EPI,5112 0130 92 | CABLE;MNFR:EPIROC,PTNO:5112 0130 92 |  | CABLE;EPI,5112 0130 92CABLE;EPI,5112 0130 92 | EPIROC | 5112 0130 92 | [14 empty] | EPIROC | 5112 0130 92 | [16 empty] | https://www.finditparts.com/products/17124507/epiroc-5112013092 | [9 empty] | Cleansed | 26121600 Electrical cable and accessories |  |  | CABLE | NO MODIFIER | TYPE |  | NUMBER OF CONDUCTORS |  | CONDUCTOR SIZE |  | VOLTAGE RATING |  | CURRENT RATING |  | CONDUCTOR MATERIAL |  | JACKET MATERIAL |  | INSULATION MATERIAL |  | TEMPERATURE RATING |  | LENGTH |  | HAZARD CLASS |  | CERTIFICATION/STANDARD |  | ADDITIONAL FEATURES | [47 empty] | Production Completed
STP_009 - Lot7 | Data Enrichment | SMX | OK | 2023-10-16 | 2023-10-17 |  | 1099514 | 1099514 | 1377793 | AU_QM_000217046 |  | ERSA | M | 5100 | 1377793GZPCLNT100 | EA | 3000001 | CABLE;EPI,5112 0136 30 | CABLE;EPI,5112 0136 30 | CABLE;MNFR:EPIROC,PTNO:5112 0136 30 |  | CABLE;EPI,5112 0136 30CABLE;EPI,5112 0136 30 | EPIROC | 5112 0136 30 | [14 empty] | EPIROC | 5112 0136 30 | [16 empty] | https://www.szpfg.com/index.php/2021/09/08/34/ | [9 empty] | Enriched | 26121600 Electrical cable and accessories |  |  | CABLE | ELECTRICAL | TYPE | SENSOR | VOLTAGE RATING |  | CURRENT RATING |  | CONDUCTOR SIZE |  | NUMBER OF CONDUCTORS |  | CORE STRANDS |  | CONDUCTOR MATERIAL |  | JACKET MATERIAL |  | INSULATION MATERIAL |  | FILLER MATERIAL |  | ARMOR TYPE |  | TEMPERATURE RATING |  | LENGTH |  | JACKET COLOUR |  | HAZARD CLASS |  | CERTIFICATION/STANDARD |  | ADDITIONAL FEATURES | [39 empty] | Production Completed
STP_009 - Lot7 | Data Enrichment | SMX | OK | 2023-10-16 | 2023-10-17 |  | 1099468 | 1099468 | 1377984 | AU_QM_000217253 |  | ERSA | M | 5100 | 1377984GZPCLNT100 | EA | 3000001 | CABLE;EPI,5112 0138 71 | CABLE;EPI,5112 0138 71 | CABLE;MNFR:EPIROC,PTNO:5112 0138 71 |  | CABLE;EPI,5112 0138 71CABLE;EPI,5112 0138 71 | EPIROC | 5112 0138 71 | [14 empty] | EPIROC | 5112013871 | [16 empty] | https://www.szpfg.com/index.php/2021/09/08/34/ | [9 empty] | Cleansed | 26121600 Electrical cable and accessories |  |  | CABLE | NO MODIFIER | TYPE |  | NUMBER OF CONDUCTORS |  | CONDUCTOR SIZE |  | VOLTAGE RATING |  | CURRENT RATING |  | CONDUCTOR MATERIAL |  | JACKET MATERIAL |  | INSULATION MATERIAL |  | TEMPERATURE RATING |  | LENGTH |  | HAZARD CLASS |  | CERTIFICATION/STANDARD |  | ADDITIONAL FEATURES | [47 empty] | Production Completed
STP_009 - Lot7 | Data Enrichment | SMX | OK | 2023-10-16 | 2023-10-17 |  | 1099517 | 1099517 | 1377783 | AU_QM_000217035 |  | ERSA | M | 5100 | 1377783GZPCLNT100 | EA | 3000001 | CABLE;EPI,5112 0139 57 | CABLE;EPI,5112 0139 57 | CABLE;MNFR:EPIROC,PTNO:5112 0139 57 |  | CABLE;EPI,5112 0139 57CABLE;EPI,5112 0139 57 | EPIROC | 5112 0139 57 | [14 empty] | EPIROC | 5112013957 | [16 empty] | https://www.szpfg.com/index.php/2021/09/08/34/ | [9 empty] | Enriched | 26121600 Electrical cable and accessories |  |  | CABLE | ELECTRICAL | TYPE | SENSOR | VOLTAGE RATING |  | CURRENT RATING |  | CONDUCTOR SIZE |  | NUMBER OF CONDUCTORS |  | CORE STRANDS |  | CONDUCTOR MATERIAL |  | JACKET MATERIAL |  | INSULATION MATERIAL |  | FILLER MATERIAL |  | ARMOR TYPE |  | TEMPERATURE RATING |  | LENGTH |  | JACKET COLOUR |  | HAZARD CLASS |  | CERTIFICATION/STANDARD |  | ADDITIONAL FEATURES | [39 empty] | Production Completed
STP_009 - Lot7 | Data Enrichment | SMX | OK | 2023-10-16 | 2023-10-17 |  | 1099515 | 1099515 | 1377790 | AU_QM_000217043 |  | ERSA | M | 5100 | 1377790GZPCLNT100 | EA | 3000001 | CABLE;EPI,5112 0150 37 | CABLE;EPI,5112 0150 37 | CABLE;MNFR:EPIROC,PTNO:5112 0150 37 |  | CABLE;EPI,5112 0150 37CABLE;EPI,5112 0150 37 | EPIROC | 5112 0150 37 | [14 empty] | EPIROC | 5112015037 | [16 empty] | https://www.szpfg.com/index.php/2021/09/08/34/ | [9 empty] | Cleansed | 26121600 Electrical cable and accessories |  |  | CABLE | NO MODIFIER | TYPE |  | NUMBER OF CONDUCTORS |  | CONDUCTOR SIZE |  | VOLTAGE RATING |  | CURRENT RATING |  | CONDUCTOR MATERIAL |  | JACKET MATERIAL |  | INSULATION MATERIAL |  | TEMPERATURE RATING |  | LENGTH |  | HAZARD CLASS |  | CERTIFICATION/STANDARD |  | ADDITIONAL FEATURES | [47 empty] | Production Completed
STP_009 - Lot7 | Data Enrichment | SMX | OK | 2023-10-16 | 2023-10-17 |  | 1099442 | 1099442 | 1378079 | AU_QM_000217358 |  | ERSA | M | 5100 | 1378079GZPCLNT100 | EA | 3000001 | CABLE;EPI,5112 3172 08 | CABLE;EPI,5112 3172 08 | CABLE;MNFR:EPIROC,PTNO:5112 3172 08 |  | CABLE;EPI,5112 3172 08CABLE;EPI,5112 3172 08 | EPIROC | 5112 3172 08 | [14 empty] | EPIROC | 5112 3172 08 | [16 empty] | https://shanghaisanto.com/5112317208-groundcable/ | [9 empty] | Enriched | 26121600 Electrical cable and accessories |  |  | CABLE | ELECTRICAL | TYPE | GROUND | VOLTAGE RATING |  | CURRENT RATING |  | CONDUCTOR SIZE |  | NUMBER OF CONDUCTORS |  | CORE STRANDS |  | CONDUCTOR MATERIAL |  | JACKET MATERIAL |  | INSULATION MATERIAL |  | FILLER MATERIAL |  | ARMOR TYPE |  | TEMPERATURE RATING |  | LENGTH |  | JACKET COLOUR |  | HAZARD CLASS |  | CERTIFICATION/STANDARD |  | ADDITIONAL FEATURES | [39 empty] | Production Completed
STP_009 - Lot7 | Data Enrichment | SMX | OK | 2023-10-16 | 2023-10-17 |  | 1099481 | 1099481 | 1377949 | AU_QM_000217214 |  | ERSA | M | 5100 | 1377949GZPCLNT100 | EA | 3000001 | CABLE;EPI,5112 3172 92 | CABLE;EPI,5112 3172 92 | CABLE;MNFR:EPIROC,PTNO:5112 3172 92 |  | CABLE;EPI,5112 3172 92CABLE;EPI,5112 3172 92 | EPIROC | 5112 3172 92 | [14 empty] | EPIROC | 5112 3172 92 | [16 empty] | https://www.importgenius.co.kr/india/suppliers/aq-wiring-systems-ab | [9 empty] | Enriched | 26121600 Electrical cable and accessories |  |  | CABLE | ELECTRICAL | TYPE | GROUND | VOLTAGE RATING |  | CURRENT RATING |  | CONDUCTOR SIZE |  | NUMBER OF CONDUCTORS |  | CORE STRANDS |  | CONDUCTOR MATERIAL |  | JACKET MATERIAL |  | INSULATION MATERIAL |  | FILLER MATERIAL |  | ARMOR TYPE |  | TEMPERATURE RATING |  | LENGTH |  | JACKET COLOUR |  | HAZARD CLASS |  | CERTIFICATION/STANDARD |  | ADDITIONAL FEATURES | [39 empty] | Production Completed
STP_009 - Lot7 | Data Enrichment | SMX | OK | 2023-10-16 | 2023-10-17 | CONFLICT W.R.T INPUT PROCESSED BASED ON WEB SOURCE | 1099174 | 1099174 | 1380628 | AU_QM_000220162 |  | ERSA | M | 5100 | 1380628GZPCLNT100 | EA | 3000001 | CABLE;EPI,5541 2087 00 | CABLE;EPI,5541 2087 00 | CABLE;MNFR:EPIROC,PTNO:5541 2087 00 |  | CABLE;EPI,5541 2087 00CABLE;EPI,5541 2087 00 | EPIROC | 5541 2087 00 | [14 empty] | EPIROC | 5541 2087 00 | [16 empty] | https://www.aircompressorstrade.com/atlas-copco-common-original-spare-parts-catalog-update/ | https://shanghaisanto.com/epiroc-spare-parts-list-398/ | [8 empty] | Enriched | 26121700 Wiring harness |  |  | HARNESS | WIRING | TYPE |  | WIRE SIZE |  | INSULATION MATERIAL |  | CONDUCTOR MATERIAL |  | CONNECTION TYPE |  | HAZARD CLASS |  | CERTIFICATION/STANDARD |  | ADDITIONAL FEATURES | [57 empty] | Production Completed
STP_009 - Lot7 | Data Enrichment | SMX | OK | 2023-10-16 | 2023-10-17 |  | 1099226 | 1099226 | 1379529 | AU_QM_000218954 |  | ERSA | M | 5100 | 1379529GZPCLNT100 | EA | 3000001 | CABLE;EPI,5541 7209 00 | CABLE;EPI,5541 7209 00 | CABLE;MNFR:EPIROC,PTNO:5541 7209 00 |  | CABLE;EPI,5541 7209 00CABLE;EPI,5541 7209 00 | EPIROC | 5541 7209 00 | [14 empty] | EPIROC | 5541 7209 00 | [16 empty] | https://www.aircompressorstrade.com/epiroc-drilling-rigs-parts-numbers-catalog-update-with-china-local-price-section-2/ | [9 empty] | Cleansed | 26121600 Electrical cable and accessories |  |  | CABLE | NO MODIFIER | TYPE |  | NUMBER OF CONDUCTORS |  | CONDUCTOR SIZE |  | VOLTAGE RATING |  | CURRENT RATING |  | CONDUCTOR MATERIAL |  | JACKET MATERIAL |  | INSULATION MATERIAL |  | TEMPERATURE RATING |  | LENGTH |  | HAZARD CLASS |  | CERTIFICATION/STANDARD |  | ADDITIONAL FEATURES | [47 empty] | Production Completed
STP_009 - Lot7 | Data Enrichment | SMX | OK | 2023-10-16 | 2023-10-17 |  | 1098943 | 1098943 | 1389501 | AU_QM_000231003 |  | ERSA | M | 5100 | 1389501GZPCLNT100 | EA | 3000001 | CABLE;EPI,5541831000 | CABLE;EPI,5541831000 | CABLE;MNFR:EPIROC,PTNO:5541831000 |  | CABLE;EPI,5541831000CABLE;EPI,5541831000 | EPIROC | 5541831000 | [14 empty] | EPIROC | 5541831000 | [16 empty] | https://www.aircompressorstrade.com/5728201100-genuine-atlas-copco-epiroc-spare-parts-catalog-by-cpmc-china-supplier/ | [9 empty] | Cleansed | 26121600 Electrical cable and accessories |  |  | CABLE | NO MODIFIER | TYPE |  | NUMBER OF CONDUCTORS |  | CONDUCTOR SIZE |  | VOLTAGE RATING |  | CURRENT RATING |  | CONDUCTOR MATERIAL |  | JACKET MATERIAL |  | INSULATION MATERIAL |  | TEMPERATURE RATING |  | LENGTH |  | HAZARD CLASS |  | CERTIFICATION/STANDARD |  | ADDITIONAL FEATURES | [47 empty] | Production Completed
STP_009 - Lot7 | Data Enrichment | SMX | OK | 2023-10-16 | 2023-10-17 |  | 1099267 | 1099267 | 1378845 | AU_QM_000218197 |  | ERSA | M | 5100 | 1378845GZPCLNT100 | EA | 3000001 | CABLE;EPI,5580 0059 52 | CABLE;EPI,5580 0059 52 | CABLE;MNFR:EPIROC,PTNO:5580 0059 52 |  | CABLE;EPI,5580 0059 52CABLE;EPI,5580 0059 52 | EPIROC | 5580 0059 52 | [14 empty] | EPIROC | 5580005952 | [16 empty] | https://expa-parts.com/epiroc/cable/5580005952/ | [9 empty] | Cleansed | 26121600 Electrical cable and accessories |  |  | CABLE | NO MODIFIER | TYPE |  | NUMBER OF CONDUCTORS |  | CONDUCTOR SIZE |  | VOLTAGE RATING |  | CURRENT RATING |  | CONDUCTOR MATERIAL |  | JACKET MATERIAL |  | INSULATION MATERIAL |  | TEMPERATURE RATING |  | LENGTH |  | HAZARD CLASS |  | CERTIFICATION/STANDARD |  | ADDITIONAL FEATURES | [47 empty] | Production Completed
STP_009 - Lot7 | Data Enrichment | SMX | OK | 2023-10-16 | 2023-10-17 |  | 1099221 | 1099221 | 1379598 | AU_QM_000219033 |  | ERSA | M | 5100 | 1379598GZPCLNT100 | EA | 3000001 | CABLE;EPI,5580 0183 63 | CABLE;EPI,5580 0183 63 | CABLE;MNFR:EPIROC,PTNO:5580 0183 63 |  | CABLE;EPI,5580 0183 63CABLE;EPI,5580 0183 63 | EPIROC | 5580 0183 63 | [14 empty] | EPIROC | 5580 0183 63 | [16 empty] | https://shanghaisanto.com/epiroc-loaders-trucks-8/ | [9 empty] | Cleansed | 26121600 Electrical cable and accessories |  |  | CABLE | NO MODIFIER | TYPE |  | NUMBER OF CONDUCTORS |  | CONDUCTOR SIZE |  | VOLTAGE RATING |  | CURRENT RATING |  | CONDUCTOR MATERIAL |  | JACKET MATERIAL |  | INSULATION MATERIAL |  | TEMPERATURE RATING |  | LENGTH |  | HAZARD CLASS |  | CERTIFICATION/STANDARD |  | ADDITIONAL FEATURES | [47 empty] | Production Completed
STP_009 - Lot7 | Data Enrichment | SMX | OK | 2023-10-16 | 2023-10-17 |  | 1099236 | 1099236 | 1379342 | AU_QM_000218751 |  | ERSA | M | 5100 | 1379342GZPCLNT100 | EA | 3000001 | CABLE;EPI,5590 0076 46 | CABLE;EPI,5590 0076 46 | CABLE;MNFR:EPIROC,PTNO:5590 0076 46 |  | CABLE;EPI,5590 0076 46CABLE;EPI,5590 0076 46 | EPIROC | 5590 0076 46 | [14 empty] | EPIROC | 5590007646 | [16 empty] | https://expa-parts.com/search/?q=5590007646 | [9 empty] | Cleansed | 26121600 Electrical cable and accessories |  |  | CABLE | NO MODIFIER | TYPE |  | NUMBER OF CONDUCTORS |  | CONDUCTOR SIZE |  | VOLTAGE RATING |  | CURRENT RATING |  | CONDUCTOR MATERIAL |  | JACKET MATERIAL |  | INSULATION MATERIAL |  | TEMPERATURE RATING |  | LENGTH |  | HAZARD CLASS |  | CERTIFICATION/STANDARD |  | ADDITIONAL FEATURES | [47 empty] | Production Completed
STP_009 - Lot7 | Data Enrichment | SMX | OK | 2023-10-16 | 2023-10-17 |  | 1099294 | 1099294 | 1378639 | AU_QM_000217972 |  | ERSA | M | 5100 | 1378639GZPCLNT100 | EA | 3000001 | CABLE;EPI,5590 0167 10 | CABLE;EPI,5590 0167 10 | CABLE;MNFR:EPIROC,PTNO:5590 0167 10 |  | CABLE;EPI,5590 0167 10CABLE;EPI,5590 0167 10 | EPIROC | 5590 0167 10 | [14 empty] | EPIROC | 5590 0167 10 | [16 empty] | https://expa-parts.com/search/?q=5590016710 | [9 empty] | Cleansed | 26121600 Electrical cable and accessories |  |  | CABLE | NO MODIFIER | TYPE |  | NUMBER OF CONDUCTORS |  | CONDUCTOR SIZE |  | VOLTAGE RATING |  | CURRENT RATING |  | CONDUCTOR MATERIAL |  | JACKET MATERIAL |  | INSULATION MATERIAL |  | TEMPERATURE RATING |  | LENGTH |  | HAZARD CLASS |  | CERTIFICATION/STANDARD |  | ADDITIONAL FEATURES | [47 empty] | Production Completed
STP_009 - Lot7 | Data Enrichment | SMX | OK | 2023-10-16 | 2023-10-17 |  | 1099240 | 1099240 | 1379336 | AU_QM_000218744 |  | ERSA | M | 5100 | 1379336GZPCLNT100 | EA | 3000001 | CABLE;EPI,5590 0176 20 | CABLE;EPI,5590 0176 20 | CABLE;MNFR:EPIROC,PTNO:5590 0176 20 |  | CABLE;EPI,5590 0176 20CABLE;EPI,5590 0176 20 | EPIROC | 5590 0176 20 | [14 empty] | EPIROC | 5590017620 | [16 empty] | https://expa-parts.com/search/?q=5590017620 | [9 empty] | Cleansed | 26121600 Electrical cable and accessories |  |  | CABLE | NO MODIFIER | TYPE |  | NUMBER OF CONDUCTORS |  | CONDUCTOR SIZE |  | VOLTAGE RATING |  | CURRENT RATING |  | CONDUCTOR MATERIAL |  | JACKET MATERIAL |  | INSULATION MATERIAL |  | TEMPERATURE RATING |  | LENGTH |  | HAZARD CLASS |  | CERTIFICATION/STANDARD |  | ADDITIONAL FEATURES | [47 empty] | Production Completed
STP_009 - Lot7 | Data Enrichment | SMX | OK | 2023-10-16 | 2023-10-17 |  | 1099239 | 1099239 | 1379338 | AU_QM_000218746 |  | ERSA | M | 5100 | 1379338GZPCLNT100 | EA | 3000001 | CABLE;EPI,5590 0179 40 | CABLE;EPI,5590 0179 40 | CABLE;MNFR:EPIROC,PTNO:5590 0179 40 |  | CABLE;EPI,5590 0179 40CABLE;EPI,5590 0179 40 | EPIROC | 5590 0179 40 | [14 empty] | EPIROC | 5590017940 | [16 empty] | https://expa-parts.com/search/?q=5590017940 | [9 empty] | Cleansed | 26121600 Electrical cable and accessories |  |  | CABLE | NO MODIFIER | TYPE |  | NUMBER OF CONDUCTORS |  | CONDUCTOR SIZE |  | VOLTAGE RATING |  | CURRENT RATING |  | CONDUCTOR MATERIAL |  | JACKET MATERIAL |  | INSULATION MATERIAL |  | TEMPERATURE RATING |  | LENGTH |  | HAZARD CLASS |  | CERTIFICATION/STANDARD |  | ADDITIONAL FEATURES | [47 empty] | Production Completed
STP_009 - Lot7 | Data Enrichment | SMX | OK | 2023-10-16 | 2023-10-17 |  | 1099241 | 1099241 | 1379333 | AU_QM_000218740 |  | ERSA | M | 5100 | 1379333GZPCLNT100 | EA | 3000001 | CABLE;EPI,5590 0179 55 | CABLE;EPI,5590 0179 55 | CABLE;MNFR:EPIROC,PTNO:5590 0179 55 |  | CABLE;EPI,5590 0179 55CABLE;EPI,5590 0179 55 | EPIROC | 5590 0179 55 | [14 empty] | EPIROC | 5590017955 | [16 empty] | https://expa-parts.com/search/?q=5590017955 | [9 empty] | Cleansed | 26121600 Electrical cable and accessories |  |  | CABLE | NO MODIFIER | TYPE |  | NUMBER OF CONDUCTORS |  | CONDUCTOR SIZE |  | VOLTAGE RATING |  | CURRENT RATING |  | CONDUCTOR MATERIAL |  | JACKET MATERIAL |  | INSULATION MATERIAL |  | TEMPERATURE RATING |  | LENGTH |  | HAZARD CLASS |  | CERTIFICATION/STANDARD |  | ADDITIONAL FEATURES | [47 empty] | Production Completed
STP_009 - Lot7 | Data Enrichment | SMX | OK | 2023-10-16 | 2023-10-17 |  | 1099242 | 1099242 | 1379332 | AU_QM_000218739 |  | ERSA | M | 5100 | 1379332GZPCLNT100 | EA | 3000001 | CABLE;EPI,5590 0179 91 | CABLE;EPI,5590 0179 91 | CABLE;MNFR:EPIROC,PTNO:5590 0179 91 |  | CABLE;EPI,5590 0179 91CABLE;EPI,5590 0179 91 | EPIROC | 5590 0179 91 | [14 empty] | EPIROC | 5590017991 | [16 empty] | https://expa-parts.com/search/?q=5590017991 | [9 empty] | Cleansed | 26121600 Electrical cable and accessories |  |  | CABLE | NO MODIFIER | TYPE |  | NUMBER OF CONDUCTORS |  | CONDUCTOR SIZE |  | VOLTAGE RATING |  | CURRENT RATING |  | CONDUCTOR MATERIAL |  | JACKET MATERIAL |  | INSULATION MATERIAL |  | TEMPERATURE RATING |  | LENGTH |  | HAZARD CLASS |  | CERTIFICATION/STANDARD |  | ADDITIONAL FEATURES | [47 empty] | Production Completed
STP_009 - Lot7 | Data Enrichment | SMX | OK | 2023-10-16 | 2023-10-17 |  | 1099282 | 1099282 | 1378655 | AU_QM_000217990 |  | ERSA | M | 5100 | 1378655GZPCLNT100 | EA | 3000001 | CABLE;EPI,5590 0184 71 | CABLE;EPI,5590 0184 71 | CABLE;MNFR:EPIROC,PTNO:5590 0184 71 |  | CABLE;EPI,5590 0184 71CABLE;EPI,5590 0184 71 | EPIROC | 5590 0184 71 | [14 empty] | EPIROC | 5590018471 | [16 empty] | https://expa-parts.com/search/?q=5590018471 | [9 empty] | Cleansed | 26121600 Electrical cable and accessories |  |  | CABLE | NO MODIFIER | TYPE |  | NUMBER OF CONDUCTORS |  | CONDUCTOR SIZE |  | VOLTAGE RATING |  | CURRENT RATING |  | CONDUCTOR MATERIAL |  | JACKET MATERIAL |  | INSULATION MATERIAL |  | TEMPERATURE RATING |  | LENGTH |  | HAZARD CLASS |  | CERTIFICATION/STANDARD |  | ADDITIONAL FEATURES | [47 empty] | Production Completed
STP_009 - Lot7 | Data Enrichment | SMX | OK | 2023-10-16 | 2023-10-17 |  | 1099293 | 1099293 | 1378640 | AU_QM_000217973 |  | ERSA | M | 5100 | 1378640GZPCLNT100 | EA | 3000001 | CABLE;EPI,5590 0184 73 | CABLE;EPI,5590 0184 73 | CABLE;MNFR:EPIROC,PTNO:5590 0184 73 |  | CABLE;EPI,5590 0184 73CABLE;EPI,5590 0184 73 | EPIROC | 5590 0184 73 | [14 empty] | EPIROC | 5590018473 | [16 empty] | https://expa-parts.com/epiroc/cable/5590018473/ | [9 empty] | Cleansed | 26121600 Electrical cable and accessories |  |  | CABLE | NO MODIFIER | TYPE |  | NUMBER OF CONDUCTORS |  | CONDUCTOR SIZE |  | VOLTAGE RATING |  | CURRENT RATING |  | CONDUCTOR MATERIAL |  | JACKET MATERIAL |  | INSULATION MATERIAL |  | TEMPERATURE RATING |  | LENGTH |  | HAZARD CLASS |  | CERTIFICATION/STANDARD |  | ADDITIONAL FEATURES | [47 empty] | Production Completed
STP_009 - Lot7 | Data Enrichment | SMX | OK | 2023-10-16 | 2023-10-17 |  | 1099292 | 1099292 | 1378643 | AU_QM_000217977 |  | ERSA | M | 5100 | 1378643GZPCLNT100 | EA | 3000001 | CABLE;EPI,5590 0184 76 | CABLE;EPI,5590 0184 76 | CABLE;MNFR:EPIROC,PTNO:5590 0184 76 |  | CABLE;EPI,5590 0184 76CABLE;EPI,5590 0184 76 | EPIROC | 5590 0184 76 | [14 empty] | EPIROC | 5590018476 | [16 empty] | https://expa-parts.com/search/?q=5590018476 | [9 empty] | Cleansed | 26121600 Electrical cable and accessories |  |  | CABLE | NO MODIFIER | TYPE |  | NUMBER OF CONDUCTORS |  | CONDUCTOR SIZE |  | VOLTAGE RATING |  | CURRENT RATING |  | CONDUCTOR MATERIAL |  | JACKET MATERIAL |  | INSULATION MATERIAL |  | TEMPERATURE RATING |  | LENGTH |  | HAZARD CLASS |  | CERTIFICATION/STANDARD |  | ADDITIONAL FEATURES | [47 empty] | Production Completed
STP_009 - Lot7 | Data Enrichment | SMX | OK | 2023-10-16 | 2023-10-17 |  | 1099291 | 1099291 | 1378644 | AU_QM_000217978 |  | ERSA | M | 5100 | 1378644GZPCLNT100 | EA | 3000001 | CABLE;EPI,5590 0184 77 | CABLE;EPI,5590 0184 77 | CABLE;MNFR:EPIROC,PTNO:5590 0184 77 |  | CABLE;EPI,5590 0184 77CABLE;EPI,5590 0184 77 | EPIROC | 5590 0184 77 | [14 empty] | EPIROC | 5590018477 | [16 empty] | https://expa-parts.com/search/?q=5590018477 | [9 empty] | Cleansed | 26121600 Electrical cable and accessories |  |  | CABLE | NO MODIFIER | TYPE |  | NUMBER OF CONDUCTORS |  | CONDUCTOR SIZE |  | VOLTAGE RATING |  | CURRENT RATING |  | CONDUCTOR MATERIAL |  | JACKET MATERIAL |  | INSULATION MATERIAL |  | TEMPERATURE RATING |  | LENGTH |  | HAZARD CLASS |  | CERTIFICATION/STANDARD |  | ADDITIONAL FEATURES | [47 empty] | Production Completed
STP_009 - Lot7 | Data Enrichment | SMX | OK | 2023-10-16 | 2023-10-17 |  | 1099290 | 1099290 | 1378645 | AU_QM_000217979 |  | ERSA | M | 5100 | 1378645GZPCLNT100 | EA | 3000001 | CABLE;EPI,5590 0184 80 | CABLE;EPI,5590 0184 80 | CABLE;MNFR:EPIROC,PTNO:5590 0184 80 |  | CABLE;EPI,5590 0184 80CABLE;EPI,5590 0184 80 | EPIROC | 5590 0184 80 | [14 empty] | EPIROC | 5590018480 | [16 empty] | https://expa-parts.com/search/?q=5590018480 | [9 empty] | Cleansed | 26121600 Electrical cable and accessories |  |  | CABLE | NO MODIFIER | TYPE |  | NUMBER OF CONDUCTORS |  | CONDUCTOR SIZE |  | VOLTAGE RATING |  | CURRENT RATING |  | CONDUCTOR MATERIAL |  | JACKET MATERIAL |  | INSULATION MATERIAL |  | TEMPERATURE RATING |  | LENGTH |  | HAZARD CLASS |  | CERTIFICATION/STANDARD |  | ADDITIONAL FEATURES | [47 empty] | Production Completed
STP_009 - Lot7 | Data Enrichment | SMX | OK | 2023-10-16 | 2023-10-17 |  | 1099289 | 1099289 | 1378647 | AU_QM_000217981 |  | ERSA | M | 5100 | 1378647GZPCLNT100 | EA | 3000001 | CABLE;EPI,5590 0184 82 | CABLE;EPI,5590 0184 82 | CABLE;MNFR:EPIROC,PTNO:5590 0184 82 |  | CABLE;EPI,5590 0184 82CABLE;EPI,5590 0184 82 | EPIROC | 5590 0184 82 | [14 empty] | EPIROC | 5590018482 | [16 empty] | https://expa-parts.com/search/?q=5590018482 | [9 empty] | Cleansed | 26121600 Electrical cable and accessories |  |  | CABLE | NO MODIFIER | TYPE |  | NUMBER OF CONDUCTORS |  | CONDUCTOR SIZE |  | VOLTAGE RATING |  | CURRENT RATING |  | CONDUCTOR MATERIAL |  | JACKET MATERIAL |  | INSULATION MATERIAL |  | TEMPERATURE RATING |  | LENGTH |  | HAZARD CLASS |  | CERTIFICATION/STANDARD |  | ADDITIONAL FEATURES | [47 empty] | Production Completed
STP_009 - Lot7 | Data Enrichment | SMX | OK | 2023-10-16 | 2023-10-17 |  | 1099288 | 1099288 | 1378649 | AU_QM_000217983 |  | ERSA | M | 5100 | 1378649GZPCLNT100 | EA | 3000001 | CABLE;EPI,5590 0184 87 | CABLE;EPI,5590 0184 87 | CABLE;MNFR:EPIROC,PTNO:5590 0184 87 |  | CABLE;EPI,5590 0184 87CABLE;EPI,5590 0184 87 | EPIROC | 5590 0184 87 | [14 empty] | EPIROC | 5590018487 | [16 empty] | https://expa-parts.com/search/?q=5590018487 | [9 empty] | Cleansed | 26121600 Electrical cable and accessories |  |  | CABLE | NO MODIFIER | TYPE |  | NUMBER OF CONDUCTORS |  | CONDUCTOR SIZE |  | VOLTAGE RATING |  | CURRENT RATING |  | CONDUCTOR MATERIAL |  | JACKET MATERIAL |  | INSULATION MATERIAL |  | TEMPERATURE RATING |  | LENGTH |  | HAZARD CLASS |  | CERTIFICATION/STANDARD |  | ADDITIONAL FEATURES | [47 empty] | Production Completed
STP_009 - Lot7 | Data Enrichment | SMX | OK | 2023-10-16 | 2023-10-17 |  | 1099283 | 1099283 | 1378654 | AU_QM_000217989 |  | ERSA | M | 5100 | 1378654GZPCLNT100 | EA | 3000001 | CABLE;EPI,5590 0184 96 | CABLE;EPI,5590 0184 96 | CABLE;MNFR:EPIROC,PTNO:5590 0184 96 |  | CABLE;EPI,5590 0184 96CABLE;EPI,5590 0184 96 | EPIROC | 5590 0184 96 | [14 empty] | EPIROC | 5590018496 | [16 empty] | https://expa-parts.com/search/?q=5590018496 | [9 empty] | Cleansed | 26121600 Electrical cable and accessories |  |  | CABLE | NO MODIFIER | TYPE |  | NUMBER OF CONDUCTORS |  | CONDUCTOR SIZE |  | VOLTAGE RATING |  | CURRENT RATING |  | CONDUCTOR MATERIAL |  | JACKET MATERIAL |  | INSULATION MATERIAL |  | TEMPERATURE RATING |  | LENGTH |  | HAZARD CLASS |  | CERTIFICATION/STANDARD |  | ADDITIONAL FEATURES | [47 empty] | Production Completed
STP_009 - Lot7 | Data Enrichment | SMX | OK | 2023-10-16 | 2023-10-17 |  | 1099287 | 1099287 | 1378650 | AU_QM_000217985 |  | ERSA | M | 5100 | 1378650GZPCLNT100 | EA | 3000001 | CABLE;EPI,5590 0185 02 | CABLE;EPI,5590 0185 02 | CABLE;MNFR:EPIROC,PTNO:5590 0185 02 |  | CABLE;EPI,5590 0185 02CABLE;EPI,5590 0185 02 | EPIROC | 5590 0185 02 | [14 empty] | EPIROC | 5590018502 | [16 empty] | https://expa-parts.com/search/?q=5590018502 | [9 empty] | Cleansed | 26121600 Electrical cable and accessories |  |  | CABLE | NO MODIFIER | TYPE |  | NUMBER OF CONDUCTORS |  | CONDUCTOR SIZE |  | VOLTAGE RATING |  | CURRENT RATING |  | CONDUCTOR MATERIAL |  | JACKET MATERIAL |  | INSULATION MATERIAL |  | TEMPERATURE RATING |  | LENGTH |  | HAZARD CLASS |  | CERTIFICATION/STANDARD |  | ADDITIONAL FEATURES | [47 empty] | Production Completed
STP_009 - Lot7 | Data Enrichment | SMX | OK | 2023-10-16 | 2023-10-17 |  | 1099286 | 1099286 | 1378651 | AU_QM_000217986 |  | ERSA | M | 5100 | 1378651GZPCLNT100 | EA | 3000001 | CABLE;EPI,5590 0185 03 | CABLE;EPI,5590 0185 03 | CABLE;MNFR:EPIROC,PTNO:5590 0185 03 |  | CABLE;EPI,5590 0185 03CABLE;EPI,5590 0185 03 | EPIROC | 5590 0185 03 | [14 empty] | EPIROC | 5590018503 | [16 empty] | https://expa-parts.com/epiroc/cable/5590018503/ | [9 empty] | Cleansed | 26121600 Electrical cable and accessories |  |  | CABLE | NO MODIFIER | TYPE |  | NUMBER OF CONDUCTORS |  | CONDUCTOR SIZE |  | VOLTAGE RATING |  | CURRENT RATING |  | CONDUCTOR MATERIAL |  | JACKET MATERIAL |  | INSULATION MATERIAL |  | TEMPERATURE RATING |  | LENGTH |  | HAZARD CLASS |  | CERTIFICATION/STANDARD |  | ADDITIONAL FEATURES | [47 empty] | Production Completed
STP_009 - Lot7 | Data Enrichment | SMX | OK | 2023-10-16 | 2023-10-17 |  | 1099275 | 1099275 | 1378672 | AU_QM_000218009 |  | ERSA | M | 5100 | 1378672GZPCLNT100 | EA | 3000001 | CABLE;EPI,5590 0185 82 | CABLE;EPI,5590 0185 82 | CABLE;MNFR:EPIROC,PTNO:5590 0185 82 |  | CABLE;EPI,5590 0185 82CABLE;EPI,5590 0185 82 | EPIROC | 5590 0185 82 | [14 empty] | EPIROC | 5590018582 | [16 empty] | https://expa-parts.com/epiroc/cable/5590018582/ | [9 empty] | Cleansed | 26121600 Electrical cable and accessories |  |  | CABLE | NO MODIFIER | TYPE |  | NUMBER OF CONDUCTORS |  | CONDUCTOR SIZE |  | VOLTAGE RATING |  | CURRENT RATING |  | CONDUCTOR MATERIAL |  | JACKET MATERIAL |  | INSULATION MATERIAL |  | TEMPERATURE RATING |  | LENGTH |  | HAZARD CLASS |  | CERTIFICATION/STANDARD |  | ADDITIONAL FEATURES | [47 empty] | Production Completed
STP_009 - Lot7 | Data Enrichment | SMX | OK | 2023-10-16 | 2023-10-17 |  | 1099206 | 1099206 | 1379802 | AU_QM_000219252 |  | ERSA | M | 5100 | 1379802GZPCLNT100 | EA | 3000001 | CABLE;EPI,5590 0186 19 | CABLE;EPI,5590 0186 19 | CABLE;MNFR:EPIROC,PTNO:5590 0186 19 |  | CABLE;EPI,5590 0186 19CABLE;EPI,5590 0186 19 | EPIROC | 5590 0186 19 | [14 empty] | EPIROC | 5590018619 | [16 empty] | https://expa-parts.com/epiroc/cable/5590018619/ | [9 empty] | Cleansed | 26121600 Electrical cable and accessories |  |  | CABLE | NO MODIFIER | TYPE |  | NUMBER OF CONDUCTORS |  | CONDUCTOR SIZE |  | VOLTAGE RATING |  | CURRENT RATING |  | CONDUCTOR MATERIAL |  | JACKET MATERIAL |  | INSULATION MATERIAL |  | TEMPERATURE RATING |  | LENGTH |  | HAZARD CLASS |  | CERTIFICATION/STANDARD |  | ADDITIONAL FEATURES | [47 empty] | Production Completed
STP_009 - Lot7 | Data Enrichment | SMX | OK | 2023-10-16 | 2023-10-17 |  | 1099205 | 1099205 | 1379803 | AU_QM_000219254 |  | ERSA | M | 5100 | 1379803GZPCLNT100 | EA | 3000001 | CABLE;EPI,5590 0186 20 | CABLE;EPI,5590 0186 20 | CABLE;MNFR:EPIROC,PTNO:5590 0186 20 |  | CABLE;EPI,5590 0186 20CABLE;EPI,5590 0186 20 | EPIROC | 5590 0186 20 | [14 empty] | EPIROC | 5590018620 | [16 empty] | https://expa-parts.com/search/?q=5590018620 | [9 empty] | Cleansed | 26121600 Electrical cable and accessories |  |  | CABLE | NO MODIFIER | TYPE |  | NUMBER OF CONDUCTORS |  | CONDUCTOR SIZE |  | VOLTAGE RATING |  | CURRENT RATING |  | CONDUCTOR MATERIAL |  | JACKET MATERIAL |  | INSULATION MATERIAL |  | TEMPERATURE RATING |  | LENGTH |  | HAZARD CLASS |  | CERTIFICATION/STANDARD |  | ADDITIONAL FEATURES | [47 empty] | Production Completed
STP_009 - Lot7 | Data Enrichment | SMX | OK | 2023-10-16 | 2023-10-17 |  | 1099207 | 1099207 | 1379800 | AU_QM_000219250 |  | ERSA | M | 5100 | 1379800GZPCLNT100 | EA | 3000001 | CABLE;EPI,5590 0186 21 | CABLE;EPI,5590 0186 21 | CABLE;MNFR:EPIROC,PTNO:5590 0186 21 |  | CABLE;EPI,5590 0186 21CABLE;EPI,5590 0186 21 | EPIROC | 5590 0186 21 | [14 empty] | EPIROC | 5590018621 | [16 empty] | https://expa-parts.com/epiroc/cable/5590018621/ | [9 empty] | Cleansed | 26121600 Electrical cable and accessories |  |  | CABLE | NO MODIFIER | TYPE |  | NUMBER OF CONDUCTORS |  | CONDUCTOR SIZE |  | VOLTAGE RATING |  | CURRENT RATING |  | CONDUCTOR MATERIAL |  | JACKET MATERIAL |  | INSULATION MATERIAL |  | TEMPERATURE RATING |  | LENGTH |  | HAZARD CLASS |  | CERTIFICATION/STANDARD |  | ADDITIONAL FEATURES | [47 empty] | Production Completed
STP_009 - Lot7 | Data Enrichment | SMX | OK | 2023-10-16 | 2023-10-17 |  | 1099285 | 1099285 | 1378652 | AU_QM_000217987 |  | ERSA | M | 5100 | 1378652GZPCLNT100 | EA | 3000001 | CABLE;EPI,5590 0190 48 | CABLE;EPI,5590 0190 48 | CABLE;MNFR:EPIROC,PTNO:5590 0190 48 |  | CABLE;EPI,5590 0190 48CABLE;EPI,5590 0190 48 | EPIROC | 5590 0190 48 | [14 empty] | EPIROC | 5590019048 | [16 empty] | https://expa-parts.com/search/?q=5590019048 | [9 empty] | Cleansed | 26121600 Electrical cable and accessories |  |  | CABLE | NO MODIFIER | TYPE |  | NUMBER OF CONDUCTORS |  | CONDUCTOR SIZE |  | VOLTAGE RATING |  | CURRENT RATING |  | CONDUCTOR MATERIAL |  | JACKET MATERIAL |  | INSULATION MATERIAL |  | TEMPERATURE RATING |  | LENGTH |  | HAZARD CLASS |  | CERTIFICATION/STANDARD |  | ADDITIONAL FEATURES | [47 empty] | Production Completed
STP_009 - Lot7 | Data Enrichment | SMX | OK | 2023-10-16 | 2023-10-17 |  | 1099284 | 1099284 | 1378653 | AU_QM_000217988 |  | ERSA | M | 5100 | 1378653GZPCLNT100 | EA | 3000001 | CABLE;EPI,5590 0190 49 | CABLE;EPI,5590 0190 49 | CABLE;MNFR:EPIROC,PTNO:5590 0190 49 |  | CABLE;EPI,5590 0190 49CABLE;EPI,5590 0190 49 | EPIROC | 5590 0190 49 | [14 empty] | EPIROC | 5590019049 | [16 empty] | https://expa-parts.com/search/?q=5590019049 | [9 empty] | Cleansed | 26121600 Electrical cable and accessories |  |  | CABLE | NO MODIFIER | TYPE |  | NUMBER OF CONDUCTORS |  | CONDUCTOR SIZE |  | VOLTAGE RATING |  | CURRENT RATING |  | CONDUCTOR MATERIAL |  | JACKET MATERIAL |  | INSULATION MATERIAL |  | TEMPERATURE RATING |  | LENGTH |  | HAZARD CLASS |  | CERTIFICATION/STANDARD |  | ADDITIONAL FEATURES | [47 empty] | Production Completed
STP_009 - Lot7 | Data Enrichment | SMX | OK | 2023-10-16 | 2023-10-17 |  | 1099057 | 1099057 | 1385808 | AU_QM_000226649 |  | ERSA | M | 5100 | 1385808GZPCLNT100 | EA | 3000001 | CABLE;EPI,906227355 | CABLE;EPI,906227355 | CABLE;MNFR:EPIROC,PTNO:906227355 |  | CABLE;EPI,906227355CABLE;EPI,906227355 | EPIROC | 906227355 | [12 empty] | EPIROC | 906227355 | [18 empty] | URL NOT FOUND | [9 empty] | Cleansed | 26121600 Electrical cable and accessories |  |  | CABLE | NO MODIFIER | TYPE |  | NUMBER OF CONDUCTORS |  | CONDUCTOR SIZE |  | VOLTAGE RATING |  | CURRENT RATING |  | CONDUCTOR MATERIAL |  | JACKET MATERIAL |  | INSULATION MATERIAL |  | TEMPERATURE RATING |  | LENGTH |  | HAZARD CLASS |  | CERTIFICATION/STANDARD |  | ADDITIONAL FEATURES | [47 empty] | Production Completed
STP_009 - Lot7 | Data Enrichment | SMX | OK | 2023-10-16 | 2023-10-17 |  | 1099364 | 1099364 | 1378365 | AU_QM_000217673 |  | ERSA | M | 5100 | 1378365GZPCLNT100 | EA | 3000001 | CABLE;EPI,9106 1438 04 | CABLE;EPI,9106 1438 04 | CABLE;MNFR:EPIROC,PTNO:9106 1438 04 |  | CABLE;EPI,9106 1438 04CABLE;EPI,9106 1438 04 | EPIROC | 9106 1438 04 | [14 empty] | EPIROC | 9106143804 | [16 empty] | https://expa-parts.com/search/?q=9106143804 | [9 empty] | Enriched | 26121600 Electrical cable and accessories |  |  | CABLE | ELECTRICAL | TYPE |  | VOLTAGE RATING |  | CURRENT RATING |  | CONDUCTOR SIZE |  | NUMBER OF CONDUCTORS |  | CORE STRANDS | 1 | CONDUCTOR MATERIAL |  | JACKET MATERIAL |  | INSULATION MATERIAL |  | FILLER MATERIAL |  | ARMOR TYPE |  | TEMPERATURE RATING |  | LENGTH |  | JACKET COLOUR |  | HAZARD CLASS |  | CERTIFICATION/STANDARD |  | ADDITIONAL FEATURES | [39 empty] | Production Completed
STP_009 - Lot7 | Data Enrichment | SMX | OK | 2023-10-16 | 2023-10-17 |  | 1099356 | 1099356 | 1378439 | AU_QM_000217756 |  | ERSA | M | 5100 | 1378439GZPCLNT100 | EA | 3000001 | CABLE;EPI,9106 1447 65 | CABLE;EPI,9106 1447 65 | CABLE;MNFR:EPIROC,PTNO:9106 1447 65 |  | CABLE;EPI,9106 1447 65CABLE;EPI,9106 1447 65 | EPIROC | 9106 1447 65 | [14 empty] | EPIROC | 9106144765 | [16 empty] | https://expa-parts.com/search/?q=9106144765 | [9 empty] | Enriched | 26121604 Signal cable |  |  | CABLE | SIGNAL | TYPE |  | NUMBER OF CONDUCTORS |  | CONDUCTOR SIZE |  | CONNECTION TYPE |  | CONDUCTOR MATERIAL |  | LENGTH |  | VOLTAGE RATING |  | JACKET MATERIAL |  | INSULATION MATERIAL |  | TEMPERATURE RATING |  | HAZARD CLASS |  | CERTIFICATION/STANDARD |  | ADDITIONAL FEATURES | [47 empty] | Production Completed
STP_009 - Lot7 | Data Enrichment | SMX | OK | 2023-10-16 | 2023-10-17 |  | 1099385 | 1099385 | 1378284 | AU_QM_000217585 |  | ERSA | M | 5100 | 1378284GZPCLNT100 | EA | 3000001 | CABLE;EPI,9106 1828 21 | CABLE;EPI,9106 1828 21 | CABLE;MNFR:EPIROC,PTNO:9106 1828 21 |  | CABLE;EPI,9106 1828 21CABLE;EPI,9106 1828 21 | EPIROC | 9106 1828 21 | [14 empty] | EPIROC | 9106182821 | [16 empty] | https://expa-parts.com/search/?q=9106182821 | [9 empty] | Cleansed | 26121600 Electrical cable and accessories |  |  | CABLE | NO MODIFIER | TYPE |  | NUMBER OF CONDUCTORS |  | CONDUCTOR SIZE |  | VOLTAGE RATING |  | CURRENT RATING |  | CONDUCTOR MATERIAL |  | JACKET MATERIAL |  | INSULATION MATERIAL |  | TEMPERATURE RATING |  | LENGTH |  | HAZARD CLASS |  | CERTIFICATION/STANDARD |  | ADDITIONAL FEATURES | [47 empty] | Production Completed
STP_009 - Lot7 | Data Enrichment | SMX | OK | 2023-10-16 | 2023-10-17 |  | 1099386 | 1099386 | 1378283 | AU_QM_000217584 |  | ERSA | M | 5100 | 1378283GZPCLNT100 | EA | 3000001 | CABLE;EPI,9106 1828 23 | CABLE;EPI,9106 1828 23 | CABLE;MNFR:EPIROC,PTNO:9106 1828 23 |  | CABLE;EPI,9106 1828 23CABLE;EPI,9106 1828 23 | EPIROC | 9106 1828 23 | [14 empty] | EPIROC | 9106182823 | [16 empty] | https://expa-parts.com/search/?q=9106182823 | [9 empty] | Enriched | 26121600 Electrical cable and accessories |  |  | CABLE | NO MODIFIER | TYPE | ANTENNA | NUMBER OF CONDUCTORS |  | CONDUCTOR SIZE |  | VOLTAGE RATING |  | CURRENT RATING |  | CONDUCTOR MATERIAL |  | JACKET MATERIAL |  | INSULATION MATERIAL |  | TEMPERATURE RATING |  | LENGTH |  | HAZARD CLASS |  | CERTIFICATION/STANDARD |  | ADDITIONAL FEATURES | [47 empty] | Production Completed
STP_009 - Lot7 | Data Enrichment | SMX | OK | 2023-10-16 | 2023-10-16 |  | 1099246 | 1099246 | 1379323 | AU_QM_000218729 |  | ERSA | M | 5100 | 1379323GZPCLNT100 | EA | 3000001 | CABLE;EPI,9106 2371 10 | CABLE;EPI,9106 2371 10 | CABLE;MNFR:EPIROC,PTNO:9106 2371 10 |  | CABLE;EPI,9106 2371 10CABLE;EPI,9106 2371 10 | EPIROC | 9106 2371 10 | [14 empty] | EPIROC | 9106 2371 10 | [16 empty] | https://www.aircompressorstrade.com/9106237133-atlas-copco-epiroc-can-cable-parts-catalog-by-cpmc/ | [9 empty] | Enriched | 26121600 Electrical cable and accessories |  |  | CABLE | NO MODIFIER | TYPE | OPEN | NUMBER OF CONDUCTORS |  | CONDUCTOR SIZE |  | VOLTAGE RATING |  | CURRENT RATING |  | CONDUCTOR MATERIAL |  | JACKET MATERIAL |  | INSULATION MATERIAL |  | TEMPERATURE RATING |  | LENGTH |  | HAZARD CLASS |  | CERTIFICATION/STANDARD |  | ADDITIONAL FEATURES | [47 empty] | Production Completed
STP_009 - Lot7 | Data Enrichment | SMX | OK | 2023-10-16 | 2023-10-16 |  | 1099247 | 1099247 | 1379321 | AU_QM_000218726 |  | ERSA | M | 5100 | 1379321GZPCLNT100 | EA | 3000001 | CABLE;EPI,9106 2371 49 | CABLE;EPI,9106 2371 49 | CABLE;MNFR:EPIROC,PTNO:9106 2371 49 |  | CABLE;EPI,9106 2371 49CABLE;EPI,9106 2371 49 | EPIROC | 9106 2371 49 | [14 empty] | EPIROC | 9106 2371 49 | [16 empty] | https://www.aircompressorstrade.com/9106237133-atlas-copco-epiroc-can-cable-parts-catalog-by-cpmc/ | [9 empty] | Enriched | 26121600 Electrical cable and accessories |  |  | CABLE | NO MODIFIER | TYPE | OPEN | NUMBER OF CONDUCTORS |  | CONDUCTOR SIZE |  | VOLTAGE RATING |  | CURRENT RATING |  | CONDUCTOR MATERIAL |  | JACKET MATERIAL |  | INSULATION MATERIAL |  | TEMPERATURE RATING |  | LENGTH |  | HAZARD CLASS |  | CERTIFICATION/STANDARD |  | ADDITIONAL FEATURES | [47 empty] | Production Completed
STP_009 - Lot7 | Data Enrichment | SMX | OK | 2023-10-16 | 2023-10-16 |  | 1099208 | 1099208 | 1379772 | AU_QM_000219219 |  | ERSA | M | 5100 | 1379772GZPCLNT100 | EA | 3000001 | CABLE;EPI,9106 2371 78 | CABLE;EPI,9106 2371 78 | CABLE;MNFR:EPIROC,PTNO:9106 2371 78 |  | CABLE;EPI,9106 2371 78CABLE;EPI,9106 2371 78 | EPIROC | 9106 2371 78 | [14 empty] | EPIROC | 9106 2371 78 | [16 empty] | https://www.aircompressorstrade.com/9106237133-atlas-copco-epiroc-can-cable-parts-catalog-by-cpmc/ | [9 empty] | Enriched | 26121600 Electrical cable and accessories |  |  | CABLE | NO MODIFIER | TYPE | OPEN | NUMBER OF CONDUCTORS |  | CONDUCTOR SIZE |  | VOLTAGE RATING |  | CURRENT RATING |  | CONDUCTOR MATERIAL |  | JACKET MATERIAL |  | INSULATION MATERIAL |  | TEMPERATURE RATING |  | LENGTH |  | HAZARD CLASS |  | CERTIFICATION/STANDARD |  | ADDITIONAL FEATURES | [47 empty] | Production Completed
STP_009 - Lot7 | Data Enrichment | SMX | OK | 2023-10-16 | 2023-10-16 |  | 1099337 | 1099337 | 1378521 | AU_QM_000217846 |  | ERSA | M | 5100 | 1378521GZPCLNT100 | EA | 3000001 | CABLE;EPI,9106 2371 84 | CABLE;EPI,9106 2371 84 | CABLE;MNFR:EPIROC,PTNO:9106 2371 84 |  | CABLE;EPI,9106 2371 84CABLE;EPI,9106 2371 84 | EPIROC | 9106 2371 84 | [14 empty] | EPIROC | 9106 2371 84 | [16 empty] | https://www.aircompressorstrade.com/9106237133-atlas-copco-epiroc-can-cable-parts-catalog-by-cpmc/ | [9 empty] | Enriched | 26121600 Electrical cable and accessories |  |  | CABLE | NO MODIFIER | TYPE | OPEN | NUMBER OF CONDUCTORS |  | CONDUCTOR SIZE |  | VOLTAGE RATING |  | CURRENT RATING |  | CONDUCTOR MATERIAL |  | JACKET MATERIAL |  | INSULATION MATERIAL |  | TEMPERATURE RATING |  | LENGTH |  | HAZARD CLASS |  | CERTIFICATION/STANDARD |  | ADDITIONAL FEATURES | [47 empty] | Production Completed
STP_009 - Lot7 | Data Enrichment | SMX | OK | 2023-10-16 | 2023-10-17 |  | 1011479 | 1011479 |  |  |  | ERSA | M | 3730 | 1607479GZPCLNT100 | EA | 3000003 | CABLE;CAT,2568940,AS | CABLE;CAT,2568940 | CABLE;MNFR:CATERPILLAR,PTNO:2568940,ADDITIONAL FEATURES EN:AS | CABLE;MNFR:CATERPILLAR,PTNO:2568940 |  | CATERPILLAR | 2568940 | 1068196 @@ HASTINGS DEERING(AUSTRALIA) LTD | 2568940 | [12 empty] | CATERPILLAR | 256-8940 | HASTINGS DEERING(AUSTRALIA) LTD | 2568940 | [14 empty] | https://parts.cat.com/en/catcorp/256-8940 | [9 empty] | Cleansed | 26121600 Electrical cable and accessories |  |  | CABLE | ASSEMBLY | TYPE |  | VOLTAGE RATING |  | CURRENT RATING |  | CONDUCTOR SIZE |  | NUMBER OF CONDUCTORS |  | CORE STRANDS |  | CONDUCTOR MATERIAL |  | JACKET MATERIAL |  | INSULATION MATERIAL |  | TEMPERATURE RATING |  | LENGTH |  | JACKET COLOUR |  | HAZARD CLASS |  | CERTIFICATION/STANDARD |  | ADDITIONAL FEATURES | [43 empty] | Production Completed
STP_009 - Lot7 | Data Enrichment | SMX | OK | 2023-10-16 | 2023-10-17 |  | 1011796 | 1011796 |  |  |  | ERSA | M | 3730 | 1613761GZPCLNT100 | EA | 3000003 | CABLE,ASSY;CAT,2551011 | ENSAMBLE CABLE;CAT,2551011 | CABLE,ASSEMBLY;MNFR:CATERPILLAR,PTNO:2551011 | ENSAMBLE CABLE;MNFR:CATERPILLAR,PTNO:2551011 |  | CATERPILLAR | 2551011 | 1068196 @@ HASTINGS DEERING(AUSTRALIA) LTD | 2551011 | [12 empty] | CATERPILLAR | 255-1011 | HASTINGS DEERING(AUSTRALIA) LTD | 2551011 | [14 empty] | https://parts.cat.com/en/catcorp/255-1011 | [9 empty] | Cleansed | 26121600 Electrical cable and accessories | ENSEMBLE |  | CABLE | ASSEMBLY | TYPE |  | VOLTAGE RATING |  | CURRENT RATING |  | CONDUCTOR SIZE |  | NUMBER OF CONDUCTORS |  | CORE STRANDS |  | CONDUCTOR MATERIAL |  | JACKET MATERIAL |  | INSULATION MATERIAL |  | TEMPERATURE RATING |  | LENGTH |  | JACKET COLOUR |  | HAZARD CLASS |  | CERTIFICATION/STANDARD |  | ADDITIONAL FEATURES | [43 empty] | Production Completed
STP_009 - Lot7 | Data Enrichment | SMX | OK | 2023-10-16 | 2023-10-17 |  | 1011797 | 1011797 |  |  |  | ERSA | M | 3730 | 1613762GZPCLNT100 | EA | 3000003 | CABLE,ASSY;CAT,2551010 | ENSAMBLE CABLE;CAT,2551010 | CABLE,ASSEMBLY;MNFR:CATERPILLAR,PTNO:2551010 | ENSAMBLE CABLE;MNFR:CATERPILLAR,PTNO:2551010 |  | CATERPILLAR | 2551010 | 1068196 @@ HASTINGS DEERING(AUSTRALIA) LTD | 2551010 | [12 empty] | CATERPILLAR | 255-1010 | HASTINGS DEERING(AUSTRALIA) LTD | 2551010 | [14 empty] | https://parts.cat.com/en/catcorp/255-1010 | [9 empty] | Cleansed | 26121600 Electrical cable and accessories | ENSEMBLE |  | CABLE | ASSEMBLY | TYPE |  | VOLTAGE RATING |  | CURRENT RATING |  | CONDUCTOR SIZE |  | NUMBER OF CONDUCTORS |  | CORE STRANDS |  | CONDUCTOR MATERIAL |  | JACKET MATERIAL |  | INSULATION MATERIAL |  | TEMPERATURE RATING |  | LENGTH |  | JACKET COLOUR |  | HAZARD CLASS |  | CERTIFICATION/STANDARD |  | ADDITIONAL FEATURES | [43 empty] | Production Completed
STP_009 - Lot7 | Data Enrichment | SMX | OK | 2023-10-16 | 2023-10-17 |  | 1016297 | 1016297 | 1235073 | AU_QM_001266154 |  | ERSA | M | 3730 | 1235073GZPCLNT100 | EA | 3000003 | CABLE;CAT,2578717,ADPTR,R2900 AD45B | CABLE;CAT,2578717,ADPTR,R2900 AD45B | CABLE;MNFR:CATERPILLAR,PTNO:2578717,ADDITIONAL FEATURES EN:ADAPTER,R2900 AD45B |  | CABLE,SPECIAL PURPOSE,ELECTRICAL: ADAPTER CABLE, TOOL TEST; | CATERPILLAR | 2578717 | 1068196 @@ HASTINGS DEERING(AUSTRALIA) LTD | 2578717 | [12 empty] | CATERPILLAR | 257-8717 | HASTINGS DEERING(AUSTRALIA) LTD | 2578717 | [14 empty] | https://spare.avspart.com/caterpillar/cable/2578717/ |  |  |  |  | R2900,AD45B |  |  |  |  | Cleansed | 26121600 Electrical cable and accessories |  |  | CABLE | ELECTRICAL | TYPE | SPECIAL PURPOSE,ADAPTER,TOOL TEST | VOLTAGE RATING |  | CURRENT RATING |  | CONDUCTOR SIZE |  | NUMBER OF CONDUCTORS |  | CORE STRANDS |  | CONDUCTOR MATERIAL |  | JACKET MATERIAL |  | INSULATION MATERIAL |  | FILLER MATERIAL |  | ARMOR TYPE |  | TEMPERATURE RATING |  | LENGTH |  | JACKET COLOUR |  | HAZARD CLASS |  | CERTIFICATION/STANDARD |  | ADDITIONAL FEATURES | [39 empty] | Production Completed
STP_009 - Lot7 | Data Enrichment | SMX | OK | 2023-10-16 | 2023-10-17 |  | 1016696 | 1016696 | 1186243 | AU_QM_000158824 |  | ERSA | M | 3730 | 1186243GZPCLNT100 | EA | 3000003 | CABLE;CAT,2117371,CAT,1525078,CAT | CABLE;CAT,2117371,CAT,1525078,CAT | CABLE;MNFR:CATERPILLAR,PTNO:2117371,MNFR 1:CATERPILLAR,PTNO 1:1525078,MNFR 2:CATERPILLAR,PTNO 2:5344180,ADDITIONAL FEATURES EN:152-5078/534-4180 |  | HOSE ASSY,NONMETAL: AD/AE40 II STEERING HOSE; | CATERPILLAR | 2117371 | 1068303 @@ ALFAGOMMA AUSTRALIA PTY LTD | AH1GL20000H-2505 | 1068196 @@ HASTINGS DEERING(AUSTRALIA) LTD | 2117371 | [10 empty] | CATERPILLAR | 211-7371 | ALFAGOMMA AUSTRALIA PTY LTD | AH1GL20000H-2505 | HASTINGS DEERING(AUSTRALIA) LTD | 2117371 | CATERPILLAR | 152-5078 | CATERPILLAR | 534-4180 | [8 empty] | https://parts.cat.com/en/catcorp/211-7371 |  |  |  |  | AD/AE40 II |  |  |  |  | Enriched | 40141764 Hose assembly | NONMETAL |  | HOSE | ASSEMBLY | TYPE | HIGH PRESSURE,STEERING | INSIDE DIAMETER |  | OUTSIDE DIAMETER |  | LENGTH | 745 MM | CORE MATERIAL |  | CONNECTION 1 |  | CONNECTION 2 |  | FITTING MATERIAL |  | COVER MATERIAL | SYNTHETIC RUBBER | PRESSURE RATING |  | BURST PRESSURE RATING |  | TEMPERATURE RATING |  | REINFORCEMENT MATERIAL |  | BEND RADIUS |  | COLOUR |  | HAZARD CLASS |  | CERTIFICATION/STANDARD | SAE | ADDITIONAL FEATURES | [37 empty] | Production Completed
STP_009 - Lot7 | Data Enrichment | SMX | OK | 2023-10-16 | 2023-10-17 |  | 1017244 | 1017244 |  |  |  | ERSA | M | 3730 | 1212142GZPCLNT100 | EA | 3000003 | CABLE,ASSY;CAT,2518248 | CABLE,ASSY;CAT,2518248 | CABLE,ASSEMBLY;MNFR:CATERPILLAR,PTNO:2518248 |  |  | CATERPILLAR | 2518248 | 1068196 @@ HASTINGS DEERING(AUSTRALIA) LTD | 2518248 | [12 empty] | CATERPILLAR | 251-8248 | HASTINGS DEERING(AUSTRALIA) LTD | 2518248 | [14 empty] | https://parts.cat.com/en/catcorp/251-8248 | [9 empty] | Enriched | 26121666 Communication cable assembly | ASSEMBLY | CONNECTION:MALE TO FEMALE | CABLE | COMMUNICATION | TYPE | NON-ARMORED | IMPEDANCE |  | DIAMETER | 6 MM | CONDUCTOR SIZE |  | CORE STRANDS |  | NUMBER OF CONDUCTORS |  | CONDUCTOR MATERIAL |  | JACKET MATERIAL | PLASTIC | INSULATION MATERIAL |  | LENGTH | 5 M | VOLTAGE RATING |  | TEMPERATURE RATING |  | HAZARD CLASS |  | CERTIFICATION/STANDARD |  | ADDITIONAL FEATURES | [43 empty] | Production Completed
STP_009 - Lot7 | Data Enrichment | SMX | OK | 2023-10-16 | 2023-10-17 |  | 1017324 | 1017324 |  |  |  | ERSA | M | 3730 | 1096414GZPCLNT100 | EA | 3000003 | CABLE,ASSY;CAT,2613223,TYPE:COMMUNICATIO | ENSAMBLE CABLE;CAT,2613223,,COMUNI | CABLE,ASSEMBLY;MNFR:CATERPILLAR,PTNO:2613223,ADDITIONAL FEATURES EN:TYPE:COMMUNICATION | ENSAMBLE CABLE;MNFR:CATERPILLAR,PTNO:2613223,CARACTERISTICAS ADICIONALES ES:COMUNICACION |  | CATERPILLAR | 2613223 | 1068196 @@ HASTINGS DEERING(AUSTRALIA) LTD | 2613223 | [12 empty] | CATERPILLAR | 261-3223 | HASTINGS DEERING(AUSTRALIA) LTD | 2613223 | [14 empty] | https://parts.cat.com/en/catcorp/261-3223 | [9 empty] | Enriched | 26121666 Communication cable assembly | ASSEMBLY,ENSEMBLE | CONNECTION:MALE TO FEMALE | CABLE | COMMUNICATION | TYPE | NON-ARMORED | IMPEDANCE |  | DIAMETER | 6 MM | CONDUCTOR SIZE |  | CORE STRANDS |  | NUMBER OF CONDUCTORS |  | CONDUCTOR MATERIAL |  | JACKET MATERIAL | PLASTIC | INSULATION MATERIAL |  | LENGTH | 3 M | VOLTAGE RATING |  | TEMPERATURE RATING |  | HAZARD CLASS |  | CERTIFICATION/STANDARD |  | ADDITIONAL FEATURES | [43 empty] | Production Completed
STP_009 - Lot7 | Data Enrichment | SMX | OK | 2023-10-16 | 2023-10-17 |  | 1055836 | 1055836 |  |  |  | ERSA | M | 1640 | 1608681GZPCLNT100 | ROL |  | CABLE;SINGLE CORE,2 MM,LG 100 M,GRN | CABLE;,LG 100 M | CABLE;TYPE:SINGLE CORE,CONDUCTOR SIZE:2 MM,LENGTH:100 M,ADDITIONAL FEATURES EN:GREEN | CABLE;LONGITUD:100 M |  |  |  | 1071809 @@ ASHDOWN ENTERPRISES | ACX0557/100 | [12 empty] | OEX | ACX0557/100 | ASHDOWN ENTERPRISES | ACX0557/100 | LONGITUDE | [13 empty] | https://www.sparesbox.com.au/part/oex-automotive-cable-single-core-2mm-green-100m-roll-acx0557-100 | [9 empty] | Enriched | 26121800 Automotive cable | COLOUR:GREEN |  | CABLE | AUTOMOTIVE | TYPE |  | CONDUCTOR SIZE | 2 MM | LENGTH | 100 M | NUMBER OF CORES | 1 | NUMBER OF STRANDS |  | CORE MATERIAL |  | INSULATION MATERIAL |  | CONNECTION TYPE |  | TEMPERATURE RATING |  | CERTIFICATION/STANDARD |  | ADDITIONAL FEATURES | [51 empty] | Production Completed
STP_009 - Lot7 | Data Enrichment | SMX | OK | 2023-10-16 | 2023-10-17 |  | 1055837 | 1055837 |  |  |  | ERSA | M | 1640 | 1608682GZPCLNT100 | ROL |  | CABLE;SINGLE CORE,2 MM,LG 100 M,WHT | CABLE;,LG 100 M | CABLE;TYPE:SINGLE CORE,CONDUCTOR SIZE:2 MM,LENGTH:100 M,ADDITIONAL FEATURES EN:WHITE | CABLE;LONGITUD:100 M |  |  |  | 1071809 @@ ASHDOWN ENTERPRISES | ACX0559/100 | [12 empty] | OEX | ACX0559/100 | ASHDOWN ENTERPRISES | ACX0559/100 | LONGITUDE | [13 empty] | https://www.sparesbox.com.au/part/oex-automotive-cable-single-core-2mm-white-100m-roll-acx0559-100 | [9 empty] | Enriched | 26121800 Automotive cable | COLOUR:WHITE |  | CABLE | AUTOMOTIVE | TYPE |  | CONDUCTOR SIZE | 2 MM | LENGTH | 100 M | NUMBER OF CORES | 1 | NUMBER OF STRANDS |  | CORE MATERIAL |  | INSULATION MATERIAL |  | CONNECTION TYPE |  | TEMPERATURE RATING |  | CERTIFICATION/STANDARD |  | ADDITIONAL FEATURES | [51 empty] | Production Completed
STP_009 - Lot7 | Data Enrichment | SMX | OK | 2023-10-16 | 2023-10-17 |  | 1055838 | 1055838 |  |  |  | ERSA | M | 1640 | 1608683GZPCLNT100 | ROL |  | CABLE;SINGLE CORE,2 MM,LG 100 M,BLU | CABLE;,LG 100 M | CABLE;TYPE:SINGLE CORE,CONDUCTOR SIZE:2 MM,LENGTH:100 M,ADDITIONAL FEATURES EN:BLUE | CABLE;LONGITUD:100 M |  |  |  | 1071809 @@ ASHDOWN ENTERPRISES | ACX0560/100 | [12 empty] | OEX | ACX0560/100 | ASHDOWN ENTERPRISES | ACX0560/100 | LONGITUDE | [13 empty] | https://www.sparesbox.com.au/part/oex-automotive-cable-single-core-2mm-blue-100m-roll-acx0560-100 | [9 empty] | Enriched | 26121800 Automotive cable | COLOUR:BLUE |  | CABLE | AUTOMOTIVE | TYPE |  | CONDUCTOR SIZE | 2 MM | LENGTH | 100 M | NUMBER OF CORES | 1 | NUMBER OF STRANDS |  | CORE MATERIAL |  | INSULATION MATERIAL |  | CONNECTION TYPE |  | TEMPERATURE RATING |  | CERTIFICATION/STANDARD |  | ADDITIONAL FEATURES | [51 empty] | Production Completed
STP_009 - Lot7 | Data Enrichment | SMX | OK | 2023-10-16 | 2023-10-17 |  | 1055839 | 1055839 |  |  |  | ERSA | M | 1640 | 1608684GZPCLNT100 | ROL |  | CABLE;SINGLE CORE,2 MM,LG 100 M,BRN | CABLE;,LG 100 M | CABLE;TYPE:SINGLE CORE,CONDUCTOR SIZE:2 MM,LENGTH:100 M,ADDITIONAL FEATURES EN:BROWN | CABLE;LONGITUD:100 M |  |  |  | 1071809 @@ ASHDOWN ENTERPRISES | ACX0561/100 | [12 empty] | OEX | ACX0561/100 | ASHDOWN ENTERPRISES | ACX0561/100 | LONGITUDE | [13 empty] | https://www.sparesbox.com.au/part/oex-automotive-cable-single-core-2mm-brown-100m-roll-acx0561-100 | [9 empty] | Enriched | 26121800 Automotive cable | COLOUR:BROWN |  | CABLE | AUTOMOTIVE | TYPE |  | CONDUCTOR SIZE | 2 MM | LENGTH | 100 M | NUMBER OF CORES | 1 | NUMBER OF STRANDS |  | CORE MATERIAL |  | INSULATION MATERIAL |  | CONNECTION TYPE |  | TEMPERATURE RATING |  | CERTIFICATION/STANDARD |  | ADDITIONAL FEATURES | [51 empty] | Production Completed
STP_009 - Lot7 | Data Enrichment | SMX | OK | 2023-10-16 | 2023-10-17 |  | 1055840 | 1055840 |  |  |  | ERSA | M | 1640 | 1608685GZPCLNT100 | ROL |  | CABLE;SINGLE CORE,2 MM,LG 100 M,GREY | CABLE;,LG 100 M | CABLE;TYPE:SINGLE CORE,CONDUCTOR SIZE:2 MM,LENGTH:100 M,ADDITIONAL FEATURES EN:GREY | CABLE;LONGITUD:100 M |  |  |  | 1071809 @@ ASHDOWN ENTERPRISES | ACX0565/100 | [12 empty] | OEX | ACX0565/100 | ASHDOWN ENTERPRISES | ACX0565/100 | LONGITUDE | [13 empty] | https://www.sparesbox.com.au/part/oex-automotive-cable-single-core-2mm-grey-100m-roll-acx0565-100 | [9 empty] | Enriched | 26121800 Automotive cable | COLOUR:GREY |  | CABLE | AUTOMOTIVE | TYPE |  | CONDUCTOR SIZE | 2 MM | LENGTH | 100 M | NUMBER OF CORES | 1 | NUMBER OF STRANDS |  | CORE MATERIAL |  | INSULATION MATERIAL |  | CONNECTION TYPE |  | TEMPERATURE RATING |  | CERTIFICATION/STANDARD |  | ADDITIONAL FEATURES | [51 empty] | Production Completed
STP_009 - Lot7 | Data Enrichment | SMX | OK | 2023-10-16 | 2023-10-17 |  | 1055841 | 1055841 |  |  |  | ERSA | M | 1640 | 1608686GZPCLNT100 | ROL |  | CABLE;SINGLE CORE,2 MM,LG 100 M,PINK | CABLE;,LG 100 M | CABLE;TYPE:SINGLE CORE,CONDUCTOR SIZE:2 MM,LENGTH:100 M,ADDITIONAL FEATURES EN:PINK | CABLE;LONGITUD:100 M |  |  |  | 1071809 @@ ASHDOWN ENTERPRISES | ACX0564/100 | [12 empty] | OEX | ACX0564/100 | ASHDOWN ENTERPRISES | ACX0564/100 | LONGITUDE | [13 empty] | https://www.4wd247.com/products/oex-2mm-single-core-automotive-cable-pink-100m-roll-acx0564-100 | [9 empty] | Enriched | 26121800 Automotive cable | COLOUR:PINK |  | CABLE | AUTOMOTIVE | TYPE |  | CONDUCTOR SIZE | 2 MM | LENGTH | 100 M | NUMBER OF CORES | 1 | NUMBER OF STRANDS |  | CORE MATERIAL |  | INSULATION MATERIAL |  | CONNECTION TYPE |  | TEMPERATURE RATING |  | CERTIFICATION/STANDARD |  | ADDITIONAL FEATURES | [51 empty] | Production Completed
STP_009 - Lot7 | Data Enrichment | SMX | OK | 2023-10-16 | 2023-10-17 |  | 1055842 | 1055842 |  |  |  | ERSA | M | 1640 | 1608687GZPCLNT100 | ROL |  | CABLE;SINGLE CORE,2 MM,LG 100 M,YEL | CABLE;,LG 100 M | CABLE;TYPE:SINGLE CORE,CONDUCTOR SIZE:2 MM,LENGTH:100 M,ADDITIONAL FEATURES EN:YELLOW | CABLE;LONGITUD:100 M |  |  |  | 1071809 @@ ASHDOWN ENTERPRISES | ACX0562/100 | [12 empty] | OEX | ACX0562/100 | ASHDOWN ENTERPRISES | ACX0562/100 | LONGITUDE | [13 empty] | https://www.sparesbox.com.au/part/oex-automotive-cable-single-core-2mm-yellow-100m-roll-acx0562-100 | [9 empty] | Enriched | 26121800 Automotive cable | COLOUR:YELLOW |  | CABLE | AUTOMOTIVE | TYPE |  | CONDUCTOR SIZE | 2 MM | LENGTH | 100 M | NUMBER OF CORES | 1 | NUMBER OF STRANDS |  | CORE MATERIAL |  | INSULATION MATERIAL |  | CONNECTION TYPE |  | TEMPERATURE RATING |  | CERTIFICATION/STANDARD |  | ADDITIONAL FEATURES | [51 empty] | Production Completed
STP_009 - Lot7 | Data Enrichment | SMX | OK | 2023-10-16 | 2023-10-17 |  | 1055843 | 1055843 |  |  |  | ERSA | M | 1640 | 1608688GZPCLNT100 | ROL |  | CABLE;SINGLE CORE,2 MM,LG 100 M,ORNG | CABLE;,LG 100 M | CABLE;TYPE:SINGLE CORE,CONDUCTOR SIZE:2 MM,LENGTH:100 M,ADDITIONAL FEATURES EN:ORANGE | CABLE;LONGITUD:100 M |  |  |  | 1071809 @@ ASHDOWN ENTERPRISES | ACX0563/100 | [12 empty] | OEX | ACX0563/100 | ASHDOWN ENTERPRISES | ACX0563/100 | LONGITUDE | [13 empty] | https://www.sparesbox.com.au/part/oex-automotive-cable-single-core-2mm-orange-100m-roll-acx0563-100 | [9 empty] | Enriched | 26121800 Automotive cable | COLOUR:ORANGE |  | CABLE | AUTOMOTIVE | TYPE |  | CONDUCTOR SIZE | 2 MM | LENGTH | 100 M | NUMBER OF CORES | 1 | NUMBER OF STRANDS |  | CORE MATERIAL |  | INSULATION MATERIAL |  | CONNECTION TYPE |  | TEMPERATURE RATING |  | CERTIFICATION/STANDARD |  | ADDITIONAL FEATURES | [51 empty] | Production Completed
STP_009 - Lot7 | Data Enrichment | SMX | OK | 2023-10-16 | 2023-10-17 |  | 1055844 | 1055844 |  |  |  | ERSA | M | 1640 | 1608689GZPCLNT100 | ROL |  | CABLE;SINGLE CORE,2 MM,LG 100 M,BLK | CABLE;,LG 100 M | CABLE;TYPE:SINGLE CORE,CONDUCTOR SIZE:2 MM,LENGTH:100 M,ADDITIONAL FEATURES EN:BLACK | CABLE;LONGITUD:100 M |  |  |  | 1071809 @@ ASHDOWN ENTERPRISES | ACX0556/100 | [12 empty] | OEX | ACX0556/100 | ASHDOWN ENTERPRISES | ACX0556/100 | LONGITUDE | [13 empty] | https://www.sparesbox.com.au/part/oex-automotive-cable-single-core-2mm-black-100m-roll-acx0556-100 | [9 empty] | Enriched | 26121800 Automotive cable | COLOUR:BLACK |  | CABLE | AUTOMOTIVE | TYPE |  | CONDUCTOR SIZE | 2 MM | LENGTH | 100 M | NUMBER OF CORES | 1 | NUMBER OF STRANDS |  | CORE MATERIAL |  | INSULATION MATERIAL |  | CONNECTION TYPE |  | TEMPERATURE RATING |  | CERTIFICATION/STANDARD |  | ADDITIONAL FEATURES | [51 empty] | Production Completed
STP_009 - Lot7 | Data Enrichment | SMX | OK | 2023-10-16 | 2023-10-17 |  | 1055845 | 1055845 |  |  |  | ERSA | M | 1640 | 1608690GZPCLNT100 | ROL |  | CABLE;SINGLE CORE,2 MM,LG 100 M,RED | CABLE;,LG 100 M | CABLE;TYPE:SINGLE CORE,CONDUCTOR SIZE:2 MM,LENGTH:100 M,ADDITIONAL FEATURES EN:RED | CABLE;LONGITUD:100 M |  |  |  | 1071809 @@ ASHDOWN ENTERPRISES | ACX0558/100 | [12 empty] | OEX | ACX0558/100 | ASHDOWN ENTERPRISES | ACX0558/100 | LONGITUDE | [13 empty] | https://www.sparesbox.com.au/part/oex-automotive-cable-single-core-2mm-red-100m-roll-acx0558-100 | [9 empty] | Enriched | 26121800 Automotive cable | COLOUR:RED |  | CABLE | AUTOMOTIVE | TYPE |  | CONDUCTOR SIZE | 2 MM | LENGTH | 100 M | NUMBER OF CORES | 1 | NUMBER OF STRANDS |  | CORE MATERIAL |  | INSULATION MATERIAL |  | CONNECTION TYPE |  | TEMPERATURE RATING |  | CERTIFICATION/STANDARD |  | ADDITIONAL FEATURES | [51 empty] | Production Completed
STP_009 - Lot7 | Data Enrichment | SMX | OK | 2023-10-16 | 2023-10-17 |  | 1055846 | 1055846 |  |  |  | ERSA | M | 1640 | 1608691GZPCLNT100 | ROL |  | CABLE;SINGLE CORE,2 MM,LG 100 M,VIO | CABLE;,LG 100 M | CABLE;TYPE:SINGLE CORE,CONDUCTOR SIZE:2 MM,LENGTH:100 M,ADDITIONAL FEATURES EN:VIOLET | CABLE;LONGITUD:100 M |  |  |  | 1071809 @@ ASHDOWN ENTERPRISES | ACX0566/100 | [12 empty] | OEX | ACX0566/100 | ASHDOWN ENTERPRISES | ACX0566/100 | LONGITUDE | [13 empty] | https://www.sparesbox.com.au/part/oex-automotive-cable-single-core-2mm-violet-100m-roll-acx0566-100 | [9 empty] | Enriched | 26121800 Automotive cable | COLOUR:VIOLET |  | CABLE | AUTOMOTIVE | TYPE |  | CONDUCTOR SIZE | 2 MM | LENGTH | 100 M | NUMBER OF CORES | 1 | NUMBER OF STRANDS |  | CORE MATERIAL |  | INSULATION MATERIAL |  | CONNECTION TYPE |  | TEMPERATURE RATING |  | CERTIFICATION/STANDARD |  | ADDITIONAL FEATURES | [51 empty] | Production Completed
STP_009 - Lot7 | Data Enrichment | SMX | OK | 2023-10-16 | 2023-10-17 |  | 1074106 | 1074106 |  |  |  | ERSA | M | 3730 | 1147227GZPCLNT100 | EA | 3000003 | CABLE,ASSY;CAT,1181277 | ENSAMBLE CABLE;CAT,1181277 | CABLE,ASSEMBLY;MNFR:CATERPILLAR,PTNO:1181277 | ENSAMBLE CABLE;MNFR:CATERPILLAR,PTNO:1181277 |  | CATERPILLAR | 1181277 | 1068196 @@ HASTINGS DEERING(AUSTRALIA) LTD | 1181277 | [12 empty] | CATERPILLAR | 118-1277 | HASTINGS DEERING(AUSTRALIA) LTD | 1181277 | [14 empty] | https://parts.cat.com/en/catcorp/118-1277 | [9 empty] | Enriched | 26121708 Battery cable assembly | ENSEMBLE |  | CABLE | ASSEMBLY | TYPE | DUAL POLARITY BATTERY | VOLTAGE RATING |  | CURRENT RATING |  | CONDUCTOR SIZE |  | NUMBER OF CONDUCTORS |  | CORE STRANDS |  | CONDUCTOR MATERIAL |  | JACKET MATERIAL |  | INSULATION MATERIAL |  | TEMPERATURE RATING | 80 DEG C | LENGTH | 0.25 M | JACKET COLOUR |  | HAZARD CLASS |  | CERTIFICATION/STANDARD |  | ADDITIONAL FEATURES | [43 empty] | Production Completed
STP_009 - Lot7 | Data Enrichment | SMX | OK | 2023-10-16 | 2023-10-17 |  | 1077800 | 1077800 | 1187689 | AU_QM_001054089 |  | ERSA | M | 3730 | 1187689GZPCLNT100 | EA | 3000003 | CABLE,ASSY;CAT,2551012 | CABLE,ASSY;CAT,2551012 | CABLE,ASSEMBLY;MNFR:CATERPILLAR,PTNO:2551012 |  | CABLE ASSY: BATTERYPOS; | CATERPILLAR | 2551012 | 1068196 @@ HASTINGS DEERING(AUSTRALIA) LTD | 2551012 | [12 empty] | CATERPILLAR | 255-1012 | HASTINGS DEERING(AUSTRALIA) LTD | 2551012 | [14 empty] | https://parts.cat.com/en/catcorp/255-1012 | [9 empty] | Cleansed | 26121708 Battery cable assembly |  |  | CABLE | ASSEMBLY | TYPE | BATTERY POST | VOLTAGE RATING |  | CURRENT RATING |  | CONDUCTOR SIZE |  | NUMBER OF CONDUCTORS |  | CORE STRANDS |  | CONDUCTOR MATERIAL |  | JACKET MATERIAL |  | INSULATION MATERIAL |  | TEMPERATURE RATING |  | LENGTH |  | JACKET COLOUR |  | HAZARD CLASS |  | CERTIFICATION/STANDARD |  | ADDITIONAL FEATURES | [43 empty] | Production Completed
STP_009 - Lot7 | Data Enrichment | SMX | OK | 2023-10-16 | 2023-10-17 |  | 1088397 | 1088397 |  |  |  | ERSA | M | 3730 | 1607063GZPCLNT100 | EA | 3000003 | CABLE;CAT,1952187,AS | CABLE;CAT,1952187 | CABLE;MNFR:CATERPILLAR,PTNO:1952187,ADDITIONAL FEATURES EN:AS | CABLE;MNFR:CATERPILLAR,PTNO:1952187 |  | CATERPILLAR | 1952187 | 1068196 @@ HASTINGS DEERING(AUSTRALIA) LTD | 1952187 | [12 empty] | CATERPILLAR | 195-2187 | HASTINGS DEERING(AUSTRALIA) LTD | 1952187 | [14 empty] | https://parts.cat.com/en/catcorp/195-2187 | [9 empty] | Enriched | 26121600 Electrical cable and accessories |  |  | CABLE | ASSEMBLY | TYPE | BRAKE CONTROL | VOLTAGE RATING |  | CURRENT RATING |  | CONDUCTOR SIZE |  | NUMBER OF CONDUCTORS |  | CORE STRANDS |  | CONDUCTOR MATERIAL |  | JACKET MATERIAL |  | INSULATION MATERIAL |  | TEMPERATURE RATING |  | LENGTH | 2550 MM | JACKET COLOUR |  | HAZARD CLASS |  | CERTIFICATION/STANDARD |  | ADDITIONAL FEATURES | [43 empty] | Production Completed