## Sheet1
Project | Activities | Production User | Production Comments | Start Date | End Date | Remarks | Griha ID | MATNR | SAP MATERIAL NUMBER | ELLIPSE | LVORM | MTART | MBRSH | MATKL | BISMT | MEINS | MFRNR | MAKTX_EN | MAKTX_ES | TEXT_EN | TEXT_ES | ENRICHED DATA | Manufacturer Name | P/N | Manufacturer Name 1 | P/N 1 | Manufacturer Name 2 | P/N 2 | Manufacturer Name 3 | P/N 3 | Manufacturer Name 4 | P/N 4 | Manufacturer Name 5 | P/N 5 | Manufacturer Name 6 | P/N 6 | Input MNFR | Input PTNO | Verified MNFR from web | Verified MPN from Web | MNFR 1 | PTNO 1 | MNFR 2 | PTNO 2 | MNFR 3 | PTNO 3 | MNFR 4 | PTNO 4 | MNFR 5 | PTNO 5 | MNFR 6 | PTNO 6 | Vendor NAME | Vendor Part Number | Vendor NAME1 | Vendor Part Number1 | Reference URL | Reference URL1 | Item Number | Equipment Type | Equipment Manufacturer | Equipment Model | Equipment Serial | DWG | DRAWING VERSION | POS/TAG | Enriched/Cleansed | UNSPSC Ver.23.07 | ADDITIONAL FEATURES FROM INPUT | Additional Features from WEBSOURCE | Noun | Modifier | Attribute Name 1 | Attribute Value 1 | Attribute Name 2 | Attribute Value 2 | Attribute Name 3 | Attribute Value 3 | Attribute Name 4 | Attribute Value 4 | Attribute Name 5 | Attribute Value 5 | Attribute Name 6 | Attribute Value 6 | Attribute Name 7 | Attribute Value 7 | Attribute Name 8 | Attribute Value 8 | Attribute Name 9 | Attribute Value 9 | Attribute Name 10 | Attribute Value 10 | Attribute Name 11 | Attribute Value 11 | Attribute Name 12 | Attribute Value 12 | Attribute Name 13 | Attribute Value 13 | Attribute Name 14 | Attribute Value 14 | Attribute Name 15 | Attribute Value 15 | Attribute Name 16 | Attribute Value 16 | Attribute Name 17 | Attribute Value 17 | Attribute Name 18 | Attribute Value 18 | Attribute Name 19 | Attribute Value 19 | Attribute Name 20 | Attribute Value 20 | Attribute Name 21 | Attribute Value 21 | Attribute Name 22 | Attribute Value 22 | Attribute Name 23 | Attribute Value 23 | Attribute Name 24 | Attribute Value 24 | Attribute Name 25 | Attribute Value 25 | Attribute Name 26 | Attribute Value 26 | Attribute Name 27 | Attribute Value 27 | Attribute Name 28 | Attribute Value 28 | Attribute Name 29 | Attribute Value 29 | Attribute Name 30 | Attribute Value 30 | Attribute Name 31 | Attribute Value 31 | Attribute Name 32 | Attribute Value 32 | Attribute Name 33 | Attribute Value 33 | Attribute Name 34 | Attribute Value 34 | Attribute Name 35 | Attribute Value 35 | Attribute Name 36 | Attribute Value 36 | Status
STP_009 - Lot7 | Data Enrichment | PVJ | OK | 2023-10-16 | 2023-10-17 |  | 1208161 | 1208161 |  |  |  | ERSA | M | 5920 | 133156MRM | EA |  | BAR,GRIZZLY;GRIZZLY BAR DISCHARGE LH;125 | BAR,GRIZZLY;GRIZZLY BAR DISCHARGE LH;125 | BAR,GRIZZLY;GRIZZLY BAR DISCHARGE LH;125MM APT;VIBRATING GRIZZLY FEEDER; | [36 empty] | URL NOT FOUND |  |  | FEEDER | [6 empty] | Cleansed | 23153100 Industrial machinery components and accessories |  |  | BAR | GRIZZLY | TYPE | DISCHARGE LEFT HAND,VIBRATING | NUMBER OF SECTIONS |  | MATERIAL |  | HARDNESS |  | MOUNTING TYPE |  | SIZE | 125 MM APT | TEMPERATURE RATING |  | CERTIFICATION/STANDARD | [57 empty] | Production Completed
STP_009 - Lot7 | Data Enrichment | PVJ | OK | 2023-10-16 | 2023-10-17 |  | 1209171 | 1209171 |  |  |  | ERSA | M | 5920 | 134203MRM | EA |  | BAR,GRIZZLY;GRIZZLY BAR DISCHARGE;LH;90M | BAR,GRIZZLY;GRIZZLY BAR DISCHARGE;LH;90M | BAR,GRIZZLY;GRIZZLY BAR DISCHARGE;LH;90MM APT;VIBRATING GRIZZLY FEEDER | [36 empty] | URL NOT FOUND |  |  | FEEDER | [6 empty] | Cleansed | 23153100 Industrial machinery components and accessories |  |  | BAR | GRIZZLY | TYPE | DISCHARGE LEFT HAND,VIBRATING | NUMBER OF SECTIONS |  | MATERIAL |  | HARDNESS |  | MOUNTING TYPE |  | SIZE | 90 MM APT | TEMPERATURE RATING |  | CERTIFICATION/STANDARD | [57 empty] | Production Completed
STP_009 - Lot7 | Data Enrichment | PVJ | OK | 2023-10-16 | 2023-10-17 |  | 1208160 | 1208160 |  |  |  | ERSA | M | 5920 | 133155MRM | EA |  | BAR,GRIZZLY;GRIZZLY BAR DISCHARGE;MID;12 | BAR,GRIZZLY;GRIZZLY BAR DISCHARGE;MID;12 | BAR,GRIZZLY;GRIZZLY BAR DISCHARGE;MID;125MM APT;VIBRATING GRIZZLY FEEDER; | [36 empty] | URL NOT FOUND |  |  | FEEDER | [6 empty] | Cleansed | 23153100 Industrial machinery components and accessories |  |  | BAR | GRIZZLY | TYPE | DISCHARGE MIDDLE,VIBRATING | NUMBER OF SECTIONS |  | MATERIAL |  | HARDNESS |  | MOUNTING TYPE |  | SIZE | 125 MM APT | TEMPERATURE RATING |  | CERTIFICATION/STANDARD | [57 empty] | Production Completed
STP_009 - Lot7 | Data Enrichment | PVJ | OK | 2023-10-16 | 2023-10-17 |  | 1209170 | 1209170 |  |  |  | ERSA | M | 5920 | 134202MRM | EA |  | BAR,GRIZZLY;GRIZZLY BAR DISCHARGE;MID;90 | BAR,GRIZZLY;GRIZZLY BAR DISCHARGE;MID;90 | BAR,GRIZZLY;GRIZZLY BAR DISCHARGE;MID;90MM APT;VIBRATING GRIZZLY FEEDER | [36 empty] | URL NOT FOUND |  |  | FEEDER | [6 empty] | Cleansed | 23153100 Industrial machinery components and accessories |  |  | BAR | GRIZZLY | TYPE | DISCHARGE MIDDLE,VIBRATING | NUMBER OF SECTIONS |  | MATERIAL |  | HARDNESS |  | MOUNTING TYPE |  | SIZE | 90 MM APT | TEMPERATURE RATING |  | CERTIFICATION/STANDARD | [57 empty] | Production Completed
STP_009 - Lot7 | Data Enrichment | PVJ | OK | 2023-10-16 | 2023-10-17 |  | 1208159 | 1208159 |  |  |  | ERSA | M | 5920 | 133154MRM | EA |  | BAR,GRIZZLY;GRIZZLY BAR DISCHARGE;RH;125 | BAR,GRIZZLY;GRIZZLY BAR DISCHARGE;RH;125 | BAR,GRIZZLY;GRIZZLY BAR DISCHARGE;RH;125MM APT;VIBRATING GRIZZLY FEEDER; | [36 empty] | URL NOT FOUND |  |  | FEEDER | [6 empty] | Cleansed | 23153100 Industrial machinery components and accessories |  |  | BAR | GRIZZLY | TYPE | DISCHARGE RIGHT HAND,VIBRATING | NUMBER OF SECTIONS |  | MATERIAL |  | HARDNESS |  | MOUNTING TYPE |  | SIZE | 125 MM APT | TEMPERATURE RATING |  | CERTIFICATION/STANDARD | [57 empty] | Production Completed
STP_009 - Lot7 | Data Enrichment | PVJ | OK | 2023-10-16 | 2023-10-17 |  | 1209169 | 1209169 |  |  |  | ERSA | M | 5920 | 134201MRM | EA |  | BAR,GRIZZLY;GRIZZLY BAR DISCHARGE;RH;90M | BAR,GRIZZLY;GRIZZLY BAR DISCHARGE;RH;90M | BAR,GRIZZLY;GRIZZLY BAR DISCHARGE;RH;90MM APT;VIBRATING GRIZZLY FEEDER | [36 empty] | URL NOT FOUND |  |  | FEEDER | [6 empty] | Cleansed | 23153100 Industrial machinery components and accessories |  |  | BAR | GRIZZLY | TYPE | DISCHARGE RIGHT HAND,VIBRATING | NUMBER OF SECTIONS |  | MATERIAL |  | HARDNESS |  | MOUNTING TYPE |  | SIZE | 90 MM APT | TEMPERATURE RATING |  | CERTIFICATION/STANDARD | [57 empty] | Production Completed
STP_009 - Lot7 | Data Enrichment | PVJ | OK | 2023-10-16 | 2023-10-17 |  | 1208158 | 1208158 |  |  |  | ERSA | M | 5920 | 133153MRM | EA |  | BAR,GRIZZLY;GRIZZLY BAR FEED;LH;125MM AP | BAR,GRIZZLY;GRIZZLY BAR FEED;LH;125MM AP | BAR,GRIZZLY;GRIZZLY BAR FEED;LH;125MM APT;VIBRATINGGRIZZLY FEEDER; | [36 empty] | URL NOT FOUND |  |  | FEEDER | [6 empty] | Cleansed | 23153100 Industrial machinery components and accessories |  |  | BAR | GRIZZLY | TYPE | FEED LEFT HAND,VIBRATING | NUMBER OF SECTIONS |  | MATERIAL |  | HARDNESS |  | MOUNTING TYPE |  | SIZE | 125 MM APT | TEMPERATURE RATING |  | CERTIFICATION/STANDARD | [57 empty] | Production Completed
STP_009 - Lot7 | Data Enrichment | PVJ | OK | 2023-10-16 | 2023-10-17 |  | 1209168 | 1209168 |  |  |  | ERSA | M | 5920 | 134200MRM | EA |  | BAR,GRIZZLY;GRIZZLY BAR FEED;LH;90MM APT | BAR,GRIZZLY;GRIZZLY BAR FEED;LH;90MM APT | BAR,GRIZZLY;GRIZZLY BAR FEED;LH;90MM APT;VIBRATING GRIZZLY FEEDER | [36 empty] | URL NOT FOUND |  |  | FEEDER | [6 empty] | Cleansed | 23153100 Industrial machinery components and accessories |  |  | BAR | GRIZZLY | TYPE | FEED LEFT HAND,VIBRATING | NUMBER OF SECTIONS |  | MATERIAL |  | HARDNESS |  | MOUNTING TYPE |  | SIZE | 90 MM APT | TEMPERATURE RATING |  | CERTIFICATION/STANDARD | [57 empty] | Production Completed
STP_009 - Lot7 | Data Enrichment | PVJ | OK | 2023-10-16 | 2023-10-17 |  | 1208157 | 1208157 |  |  |  | ERSA | M | 5920 | 133152MRM | EA |  | BAR,GRIZZLY;GRIZZLY BAR FEED;MID;125MM A | BAR,GRIZZLY;GRIZZLY BAR FEED;MID;125MM A | BAR,GRIZZLY;GRIZZLY BAR FEED;MID;125MM APT;VIBRATINGGRIZZLY FEEDER; | [36 empty] | URL NOT FOUND |  |  | FEEDER | [6 empty] | Cleansed | 23153100 Industrial machinery components and accessories |  |  | BAR | GRIZZLY | TYPE | FEED MIDDLE,VIBRATING | NUMBER OF SECTIONS |  | MATERIAL |  | HARDNESS |  | MOUNTING TYPE |  | SIZE | 125 MM APT | TEMPERATURE RATING |  | CERTIFICATION/STANDARD | [57 empty] | Production Completed
STP_009 - Lot7 | Data Enrichment | PVJ | OK | 2023-10-16 | 2023-10-17 |  | 1209167 | 1209167 |  |  |  | ERSA | M | 5920 | 134199MRM | EA |  | BAR,GRIZZLY;GRIZZLY BAR FEED;MID;90MM AP | BAR,GRIZZLY;GRIZZLY BAR FEED;MID;90MM AP | BAR,GRIZZLY;GRIZZLY BAR FEED;MID;90MM APT;VIBRATINGGRIZZLY FEEDER | [36 empty] | URL NOT FOUND |  |  | FEEDER | [6 empty] | Cleansed | 23153100 Industrial machinery components and accessories |  |  | BAR | GRIZZLY | TYPE | FEED MIDDLE,VIBRATING | NUMBER OF SECTIONS |  | MATERIAL |  | HARDNESS |  | MOUNTING TYPE |  | SIZE | 90 MM APT | TEMPERATURE RATING |  | CERTIFICATION/STANDARD | [57 empty] | Production Completed
STP_009 - Lot7 | Data Enrichment | PVJ | OK | 2023-10-16 | 2023-10-17 |  | 1208156 | 1208156 |  |  |  | ERSA | M | 5920 | 133151MRM | EA |  | BAR,GRIZZLY;GRIZZLY BAR FEED;RH;125MM AP | BAR,GRIZZLY;GRIZZLY BAR FEED;RH;125MM AP | BAR,GRIZZLY;GRIZZLY BAR FEED;RH;125MM APT;VIBRATINGGRIZZLY FEEDER; | [36 empty] | URL NOT FOUND |  |  | FEEDER | [6 empty] | Cleansed | 23153100 Industrial machinery components and accessories |  |  | BAR | GRIZZLY | TYPE | FEED RIGHT HAND,VIBRATING | NUMBER OF SECTIONS |  | MATERIAL |  | HARDNESS |  | MOUNTING TYPE |  | SIZE | 125 MM APT | TEMPERATURE RATING |  | CERTIFICATION/STANDARD | [57 empty] | Production Completed
STP_009 - Lot7 | Data Enrichment | PVJ | OK | 2023-10-16 | 2023-10-17 |  | 1209166 | 1209166 |  |  |  | ERSA | M | 5920 | 134198MRM | EA |  | BAR,GRIZZLY;GRIZZLY BAR FEED;RH;90MM APT | BAR,GRIZZLY;GRIZZLY BAR FEED;RH;90MM APT | BAR,GRIZZLY;GRIZZLY BAR FEED;RH;90MM APT;VIBRATING GRIZZLY FEEDER | [36 empty] | URL NOT FOUND |  |  | FEEDER | [6 empty] | Cleansed | 23153100 Industrial machinery components and accessories |  |  | BAR | GRIZZLY | TYPE | FEED RIGHT HAND,VIBRATING | NUMBER OF SECTIONS |  | MATERIAL |  | HARDNESS |  | MOUNTING TYPE |  | SIZE | 90 MM APT | TEMPERATURE RATING |  | CERTIFICATION/STANDARD | [57 empty] | Production Completed
STP_009 - Lot7 | Data Enrichment | PVJ | OK | 2023-10-16 | 2023-10-17 |  | 1203373 | 1203373 |  |  |  | ERSA | M | 5920 | 270753MRM | EA |  | BAR,GRIZZLY;GRIZZLY CASSETTE 2200 FEEDER | BAR,GRIZZLY;GRIZZLY CASSETTE 2200 FEEDER | BAR,GRIZZLY;GRIZZLY CASSETTE 2200 FEEDERS;BIS400 HARDFACED A;DRAWING 2200C6001 |  |  |  |  | 1079228 @@ BELTECH ENGINEERING PTY LTD | 22MRM038 | [10 empty] | BELTECH ENGINEERING PTY LTD | 22MRM038 | [18 empty] | URL NOT FOUND |  |  | FEEDER |  | 2200 |  | 2200C6001 |  |  | Cleansed | 23153100 Industrial machinery components and accessories | FOR CASSETTE,BIS400 HARDFACED A |  | BAR | GRIZZLY | TYPE |  | NUMBER OF SECTIONS |  | MATERIAL |  | HARDNESS |  | MOUNTING TYPE |  | SIZE |  | TEMPERATURE RATING |  | CERTIFICATION/STANDARD | [57 empty] | Production Completed
STP_009 - Lot7 | Data Enrichment | PVJ | OK | 2023-10-16 | 2023-10-17 |  | 1209614 | 1209614 |  |  |  | ERSA | M | 5810 | 157605MRM | SET |  | BAR,GRIZZLY;SET 3 OFF 4-FINGER GRIZZLY C | BAR,GRIZZLY;SET 3 OFF 4-FINGER GRIZZLY C | BAR,GRIZZLY;SET 3 OFF 4-FINGER GRIZZLY CASSETTE - FEED END | [36 empty] | URL NOT FOUND | [9 empty] | Cleansed | 23153100 Industrial machinery components and accessories | FOR CASSETTE,PACKAGE QUANTITY:3 SET/4-FINGER |  | BAR | GRIZZLY | TYPE | FEED END | NUMBER OF SECTIONS |  | MATERIAL |  | HARDNESS |  | MOUNTING TYPE |  | SIZE |  | TEMPERATURE RATING |  | CERTIFICATION/STANDARD | [57 empty] | Production Completed
STP_009 - Lot7 | Data Enrichment | PVJ | OK | 2023-10-16 | 2023-10-17 |  | 1209615 | 1209615 |  |  |  | ERSA | M | 5810 | 157606MRM | SET |  | BAR,GRIZZLY;SET 3 OFF 4-FINGER GRIZZLY C | BAR,GRIZZLY;SET 3 OFF 4-FINGER GRIZZLY C | BAR,GRIZZLY;SET 3 OFF 4-FINGER GRIZZLY CASSETTE - DISCHARGE END |  |  |  |  | 1068380 @@ JOEST AUSTRALIA PTY LTD | PN1209615 | [10 empty] | JOEST AUSTRALIA PTY LTD | PN1209615 | [18 empty] | URL NOT FOUND | [9 empty] | Cleansed | 23153100 Industrial machinery components and accessories | FOR CASSETTE,PACKAGE QUANTITY:3 SET/4-FINGER |  | BAR | GRIZZLY | TYPE | DISCHARGE END | NUMBER OF SECTIONS |  | MATERIAL |  | HARDNESS |  | MOUNTING TYPE |  | SIZE |  | TEMPERATURE RATING |  | CERTIFICATION/STANDARD | [57 empty] | Production Completed
STP_009 - Lot7 | Data Enrichment | PVJ | OK | 2023-10-16 | 2023-10-17 |  | 1207970 | 1207970 |  |  |  | ERSA | M | 5920 | 155075MRM | EA |  | BAR,PRY:BAR; PRY; ALIGNING PROTO 2120 45 | BAR,PRY:BAR; PRY; ALIGNING PROTO 2120 45 | BAR,PRY:BAR; PRY; ALIGNING PROTO 2120 455 X 16MM; J2120 | [18 empty] | PROTO | J2120 | [16 empty] | https://www.zoro.com/proto-pry-bars-alignment-pry-bar-18-in-l-j2120/i/G2849901/ | [9 empty] | Enriched | 27112502 Pry bars |  |  | BAR | PRY | TYPE | ALIGNING | LENGTH | 455 MM | END TYPE | OFFSET,STRAIGHT/POINT | MATERIAL | FORGED HIGH CARBON STEEL | MATERIAL SPECIFICATION |  | END WIDTH | 16 MM | COATING/FINISH | BLACK OXIDE | HAZARD CLASS |  | CERTIFICATION/STANDARD | ASME B107.52 | [54 empty] | Production Completed
STP_009 - Lot7 | Data Enrichment | PVJ | OK | 2023-10-16 | 2023-10-17 |  | 1051519 | 1051519 |  |  |  | ERSA | M | 4005 | 1582259GZPCLNT100 | EA |  | BAR,PRY;IDXNG,GEARWRENCH,400MM | BARRA PALAN; | BAR,PRY;ADDITIONAL FEATURES EN:INDEXING,GEARWRENCH,400MM | BARRA PALANCA; |  |  |  | 1068256 @@ TOOL 'N' TACKLE | 82216 | [12 empty] | GEARWRENCH | 82216 | TOOL 'N' TACKLE | 82216 | [14 empty] | https://www.gearwrench.com/products/pry-bars/82216-16-indexing-pry-bar | [9 empty] | Enriched | 27112502 Pry bars |  | OVERALL SIZE:0.72 WDX2-3/4 HT IN | BAR | PRY | TYPE | INDEXING | LENGTH | 400 MM | END TYPE | CURVED | MATERIAL | ALLOY STEEL | MATERIAL SPECIFICATION |  | END WIDTH |  | COATING/FINISH | BLACK PHOSPHATE | HAZARD CLASS |  | CERTIFICATION/STANDARD | [55 empty] | Production Completed
STP_009 - Lot7 | Data Enrichment | PVJ | OK | 2023-10-16 | 2023-10-17 |  | 1058094 | 1058094 |  |  |  | ERSA | M | 3300 | 1585011GZPCLNT100 | EA |  | BAR,PRY;INDEXING EXTENDABLE,STEEL ALLOY | BARRA PALAN; | BAR,PRY;TYPE:INDEXING EXTENDABLE,MATERIAL:STEEL ALLOY,ADDITIONAL FEATURES EN:EXTENDED LENGTH:1,219MM/48IN,CONTRACTED LENGTH: 736MM/29IN,BRAND:GEARWRENCH | BARRA PALANCA; |  |  |  | 1068467 @@ TOTAL TOOLS TOWNSVILLE | 82248 | [12 empty] | GEARWRENCH | 82248 | TOTAL TOOLS TOWNSVILLE | 82248 | [14 empty] | https://www.gearwrench.com/products/pry-bars/82248-48-extendable-indexing-pry-bar | [9 empty] | Enriched | 27112502 Pry bars |  | OVERALL SIZE:0.72 WDX2-3/4 HT IN | BAR | PRY | TYPE | EXTENDABLE INDEXING | LENGTH | 1.219 M/48 IN (EXTENDED),736 MM/29 IN (CONTRACTED) | END TYPE | CURVED | MATERIAL | ALLOY STEEL | MATERIAL SPECIFICATION |  | END WIDTH |  | COATING/FINISH | BLACK PHOSPHATE | HAZARD CLASS |  | CERTIFICATION/STANDARD | [55 empty] | Production Completed
STP_009 - Lot7 | Data Enrichment | PVJ | OK | 2023-10-16 | 2023-10-17 |  | 1106048 | 1106048 | 1413137 | AU_QM_000258630 |  | ERSA | M | 5915 | 1413137GZPCLNT100 | EA |  | BAR,PRY;LG 600 MM,BERYLLIUM COPPER | BAR,PRY;LG 600 MM,BERYLLIUM COPPER | BAR,PRY;LENGTH:600 MM,MATERIAL:BERYLLIUM COPPER,END WIDTH:25 MM,MNFR:01)PARTS,PTNO:01)CB236-1010 |  | BAR,PRY;LG 600 MM,BERYLLIUM COPPERBAR,PRY;600MM,BERYLLIUM COPPER,25MM | [16 empty] | T&E TOOLS | CB236-1010 | [16 empty] | https://carpartsshop.com.au/products/600-x-25mm-pinch-bar-round-stk-copper-beryllium-t-e-tools-cb236-1010 | [9 empty] | Enriched | 27112502 Pry bars |  | ROUND STOCK | BAR | PRY | TYPE | PINCH | LENGTH | 600 MM | END TYPE | TAPERED,POINT | MATERIAL | COPPER BERYLLIUM | MATERIAL SPECIFICATION |  | END WIDTH | 25 MM | COATING/FINISH |  | HAZARD CLASS |  | CERTIFICATION/STANDARD | [55 empty] | Production Completed
STP_009 - Lot7 | Data Enrichment | PVJ | OK | 2023-10-16 | 2023-10-17 |  | 1106527 | 1106527 | 1402800 | AU_QM_000247458 |  | ERSA | M | 5915 | 1402800GZPCLNT100 | EA |  | BAR,PRY;LG 900 MM,CARBON STEEL,PINCH | BAR,PRY;LG 900 MM,CARBON STEEL,PINCH | BAR,PRY;LENGTH:900 MM,MATERIAL:CARBON STEEL,ADDITIONAL FEATURES EN:PINCH,MNFR:01)PARTS,PTNO:01)5PB90025 |  | BAR,PRY;LG 900 MM,CARBON STEEL,PINCHBAR,PRY;900MM,CARBON STEEL,PINCH |  |  | 1075964 @@ TOTAL TOOLS COMMERCIAL PTY LTD | 1402800 | [12 empty] | MUMME | 5PB90025 | TOTAL TOOLS COMMERCIAL PTY LTD | 1402800 | [14 empty] | https://www.tradetools.com/mumme-900mm-x-25mm-pinch-bar-5pb90025 | [9 empty] | Enriched | 27112502 Pry bars |  |  | BAR | PRY | TYPE | HEXAGON,PINCH | LENGTH | 900 MM | END TYPE | 45 DEG OFFSET | MATERIAL | CARBON MANGANESE STEEL | MATERIAL SPECIFICATION |  | END WIDTH | 25 MM | COATING/FINISH |  | HAZARD CLASS |  | CERTIFICATION/STANDARD | [55 empty] | Production Completed
STP_009 - Lot7 | Data Enrichment | PVJ | OK | 2023-10-16 | 2023-10-17 |  | 1106483 | 1106483 | 1404552 | AU_QM_000249350 |  | ERSA | M | 5915 | 1404552GZPCLNT100 | EA |  | BAR,PRY;WRECKING,LG 800 MM | BAR,PRY;WRECKING,LG 800 MM | BAR,PRY;TYPE:WRECKING,LENGTH:800 MM,MATERIAL:BERYLLIUM COPPER,MNFR:01)PARTS,PTNO:01)CB240-1006 |  | BAR,PRY;WRECKING,LG 800 MMBAR,PRY;WRECKING,800MM,BERYLLIUM COPPER | [16 empty] | T&E TOOLS | CB240-1006 | [16 empty] | https://www.tetools.com/800-x19-x-round-stock-wrecking-bar-copper-berylliu | [9 empty] | Enriched | 27112502 Pry bars |  | ROUND STOCK | BAR | PRY | TYPE | WRECKING | LENGTH | 800 MM | END TYPE | CURVED,FORKED | MATERIAL | COPPER BERYLLIUM | MATERIAL SPECIFICATION |  | END WIDTH | 19 MM | COATING/FINISH |  | HAZARD CLASS |  | CERTIFICATION/STANDARD | [55 empty] | Production Completed
STP_009 - Lot7 | Data Enrichment | PVJ | OK | 2023-10-16 | 2023-10-17 |  | 1055925 | 1055925 |  |  |  | ERSA | M | 1510 | 1609854GZPCLNT100 | EA |  | BAR,RND CORD;BRZ,MN,100X155X195MM,C86300 | BARRA NCL REDO; | BAR,ROUND CORED;ADDITIONAL FEATURES EN:BRONZE,MANGANESE,100X155X195MM,C86300 | BARRA NUCLEO REDONDO; |  |  |  | 1068455 @@ VULCAN STEEL PTY LTD | C86300 100X155X195MM | [10 empty] | VULCAN STEEL PTY LTD | [19 empty] | URL NOT FOUND | [9 empty] | Cleansed | 30262500 Bronze bars |  |  | BAR | ROUND CORED | INSIDE DIAMETER | 100 MM | OUTSIDE DIAMETER | 155 MM | LENGTH | 195 MM | MATERIAL | MANGANESE BRONZE | MATERIAL SPECIFICATION | GRADE C86300 | PROCESS |  | WEIGHT |  | COATING/FINISH |  | HAZARD CLASS |  | CERTIFICATION/STANDARD | [53 empty] | Production Completed
STP_009 - Lot7 | Data Enrichment | PVJ | OK | 2023-10-16 | 2023-10-17 |  | 1055926 | 1055926 |  |  |  | ERSA | M | 1510 | 1609855GZPCLNT100 | EA |  | BAR,RND CORD;BRZ,MN,85X175X215MM,C86300 | BARRA NCL REDO; | BAR,ROUND CORED;ADDITIONAL FEATURES EN:BRONZE,MANGANESE,85X175X215MM,C86300 | BARRA NUCLEO REDONDO; |  |  |  | 1068455 @@ VULCAN STEEL PTY LTD | C86300 85X175X215MM | [10 empty] | VULCAN STEEL PTY LTD | [19 empty] | URL NOT FOUND | [9 empty] | Cleansed | 30262500 Bronze bars |  |  | BAR | ROUND CORED | INSIDE DIAMETER | 85 MM | OUTSIDE DIAMETER | 175 MM | LENGTH | 215 MM | MATERIAL | MANGANESE BRONZE | MATERIAL SPECIFICATION | GRADE C86300 | PROCESS |  | WEIGHT |  | COATING/FINISH |  | HAZARD CLASS |  | CERTIFICATION/STANDARD | [53 empty] | Production Completed
STP_009 - Lot7 | Data Enrichment | PVJ | OK | 2023-10-16 | 2023-10-17 | SERIES MATCH,Processed based on Websource, Conflict w.r.t Input | 1058075 | 1058075 |  |  |  | ERSA | M | 4090 | 1584735GZPCLNT100 | EA |  | BAR,RND CORD;ID 125 MM,OD 150 MM,SS316L | BARRA NCL REDO;DIA INT ,DIA LADO E | BAR,ROUND CORED;INSIDE DIAMETER:125 MM,OUTSIDE DIAMETER:150 MM,MATERIAL:SS316L,MATERIAL SPECIFICATION:ASTM A511-G316L | BARRA NUCLEO REDONDO; |  |  |  | 1068455 @@ VULCAN STEEL PTY LTD | HBS150125G316L - 540MM | [12 empty] | VULCAN STEEL PTY LTD | HBS150125G316L - 540MM | [16 empty] | https://vulcan.co/wp-content/uploads/2022/12/Vulcan_Stainless_AUS_Product_Guide_2020_web.pdf | [9 empty] | Enriched | 30264500 Stainless steel bars |  |  | BAR | HOLLOW | TYPE |  | INSIDE DIAMETER | 125 MM | OUTSIDE DIAMETER | 150 MM | LENGTH | 540 MM | MATERIAL | STAINLESS STEEL G316L ASTM A511 | MATERIAL WEIGHT |  | FINISH |  | CERTIFICATION/STANDARD | DIN 17458 TCI | [56 empty] | Production Completed
STP_009 - Lot7 | Data Enrichment | PVJ | OK | 2023-10-16 | 2023-10-15 |  | 1148941 | 1148941 |  |  |  | ERSA | M | 1510 | 1533398GZPCLNT100 | EA |  | BAR;50X3MM,FLAT,316S/,BFS05003G316S+0400 | BAR;50X3MM,FLAT,316S/,BFS05003G316S+0400 | BAR;ADDITIONAL FEATURES:50X3MM,FLAT,316S/,BFS05003G316S+0400 |  |  |  |  | 1068455 @@ VULCAN STEEL PTY LTD | BFS05003G316S+0400 | [12 empty] | VULCAN STEEL PTY LTD | BFS05003G316S+0400 | [16 empty] | https://vulcan.co/wp-content/uploads/2022/12/Vulcan_Stainless_AUS_Product_Guide_2020_web.pdf | [9 empty] | Enriched | 30264500 Stainless steel bars |  |  | BAR | RECTANGULAR | TYPE | FLAT | WIDTH | 50 MM | LENGTH | 4 M | THICKNESS | 3 MM | MATERIAL | STAINLESS STEEL 316 | MATERIAL SPECIFICATION | ASTM A276/A484 | PROCESS |  | WEIGHT |  | COATING/FINISH | SRE | HAZARD CLASS |  | CERTIFICATION/STANDARD | [51 empty] | Production Completed
STP_009 - Lot7 | Data Enrichment | PVJ | OK | 2023-10-16 | 2023-10-15 |  | 1096900 | 1096900 | 1390471 | AU_QM_000232121 |  | ERSA | M | 5620 | 1390471GZPCLNT100 | EA | 3000003 | BAR;CAT,10R9160 | BAR;CAT,10R9160 | BAR;MNFR:CATERPILLAR,PTNO:10R9160 |  | BAR;CAT,10R9160BAR;HAS,10R9160 | CATERPILLAR | 10R9160 | [14 empty] | CATERPILLAR | 10R-9160 | HASTING | [15 empty] | https://parts.cat.com/en/catcorp/10R-9160 | [9 empty] | Enriched | 30260000 Structural materials |  |  | BAR | NO MODIFIER | TYPE | EQUALIZER | DIMENSIONS | 2.322 LG MX300 HT MM | MATERIAL |  | MATERIAL SPECIFICATION |  | HAZARD CLASS |  | CERTIFICATION/STANDARD | [61 empty] | Production Completed
STP_009 - Lot7 | Data Enrichment | PVJ | OK | 2023-10-16 | 2023-10-15 |  | 1097207 | 1097207 | 1384634 | AU_QM_000225246 |  | ERSA | M | 5620 | 1384634GZPCLNT100 | EA | 3000003 | BAR;CAT,159-5792 | BAR;CAT,159-5792 | BAR;MNFR:CATERPILLAR,PTNO:159-5792 |  | BAR;CAT,159-5792BAR;HAS,159-5792 | CATERPILLAR | 159-5792 | [14 empty] | CATERPILLAR | 159-5792 | HASTING | [15 empty] | https://parts.cat.com/en/catcorp/159-5792 | [9 empty] | Cleansed | 30260000 Structural materials |  |  | BAR | NO MODIFIER | TYPE |  | DIMENSIONS |  | MATERIAL |  | MATERIAL SPECIFICATION |  | HAZARD CLASS |  | CERTIFICATION/STANDARD | [61 empty] | Production Completed
STP_009 - Lot7 | Data Enrichment | PVJ | OK | 2023-10-16 | 2023-10-15 |  | 1096928 | 1096928 | 1389174 | AU_QM_000230603 |  | ERSA | M | 5620 | 1389174GZPCLNT100 | EA | 3000003 | BAR;CAT,1U7593 | BAR;CAT,1U7593 | BAR;MNFR:CATERPILLAR,PTNO:1U7593 |  | BAR;CAT,1U7593BAR;HAS,1U7593 | CATERPILLAR | 1U7593 | [14 empty] | CATERPILLAR | 1U7593 | HASTING | [15 empty] | https://earthquip.co.nz/products/1u7593-caterpillar-pry-bar | [9 empty] | Cleansed | 27112502 Pry bars |  |  | BAR | PRY | TYPE |  | LENGTH |  | END TYPE |  | MATERIAL |  | MATERIAL SPECIFICATION |  | END WIDTH |  | COATING/FINISH |  | HAZARD CLASS |  | CERTIFICATION/STANDARD | [55 empty] | Production Completed
STP_009 - Lot7 | Data Enrichment | PVJ | OK | 2023-10-16 | 2023-10-15 |  | 1096876 | 1096876 | 1392348 | AU_QM_000235595 |  | ERSA | M | 5620 | 1392348GZPCLNT100 | EA | 3000003 | BAR;CAT,210-0031 | BAR;CAT,210-0031 | BAR;MNFR:CATERPILLAR,PTNO:210-0031 |  | OEM-E-LISTBAR;CAT,210-0031 | CATERPILLAR | 210-0031 | [14 empty] | CATERPILLAR | 210-0031 | [16 empty] | https://parts.cat.com/en/catcorp/210-0031 | [9 empty] | Enriched | 30260000 Structural materials |  |  | BAR | NO MODIFIER | TYPE | LONG | DIMENSIONS |  | MATERIAL |  | MATERIAL SPECIFICATION |  | HAZARD CLASS |  | CERTIFICATION/STANDARD | [61 empty] | Production Completed
STP_009 - Lot7 | Data Enrichment | PVJ | OK | 2023-10-16 | 2023-10-15 |  | 1096919 | 1096919 | 1389694 | AU_QM_000231237 |  | ERSA | M | 5620 | 1389694GZPCLNT100 | EA | 3000003 | BAR;CAT,2259482 | BAR;CAT,2259482 | BAR;MNFR:CATERPILLAR,PTNO:2259482 |  | BAR;CAT,2259482BAR;HAS,2259482 | CATERPILLAR | 2259482 | [14 empty] | CATERPILLAR | 225-9482 | HASTING | [15 empty] | https://parts.cat.com/en/catcorp/225-9482 | [9 empty] | Cleansed | 30260000 Structural materials |  |  | BAR | NO MODIFIER | TYPE |  | DIMENSIONS |  | MATERIAL |  | MATERIAL SPECIFICATION |  | HAZARD CLASS |  | CERTIFICATION/STANDARD | [61 empty] | Production Completed
STP_009 - Lot7 | Data Enrichment | PVJ | OK | 2023-10-16 | 2023-10-15 |  | 1010758 | 1010758 |  |  |  | ERSA | M | 3730 | 1610940GZPCLNT100 | EA | 3000003 | BAR;CAT,229-0674 | BARRA;CAT,229-0674 | BAR;MNFR:CATERPILLAR,PTNO:229-0674 | BARRA;MNFR:CATERPILLAR,PTNO:229-0674 |  | CATERPILLAR | 229-0674 | 1068196 @@ HASTINGS DEERING(AUSTRALIA) LTD | 229-0674 | [12 empty] | CATERPILLAR | 229-0674 | HASTINGS DEERING(AUSTRALIA) LTD | [15 empty] | https://parts.cat.com/en/catcorp/229-0674 | [9 empty] | Cleansed | 30260000 Structural materials |  |  | BAR | NO MODIFIER | TYPE |  | DIMENSIONS |  | MATERIAL |  | MATERIAL SPECIFICATION |  | HAZARD CLASS |  | CERTIFICATION/STANDARD | [61 empty] | Production Completed
STP_009 - Lot7 | Data Enrichment | PVJ | OK | 2023-10-16 | 2023-10-15 |  | 1096875 | 1096875 | 1392349 | AU_QM_000235596 |  | ERSA | M | 5620 | 1392349GZPCLNT100 | EA | 3000003 | BAR;CAT,2442713 | BAR;CAT,2442713 | BAR;MNFR:CATERPILLAR,PTNO:2442713 |  | OEM-E-LISTBAR;CAT,2442713 | CATERPILLAR | 2442713 | [14 empty] | CATERPILLAR | 244-2713 | [16 empty] | https://parts.cat.com/en/catcorp/244-2713 | [9 empty] | Cleansed | 30260000 Structural materials |  |  | BAR | NO MODIFIER | TYPE |  | DIMENSIONS |  | MATERIAL |  | MATERIAL SPECIFICATION |  | HAZARD CLASS |  | CERTIFICATION/STANDARD | [61 empty] | Production Completed
STP_009 - Lot7 | Data Enrichment | PVJ | OK | 2023-10-16 | 2023-10-15 |  | 1096874 | 1096874 | 1392350 | AU_QM_000235597 |  | ERSA | M | 5620 | 1392350GZPCLNT100 | EA | 3000003 | BAR;CAT,2442714 | BAR;CAT,2442714 | BAR;MNFR:CATERPILLAR,PTNO:2442714 |  | OEM-E-LISTBAR;CAT,2442714 | CATERPILLAR | 2442714 | [14 empty] | CATERPILLAR | 244-2714 | [16 empty] | https://parts.cat.com/en/catcorp/244-2714 | [9 empty] | Cleansed | 30260000 Structural materials |  |  | BAR | NO MODIFIER | TYPE |  | DIMENSIONS |  | MATERIAL |  | MATERIAL SPECIFICATION |  | HAZARD CLASS |  | CERTIFICATION/STANDARD | [61 empty] | Production Completed
STP_009 - Lot7 | Data Enrichment | PVJ | OK | 2023-10-16 | 2023-10-15 |  | 1073784 | 1073784 |  |  |  | ERSA | M | 3730 | 1094616GZPCLNT100 | EA | 3000003 | BAR;CAT,2461670 | BARRA;CAT,2461670 | BAR;MNFR:CATERPILLAR,PTNO:2461670 | BARRA;MNFR:CATERPILLAR,PTNO:2461670 |  | CATERPILLAR | 2461670 | [14 empty] | CATERPILLAR | 246-1670 | [16 empty] | https://parts.cat.com/en/catcorp/246-1670 | [9 empty] | Cleansed | 30260000 Structural materials |  |  | BAR | NO MODIFIER | TYPE |  | DIMENSIONS |  | MATERIAL |  | MATERIAL SPECIFICATION |  | HAZARD CLASS |  | CERTIFICATION/STANDARD | [61 empty] | Production Completed
STP_009 - Lot7 | Data Enrichment | PVJ | OK | 2023-10-16 | 2023-10-15 |  | 1096986 | 1096986 | 1388363 | AU_QM_000229668 |  | ERSA | M | 5620 | 1388363GZPCLNT100 | EA | 3000003 | BAR;CAT,2630039 | BAR;CAT,2630039 | BAR;MNFR:CATERPILLAR,PTNO:2630039 |  | BAR;CAT,2630039BAR;HAS,2630039 | CATERPILLAR | 2630039 | [14 empty] | CATERPILLAR | 2630039 | HASTING | [15 empty] | https://spare.avspart.com/caterpillar/bar/2630039/ | [9 empty] | Cleansed | 27112502 Pry bars |  |  | BAR | PRY | TYPE |  | LENGTH |  | END TYPE |  | MATERIAL |  | MATERIAL SPECIFICATION |  | END WIDTH |  | COATING/FINISH |  | HAZARD CLASS |  | CERTIFICATION/STANDARD | [55 empty] | Production Completed
STP_009 - Lot7 | Data Enrichment | PVJ | OK | 2023-10-16 | 2023-10-15 |  | 1096873 | 1096873 | 1392352 | AU_QM_000235600 |  | ERSA | M | 5620 | 1392352GZPCLNT100 | EA | 3000003 | BAR;CAT,279-4357 | BAR;CAT,279-4357 | BAR;MNFR:CATERPILLAR,PTNO:279-4357 |  | OEM-E-LISTBAR;CAT,279-4357 | CATERPILLAR | 279-4357 | [14 empty] | CATERPILLAR | 279-4357 | [16 empty] | https://parts.cat.com/en/catcorp/279-4357 | [9 empty] | Enriched | 30260000 Structural materials |  |  | BAR | RECTANGULAR | TYPE | LEAN | WIDTH | 91.4 WD | LENGTH | 1.712 M | THICKNESS | 35.6 MM | MATERIAL |  | MATERIAL SPECIFICATION |  | PROCESS |  | WEIGHT |  | COATING/FINISH |  | HAZARD CLASS |  | CERTIFICATION/STANDARD | [51 empty] | Production Completed
STP_009 - Lot7 | Data Enrichment | PVJ | OK | 2023-10-16 | 2023-10-15 |  | 1096997 | 1096997 | 1388233 | AU_QM_000229522 |  | ERSA | M | 5620 | 1388233GZPCLNT100 | EA | 3000003 | BAR;CAT,2916416 | BAR;CAT,2916416 | BAR;MNFR:CATERPILLAR,PTNO:2916416 |  | BAR;CAT,2916416BAR;HAS,2916416 | CATERPILLAR | 2916416 | [14 empty] | CATERPILLAR | 291-6416 | HASTING | [15 empty] | https://parts.cat.com/en/catcorp/291-6416 | [9 empty] | Enriched | 39121117 Buss bar |  |  | BUS BAR | NO MODIFIER | TYPE | CABLE | MATERIAL |  | CROSS SECTION |  | LENGTH |  | INSULATION MATERIAL |  | CURRENT RATING |  | VOLTAGE RATING |  | FREQUENCY RATING |  | HAZARD CLASS |  | CERTIFICATION/STANDARD | [53 empty] | Production Completed
STP_009 - Lot7 | Data Enrichment | PVJ | OK | 2023-10-16 | 2023-10-15 |  | 1096993 | 1096993 | 1388270 | AU_QM_000229563 |  | ERSA | M | 5620 | 1388270GZPCLNT100 | EA | 3000003 | BAR;CAT,2916417 | BAR;CAT,2916417 | BAR;MNFR:CATERPILLAR,PTNO:2916417 |  | BAR;CAT,2916417BAR;HAS,2916417 | CATERPILLAR | 2916417 | [14 empty] | CATERPILLAR | 291-6417 | HASTING | [15 empty] | https://parts.cat.com/en/catcorp/291-6417 | https://avspare.com/caterpillar/bus/2916417/ | [8 empty] | Enriched | 39121117 Buss bar |  |  | BUS BAR | NO MODIFIER | TYPE | CABLE | MATERIAL |  | CROSS SECTION |  | LENGTH |  | INSULATION MATERIAL |  | CURRENT RATING |  | VOLTAGE RATING |  | FREQUENCY RATING |  | HAZARD CLASS |  | CERTIFICATION/STANDARD | [53 empty] | Production Completed
STP_009 - Lot7 | Data Enrichment | PVJ | OK | 2023-10-16 | 2023-10-15 |  | 1086105 | 1086105 |  |  |  | ERSA | M | 3730 | 1583415GZPCLNT100 | EA | 3000003 | BAR;CAT,2K-0703 | BARRA;CAT,2K-0703 | BAR;MNFR:CATERPILLAR,PTNO:2K-0703 | BARRA;MNFR:CATERPILLAR,PTNO:2K-0703 |  | CATERPILLAR | 2K-0703 | 1068196 @@ HASTINGS DEERING(AUSTRALIA) LTD | 2K0703 | [12 empty] | CATERPILLAR | 2K-0703 | HASTINGS DEERING(AUSTRALIA) LTD | [15 empty] | https://parts.cat.com/en/catcorp/2K-0703 | [9 empty] | Enriched | 30260000 Structural materials |  | HOLE SIZE: 13.5 MM,DISTANCE BETWEEN HOLES: 31.8 MM | BAR | RECTANGULAR | TYPE | PIN RETAINING | WIDTH | 38 MM | LENGTH | 64 MM | THICKNESS | 6 MM | MATERIAL | STEEL | MATERIAL SPECIFICATION |  | PROCESS |  | WEIGHT |  | COATING/FINISH |  | HAZARD CLASS |  | CERTIFICATION/STANDARD | [51 empty] | Production Completed
STP_009 - Lot7 | Data Enrichment | PVJ | OK | 2023-10-16 | 2023-10-15 |  | 1096872 | 1096872 | 1392353 | AU_QM_000235601 |  | ERSA | M | 5620 | 1392353GZPCLNT100 | EA | 3000003 | BAR;CAT,2T1523 | BAR;CAT,2T1523 | BAR;MNFR:CATERPILLAR,PTNO:2T1523 |  | OEM-E-LISTBAR;CAT,2T1523 | CATERPILLAR | 2T1523 | 1068196 @@ HASTINGS DEERING(AUSTRALIA) LTD | 2T1523 | [12 empty] | CATERPILLAR | 2T-1523 | HASTINGS DEERING(AUSTRALIA) LTD | [15 empty] | https://parts.cat.com/en/catcorp/2T-1523 | [9 empty] | Enriched | 30260000 Structural materials |  | HOLE SIZE: 13.8 MM,DISTANCE BETWEEN HOLES: 68 MM | BAR | RECTANGULAR | TYPE |  | WIDTH | 25 MM | LENGTH | 93 MM | THICKNESS | 6 MM | MATERIAL | STEEL | MATERIAL SPECIFICATION |  | PROCESS |  | WEIGHT |  | COATING/FINISH |  | HAZARD CLASS |  | CERTIFICATION/STANDARD | [51 empty] | Production Completed
STP_009 - Lot7 | Data Enrichment | PVJ | OK | 2023-10-16 | 2023-10-15 |  | 1096871 | 1096871 | 1392354 | AU_QM_000235602 |  | ERSA | M | 5620 | 1392354GZPCLNT100 | EA | 3000003 | BAR;CAT,301-6482 | BAR;CAT,301-6482 | BAR;MNFR:CATERPILLAR,PTNO:301-6482 |  | OEM-E-LISTBAR;CAT,301-6482 | CATERPILLAR | 301-6482 | [14 empty] | CATERPILLAR | 301-6482 | [16 empty] | https://spare.avspart.com/caterpillar/bar/3016482/ | [9 empty] | Cleansed | 39121117 Buss bar |  |  | BUS BAR | NO MODIFIER | TYPE |  | MATERIAL |  | CROSS SECTION |  | LENGTH |  | INSULATION MATERIAL |  | CURRENT RATING |  | VOLTAGE RATING |  | FREQUENCY RATING |  | HAZARD CLASS |  | CERTIFICATION/STANDARD | [53 empty] | Production Completed
STP_009 - Lot7 | Data Enrichment | PVJ | OK | 2023-10-16 | 2023-10-15 |  | 1096870 | 1096870 | 1392355 | AU_QM_000235603 |  | ERSA | M | 5620 | 1392355GZPCLNT100 | EA | 3000003 | BAR;CAT,302-6899 | BAR;CAT,302-6899 | BAR;MNFR:CATERPILLAR,PTNO:302-6899 |  | OEM-E-LISTBAR;CAT,302-6899 | CATERPILLAR | 302-6899 | [14 empty] | CATERPILLAR | 3026899 | [16 empty] | https://spare.avspart.com/caterpillar/bar/3026899/ | [9 empty] | Cleansed | 30260000 Structural materials |  |  | BAR | NO MODIFIER | TYPE |  | DIMENSIONS |  | MATERIAL |  | MATERIAL SPECIFICATION |  | HAZARD CLASS |  | CERTIFICATION/STANDARD | [61 empty] | Production Completed
STP_009 - Lot7 | Data Enrichment | PVJ | OK | 2023-10-16 | 2023-10-15 |  | 1097424 | 1097424 | 1375479 | AU_QM_000214495 |  | ERSA | M | 5620 | 1375479GZPCLNT100 | EA | 3000001 | BAR;EPI,3128 0034 05 | BAR;EPI,3128 0034 05 | BAR;MNFR:EPIROC,PTNO:3128 0034 05 |  | BAR;EPI,3128 0034 05BAR;EPI,3128 0034 05 | EPIROC | 3128 0034 05 | 1068108 @@ EPIROC AUSTRALIA PTY LTD | 3128003405 | [12 empty] | EPIROC AUSTRALIA PTY LTD | 3128003405 | [16 empty] | https://gzbosenjx.en.made-in-china.com/product/hxXRMebGaQkP/China-Epiroc-BS-Atlas-Copco-BS-Sandvil-BS-for-Gold-Mining-Chine-Briquette-Machine-Stone-Crusher-Price-Mining-Machine-Stone-Crushing-Machine-Gas-Spring-26800930.html | [9 empty] | Enriched | 30260000 Structural materials |  |  | BAR | NO MODIFIER | TYPE | SLIDE | DIMENSIONS |  | MATERIAL |  | MATERIAL SPECIFICATION |  | HAZARD CLASS |  | CERTIFICATION/STANDARD | [61 empty] | Production Completed
STP_009 - Lot7 | Data Enrichment | PVJ | OK | 2023-10-16 | 2023-10-15 |  | 1097421 | 1097421 | 1375886 | AU_QM_000214943 |  | ERSA | M | 5620 | 1375886GZPCLNT100 | EA | 3000001 | BAR;EPI,3128 3107 37 | BAR;EPI,3128 3107 37 | BAR;MNFR:EPIROC,PTNO:3128 3107 37 |  | BAR;EPI,3128 3107 37BAR;EPI,3128 3107 37 | EPIROC | 3128 3107 37 | [32 empty] | https://gzbosenjx.en.made-in-china.com/product/anXYSyBxHJWK/China-Epiroc-BS-Atlas-Copco-BS-Sandvil-BS-for-Gold-Mining-Chine-Briquette-Machine-Stone-Crusher-Price-Mining-Machine-Stone-Crushing-Machine-Gas-Spring-3222334003.html | [9 empty] | Enriched | 30260000 Structural materials |  |  | BAR | RECTANGULAR | TYPE | FLAT | WIDTH |  | LENGTH |  | THICKNESS |  | MATERIAL |  | MATERIAL SPECIFICATION |  | PROCESS |  | WEIGHT |  | COATING/FINISH |  | HAZARD CLASS |  | CERTIFICATION/STANDARD | [51 empty] | Production Completed
STP_009 - Lot7 | Data Enrichment | PVJ | OK | 2023-10-16 | 2023-10-15 |  | 1097423 | 1097423 | 1375801 | AU_QM_000214849 |  | ERSA | M | 5620 | 1375801GZPCLNT100 | EA | 3000001 | BAR;EPI,3128 3157 14 | BAR;EPI,3128 3157 14 | BAR;MNFR:EPIROC,PTNO:3128 3157 14 |  | BAR;EPI,3128 3157 14BAR;EPI,3128 3157 14 | EPIROC | 3128 3157 14 | [12 empty] | EPIROC | 3128 3157 14 | [18 empty] | URL NOT FOUND | [9 empty] | Cleansed | 30260000 Structural materials |  |  | BAR | NO MODIFIER | TYPE |  | DIMENSIONS |  | MATERIAL |  | MATERIAL SPECIFICATION |  | HAZARD CLASS |  | CERTIFICATION/STANDARD | [61 empty] | Production Completed
STP_009 - Lot7 | Data Enrichment | PVJ | OK | 2023-10-16 | 2023-10-15 |  | 1097422 | 1097422 | 1375802 | AU_QM_000214850 |  | ERSA | M | 5620 | 1375802GZPCLNT100 | EA | 3000001 | BAR;EPI,3128 3157 15 | BAR;EPI,3128 3157 15 | BAR;MNFR:EPIROC,PTNO:3128 3157 15 |  | BAR;EPI,3128 3157 15BAR;EPI,3128 3157 15 | EPIROC | 3128 3157 15 | [12 empty] | EPIROC | 3128 3157 15 | [18 empty] | URL NOT FOUND | [9 empty] | Cleansed | 30260000 Structural materials |  |  | BAR | NO MODIFIER | TYPE |  | DIMENSIONS |  | MATERIAL |  | MATERIAL SPECIFICATION |  | HAZARD CLASS |  | CERTIFICATION/STANDARD | [61 empty] | Production Completed
STP_009 - Lot7 | Data Enrichment | PVJ | OK | 2023-10-16 | 2023-10-15 |  | 1071904 | 1071904 |  |  |  | ERSA | M | 5955 | 1541323GZPCLNT100 | EA | 3000001 | BAR;EPI,3128003401,SLDE,L=3218 | BARRA;EPI,3128003401 | BAR;MNFR:EPIROC,PTNO:3128003401,ADDITIONAL FEATURES EN:SLIDE,L=3218 | BARRA;MNFR:EPIROC,PTNO:3128003401 |  | EPIROC | 3128003401 | 1068108 @@ EPIROC AUSTRALIA PTY LTD | 3128003401 | [12 empty] | EPIROC AUSTRALIA PTY LTD | 3128003401 | [16 empty] | http://www.hdtydrill.com/wap/products/107-Atlas-Copco-Epiroc-Drill-Rigs-Boom-Attachment-Cylinder.html | [9 empty] | Cleansed | 30260000 Structural materials |  |  | BAR | NO MODIFIER | TYPE | SLIDE | DIMENSIONS | 3.218 M LG | MATERIAL |  | MATERIAL SPECIFICATION |  | HAZARD CLASS |  | CERTIFICATION/STANDARD | [61 empty] | Production Completed
STP_009 - Lot7 | Data Enrichment | PVJ | OK | 2023-10-16 | 2023-10-15 |  | 1097014 | 1097014 | 1387974 | AU_QM_000229197 |  | ERSA | M | 5620 | 1387974GZPCLNT100 | EA | 3000001 | BAR;EPI,3128303328 | BAR;EPI,3128303328 | BAR;MNFR:EPIROC,PTNO:3128303328 |  | BAR;EPI,3128303328BAR;EPI,3128303328 | EPIROC | 3128303328 | [32 empty] | https://gzbosenjx.en.made-in-china.com/product/hxXRMebGaQkP/China-Epiroc-BS-Atlas-Copco-BS-Sandvil-BS-for-Gold-Mining-Chine-Briquette-Machine-Stone-Crusher-Price-Mining-Machine-Stone-Crushing-Machine-Gas-Spring-26800930.html | [9 empty] | Enriched | 30260000 Structural materials |  |  | BAR | NO MODIFIER | TYPE | PINCH | DIMENSIONS |  | MATERIAL |  | MATERIAL SPECIFICATION |  | HAZARD CLASS |  | CERTIFICATION/STANDARD | [61 empty] | Production Completed
STP_009 - Lot7 | Data Enrichment | PVJ | OK | 2023-10-16 | 2023-10-15 |  | 1097380 | 1097380 | 1378567 | AU_QM_000217895 |  | ERSA | M | 5620 | 1378567GZPCLNT100 | EA | 3000001 | BAR;EPI,3176 0045 79 | BAR;EPI,3176 0045 79 | BAR;MNFR:EPIROC,PTNO:3176 0045 79 |  | BAR;EPI,3176 0045 79BAR;EPI,3176 0045 79 | EPIROC | 3176 0045 79 | [32 empty] | https://shanghaisanto.com/epiroc-spare-parts-list-269/ | [9 empty] | Cleansed | 39121117 Buss bar |  |  | BUS BAR | NO MODIFIER | TYPE |  | MATERIAL |  | CROSS SECTION |  | LENGTH |  | INSULATION MATERIAL |  | CURRENT RATING |  | VOLTAGE RATING |  | FREQUENCY RATING |  | HAZARD CLASS |  | CERTIFICATION/STANDARD | [53 empty] | Production Completed
STP_009 - Lot7 | Data Enrichment | PVJ | OK | 2023-10-16 | 2023-10-15 |  | 1097392 | 1097392 | 1377970 | AU_QM_000217238 |  | ERSA | M | 5620 | 1377970GZPCLNT100 | EA | 3000001 | BAR;EPI,5112 3148 58 | BAR;EPI,5112 3148 58 | BAR;MNFR:EPIROC,PTNO:5112 3148 58 |  | BAR;EPI,5112 3148 58BAR;EPI,5112 3148 58 | EPIROC | 5112 3148 58 | [32 empty] | https://gzbosenjx.en.made-in-china.com/product/mQDruTnKzEkf/China-Epiroc-BS-Atlas-Copco-BS-Sandvil-BS-for-Gold-Mining-Chine-Briquette-Machine-Stone-Crusher-Price-Mining-Machine-Stone-Crushing-Machine-3115212900.html | [9 empty] | Cleansed | 39121600 Circuit protection devices and accessories |  |  | BAR | EARTHING | TYPE |  | LENGTH |  | WIDTH |  | HEIGHT |  | MATERIAL |  | ELECTRICAL RATING |  | NUMBER OF TERMINALS |  | IMPEDANCE |  | CERTIFICATION/STANDARD | [55 empty] | Production Completed
STP_009 - Lot7 | Data Enrichment | PVJ | OK | 2023-10-16 | 2023-10-15 |  | 1097374 | 1097374 | 1379039 | AU_QM_000218414 |  | ERSA | M | 5620 | 1379039GZPCLNT100 | EA | 3000001 | BAR;EPI,5575 6389 00 | BAR;EPI,5575 6389 00 | BAR;MNFR:EPIROC,PTNO:5575 6389 00 |  | BAR;EPI,5575 6389 00BAR;EPI,5575 6389 00 | EPIROC | 5575 6389 00 | [32 empty] | https://root-parts.com/index.php/2022/05/13/epiroc-parts-catalog-10/ | [9 empty] | Cleansed | 30260000 Structural materials |  |  | BAR | NO MODIFIER | TYPE |  | DIMENSIONS |  | MATERIAL |  | MATERIAL SPECIFICATION |  | HAZARD CLASS |  | CERTIFICATION/STANDARD | [61 empty] | Production Completed
STP_009 - Lot7 | Data Enrichment | PVJ | OK | 2023-10-16 | 2023-10-15 |  | 1097373 | 1097373 | 1379078 | AU_QM_000218457 |  | ERSA | M | 5620 | 1379078GZPCLNT100 | EA | 3000001 | BAR;EPI,5590 0078 41 | BAR;EPI,5590 0078 41 | BAR;MNFR:EPIROC,PTNO:5590 0078 41 |  | BAR;EPI,5590 0078 41BAR;EPI,5590 0078 41 | EPIROC | 5590 0078 41 | [12 empty] | EPIROC | 5590 0078 41 | [18 empty] | URL NOT FOUND | [9 empty] | Cleansed | 30260000 Structural materials |  |  | BAR | NO MODIFIER | TYPE |  | DIMENSIONS |  | MATERIAL |  | MATERIAL SPECIFICATION |  | HAZARD CLASS |  | CERTIFICATION/STANDARD | [61 empty] | Production Completed
STP_009 - Lot7 | Data Enrichment | PVJ | OK | 2023-10-16 | 2023-10-15 |  | 1097324 | 1097324 | 1380929 | AU_QM_000220493 |  | ERSA | M | 5620 | 1380929GZPCLNT100 | EA | 3000001 | BAR;EPI,5590 0173 09 | BAR;EPI,5590 0173 09 | BAR;MNFR:EPIROC,PTNO:5590 0173 09 |  | BAR;EPI,5590 0173 09BAR;EPI,5590 0173 09 | EPIROC | 5590 0173 09 | [32 empty] | https://www.aircompressorstrade.com/epiroc-5590009989-tools-to-bend-0560500300-parts-catalog-china-supplier/ | [9 empty] | Enriched | 30260000 Structural materials |  |  | BAR | NO MODIFIER | TYPE | CLAMPING | DIMENSIONS |  | MATERIAL |  | MATERIAL SPECIFICATION |  | HAZARD CLASS |  | CERTIFICATION/STANDARD | [61 empty] | Production Completed
STP_009 - Lot7 | Data Enrichment | PVJ | OK | 2023-10-16 | 2023-10-15 |  | 1097369 | 1097369 | 1379192 | AU_QM_000218583 |  | ERSA | M | 5620 | 1379192GZPCLNT100 | EA | 3000001 | BAR;EPI,5590 0174 57 | BAR;EPI,5590 0174 57 | BAR;MNFR:EPIROC,PTNO:5590 0174 57 |  | BAR;EPI,5590 0174 57BAR;EPI,5590 0174 57 | EPIROC | 5590 0174 57 | [12 empty] | EPIROC | 5590 0174 57 | [18 empty] | URL NOT FOUND | [9 empty] | Cleansed | 30260000 Structural materials |  |  | BAR | NO MODIFIER | TYPE |  | DIMENSIONS |  | MATERIAL |  | MATERIAL SPECIFICATION |  | HAZARD CLASS |  | CERTIFICATION/STANDARD | [61 empty] | Production Completed
STP_009 - Lot7 | Data Enrichment | PVJ | OK | 2023-10-16 | 2023-10-15 |  | 1097322 | 1097322 | 1380947 | AU_QM_000220512 |  | ERSA | M | 5620 | 1380947GZPCLNT100 | EA | 3000001 | BAR;EPI,5590 0179 82 | BAR;EPI,5590 0179 82 | BAR;MNFR:EPIROC,PTNO:5590 0179 82 |  | BAR;EPI,5590 0179 82BAR;EPI,5590 0179 82 | EPIROC | 5590 0179 82 | [12 empty] | EPIROC | 5590 0179 82 | [18 empty] | URL NOT FOUND | [9 empty] | Cleansed | 30260000 Structural materials |  |  | BAR | NO MODIFIER | TYPE |  | DIMENSIONS |  | MATERIAL |  | MATERIAL SPECIFICATION |  | HAZARD CLASS |  | CERTIFICATION/STANDARD | [61 empty] | Production Completed
STP_009 - Lot7 | Data Enrichment | PVJ | OK | 2023-10-16 | 2023-10-15 |  | 1097323 | 1097323 | 1380946 | AU_QM_000220511 |  | ERSA | M | 5620 | 1380946GZPCLNT100 | EA | 3000001 | BAR;EPI,5590 0181 72 | BAR;EPI,5590 0181 72 | BAR;MNFR:EPIROC,PTNO:5590 0181 72 |  | BAR;EPI,5590 0181 72BAR;EPI,5590 0181 72 | EPIROC | 5590 0181 72 | [12 empty] | EPIROC | 5590 0181 72 | [18 empty] | URL NOT FOUND | [9 empty] | Cleansed | 30260000 Structural materials |  |  | BAR | NO MODIFIER | TYPE |  | DIMENSIONS |  | MATERIAL |  | MATERIAL SPECIFICATION |  | HAZARD CLASS |  | CERTIFICATION/STANDARD | [61 empty] | Production Completed
STP_009 - Lot7 | Data Enrichment | PVJ | OK | 2023-10-16 | 2023-10-15 |  | 1097354 | 1097354 | 1379793 | AU_QM_000219242 |  | ERSA | M | 5620 | 1379793GZPCLNT100 | EA | 3000001 | BAR;EPI,5590 0195 13 | BAR;EPI,5590 0195 13 | BAR;MNFR:EPIROC,PTNO:5590 0195 13 |  | BAR;EPI,5590 0195 13BAR;EPI,5590 0195 13 | EPIROC | 5590 0195 13 | [32 empty] | https://www.finditparts.com/products/17102750/epiroc-5590019513 | [9 empty] | Enriched | 30260000 Structural materials |  |  | BAR | NO MODIFIER | TYPE | BRACKET | DIMENSIONS |  | MATERIAL |  | MATERIAL SPECIFICATION |  | HAZARD CLASS |  | CERTIFICATION/STANDARD | [61 empty] | Production Completed
STP_009 - Lot7 | Data Enrichment | PVJ | OK | 2023-10-16 | 2023-10-15 |  | 1097321 | 1097321 | 1380975 | AU_QM_000220543 |  | ERSA | M | 5620 | 1380975GZPCLNT100 | EA | 3000001 | BAR;EPI,6060 0026 58 | BAR;EPI,6060 0026 58 | BAR;MNFR:EPIROC,PTNO:6060 0026 58 |  | BAR;EPI,6060 0026 58BAR;EPI,6060 0026 58 | EPIROC | 6060 0026 58 | [32 empty] | https://shanghaisanto.com/epiroc-spare-parts-list-448/ | [9 empty] | Cleansed | 30260000 Structural materials |  |  | BAR | NO MODIFIER | TYPE |  | DIMENSIONS |  | MATERIAL |  | MATERIAL SPECIFICATION |  | HAZARD CLASS |  | CERTIFICATION/STANDARD | [61 empty] | Production Completed
STP_009 - Lot7 | Data Enrichment | PVJ | OK | 2023-10-16 | 2023-10-15 |  | 1149216 | 1149216 |  |  |  | ERSA | M | 1500 | 1531471GZPCLNT100 | EA |  | BAR;FLAT,75X12MM,HRAP,BFS07512G304H+0600 | BAR;FLAT,75X12MM,HRAP,BFS07512G304H+0600 | BAR;ADDITIONAL FEATURES:FLAT,75X12MM,HRAP,BFS07512G304H+0600 |  |  |  |  | 1068455 @@ VULCAN STEEL PTY LTD | BFS07512G304H+0600 | [12 empty] | VULCAN STEEL PTY LTD | BFS07512G304H+0600 | [16 empty] | https://vulcan.co/wp-content/uploads/2022/12/Vulcan_Stainless_AUS_Product_Guide_2020_web.pdf | [9 empty] | Enriched | 30264500 Stainless steel bars |  |  | BAR | RECTANGULAR | TYPE | FLAT | WIDTH | 75 MM | LENGTH | 6 M | THICKNESS | 12 MM | MATERIAL | STAINLESS STEEL 304 | MATERIAL SPECIFICATION | ASTM A276/A484 | PROCESS |  | WEIGHT |  | COATING/FINISH | HRAP | HAZARD CLASS |  | CERTIFICATION/STANDARD | [51 empty] | Production Completed
STP_009 - Lot7 | Data Enrichment | PVJ | OK | 2023-10-16 | 2023-10-15 |  | 1102755 | 1102755 |  |  |  | ERSA | M | 1510 | 1517189GZPCLNT100 | EA |  | BAR;FLAT,G304,100 MM,BFS10012G304H+0600 | BAR;FLAT,G304,100 MM,BFS10012G304H+0600 | BAR;ADDITIONAL FEATURES:FLAT,G304,100 MM,BFS10012G304H+0600 |  |  |  |  | 1068455 @@ VULCAN STEEL PTY LTD | BFS10012G304H+0600 | [12 empty] | VULCAN STEEL PTY LTD | BFS10012G304H+0600 | [16 empty] | https://vulcan.co/wp-content/uploads/2022/12/Vulcan_Stainless_AUS_Product_Guide_2020_web.pdf | [9 empty] | Enriched | 30264500 Stainless steel bars |  |  | BAR | RECTANGULAR | TYPE | FLAT | WIDTH | 100 MM | LENGTH | 6 M | THICKNESS | 12 MM | MATERIAL | STAINLESS STEEL 304 | MATERIAL SPECIFICATION | ASTM A276/A484 | PROCESS |  | WEIGHT |  | COATING/FINISH | HRAP | HAZARD CLASS |  | CERTIFICATION/STANDARD | [51 empty] | Production Completed
STP_009 - Lot7 | Data Enrichment | PVJ | OK | 2023-10-16 | 2023-10-15 |  | 1102756 | 1102756 |  |  |  | ERSA | M | 1510 | 1517188GZPCLNT100 | EA |  | BAR;FLAT,G316,75 MM,BFS07516G316H+0600 | BAR;FLAT,G316,75 MM,BFS07516G316H+0600 | BAR;ADDITIONAL FEATURES:FLAT,G316,75 MM,BFS07516G316H+0600 |  |  |  |  | 1068455 @@ VULCAN STEEL PTY LTD | BFS07516G316H+0600 | [12 empty] | VULCAN STEEL PTY LTD | BFS07516G316H+0600 | [16 empty] | https://vulcan.co/wp-content/uploads/2022/12/Vulcan_Stainless_AUS_Product_Guide_2020_web.pdf | [9 empty] | Enriched | 30264500 Stainless steel bars |  |  | BAR | RECTANGULAR | TYPE | FLAT | WIDTH | 75 MM | LENGTH | 6 M | THICKNESS | 16 MM | MATERIAL | STAINLESS STEEL 316 | MATERIAL SPECIFICATION | ASTM A276/A484 | PROCESS |  | WEIGHT |  | COATING/FINISH | HRAP | HAZARD CLASS |  | CERTIFICATION/STANDARD | [51 empty] | Production Completed
STP_009 - Lot7 | Data Enrichment | PVJ | OK | 2023-10-16 | 2023-10-15 |  | 1102757 | 1102757 |  |  |  | ERSA | M | 1510 | 1517187GZPCLNT100 | EA |  | BAR;FLATG316,100 MM,BFS10016G316H+0600 | BAR;FLATG316,100 MM,BFS10016G316H+0600 | BAR;ADDITIONAL FEATURES:FLATG316,100 MM,BFS10016G316H+0600 |  |  |  |  | 1068455 @@ VULCAN STEEL PTY LTD | BFS10016G316H+0600 | [12 empty] | VULCAN STEEL PTY LTD | BFS10016G316H+0600 | [16 empty] | https://vulcan.co/wp-content/uploads/2022/12/Vulcan_Stainless_AUS_Product_Guide_2020_web.pdf | [9 empty] | Enriched | 30264500 Stainless steel bars |  |  | BAR | RECTANGULAR | TYPE | FLAT | WIDTH | 100 MM | LENGTH | 6 M | THICKNESS | 16 MM | MATERIAL | STAINLESS STEEL 316 | MATERIAL SPECIFICATION | ASTM A276/A484 | PROCESS |  | WEIGHT |  | COATING/FINISH | HRAP | HAZARD CLASS |  | CERTIFICATION/STANDARD | [51 empty] | Production Completed
STP_009 - Lot7 | Data Enrichment | PVJ | OK | 2023-10-16 | 2023-10-15 |  | 1189876 | 1189876 |  |  |  | ERSA | M | 2600 | 1575385GZPCLNT100 | EA |  | BAR;FLT,10 X 100 X 6000 MM,SS,HRAP,ASTM | BARRA; | BAR;TYPE:FLAT,DIMENSIONS:10 X 100 X 6000 MM,MATERIAL:SS,ADDITIONAL FEATURES EN:HRAP,ASTM | BARRA; |  |  |  | 1068455 @@ VULCAN STEEL PTY LTD | BFS10010G316H+0600 | 1072117 @@ INFRABUILD TRADING P/L T/A | 1575385 | 1068289 @@ INFRABUILD STEEL CENTRE | 101048 | [8 empty] | VULCAN STEEL PTY LTD | BFS10010G316H+0600 | INFRABUILD TRADING P/L T/A | 1575385 | INFRABUILD STEEL CENTRE | 101048 | [12 empty] | https://vulcan.co/wp-content/uploads/2022/12/Vulcan_Stainless_AUS_Product_Guide_2020_web.pdf | [9 empty] | Enriched | 30264500 Stainless steel bars |  |  | BAR | RECTANGULAR | TYPE | FLAT | WIDTH | 100 MM | LENGTH | 6 M | THICKNESS | 10 MM | MATERIAL | STAINLESS STEEL 316 | MATERIAL SPECIFICATION | ASTM A276/A484 | PROCESS |  | WEIGHT |  | COATING/FINISH | HRAP | HAZARD CLASS |  | CERTIFICATION/STANDARD | [51 empty] | Production Completed
STP_009 - Lot7 | Data Enrichment | PVJ | OK | 2023-10-16 | 2023-10-17 | URL for Reference only | 1113270 | 1113270 |  |  |  | ERSA | M | 1510 | 1573025GZPCLNT100 | EA |  | BAR;FLT,100 X 10 X 4000 MM,S/S | BARRA; | BAR;TYPE:FLAT,DIMENSIONS:100 X 10 X 4000 MM,MATERIAL:S/S,ADDITIONAL FEATURES EN:HRAP,ASTM A276 1,LEN,4M | BARRA; |  |  |  | 1068445 @@ MIDWAY METALS PTY LTD | FB1610100H | [10 empty] | MIDWAY METALS PTY LTD | FB1610100H | [18 empty] | https://www.midwaymetals.com.au/wp-content/uploads/2020/02/Midway-Catalogue-v13.pdf | [9 empty] | Cleansed | 30264500 Stainless steel bars | REF:1 |  | BAR | RECTANGULAR | TYPE | FALT | WIDTH | 100 MM | LENGTH | 4 M | THICKNESS | 10 MM | MATERIAL | STAINLESS STEEL | MATERIAL SPECIFICATION | ASTM A276 | PROCESS |  | WEIGHT |  | COATING/FINISH | HRAP | HAZARD CLASS |  | CERTIFICATION/STANDARD | [51 empty] | Production Completed
STP_009 - Lot7 | Data Enrichment | PVJ | OK | 2023-10-16 | 2023-10-17 | URL for Reference only | 1052936 | 1052936 |  |  |  | ERSA | M | 2600 | 1578743GZPCLNT100 | EA |  | BAR;FLT,100 X 5 MM X 4 M,SS | BARRA; | BAR;TYPE:FLAT,DIMENSIONS:100 X 5 MM X 4 M,MATERIAL:SS,ADDITIONAL FEATURES EN:T316 SRE TO ASTM A276 | BARRA; |  |  |  | 1068445 @@ MIDWAY METALS PTY LTD | FB1605100 | [10 empty] | MIDWAY METALS PTY LTD | FB1605100 | [18 empty] | https://www.midwaymetals.com.au/wp-content/uploads/2020/02/Midway-Catalogue-v13.pdf | [9 empty] | Cleansed | 30264500 Stainless steel bars |  |  | BAR | RECTANGULAR | TYPE | FALT | WIDTH | 100 MM | LENGTH | 4 M | THICKNESS | 5 MM | MATERIAL | STAINLESS STEEL T316 | MATERIAL SPECIFICATION | ASTM A276 | PROCESS |  | WEIGHT |  | COATING/FINISH | SRE | HAZARD CLASS |  | CERTIFICATION/STANDARD | [51 empty] | Production Completed
STP_009 - Lot7 | Data Enrichment | PVJ | OK | 2023-10-16 | 2023-10-17 |  | 1114494 | 1114494 |  |  |  | ERSA | M | 1510 | 1571299GZPCLNT100 | EA |  | BAR;FLT,100X12MM,S/S,4M LONG | BARRA; | BAR;TYPE:FLAT,DIMENSIONS:100X12MM,MATERIAL:S/S,ADDITIONAL FEATURES EN:4M LONG | BARRA; |  |  |  | 1069512 @@ BLUESCOPE DISTRIBUTION | FB1612100H | [10 empty] | BLUESCOPE DISTRIBUTION | FB1612100H | [18 empty] | URL NOT FOUND | [9 empty] | Cleansed | 30264500 Stainless steel bars |  |  | BAR | RECTANGULAR | TYPE | FALT | WIDTH | 100 MM | LENGTH | 4 M | THICKNESS | 12 MM | MATERIAL | STAINLESS STEEL | MATERIAL SPECIFICATION |  | PROCESS |  | WEIGHT |  | COATING/FINISH |  | HAZARD CLASS |  | CERTIFICATION/STANDARD | [51 empty] | Production Completed
STP_009 - Lot7 | Data Enrichment | PVJ | OK | 2023-10-16 | 2023-10-15 |  | 1114171 | 1114171 |  |  |  | ERSA | M | 1510 | 1571656GZPCLNT100 | EA |  | BAR;FLT,100X6MM,S/S,SRE,G316,4M | BARRA; | BAR;TYPE:FLAT,DIMENSIONS:100X6MM,MATERIAL:S/S,ADDITIONAL FEATURES EN:SRE,G316,4M | BARRA; |  |  |  | 1068455 @@ VULCAN STEEL PTY LTD | BFS10006G316S+0400 | [12 empty] | VULCAN STEEL PTY LTD | BFS10006G316S+0400 | [16 empty] | https://vulcan.co/wp-content/uploads/2022/12/Vulcan_Stainless_AUS_Product_Guide_2020_web.pdf | [9 empty] | Enriched | 30264500 Stainless steel bars |  |  | BAR | RECTANGULAR | TYPE | FLAT | WIDTH | 100 MM | LENGTH | 4 M | THICKNESS | 6 MM | MATERIAL | STAINLESS STEEL 316 | MATERIAL SPECIFICATION | ASTM A276/A484 | PROCESS |  | WEIGHT |  | COATING/FINISH | SRE | HAZARD CLASS |  | CERTIFICATION/STANDARD | [51 empty] | Production Completed
STP_009 - Lot7 | Data Enrichment | PVJ | OK | 2023-10-16 | 2023-10-17 |  | 1053334 | 1053334 |  |  |  | ERSA | M | 2600 | 1583724GZPCLNT100 | EA |  | BAR;FLT,12 X 200MM X 6M,STL | BARRA; | BAR;TYPE:FLAT,DIMENSIONS:12 X 200MM X 6M,MATERIAL:STEEL | BARRA; |  |  |  | 1069512 @@ BLUESCOPE DISTRIBUTION | 100988 | [10 empty] | BLUESCOPE DISTRIBUTION | 100988 | [18 empty] | URL NOT FOUND | [9 empty] | Cleansed | 30260000 Structural materials |  |  | BAR | RECTANGULAR | TYPE | FALT | WIDTH | 200 MM | LENGTH | 6 M | THICKNESS | 12 MM | MATERIAL | STEEL | MATERIAL SPECIFICATION |  | PROCESS |  | WEIGHT |  | COATING/FINISH |  | HAZARD CLASS |  | CERTIFICATION/STANDARD | [51 empty] | Production Completed
STP_009 - Lot7 | Data Enrichment | PVJ | OK | 2023-10-16 | 2023-10-17 |  | 1053335 | 1053335 |  |  |  | ERSA | M | 2600 | 1583725GZPCLNT100 | EA |  | BAR;FLT,12 X 250MM X 6M,STL | BARRA; | BAR;TYPE:FLAT,DIMENSIONS:12 X 250MM X 6M,MATERIAL:STEEL | BARRA; |  |  |  | 1069512 @@ BLUESCOPE DISTRIBUTION | 101042 | [10 empty] | BLUESCOPE DISTRIBUTION | 101042 | [18 empty] | URL NOT FOUND | [9 empty] | Cleansed | 30260000 Structural materials |  |  | BAR | RECTANGULAR | TYPE | FALT | WIDTH | 250 MM | LENGTH | 6 M | THICKNESS | 12 MM | MATERIAL | STEEL | MATERIAL SPECIFICATION |  | PROCESS |  | WEIGHT |  | COATING/FINISH |  | HAZARD CLASS |  | CERTIFICATION/STANDARD | [51 empty] | Production Completed
STP_009 - Lot7 | Data Enrichment | PVJ | OK | 2023-10-16 | 2023-10-17 |  | 1184826 | 1184826 |  |  |  | ERSA | M | 1510 | 1558592GZPCLNT100 | EA |  | BAR;FLT,150X8MM,STL,SQ,EDG,GDE 300,6M | BARRA; | BAR;TYPE:FLAT,DIMENSIONS:150X8MM,MATERIAL:STEEL,ADDITIONAL FEATURES EN:SQ,EDGE,GDE 300,6M | BARRA; |  |  |  | 1068289 @@ INFRABUILD STEEL CENTRE | 101067 | [10 empty] | INFRABUILD STEEL CENTRE | 101067 | [18 empty] | URL NOT FOUND | [9 empty] | Cleansed | 30260000 Structural materials |  |  | BAR | RECTANGULAR | TYPE | FALT,SQUARE EDGE | WIDTH | 150 MM | LENGTH | 6 M | THICKNESS | 8 MM | MATERIAL | STEEL | MATERIAL SPECIFICATION | GRADE 300 | PROCESS |  | WEIGHT |  | COATING/FINISH |  | HAZARD CLASS |  | CERTIFICATION/STANDARD | [51 empty] | Production Completed
STP_009 - Lot7 | Data Enrichment | PVJ | OK | 2023-10-16 | 2023-10-17 |  | 1053125 | 1053125 |  |  |  | ERSA | M | 2600 | 1580679GZPCLNT100 | EA |  | BAR;FLT,16 X 300MM X 6 M | BARRA; | BAR;TYPE:FLAT,DIMENSIONS:16 X 300MM X 6 M,MATERIAL:,ADDITIONAL FEATURES EN:FL-300-16-L300-6000 | BARRA; |  |  |  | 1069512 @@ BLUESCOPE DISTRIBUTION | 101076 | 1069433 @@ TOTAL STEEL OF AUSTRALIA | 1580679 | [8 empty] | BLUESCOPE DISTRIBUTION | 101076 |  |  | TOTAL STEEL OF AUSTRALIA | 1580679 |  | FL-300-16-L300-6000 | [12 empty] | URL NOT FOUND | [9 empty] | Cleansed | 30260000 Structural materials |  |  | BAR | RECTANGULAR | TYPE | FALT | WIDTH | 300 MM | LENGTH | 6 M | THICKNESS | 16 MM | MATERIAL |  | MATERIAL SPECIFICATION |  | PROCESS |  | WEIGHT |  | COATING/FINISH |  | HAZARD CLASS |  | CERTIFICATION/STANDARD | [51 empty] | Production Completed
STP_009 - Lot7 | Data Enrichment | PVJ | OK | 2023-10-16 | 2023-10-17 |  | 1190193 | 1190193 |  |  |  | ERSA | M | 2600 | 1574971GZPCLNT100 | EA |  | BAR;FLT,180 X 25 X 6000 MM,STL,SQ EDGE | BARRA; | BAR;TYPE:FLAT,DIMENSIONS:180 X 25 X 6000 MM,MATERIAL:STEEL,ADDITIONAL FEATURES EN:SQ EDGE,AS/NZS 3679.1 GR 300 | BARRA; |  |  |  | 1068289 @@ INFRABUILD STEEL CENTRE | 177407 | [10 empty] | INFRABUILD STEEL CENTRE | 177407 | [18 empty] | URL NOT FOUND | [9 empty] | Cleansed | 30260000 Structural materials |  |  | BAR | RECTANGULAR | TYPE | FALT,SQUARE EDGE | WIDTH | 180 MM | LENGTH | 6 M | THICKNESS | 25 MM | MATERIAL | STEEL | MATERIAL SPECIFICATION | GRADE 300 | PROCESS |  | WEIGHT |  | COATING/FINISH |  | HAZARD CLASS |  | CERTIFICATION/STANDARD | AS/NZS 3679.1 | [50 empty] | Production Completed
STP_009 - Lot7 | Data Enrichment | PVJ | OK | 2023-10-16 | 2023-10-17 | URL for Reference only | 1053026 | 1053026 |  |  |  | ERSA | M | 2600 | 1579482GZPCLNT100 | EA |  | BAR;FLT,25 X 5 MM X 4 M | BARRA; | BAR;TYPE:FLAT,DIMENSIONS:25 X 5 MM X 4 M,MATERIAL:,ADDITIONAL FEATURES EN:T316,SRE TO ASTM A276 | BARRA; |  |  |  | 1068445 @@ MIDWAY METALS PTY LTD | FB1605025 | [10 empty] | MIDWAY METALS PTY LTD | FB1605025 | [18 empty] | https://www.midwaymetals.com.au/wp-content/uploads/2020/02/Midway-Catalogue-v13.pdf | [9 empty] | Cleansed | 30264500 Stainless steel bars |  |  | BAR | RECTANGULAR | TYPE | FALT | WIDTH | 25 MM | LENGTH | 4 M | THICKNESS | 5 MM | MATERIAL | STAINLESS STEEL T316 | MATERIAL SPECIFICATION | ASTM A276 | PROCESS |  | WEIGHT |  | COATING/FINISH | SRE | HAZARD CLASS |  | CERTIFICATION/STANDARD | [51 empty] | Production Completed
STP_009 - Lot7 | Data Enrichment | PVJ | OK | 2023-10-16 | 2023-10-17 | URL for Reference only | 1052933 | 1052933 |  |  |  | ERSA | M | 2600 | 1578737GZPCLNT100 | EA |  | BAR;FLT,30 X 3 MM X 4 M,SS | BARRA; | BAR;TYPE:FLAT,DIMENSIONS:30 X 3 MM X 4 M,MATERIAL:SS,ADDITIONAL FEATURES EN:T316 SRE TO ASTM A276 | BARRA; |  |  |  | 1068445 @@ MIDWAY METALS PTY LTD | FB1603030 | [10 empty] | MIDWAY METALS PTY LTD | FB1603030 | [18 empty] | https://www.midwaymetals.com.au/wp-content/uploads/2020/02/Midway-Catalogue-v13.pdf | [9 empty] | Cleansed | 30264500 Stainless steel bars |  |  | BAR | RECTANGULAR | TYPE | FALT | WIDTH | 30 MM | LENGTH | 4 M | THICKNESS | 3 MM | MATERIAL | STAINLESS STEEL T316 | MATERIAL SPECIFICATION | ASTM A276 | PROCESS |  | WEIGHT |  | COATING/FINISH | SRE | HAZARD CLASS |  | CERTIFICATION/STANDARD | [51 empty] | Production Completed
STP_009 - Lot7 | Data Enrichment | PVJ | OK | 2023-10-16 | 2023-10-17 |  | 1052826 | 1052826 |  |  |  | ERSA | M | 2600 | 1577735GZPCLNT100 | EA |  | BAR;FLT,32 X 5 X 6000 MM,GAL | BARRA; | BAR;TYPE:FLAT,DIMENSIONS:32 X 5 X 6000 MM,MATERIAL:GAL,ADDITIONAL FEATURES EN:AS3679-300 GALVANISED TO AS1650 | BARRA; |  |  |  | 1071934 @@ INFRABUILD TRADING PTY LTD | 143917 | 1068289 @@ INFRABUILD STEEL CENTRE | 143917 | [8 empty] | INFRABUILD TRADING PTY LTD | 143917 |  |  | INFRABUILD STEEL CENTRE | 143917 | [14 empty] | URL NOT FOUND | [9 empty] | Cleansed | 30260000 Structural materials |  |  | BAR | RECTANGULAR | TYPE | FALT | WIDTH | 32 MM | LENGTH | 6 M | THICKNESS | 5 MM | MATERIAL | STEEL | MATERIAL SPECIFICATION | GRADE 300 | PROCESS |  | WEIGHT |  | COATING/FINISH | GALVANISED | HAZARD CLASS |  | CERTIFICATION/STANDARD | AS3679,AS1650 | [50 empty] | Production Completed
STP_009 - Lot7 | Data Enrichment | PVJ | OK | 2023-10-16 | 2023-10-17 |  | 1052906 | 1052906 |  |  |  | ERSA | M | 2600 | 1578485GZPCLNT100 | EA |  | BAR;FLT,32 X 6 MM X 6 M,GAL | BARRA; | BAR;TYPE:FLAT,DIMENSIONS:32 X 6 MM X 6 M,MATERIAL:GAL | BARRA; |  |  |  | 1069512 @@ BLUESCOPE DISTRIBUTION | FL-32-6-L300-GAL-6000 | [10 empty] | BLUESCOPE DISTRIBUTION | FL-32-6-L300-GAL-6000 | [18 empty] | URL NOT FOUND | [9 empty] | Cleansed | 30260000 Structural materials |  |  | BAR | RECTANGULAR | TYPE | FALT | WIDTH | 32 MM | LENGTH | 6 M | THICKNESS | 6 MM | MATERIAL |  | MATERIAL SPECIFICATION |  | PROCESS |  | WEIGHT |  | COATING/FINISH | GALVANISED | HAZARD CLASS |  | CERTIFICATION/STANDARD | [51 empty] | Production Completed
STP_009 - Lot7 | Data Enrichment | PVJ | OK | 2023-10-16 | 2023-10-17 |  | 1054825 | 1054825 |  |  |  | ERSA | M | 1510 | 1588262GZPCLNT100 | EA |  | BAR;FLT,40 X 3MM,SS | BARRA; | BAR;TYPE:FLAT,DIMENSIONS:40 X 3MM,MATERIAL:STAINLESS STEEL | BARRA; |  |  |  | 1069512 @@ BLUESCOPE DISTRIBUTION | 100008 | 1069433 @@ TOTAL STEEL OF AUSTRALIA | 1588262 | [8 empty] | BLUESCOPE DISTRIBUTION | 100008 |  |  | TOTAL STEEL OF AUSTRALIA | 1588262 | [14 empty] | URL NOT FOUND | [9 empty] | Cleansed | 30264500 Stainless steel bars |  |  | BAR | RECTANGULAR | TYPE | FALT | WIDTH | 40 MM | LENGTH |  | THICKNESS | 3 MM | MATERIAL | STAINLESS STEEL | MATERIAL SPECIFICATION |  | PROCESS |  | WEIGHT |  | COATING/FINISH |  | HAZARD CLASS |  | CERTIFICATION/STANDARD | [51 empty] | Production Completed
STP_009 - Lot7 | Data Enrichment | PVJ | OK | 2023-10-16 | 2023-10-15 |  | 1053160 | 1053160 |  |  |  | ERSA | M | 2600 | 1581360GZPCLNT100 | EA |  | BAR;FLT,5 X 50MM X 4 M,SS | BARRA; | BAR;TYPE:FLAT,DIMENSIONS:5 X 50MM X 4 M,MATERIAL:SS | BARRA; |  |  |  | 1068455 @@ VULCAN STEEL PTY LTD | BFS05005G316SS+0400 | [12 empty] | VULCAN STEEL PTY LTD | BFS05005G316SS+0400 | [16 empty] | https://vulcan.co/wp-content/uploads/2022/12/Vulcan_Stainless_AUS_Product_Guide_2020_web.pdf | [9 empty] | Enriched | 30264500 Stainless steel bars |  |  | BAR | RECTANGULAR | TYPE | FLAT | WIDTH | 50 MM | LENGTH | 4 M | THICKNESS | 5 MM | MATERIAL | STAINLESS STEEL 316 | MATERIAL SPECIFICATION | ASTM A276/A484 | PROCESS |  | WEIGHT |  | COATING/FINISH | SRE | HAZARD CLASS |  | CERTIFICATION/STANDARD | [51 empty] | Production Completed
STP_009 - Lot7 | Data Enrichment | PVJ | OK | 2023-10-16 | 2023-10-15 |  | 1052908 | 1052908 |  |  |  | ERSA | M | 2600 | 1578500GZPCLNT100 | EA |  | BAR;FLT,50 X 5 MM X 4 M,SS | BARRA; | BAR;TYPE:FLAT,DIMENSIONS:50 X 5 MM X 4 M,MATERIAL:SS,ADDITIONAL FEATURES EN:SRE G316 ASTM A276/A484 | BARRA; |  |  |  | 1068455 @@ VULCAN STEEL PTY LTD | BFS05005G316S+0400 | [12 empty] | VULCAN STEEL PTY LTD | BFS05005G316S+0400 | [16 empty] | https://vulcan.co/wp-content/uploads/2022/12/Vulcan_Stainless_AUS_Product_Guide_2020_web.pdf | [9 empty] | Cleansed | 30264500 Stainless steel bars |  |  | BAR | RECTANGULAR | TYPE | FLAT | WIDTH | 50 MM | LENGTH | 4 M | THICKNESS | 5 MM | MATERIAL | STAINLESS STEEL 316 | MATERIAL SPECIFICATION | ASTM A276/A484 | PROCESS |  | WEIGHT |  | COATING/FINISH | SRE | HAZARD CLASS |  | CERTIFICATION/STANDARD | [51 empty] | Production Completed
STP_009 - Lot7 | Data Enrichment | PVJ | OK | 2023-10-16 | 2023-10-17 |  | 1049216 | 1049216 |  |  |  | ERSA | M | 2600 | 1580870GZPCLNT100 | EA |  | BAR;FLT,50 X 5MM X 4 M,SS | BARRA; | BAR;TYPE:FLAT,DIMENSIONS:50 X 5MM X 4 M,MATERIAL:SS,ADDITIONAL FEATURES EN:ASTM A276 G316 HRAP | BARRA; |  |  |  | 1068455 @@ VULCAN STEEL PTY LTD | 1580870 | [10 empty] | VULCAN STEEL PTY LTD | 1580870 | [18 empty] | URL NOT FOUND | [9 empty] | Cleansed | 30264500 Stainless steel bars |  |  | BAR | RECTANGULAR | TYPE | FALT | WIDTH | 50 MM | LENGTH | 4 M | THICKNESS | 5 MM | MATERIAL | STAINLESS STEEL G316 | MATERIAL SPECIFICATION | ASTM A276 | PROCESS |  | WEIGHT |  | COATING/FINISH | HRAP | HAZARD CLASS |  | CERTIFICATION/STANDARD | [51 empty] | Production Completed
STP_009 - Lot7 | Data Enrichment | PVJ | OK | 2023-10-16 | 2023-10-17 |  | 1184891 | 1184891 |  |  |  | ERSA | M | 1510 | 1558519GZPCLNT100 | EA |  | BAR;FLT,50X5MM,S/STEEL,R316,6M | BARRA; | BAR;TYPE:FLAT,DIMENSIONS:50X5MM,MATERIAL:S/STEEL,ADDITIONAL FEATURES EN:R316,6M | BARRA; |  |  |  | 1068184 @@ BLUESCOPE DISTRIBUTION PTY LTD | 1558519 | 1069433 @@ TOTAL STEEL OF AUSTRALIA | TSAFB1605050 | [8 empty] | BLUESCOPE DISTRIBUTION PTY LTD | 1558519 |  |  | TOTAL STEEL OF AUSTRALIA | TSAFB1605050 | [14 empty] | URL NOT FOUND | [9 empty] | Cleansed | 30264500 Stainless steel bars |  |  | BAR | RECTANGULAR | TYPE | FALT | WIDTH | 50 MM | LENGTH | 6 M | THICKNESS | 5 MM | MATERIAL | STAINLESS STEEL R316 | MATERIAL SPECIFICATION |  | PROCESS |  | WEIGHT |  | COATING/FINISH |  | HAZARD CLASS |  | CERTIFICATION/STANDARD | [51 empty] | Production Completed
STP_009 - Lot7 | Data Enrichment | PVJ | OK | 2023-10-16 | 2023-10-17 |  | 1053271 | 1053271 |  |  |  | ERSA | M | 2600 | 1583006GZPCLNT100 | EA |  | BAR;FLT,6 X 75 X 4000MM,SS | BARRA; | BAR;TYPE:FLAT,DIMENSIONS:6 X 75 X 4000MM,MATERIAL:SS | BARRA; |  |  |  | 1068289 @@ INFRABUILD STEEL CENTRE | 1583006 | [10 empty] | INFRABUILD STEEL CENTRE | 1583006 | [18 empty] | URL NOT FOUND | [9 empty] | Cleansed | 30264500 Stainless steel bars |  |  | BAR | RECTANGULAR | TYPE | FALT | WIDTH | 75 MM | LENGTH | 4 M | THICKNESS | 6 MM | MATERIAL | STAINLESS STEEL | MATERIAL SPECIFICATION |  | PROCESS |  | WEIGHT |  | COATING/FINISH |  | HAZARD CLASS |  | CERTIFICATION/STANDARD | [51 empty] | Production Completed
STP_009 - Lot7 | Data Enrichment | PVJ | OK | 2023-10-16 | 2023-10-17 | URL for Reference only | 1052934 | 1052934 |  |  |  | ERSA | M | 2600 | 1578741GZPCLNT100 | EA |  | BAR;FLT,65 X 5 MM X 4 M,SS | BARRA; | BAR;TYPE:FLAT,DIMENSIONS:65 X 5 MM X 4 M,MATERIAL:SS,ADDITIONAL FEATURES EN:T316 SRE TO ASTM A276 | BARRA; |  |  |  | 1068445 @@ MIDWAY METALS PTY LTD | FB1605065 | [10 empty] | MIDWAY METALS PTY LTD | FB1605065 | [18 empty] | https://www.midwaymetals.com.au/wp-content/uploads/2020/02/Midway-Catalogue-v13.pdf | [9 empty] | Cleansed | 30264500 Stainless steel bars |  |  | BAR | RECTANGULAR | TYPE | FALT | WIDTH | 65 MM | LENGTH | 4 M | THICKNESS | 5 MM | MATERIAL | STAINLESS STEEL T316 | MATERIAL SPECIFICATION | ASTM A276 | PROCESS |  | WEIGHT |  | COATING/FINISH | SRE | HAZARD CLASS |  | CERTIFICATION/STANDARD | [51 empty] | Production Completed
STP_009 - Lot7 | Data Enrichment | PVJ | OK | 2023-10-16 | 2023-10-15 |  | 1190189 | 1190189 |  |  |  | ERSA | M | 2600 | 1574975GZPCLNT100 | EA |  | BAR;FLT,75 X 10 X 6000 MM,SS | BARRA; | BAR;TYPE:FLAT,DIMENSIONS:75 X 10 X 6000 MM,MATERIAL:SS,ADDITIONAL FEATURES EN:HRAP G316 ASTM A276/A484 | BARRA; |  |  |  | 1068455 @@ VULCAN STEEL PTY LTD | BFS07510G316H+0600 | [12 empty] | VULCAN STEEL PTY LTD | BFS07510G316H+0600 | [16 empty] | https://vulcan.co/wp-content/uploads/2022/12/Vulcan_Stainless_AUS_Product_Guide_2020_web.pdf | [9 empty] | Cleansed | 30264500 Stainless steel bars |  |  | BAR | RECTANGULAR | TYPE | FLAT | WIDTH | 75 MM | LENGTH | 6 M | THICKNESS | 10 MM | MATERIAL | STAINLESS STEEL 316 | MATERIAL SPECIFICATION | ASTM A276/A484 | PROCESS |  | WEIGHT |  | COATING/FINISH | HRAP | HAZARD CLASS |  | CERTIFICATION/STANDARD | [51 empty] | Production Completed
STP_009 - Lot7 | Data Enrichment | PVJ | OK | 2023-10-16 | 2023-10-15 |  | 1052909 | 1052909 |  |  |  | ERSA | M | 2600 | 1578501GZPCLNT100 | EA |  | BAR;FLT,75 X 5 MM X 4 M,SS | BARRA; | BAR;TYPE:FLAT,DIMENSIONS:75 X 5 MM X 4 M,MATERIAL:SS,ADDITIONAL FEATURES EN:SRE G316 ASTM A276/A484 | BARRA; |  |  |  | 1068455 @@ VULCAN STEEL PTY LTD | BFS07505G316S+0400 | [12 empty] | VULCAN STEEL PTY LTD | BFS07505G316S+0400 | [16 empty] | https://vulcan.co/wp-content/uploads/2022/12/Vulcan_Stainless_AUS_Product_Guide_2020_web.pdf | [9 empty] | Cleansed | 30264500 Stainless steel bars |  |  | BAR | RECTANGULAR | TYPE | FLAT | WIDTH | 75 MM | LENGTH | 4 M | THICKNESS | 5 MM | MATERIAL | STAINLESS STEEL 316 | MATERIAL SPECIFICATION | ASTM A276/A484 | PROCESS |  | WEIGHT |  | COATING/FINISH | SRE | HAZARD CLASS |  | CERTIFICATION/STANDARD | [51 empty] | Production Completed
STP_009 - Lot7 | Data Enrichment | PVJ | OK | 2023-10-16 | 2023-10-17 | URL for Reference only | 1052935 | 1052935 |  |  |  | ERSA | M | 2600 | 1578742GZPCLNT100 | EA |  | BAR;FLT,75 X 5 MM X 4 M,SS | BARRA; | BAR;TYPE:FLAT,DIMENSIONS:75 X 5 MM X 4 M,MATERIAL:SS,ADDITIONAL FEATURES EN:T316 SRE TO ASTM A276 | BARRA; |  |  |  | 1068445 @@ MIDWAY METALS PTY LTD | FB1605075 | [10 empty] | MIDWAY METALS PTY LTD | FB1605075 | [18 empty] | https://www.midwaymetals.com.au/wp-content/uploads/2020/02/Midway-Catalogue-v13.pdf | [9 empty] | Cleansed | 30264500 Stainless steel bars |  |  | BAR | RECTANGULAR | TYPE | FALT | WIDTH | 75 MM | LENGTH | 4 M | THICKNESS | 5 MM | MATERIAL | STAINLESS STEEL T316 | MATERIAL SPECIFICATION | ASTM A276 | PROCESS |  | WEIGHT |  | COATING/FINISH | SRE | HAZARD CLASS |  | CERTIFICATION/STANDARD | [51 empty] | Production Completed
STP_009 - Lot7 | Data Enrichment | PVJ | OK | 2023-10-16 | 2023-10-17 |  | 1049659 | 1049659 |  |  |  | ERSA | M | 2600 | 1580872GZPCLNT100 | EA |  | BAR;FLT,75 X 5MM X 4 M,SS | BARRA; | BAR;TYPE:FLAT,DIMENSIONS:75 X 5MM X 4 M,MATERIAL:SS,ADDITIONAL FEATURES EN:ASTM A276 GR316 SRE | BARRA; |  |  |  | 1068455 @@ VULCAN STEEL PTY LTD | 1580872 | [10 empty] | VULCAN STEEL PTY LTD | 1580872 | [18 empty] | URL NOT FOUND | [9 empty] | Cleansed | 30264500 Stainless steel bars |  |  | BAR | RECTANGULAR | TYPE | FALT | WIDTH | 75 MM | LENGTH | 4 M | THICKNESS | 5 MM | MATERIAL | STAINLESS STEEL 316 | MATERIAL SPECIFICATION | ASTM A276 | PROCESS |  | WEIGHT |  | COATING/FINISH | SRE | HAZARD CLASS |  | CERTIFICATION/STANDARD | [51 empty] | Production Completed
STP_009 - Lot7 | Data Enrichment | PVJ | OK | 2023-10-16 | 2023-10-15 |  | 1052910 | 1052910 |  |  |  | ERSA | M | 2600 | 1578502GZPCLNT100 | EA |  | BAR;FLT,75 X 6 MM X 4 M,SS | BARRA; | BAR;TYPE:FLAT,DIMENSIONS:75 X 6 MM X 4 M,MATERIAL:SS,ADDITIONAL FEATURES EN:SRE G316 ASTM A276/A484 | BARRA; |  |  |  | 1068455 @@ VULCAN STEEL PTY LTD | BFS07506G316S+0400 | [12 empty] | VULCAN STEEL PTY LTD | BFS07506G316S+0400 | [16 empty] | https://vulcan.co/wp-content/uploads/2022/12/Vulcan_Stainless_AUS_Product_Guide_2020_web.pdf | [9 empty] | Cleansed | 30264500 Stainless steel bars |  |  | BAR | RECTANGULAR | TYPE | FLAT | WIDTH | 75 MM | LENGTH | 4 M | THICKNESS | 6 MM | MATERIAL | STAINLESS STEEL 316 | MATERIAL SPECIFICATION | ASTM A276/A484 | PROCESS |  | WEIGHT |  | COATING/FINISH | SRE | HAZARD CLASS |  | CERTIFICATION/STANDARD | [51 empty] | Production Completed
STP_009 - Lot7 | Data Enrichment | PVJ | OK | 2023-10-16 | 2023-10-17 |  | 1114495 | 1114495 |  |  |  | ERSA | M | 1510 | 1571298GZPCLNT100 | EA |  | BAR;FLT,75X10MM,S/S,4M LONG | BARRA; | BAR;TYPE:FLAT,DIMENSIONS:75X10MM,MATERIAL:S/S,ADDITIONAL FEATURES EN:4M LONG | BARRA; |  |  |  | 1069512 @@ BLUESCOPE DISTRIBUTION | FB1610075H | [10 empty] | BLUESCOPE DISTRIBUTION | FB1610075H | [18 empty] | URL NOT FOUND | [9 empty] | Cleansed | 30264500 Stainless steel bars |  |  | BAR | RECTANGULAR | TYPE | FALT | WIDTH | 75 MM | LENGTH | 4 M | THICKNESS | 10 MM | MATERIAL | STAINLESS STEEL | MATERIAL SPECIFICATION |  | PROCESS |  | WEIGHT |  | COATING/FINISH |  | HAZARD CLASS |  | CERTIFICATION/STANDARD | [51 empty] | Production Completed
STP_009 - Lot7 | Data Enrichment | PVJ | OK | 2023-10-16 | 2023-10-17 |  | 1184892 | 1184892 |  |  |  | ERSA | M | 1510 | 1558518GZPCLNT100 | EA |  | BAR;FLT,75X10MM,S/STEEL,TP316,4M | BARRA; | BAR;TYPE:FLAT,DIMENSIONS:75X10MM,MATERIAL:S/STEEL,ADDITIONAL FEATURES EN:TP316,4M | BARRA; |  |  |  | 1068184 @@ BLUESCOPE DISTRIBUTION PTY LTD | 1558518 | [10 empty] | BLUESCOPE DISTRIBUTION PTY LTD | 1558518 | [18 empty] | URL NOT FOUND | [9 empty] | Cleansed | 30264500 Stainless steel bars |  |  | BAR | RECTANGULAR | TYPE | FALT | WIDTH | 75 MM | LENGTH | 4 M | THICKNESS | 10 MM | MATERIAL | STAINLESS STEEL TP316 | MATERIAL SPECIFICATION |  | PROCESS |  | WEIGHT |  | COATING/FINISH |  | HAZARD CLASS |  | CERTIFICATION/STANDARD | [51 empty] | Production Completed
STP_009 - Lot7 | Data Enrichment | PVJ | OK | 2023-10-16 | 2023-10-17 |  | 1054739 | 1054739 |  |  |  | ERSA | M | 1510 | 1586602GZPCLNT100 | EA |  | BAR;FLT,WD 50X6MM,G6060T5,MILL FINISH | BARRA; | BAR;TYPE:FLAT,DIMENSIONS:WD 50X6MM,MATERIAL:G6060T5,ADDITIONAL FEATURES EN:MILL FINISH,LG 4M | BARRA; |  |  |  | 1068455 @@ VULCAN STEEL PTY LTD | 1586602 | [10 empty] | VULCAN STEEL PTY LTD | 1586602 | [18 empty] | URL NOT FOUND | [9 empty] | Cleansed | 30260000 Structural materials |  |  | BAR | RECTANGULAR | TYPE | FALT | WIDTH | 50 MM | LENGTH | 4 M | THICKNESS | 6 MM | MATERIAL | ALUMINUM ALLOY | MATERIAL SPECIFICATION | GRADE G6060T5 | PROCESS |  | WEIGHT |  | COATING/FINISH | MILL | HAZARD CLASS |  | CERTIFICATION/STANDARD | [51 empty] | Production Completed
STP_009 - Lot7 | Data Enrichment | PVJ | OK | 2023-10-16 | 2023-10-15 |  | 1035642 | 1035642 |  |  |  | ERSA | M | 1510 | 1538809GZPCLNT100 | M |  | BAR;HOLLOW,125X100MM,T316,HOB16125100 | BAR;HOLLOW,125X100MM,T316,HOB16125100 | BAR;ADDITIONAL FEATURES:HOLLOW,125X100MM,T316,HOB16125100 |  |  |  |  | 1068445 @@ MIDWAY METALS PTY LTD | HOB16125100 | [10 empty] | MIDWAY METALS PTY LTD | HOB16125100 | [18 empty] | URL NOT FOUND | [9 empty] | Cleansed | 30260000 Structural materials |  |  | BAR | HOLLOW | TYPE |  | INSIDE DIAMETER | 100 MM | OUTSIDE DIAMETER | 125 MM | LENGTH |  | MATERIAL | STAINLESS STEEL T316 | MATERIAL WEIGHT |  | FINISH |  | CERTIFICATION/STANDARD | [57 empty] | Production Completed
STP_009 - Lot7 | Data Enrichment | PVJ | OK | 2023-10-16 | 2023-10-15 |  | 1035644 | 1035644 |  |  |  | ERSA | M | 1510 | 1538807GZPCLNT100 | M |  | BAR;HOLLOW,132X71MM,T316,HOB16132071 | BAR;HOLLOW,132X71MM,T316,HOB16132071 | BAR;ADDITIONAL FEATURES:HOLLOW,132X71MM,T316,HOB16132071 |  |  |  |  | 1068445 @@ MIDWAY METALS PTY LTD | HOB16132071 | [10 empty] | MIDWAY METALS PTY LTD | HOB16132071 | [18 empty] | URL NOT FOUND | [9 empty] | Cleansed | 30260000 Structural materials |  |  | BAR | HOLLOW | TYPE |  | INSIDE DIAMETER | 71 MM | OUTSIDE DIAMETER | 132 MM | LENGTH |  | MATERIAL | STAINLESS STEEL T316 | MATERIAL WEIGHT |  | FINISH |  | CERTIFICATION/STANDARD | [57 empty] | Production Completed
STP_009 - Lot7 | Data Enrichment | PVJ | OK | 2023-10-16 | 2023-10-15 |  | 1035645 | 1035645 |  |  |  | ERSA | M | 1510 | 1538806GZPCLNT100 | M |  | BAR;HOLLOW,132X90MM,T316,HOB16132090 | BAR;HOLLOW,132X90MM,T316,HOB16132090 | BAR;ADDITIONAL FEATURES:HOLLOW,132X90MM,T316,HOB16132090 |  |  |  |  | 1068445 @@ MIDWAY METALS PTY LTD | HOB16132090 | [10 empty] | MIDWAY METALS PTY LTD | HOB16132090 | [18 empty] | URL NOT FOUND | [9 empty] | Cleansed | 30260000 Structural materials |  |  | BAR | HOLLOW | TYPE |  | INSIDE DIAMETER | 90 MM | OUTSIDE DIAMETER | 132 MM | LENGTH |  | MATERIAL | STAINLESS STEEL T316 | MATERIAL WEIGHT |  | FINISH |  | CERTIFICATION/STANDARD | [57 empty] | Production Completed
STP_009 - Lot7 | Data Enrichment | PVJ | OK | 2023-10-16 | 2023-10-15 |  | 1009232 | 1009232 |  |  |  | ERSA | M | 5000 | 1613014GZPCLNT100 | EA | 3000010 | BAR;SAN,10-314-625-000 | BARRA;SAN,10-314-625-000 | BAR;MNFR:SANDVIK,PTNO:10-314-625-000 | BARRA;MNFR:SANDVIK,PTNO:10-314-625-000 |  | SANDVIK | 10-314-625-000 | [14 empty] | SANDVIK | 10-314-625-000 | [16 empty] | https://crusher.ltd/english/parts-database/sandvik-CJ408-JM806-jaw-crusher/1 | https://pdfcoffee.com/cj408-01wpcr222340en-01pdf-pdf-free.html | [8 empty] | Enriched | 30260000 Structural materials |  |  | BAR | NO MODIFIER | TYPE | CLAMPING | DIMENSIONS |  | MATERIAL |  | MATERIAL SPECIFICATION |  | HAZARD CLASS |  | CERTIFICATION/STANDARD | [61 empty] | Production Completed
STP_009 - Lot7 | Data Enrichment | PVJ | OK | 2023-10-16 | 2023-10-15 |  | 1015344 | 1015344 |  |  |  | ERSA | M | 5000 | 1616693GZPCLNT100 | EA | 3000010 | BAR;SAN,442.7110-01,LCTG,H4000 | BARRA;SAN,442.7110-01 | BAR;MNFR:SANDVIK,PTNO:442.7110-01,ADDITIONAL FEATURES EN:LOCATING,H4000 | BARRA;MNFR:SANDVIK,PTNO:442.7110-01 |  | SANDVIK | 442.7110-01 | 1070350 @@ CRUSHER SPARES PTY LTD | SVE4000 442.7110-01 | [12 empty] | SANDVIK | 442.7110-01 | CRUSHER SPARES PTY LTD | SVE4000 442.7110-01 | [14 empty] | https://qmsupplies.co.uk/product/sandvik-4000-locating-bar/ |  |  |  |  | H4000 |  |  |  |  | Cleansed | 30260000 Structural materials |  |  | BAR | NO MODIFIER | TYPE | LOCATING | DIMENSIONS |  | MATERIAL |  | MATERIAL SPECIFICATION |  | HAZARD CLASS |  | CERTIFICATION/STANDARD | [61 empty] | Production Completed
STP_009 - Lot7 | Data Enrichment | PVJ | OK | 2023-10-16 | 2023-10-15 |  | 1008332 | 1008332 |  |  |  | ERSA | M | 5000 | 1591734GZPCLNT100 | EA | 3000010 | BAR;SAN,55033352 | BARRA;SAN,55033352 | BAR;MNFR:SANDVIK,PTNO:55033352 | BARRA;MNFR:SANDVIK,PTNO:55033352 |  | SANDVIK | 55033352 | 1068336 @@ SANDVIK MINING & CONSTRUCTION | 55033352 | [12 empty] | SANDVIK | 55033352 | [16 empty] | https://www.volza.com/p/drilling-or-rods/import/import-in-india/coo-finland/ | [9 empty] | Cleansed | 30260000 Structural materials |  |  | BAR | NO MODIFIER | TYPE |  | DIMENSIONS |  | MATERIAL |  | MATERIAL SPECIFICATION |  | HAZARD CLASS |  | CERTIFICATION/STANDARD | [61 empty] | Production Completed
STP_009 - Lot7 | Data Enrichment | PVJ | OK | 2023-10-16 | 2023-10-15 |  | 1133854 | 1133854 |  |  |  | ERSA | M | 5000 | 1592074GZPCLNT100 | EA | 3000010 | BAR;SAN,55052224 | BARRA;SAN,55052224 | BAR;MNFR:SANDVIK,PTNO:55052224 | BARRA;MNFR:SANDVIK,PTNO:55052224 |  | SANDVIK | 55052224 | 1068336 @@ SANDVIK MINING & CONSTRUCTION | 55052224 | [12 empty] | SANDVIK | 55052224 | [16 empty] | https://www.volza.com/p/hsn-code-84314390/import/import-in-india/coo-finland/ | [9 empty] | Cleansed | 30260000 Structural materials |  |  | BAR | NO MODIFIER | TYPE |  | DIMENSIONS |  | MATERIAL |  | MATERIAL SPECIFICATION |  | HAZARD CLASS |  | CERTIFICATION/STANDARD | [61 empty] | Production Completed
STP_009 - Lot7 | Data Enrichment | PVJ | OK | 2023-10-16 | 2023-10-15 |  | 1008346 | 1008346 |  |  |  | ERSA | M | 5000 | 1593880GZPCLNT100 | EA | 3000010 | BAR;SAN,55207086 | BARRA;SAN,55207086 | BAR;MNFR:SANDVIK,PTNO:55207086 | BARRA;MNFR:SANDVIK,PTNO:55207086 |  | SANDVIK | 55207086 | 1068336 @@ SANDVIK MINING & CONSTRUCTION | 55207086 | [12 empty] | SANDVIK | 55207086 | [16 empty] | https://shanghaisanto.com/sandvik-spare-parts-list-507/ | [9 empty] | Enriched | 30260000 Structural materials |  |  | BAR | NO MODIFIER | TYPE | LIFTING | DIMENSIONS |  | MATERIAL |  | MATERIAL SPECIFICATION |  | HAZARD CLASS |  | CERTIFICATION/STANDARD | [61 empty] | Production Completed
STP_009 - Lot7 | Data Enrichment | PVJ | OK | 2023-10-16 | 2023-10-15 |  | 1080048 | 1080048 |  |  |  | ERSA | M | 5955 | 1587715GZPCLNT100 | EA | 3000010 | BAR;SAN,55212562 | BARRA;SAN,55212562 | BAR;MNFR:SANDVIK,PTNO:55212562 | BARRA;MNFR:SANDVIK,PTNO:55212562 |  | SANDVIK | 55212562 | 1068336 @@ SANDVIK MINING & CONSTRUCTION | 55212562 | 1068089 @@ SANDVIK MINING & CONSTRUCTION | 55212562 | [10 empty] | SANDVIK | 55212562 | [16 empty] | https://shanghaisanto.com/sandvik-spare-parts-list-507/ | [9 empty] | Cleansed | 30260000 Structural materials |  |  | BAR | NO MODIFIER | TYPE |  | DIMENSIONS |  | MATERIAL |  | MATERIAL SPECIFICATION |  | HAZARD CLASS |  | CERTIFICATION/STANDARD | [61 empty] | Production Completed
STP_009 - Lot7 | Data Enrichment | PVJ | OK | 2023-10-16 | 2023-10-15 |  | 1080049 | 1080049 |  |  |  | ERSA | M | 5955 | 1587716GZPCLNT100 | EA | 3000010 | BAR;SAN,55212568 | BARRA;SAN,55212568 | BAR;MNFR:SANDVIK,PTNO:55212568 | BARRA;MNFR:SANDVIK,PTNO:55212568 |  | SANDVIK | 55212568 | 1068336 @@ SANDVIK MINING & CONSTRUCTION | 55212568 | 1068089 @@ SANDVIK MINING & CONSTRUCTION | 55212568 | [10 empty] | SANDVIK | 55212568 | [16 empty] | https://shanghaisanto.com/sandvik-spare-parts-list-507/ | https://store.geographe.com.au/bar-55212568 | [8 empty] | Enriched | 30260000 Structural materials |  |  | BAR | NO MODIFIER | TYPE | SAFETY | DIMENSIONS |  | MATERIAL | STEEL | MATERIAL SPECIFICATION |  | HAZARD CLASS |  | CERTIFICATION/STANDARD | [61 empty] | Production Completed
STP_009 - Lot7 | Data Enrichment | PVJ | OK | 2023-10-16 | 2023-10-15 | Processed based on Websource, Conflict w.r.t Input | 1008695 | 1008695 |  |  |  | ERSA | M | 5955 | 1587768GZPCLNT100 | EA | 3000010 | BAR;SAN,56023477 | BARRA;SAN,56023477 | BAR;MNFR:SANDVIK,PTNO:56023477 | BARRA;MNFR:SANDVIK,PTNO:56023477 |  | SANDVIK | 56023477 | 1068336 @@ SANDVIK MINING & CONSTRUCTION | 56023477 | [12 empty] | SANDVIK | 56023477 | [16 empty] | https://www.aga-parts.com/es/sandvik/part/56023477_pressure-relief-valve/ | https://av-gk.ru/spare/sandvik/56023477/ | [8 empty] | Enriched | 40141606 Relief valves |  |  | VALVE | RELIEF | TYPE | PRESSURE | NOMINAL SIZE |  | END CONNECTION |  | CONFIGURATION |  | SET PRESSURE |  | PRESSURE CLASS/RATING |  | BODY MATERIAL |  | DESIGN PRESSURE |  | TEMPERATURE RATING |  | OPERATED |  | TRIM |  | SOFTGOODS |  | HAZARD CLASS |  | CERTIFICATION/STANDARD | [45 empty] | Production Completed
STP_009 - Lot7 | Data Enrichment | PVJ | OK | 2023-10-16 | 2023-10-15 |  | 1010892 | 1010892 |  |  |  | ERSA | M | 1510 | 1615717GZPCLNT100 | EA | 3000010 | BAR;SAN,679330,FLT | BARRA;SAN,679330 | BAR;MNFR:SANDVIK,PTNO:679330,ADDITIONAL FEATURES EN:FLAT | BARRA;MNFR:SANDVIK,PTNO:679330 |  | SANDVIK | 679330 | 1068336 @@ SANDVIK MINING & CONSTRUCTION | 679330 | [12 empty] | SANDVIK | 679330 | [16 empty] | https://shanghaisanto.com/sandvik-spare-parts-list-449/ | [9 empty] | Cleansed | 30260000 Structural materials |  |  | BAR | RECTANGULAR | TYPE | FLAT | WIDTH |  | LENGTH |  | THICKNESS |  | MATERIAL |  | MATERIAL SPECIFICATION |  | PROCESS |  | WEIGHT |  | COATING/FINISH |  | HAZARD CLASS |  | CERTIFICATION/STANDARD | [51 empty] | Production Completed
STP_009 - Lot7 | Data Enrichment | PVJ | OK | 2023-10-16 | 2023-10-15 |  | 1010891 | 1010891 |  |  |  | ERSA | M | 1510 | 1615716GZPCLNT100 | EA | 3000010 | BAR;SAN,679340,FLT | BARRA;SAN,679340 | BAR;MNFR:SANDVIK,PTNO:679340,ADDITIONAL FEATURES EN:FLAT | BARRA;MNFR:SANDVIK,PTNO:679340 |  | SANDVIK | 679340 | 1068336 @@ SANDVIK MINING & CONSTRUCTION | 679340 | [12 empty] | SANDVIK | 679340 | [16 empty] | https://shanghaisanto.com/sandvik-spare-parts-list-449/ | [9 empty] | Cleansed | 30260000 Structural materials |  |  | BAR | RECTANGULAR | TYPE | FLAT | WIDTH |  | LENGTH |  | THICKNESS |  | MATERIAL |  | MATERIAL SPECIFICATION |  | PROCESS |  | WEIGHT |  | COATING/FINISH |  | HAZARD CLASS |  | CERTIFICATION/STANDARD | [51 empty] | Production Completed
STP_009 - Lot7 | Data Enrichment | PVJ | OK | 2023-10-16 | 2023-10-15 |  | 1133462 | 1133462 |  |  |  | ERSA | M | 5000 | 1597824GZPCLNT100 | EA | 3000010 | BAR;SAN,87051019 | BARRA;SAN,87051019 | BAR;MNFR:SANDVIK,PTNO:87051019 | BARRA;MNFR:SANDVIK,PTNO:87051019 |  | SANDVIK | 87051019 | 1068336 @@ SANDVIK MINING & CONSTRUCTION | 87051019 | [12 empty] | SANDVIK | 87051019 | [16 empty] | https://www.aga-parts.com/sandvik-parts?page=9041 | [9 empty] | Enriched | 30260000 Structural materials |  |  | BAR | NO MODIFIER | TYPE | EXTENSION | DIMENSIONS |  | MATERIAL |  | MATERIAL SPECIFICATION |  | HAZARD CLASS |  | CERTIFICATION/STANDARD | [61 empty] | Production Completed
STP_009 - Lot7 | Data Enrichment | PVJ | OK | 2023-10-16 | 2023-10-17 |  | 1097714 | 1097714 | 1451968 | AU_QM_001166875 |  | ERSA | M | 5620 | 1451968GZPCLNT100 | EA | 3000012 | BAR;TOY,0820960042C | BAR;TOY,0820960042C | BAR;MNFR:TOYOTA,PTNO:0820960042C |  | BAR,IMPACT: BULL BAR; HZJ78/79 | TOYOTA | 0820960042C | 1068114 @@ BELL & MOIR - PARTS ORDERS ONLY | BBC018 | [12 empty] | TOYOTA | 0820960042C | BELL & MOIR - PARTS ORDERS ONLY | BBC018 | [14 empty] | https://shop.cessnocktoyota.com.au/shop/bullbars/genuine-toyota-steel-winch-bar-0820960042c/ | [9 empty] | Enriched | 30260000 Structural materials |  |  | BAR | NO MODIFIER | TYPE | WINCH | DIMENSIONS | 33.5X172.5X63 CM | MATERIAL | STEEL | MATERIAL SPECIFICATION |  | HAZARD CLASS |  | CERTIFICATION/STANDARD | [61 empty] | Production Completed
STP_009 - Lot7 | Data Enrichment | PVJ | OK | 2023-10-16 | 2023-10-17 | Processed based on Websource, Conflict w.r.t Input | 1097078 | 1097078 | 1386445 | AU_QM_000227398 |  | ERSA | M | 5620 | 1386445GZPCLNT100 | EA | 3000012 | BAR;TOY,1198K | BAR;TOY,1198K | BAR;MNFR:TOYOTA,PTNO:1198K |  | BAR;TOY,1198KBAR;BEL,1198K | TOYOTA | 1198K | [14 empty] | TOYOTA | 1198K | [16 empty] | https://www.midland4wd.com.au/shop/spacers-brackets/front-sway-bar-spacer-kit | https://www.4x4modsaustralia.com.au/Ironman-4x4-1198K-Front-Sway-Bar-Spacer-Hilux/Prado/FJ-Cruiser | [8 empty] | Enriched | 22101700 Heavy equipment components |  | 15 MM THICKNESS C/W FORWARD SHIFT | KIT | NO MODIFIER | TYPE | FRONT SWAY BAR SPACER | CONTENTS |  | NUMBER OF ITEMS |  | HAZARD CLASS |  | CERTIFICATION/STANDARD | [63 empty] | Production Completed
STP_009 - Lot7 | Data Enrichment | PVJ | OK | 2023-10-16 | 2023-10-17 |  | 1097162 | 1097162 | 1385218 | AU_QM_000225957 |  | ERSA | M | 5620 | 1385218GZPCLNT100 | EA | 3000012 | BAR;TOY,4866135030 | BAR;TOY,4866135030 | BAR;MNFR:TOYOTA,PTNO:4866135030 |  | BAR;TOY,4866135030BAR;BEL,4866135030 | TOYOTA | 4866135030 | 1068114 @@ BELL & MOIR - PARTS ORDERS ONLY | 4866135030 | [12 empty] | TOYOTA | 48661-35030 | BELL & MOIR - PARTS ORDERS ONLY | 4866135030 | [14 empty] | https://autoparts.toyota.com/products/product/bar-strut-rh-4866135030 | [9 empty] | Enriched | 30260000 Structural materials |  |  | BAR | NO MODIFIER | TYPE | RIGHT HAND | DIMENSIONS |  | MATERIAL |  | MATERIAL SPECIFICATION |  | HAZARD CLASS |  | CERTIFICATION/STANDARD | [61 empty] | Production Completed
STP_009 - Lot7 | Data Enrichment | PVJ | OK | 2023-10-16 | 2023-10-17 |  | 1097161 | 1097161 | 1385225 | AU_QM_000225965 |  | ERSA | M | 5620 | 1385225GZPCLNT100 | EA | 3000012 | BAR;TOY,4867135030 | BAR;TOY,4867135030 | BAR;MNFR:TOYOTA,PTNO:4867135030 |  | BAR;TOY,4867135030BAR;BEL,4867135030 | TOYOTA | 4867135030 | 1068114 @@ BELL & MOIR - PARTS ORDERS ONLY | 4867135030 | [12 empty] | TOYOTA | 48671-35030 | BELL & MOIR - PARTS ORDERS ONLY | 4867135030 | [14 empty] | https://autoparts.courtesytoyota.com/products/product/bar-strut-lh-4867135030 | [9 empty] | Enriched | 30260000 Structural materials |  |  | BAR | NO MODIFIER | TYPE | LEFT HAND | DIMENSIONS |  | MATERIAL |  | MATERIAL SPECIFICATION |  | HAZARD CLASS |  | CERTIFICATION/STANDARD | [61 empty] | Production Completed
STP_009 - Lot7 | Data Enrichment | PVJ | OK | 2023-10-16 | 2023-10-17 |  | 1070801 | 1070801 | 1446240 | AU_QM_001035419 |  | ERSA | M | 5620 | 1446240GZPCLNT100 | EA | 3000012 | BAR;TOY,4880460090 | BAR;TOY,4880460090 | BAR;MNFR:TOYOTA,PTNO:4880460090 |  | BAR ASSY: BAR ASSY STAB FRONT | TOYOTA | 4880460090 | 1071809 @@ ASHDOWN ENTERPRISES | 48804-60090 | 1068114 @@ BELL & MOIR - PARTS ORDERS ONLY | 4880460090 | [10 empty] | TOYOTA | 48804-60090 | ASHDOWN ENTERPRISES | 48804-60090 | BELL & MOIR - PARTS ORDERS ONLY | 4880460090 | [12 empty] | https://www.toyotapartsdeal.com/oem/toyota~bar~stabilizer~front~48804-60090.html | [9 empty] | Enriched | 22101700 Heavy equipment components |  |  | BAR | STABILIZER | TYPE | FRONT | LENGTH | 43-31/32 IN | INSIDE DIAMETER | 4-51/64 IN | OUTSIDE DIAMETER | 12-3/32 IN | ELEMENT SIZE |  | MATERIAL |  | MATERIAL SPECIFICATION |  | CERTIFICATION/STANDARD | [57 empty] | Production Completed
STP_009 - Lot7 | Data Enrichment | PVJ | OK | 2023-10-16 | 2023-10-17 |  | 1005338 | 1005338 | 1364557 | AU_QM_000165908 |  | ERSA | M | 5620 | 1364557GZPCLNT100 | EA | 3000012 | BAR;TOY,4880460160 | BAR;TOY,4880460160 | BAR;MNFR:TOYOTA,PTNO:4880460160 |  | BAR ASSY: BAR SUB-ASSY, FR | TOYOTA | 4880460160 | 1068114 @@ BELL & MOIR - PARTS ORDERS ONLY | 4880460160 | [12 empty] | TOYOTA | 48804-60160 | BELL & MOIR - PARTS ORDERS ONLY | 4880460160 | [14 empty] | https://www.toyotapartsdeal.com/oem/toyota~bar~sub~assy~fr~sta~48804-60160.html | https://autoparts.toyota.com/products/product/bar-sub-assy-fr-stabilizer-4880460160 | [8 empty] | Enriched | 22101700 Heavy equipment components |  |  | BAR | STABILIZER | TYPE | FRONT | LENGTH |  | INSIDE DIAMETER |  | OUTSIDE DIAMETER |  | ELEMENT SIZE |  | MATERIAL |  | MATERIAL SPECIFICATION |  | CERTIFICATION/STANDARD | [57 empty] | Production Completed
STP_009 - Lot7 | Data Enrichment | PVJ | OK | 2023-10-16 | 2023-10-17 |  | 1076573 | 1076573 | 1048948 | AU_QM_000152931 |  | ERSA | M | 5915 | 1048948GZPCLNT100 | EA | 3000012 | BAR;TOY,48805-60100,STABLZR,RR | BAR;TOY,48805-60100,STABLZR,RR | BAR;MNFR:TOYOTA,PTNO:48805-60100,ADDITIONAL FEATURES EN:STABILIZER,REAR |  | BAR ASSY: SWAY BAR;COMPLETE;TOYOTA 78 SERIES LANDC | TOYOTA | 48805-60100 | 1071809 @@ ASHDOWN ENTERPRISES | 4880560100 | 1068114 @@ BELL & MOIR - PARTS ORDERS ONLY | 4880560100 | [10 empty] | TOYOTA | 48805-60100 | ASHDOWN ENTERPRISES | 4880560100 | BELL & MOIR - PARTS ORDERS ONLY | 4880560100 | [12 empty] | https://www.toyotapartsdeal.com/oem/toyota~bar~stabilizer~rear~48805-60100.html | [9 empty] | Enriched | 22101700 Heavy equipment components |  |  | BAR | STABILIZER | TYPE | REAR | LENGTH | 42 IN | INSIDE DIAMETER | 3.4 IN | OUTSIDE DIAMETER | 9.3 IN | ELEMENT SIZE |  | MATERIAL |  | MATERIAL SPECIFICATION |  | CERTIFICATION/STANDARD | [57 empty] | Production Completed
STP_009 - Lot7 | Data Enrichment | PVJ | OK | 2023-10-16 | 2023-10-17 | Processed based on Websource, Conflict w.r.t Input | 1097160 | 1097160 | 1385236 | AU_QM_000225976 |  | ERSA | M | 5620 | 1385236GZPCLNT100 | EA | 3000012 | BAR;TOY,9010612006 | BAR;TOY,9010612006 | BAR;MNFR:TOYOTA,PTNO:9010612006 |  | BAR;TOY,9010612006BAR;BEL,9010612006 | TOYOTA | 9010612006 | 1068114 @@ BELL & MOIR - PARTS ORDERS ONLY | 9010612006 | [12 empty] | TOYOTA | 90106-12006 | BELL & MOIR - PARTS ORDERS ONLY | 9010612006 | [14 empty] | https://www.toyotapartsdeal.com/oem/toyota~bolt-round-hexagon~90106-12006.html | [9 empty] | Enriched | 31161620 Hexagonal bolts |  |  | BOLT | MACHINE | TYPE |  | HEAD TYPE | ROUND HEXAGON | THREAD DIAMETER |  | OVERALL LENGTH |  | THREAD LENGTH |  | MATERIAL |  | MATERIAL SPECIFICATION |  | HEAD SIZE |  | THREAD PITCH |  | THREAD SERIES |  | COATING/FINISH |  | THREAD DIRECTION |  | TENSILE STRENGTH |  | HARDNESS |  | HAZARD CLASS |  | CERTIFICATION/STANDARD | [41 empty] | Production Completed
STP_009 - Lot7 | Data Enrichment | PVJ | OK | 2023-10-16 | 2023-10-17 |  | 1096869 | 1096869 | 1392358 | AU_QM_000235608 |  | ERSA | M | 5620 | 1392358GZPCLNT100 | EA | 3000012 | BAR;TOY,PZQ2960381 | BAR;TOY,PZQ2960381 | BAR;MNFR:TOYOTA,PTNO:PZQ2960381 |  | OEM-E-LISTBAR;TOY,PZQ2960381 | TOYOTA | PZQ2960381 | [14 empty] | TOYOTA | PZQ29-60381 | [16 empty] | https://www.newtowntoyota.parts/PZQ2960381/New-Genuine-Toyota-Landcruiser-70-Series-Steel-Low | https://www.mgs.net.au/auction/catalogueitem.html?a=8604&ps=472998 | [8 empty] | Enriched | 30260000 Structural materials |  | COLOUR:BLACK | BAR | NO MODIFIER | TYPE | BULL | DIMENSIONS |  | MATERIAL | STEEL | MATERIAL SPECIFICATION |  | HAZARD CLASS |  | CERTIFICATION/STANDARD | [61 empty] | Production Completed
STP_009 - Lot7 | Data Enrichment | PVJ | OK | 2023-10-16 | 2023-10-17 |  | 1097239 | 1097239 | 1383690 | AU_QM_000224126 |  | ERSA | M | 5620 | 1383690GZPCLNT100 | EA | 3000012 | BAR;TOY,PZQ2960382 | BAR;TOY,PZQ2960382 | BAR;MNFR:TOYOTA,PTNO:PZQ2960382 |  | BAR;TOY,PZQ2960382BAR;BEL,PZQ2960382 | TOYOTA | PZQ2960382 | [14 empty] | TOYOTA | PZQ2960382 | [16 empty] | https://shop.cessnocktoyota.com.au/shop/bullbars/genuine-toyota-steel-bull-bar-winch-compatible-pzq2960382/ | [9 empty] | Enriched | 30260000 Structural materials |  |  | BAR | NO MODIFIER | TYPE | BULL | DIMENSIONS | 193X69X8 CM | MATERIAL | STEEL | MATERIAL SPECIFICATION |  | HAZARD CLASS |  | CERTIFICATION/STANDARD | [61 empty] | Production Completed
STP_009 - Lot7 | Data Enrichment | PVJ | OK | 2023-10-16 | 2023-10-17 | processed based on Websource, Conflict w.r.t Input | 1097235 | 1097235 | 1383928 | AU_QM_000224411 |  | ERSA | M | 5620 | 1383928GZPCLNT100 | EA | 3000012 | BAR;TOY,PZQ2960451 | BAR;TOY,PZQ2960451 | BAR;MNFR:TOYOTA,PTNO:PZQ2960451 |  | BAR;TOY,PZQ2960451BAR;BEL,PZQ2960451 | TOYOTA | PZQ2960451 | [14 empty] | TOYOTA | PZQ2960451 | [16 empty] | https://shop.cessnocktoyota.com.au/shop/bullbars/genuine-toyota-bull-bar-bracket-kit-pzq2960451/ | [9 empty] | Enriched | 22101700 Heavy equipment components |  | SIZE: 83X23X23 CM | KIT | NO MODIFIER | TYPE | BULL BAR BRACKET | CONTENTS |  | NUMBER OF ITEMS |  | HAZARD CLASS |  | CERTIFICATION/STANDARD | [63 empty] | Production Completed
STP_009 - Lot7 | Data Enrichment | PVJ | OK | 2023-10-16 | 2023-10-17 |  | 1097242 | 1097242 | 1383487 | AU_QM_000223872 |  | ERSA | M | 5620 | 1383487GZPCLNT100 | EA | 3000012 | BAR;TOY,PZQ6460230 | BAR;TOY,PZQ6460230 | BAR;MNFR:TOYOTA,PTNO:PZQ6460230 |  | BAR;TOY,PZQ6460230BAR;BEL,PZQ6460230 | TOYOTA | PZQ6460230 | [14 empty] | TOYOTA | PZQ6460230 | [16 empty] | https://shop.pattersoncheneytoyota.com.au/product/genuine-toyota-tow-bar-3500-750-350-ldh-compatible-cab-chassis-pzq6460230/ | [9 empty] | Enriched | 22101700 Heavy equipment components |  | SIZE: 110X49X31 CM | BAR | TOW | TYPE |  | CLASS |  | GVW CAPACITY |  | TONGUE CAPACITY |  | MATERIAL |  | HARDNESS |  | CERTIFICATION/STANDARD | [59 empty] | Production Completed
STP_009 - Lot7 | Data Enrichment | PVJ | OK | 2023-10-16 | 2023-10-17 |  | 1097491 | 1097491 | 1374202 | AU_QM_000203094 |  | ERSA | M | 5620 | 1374202GZPCLNT100 | EA | 3000012 | BAR;TOY,TOY026 | BAR;TOY,TOY026 | BAR;MNFR:TOYOTA,PTNO:TOY026 |  | BAR;TOY,TOY026BAR;BEL,TOY026 | TOYOTA | TOY026 | [14 empty] | TOYOTA | TOY026 | [16 empty] | https://www.midland4wd.com.au/shop/suspension/uprated-torsion-bars-to-suit-hilux-4runner | [9 empty] | Enriched | 25172000 Suspension system components |  |  | BAR | SUSPENSION | TYPE | TORSION | SIZE |  | MATERIAL |  | SUPPLIED WITH |  | CERTIFICATION/STANDARD | [63 empty] | Production Completed
STP_009 - Lot7 | Data Enrichment | PVJ | OK | 2023-10-16 | 2023-10-15 |  | 1170710 | 1170710 |  |  |  | ERSA | M | 1510 | 1471819GZPCLNT100 | EA |  | BAR;WEAR | BAR;WEAR | BAR;TYPE:WEAR | [36 empty] | URL NOT FOUND | [9 empty] | Cleansed | 30260000 Structural materials |  |  | BAR | NO MODIFIER | TYPE | WEAR | DIMENSIONS |  | MATERIAL |  | MATERIAL SPECIFICATION |  | HAZARD CLASS |  | CERTIFICATION/STANDARD | [61 empty] | Production Completed
STP_009 - Lot7 | Data Enrichment | PVJ | OK | 2023-10-16 | 2023-10-15 |  | 1170711 | 1170711 |  |  |  | ERSA | M | 1510 | 1471818GZPCLNT100 | EA |  | BAR;WEAR | BAR;WEAR | BAR;TYPE:WEAR | [36 empty] | URL NOT FOUND | [9 empty] | Cleansed | 30260000 Structural materials |  |  | BAR | NO MODIFIER | TYPE | WEAR | DIMENSIONS |  | MATERIAL |  | MATERIAL SPECIFICATION |  | HAZARD CLASS |  | CERTIFICATION/STANDARD | [61 empty] | Production Completed
STP_009 - Lot7 | Data Enrichment | PVJ | OK | 2023-10-16 | 2023-10-15 |  | 1176771 | 1176771 |  |  |  | ERSA | M | 1510 | 1471815GZPCLNT100 | EA |  | BAR;WEAR | BAR;WEAR | BAR;TYPE:WEAR |  |  |  |  | 1068221 @@ BRADKEN RESOURCES PTY LIMITED | 163-4-2130/ ,MK.7 | 1071153 @@ BRADKEN RESOURCES PTY LTD | 163-4-2130/ ,MK.7 | [8 empty] | BRADKEN RESOURCES PTY LIMITED | 163-4-2130/MK.7 | [18 empty] | URL NOT FOUND | [9 empty] | Cleansed | 30260000 Structural materials |  |  | BAR | NO MODIFIER | TYPE | WEAR | DIMENSIONS |  | MATERIAL |  | MATERIAL SPECIFICATION |  | HAZARD CLASS |  | CERTIFICATION/STANDARD | [61 empty] | Production Completed
STP_009 - Lot7 | Data Enrichment | PVJ | OK | 2023-10-16 | 2023-10-15 |  | 1134280 | 1134280 | 1415404 | AU_QM_000261072 |  | ERSA | M | 5915 | 1415404GZPCLNT100 | EA |  | BREAKER,CIRCT;10A,30MA,1P; N,10KA,RCBO | BREAKER,CIRCT;10A,30MA,1P; N,10KA,RCBO | BREAKER,CIRCT;MNFR: ,PTNO:10A,30MA,1P; N,10KA,RCBO |  | BREAKER,CIRCT;10A,30MA,1P; N,10KA,RCBOBREAKER,CIRCT;10A,30MA,1P; N,10KA,RCBO | [34 empty] | URL NOT FOUND | [9 empty] | Cleansed | 39121601 Circuit breakers | NUMBER OF POLES:1,N,TRIP SETTING:30 MA,C/W OVERCURRENT PROTECTION |  | CIRCUIT BREAKER | RESIDUAL CURRENT | TYPE |  | WIRE SIZE |  | CONTACT CONFIGURATION |  | INPUT RATING | 10A | INTERRUPT RATING | 10 KA | MATERIAL |  | MOUNTING TYPE |  | SIZE |  | TEMPERATURE RATING |  | CERTIFICATION/STANDARD | [53 empty] | Production Completed
STP_009 - Lot7 | Data Enrichment | PVJ | OK | 2023-10-16 | 2023-10-17 |  | 1134432 | 1134432 | 1406305 | AU_QM_000251258 |  | ERSA | M | 5915 | 1406305GZPCLNT100 | EA |  | BREAKER,CIRCT;16A,240V,30MA,1P; N,10KA | BREAKER,CIRCT;16A,240V,30MA,1P; N,10KA | BREAKER,CIRCT;MNFR: ,PTNO:16A,240V,30MA,1P; N,10KA |  | BREAKER,CIRCT;16A,240V,30MA,1P; N,10KABREAKER,CIRCT;16A,240V,30MA,1P; N,10KA | [34 empty] | URL NOT FOUND | [9 empty] | Cleansed | 39121601 Circuit breakers | N |  | CIRCUIT BREAKER | NO MODIFIER | TYPE |  | CURRENT RATING | 16 A | VOLTAGE RATING | 240 V | FRAME RATING |  | INTERRUPT RATING | 10 KA | NUMBER OF POLES | 1 | OVERALL SIZE |  | TRIP SETTING | 30 MA | TERMINAL TYPE |  | MOUNTING TYPE |  | CERTIFICATION/STANDARD | [51 empty] | Production Completed
STP_009 - Lot7 | Data Enrichment | PVJ | OK | 2023-10-16 | 2023-10-15 |  | 1134299 | 1134299 | 1415002 | AU_QM_000260633 |  | ERSA | M | 5915 | 1415002GZPCLNT100 | EA |  | BREAKER,CIRCT;20A,240V,1P; N,10KA,RCBO | BREAKER,CIRCT;20A,240V,1P; N,10KA,RCBO | BREAKER,CIRCT;MNFR: ,PTNO:20A,240V,1P; N,10KA,RCBO |  | BREAKER,CIRCT;20A,240V,1P; N,10KA,RCBOBREAKER,CIRCT;20A,240V,1P; N,10KA,RCBO |  |  | 1068083 @@ NHP ELECTRICAL ENGINEERING PROD | 1415002 | [10 empty] | NHP ELECTRICAL ENGINEERING PROD | 1415002 | [18 empty] | URL NOT FOUND | [9 empty] | Cleansed | 39121601 Circuit breakers | NUMBER OF POLES:1,N,C/W OVERCURRENT PROTECTION |  | CIRCUIT BREAKER | RESIDUAL CURRENT | TYPE |  | WIRE SIZE |  | CONTACT CONFIGURATION |  | INPUT RATING | 240 V,20 A | INTERRUPT RATING | 10 KA | MATERIAL |  | MOUNTING TYPE |  | SIZE |  | TEMPERATURE RATING |  | CERTIFICATION/STANDARD | [53 empty] | Production Completed
STP_009 - Lot7 | Data Enrichment | PVJ | OK | 2023-10-16 | 2023-10-15 |  | 1134773 | 1134773 | 1422959 | AU_QM_000269344 |  | ERSA | M | 5915 | 1422959GZPCLNT100 | EA |  | BREAKER,CIRCT;20A,30MA,1P; N,10KA,RCBO | BREAKER,CIRCT;20A,30MA,1P; N,10KA,RCBO | BREAKER,CIRCT;MNFR: ,PTNO:20A,30MA,1P; N,10KA,RCBO |  | BREAKER,CIRCT;20A,30MA,1P; N,10KA,RCBOBREAKER,CIRCT;20A,30MA,1P; N,10KA,RCBO | [34 empty] | URL NOT FOUND | [9 empty] | Cleansed | 39121601 Circuit breakers | NUMBER OF POLES:1,N,TRIP SETTING:30 MA,C/W OVERCURRENT PROTECTION |  | CIRCUIT BREAKER | RESIDUAL CURRENT | TYPE |  | WIRE SIZE |  | CONTACT CONFIGURATION |  | INPUT RATING | 20 A | INTERRUPT RATING | 10 KA | MATERIAL |  | MOUNTING TYPE |  | SIZE |  | TEMPERATURE RATING |  | CERTIFICATION/STANDARD | [53 empty] | Production Completed
STP_009 - Lot7 | Data Enrichment | PVJ | OK | 2023-10-16 | 2023-10-17 |  | 1134338 | 1134338 | 1411850 | AU_QM_000257251 |  | ERSA | M | 5915 | 1411850GZPCLNT100 | EA |  | BREAKER,CIRCT;20A,440V AC,2P,DIN RAIL | BREAKER,CIRCT;20A,440V AC,2P,DIN RAIL | BREAKER,CIRCT;MNFR: ,PTNO:20A,440V AC,2P,DIN RAIL |  | BREAKER,CIRCT;20A,440V AC,2P,DIN RAILBREAKER,CIRCT;20A,440V AC,2P,DIN RAIL | [34 empty] | URL NOT FOUND | [9 empty] | Cleansed | 39121601 Circuit breakers |  |  | CIRCUIT BREAKER | NO MODIFIER | TYPE |  | CURRENT RATING | 20 A | VOLTAGE RATING | 440 VAC | FRAME RATING |  | INTERRUPT RATING |  | NUMBER OF POLES | 2 | OVERALL SIZE |  | TRIP SETTING |  | TERMINAL TYPE |  | MOUNTING TYPE | DIN RAIL | CERTIFICATION/STANDARD | [51 empty] | Production Completed
STP_009 - Lot7 | Data Enrichment | PVJ | OK | 2023-10-16 | 2023-10-15 |  | 1134837 | 1134837 | 1420096 | AU_QM_000266212 |  | ERSA | M | 5915 | 1420096GZPCLNT100 | EA |  | BREAKER,CIRCT;25A,3P,10KA,RCBO C CURVE | BREAKER,CIRCT;25A,3P,10KA,RCBO C CURVE | BREAKER,CIRCT;MNFR: ,PTNO:25A,3P,10KA,RCBO C CURVE |  | BREAKER,CIRCT;25A,3P,10KA,RCBO C CURVEBREAKER,CIRCT;25A,3P,10KA,RCBO C CURVE | [34 empty] | URL NOT FOUND | [9 empty] | Cleansed | 39121601 Circuit breakers | NUMBER OF POLES:3,TRIP CLASS:C CURVE,C/W OVERCURRENT PROTECTION |  | CIRCUIT BREAKER | RESIDUAL CURRENT | TYPE |  | WIRE SIZE |  | CONTACT CONFIGURATION |  | INPUT RATING | 25 A | INTERRUPT RATING | 10 KA | MATERIAL |  | MOUNTING TYPE |  | SIZE |  | TEMPERATURE RATING |  | CERTIFICATION/STANDARD | [53 empty] | Production Completed
STP_009 - Lot7 | Data Enrichment | PVJ | OK | 2023-10-16 | 2023-10-15 |  | 1134475 | 1134475 | 1403009 | AU_QM_000247682 |  | ERSA | M | 5915 | 1403009GZPCLNT100 | EA |  | BREAKER,CIRCT;40A,250V AC,2P,RCBO | BREAKER,CIRCT;40A,250V AC,2P,RCBO | BREAKER,CIRCT;MNFR: ,PTNO:40A,250V AC,2P,RCBO |  | BREAKER,CIRCT;40A,250V AC,2P,RCBOBREAKER,CIRCT;40A,250V AC,2P,RCBO | [34 empty] | URL NOT FOUND | [9 empty] | Cleansed | 39121601 Circuit breakers | NUMBER OF POLES:2,C/W OVERCURRENT PROTECTION |  | CIRCUIT BREAKER | RESIDUAL CURRENT | TYPE |  | WIRE SIZE |  | CONTACT CONFIGURATION |  | INPUT RATING | 250 VAC,40 A | INTERRUPT RATING |  | MATERIAL |  | MOUNTING TYPE |  | SIZE |  | TEMPERATURE RATING |  | CERTIFICATION/STANDARD | [53 empty] | Production Completed
STP_009 - Lot7 | Data Enrichment | PVJ | OK | 2023-10-16 | 2023-10-15 |  | 1134408 | 1134408 | 1407329 | AU_QM_000252364 |  | ERSA | M | 5915 | 1407329GZPCLNT100 | EA |  | BREAKER,CIRCT;40A,3P,10KA,RCBO C CURVE | BREAKER,CIRCT;40A,3P,10KA,RCBO C CURVE | BREAKER,CIRCT;MNFR: ,PTNO:40A,3P,10KA,RCBO C CURVE |  | BREAKER,CIRCT;40A,3P,10KA,RCBO C CURVEBREAKER,CIRCT;40A,3P,10KA,RCBO C CURVE | [34 empty] | URL NOT FOUND | [9 empty] | Cleansed | 39121601 Circuit breakers | NUMBER OF POLES:3,TRIP CLASS:C CURVE,C/W OVERCURRENT PROTECTION |  | CIRCUIT BREAKER | RESIDUAL CURRENT | TYPE |  | WIRE SIZE |  | CONTACT CONFIGURATION |  | INPUT RATING | 40 A | INTERRUPT RATING | 10 KA | MATERIAL |  | MOUNTING TYPE |  | SIZE |  | TEMPERATURE RATING |  | CERTIFICATION/STANDARD | [53 empty] | Production Completed
STP_009 - Lot7 | Data Enrichment | PVJ | OK | 2023-10-16 | 2023-10-17 |  | 1134854 | 1134854 | 1419640 | AU_QM_000265713 |  | ERSA | M | 5915 | 1419640GZPCLNT100 | EA |  | BREAKER,CIRCT;440V AC,2P,DIN RAIL,IP20 | BREAKER,CIRCT;440V AC,2P,DIN RAIL,IP20 | BREAKER,CIRCT;MNFR: ,PTNO:440V AC,2P,DIN RAIL,IP20 |  | BREAKER,CIRCT;440V AC,2P,DIN RAIL,IP20BREAKER,CIRCT;440V AC,2P,DIN RAIL,IP20 | [34 empty] | URL NOT FOUND | [9 empty] | Cleansed | 39121601 Circuit breakers | DEGREE OF PROTECTION:IP20 |  | CIRCUIT BREAKER | NO MODIFIER | TYPE |  | CURRENT RATING |  | VOLTAGE RATING | 440 VAC | FRAME RATING |  | INTERRUPT RATING |  | NUMBER OF POLES | 2 | OVERALL SIZE |  | TRIP SETTING |  | TERMINAL TYPE |  | MOUNTING TYPE | DIN RAIL | CERTIFICATION/STANDARD | [51 empty] | Production Completed
STP_009 - Lot7 | Data Enrichment | PVJ | OK | 2023-10-16 | 2023-10-17 |  | 1138258 | 1138258 | 1405082 | AU_QM_000249928 |  | ERSA | M | 5915 | 1405082GZPCLNT100 | EA |  | BREAKER,CIRCT;4A,480V AC,2P,5KA,SINGLE | BREAKER,CIRCT;4A,480V AC,2P,5KA,SINGLE | BREAKER,CIRCT;MNFR: ,PTNO:4A,480V AC,2P,5KA,SINGLE |  | BREAKER,CIRCT;4A,480V AC,2P,5KA,SINGLEBREAKER,CIRCT;4A,480V AC,2P,5KA,SINGLE | [34 empty] | URL NOT FOUND | [9 empty] | Cleansed | 39121601 Circuit breakers | SINGLE |  | CIRCUIT BREAKER | NO MODIFIER | TYPE |  | CURRENT RATING | 4 A | VOLTAGE RATING | 480 VAC | FRAME RATING |  | INTERRUPT RATING | 5 KA | NUMBER OF POLES | 2 | OVERALL SIZE |  | TRIP SETTING |  | TERMINAL TYPE |  | MOUNTING TYPE |  | CERTIFICATION/STANDARD | [51 empty] | Production Completed
STP_009 - Lot7 | Data Enrichment | PVJ | OK | 2023-10-16 | 2023-10-17 |  | 1138231 | 1138231 | 1413743 | AU_QM_000259266 |  | ERSA | M | 5915 | 1413743GZPCLNT100 | EA |  | BREAKER,CIRCT;AUTOMATIC,6A,230/240V AC | BREAKER,CIRCT;AUTOMATIC,6A,230/240V AC | BREAKER,CIRCT;MNFR: ,PTNO:AUTOMATIC,6A,230/240V AC |  | BREAKER,CIRCT;AUTOMATIC,6A,230/240V ACBREAKER,CIRCT;AUTOMATIC,6A,230/240V AC | [34 empty] | URL NOT FOUND | [9 empty] | Cleansed | 39121601 Circuit breakers |  |  | CIRCUIT BREAKER | NO MODIFIER | TYPE | AUTOMATIC | CURRENT RATING | 6 A | VOLTAGE RATING | 230/240 VAC | FRAME RATING |  | INTERRUPT RATING |  | NUMBER OF POLES |  | OVERALL SIZE |  | TRIP SETTING |  | TERMINAL TYPE |  | MOUNTING TYPE |  | CERTIFICATION/STANDARD | [51 empty] | Production Completed
STP_009 - Lot7 | Data Enrichment | PVJ | OK | 2023-10-16 | 2023-10-17 |  | 1134778 | 1134778 | 1422831 | AU_QM_000269201 |  | ERSA | M | 5915 | 1422831GZPCLNT100 | EA |  | BREAKER,CIRCT;C CURVE,2A,440V AC,2P | BREAKER,CIRCT;C CURVE,2A,440V AC,2P | BREAKER,CIRCT;MNFR: ,PTNO:C CURVE,2A,440V AC,2P |  | BREAKER,CIRCT;C CURVE,2A,440V AC,2PBREAKER,CIRCT;C CURVE,2A,440V AC,2P | [34 empty] | URL NOT FOUND | [9 empty] | Cleansed | 39121601 Circuit breakers | TRIP CLASS: C CURVE |  | CIRCUIT BREAKER | NO MODIFIER | TYPE |  | CURRENT RATING | 2 A | VOLTAGE RATING | 440 VAC | FRAME RATING |  | INTERRUPT RATING |  | NUMBER OF POLES | 2 | OVERALL SIZE |  | TRIP SETTING |  | TERMINAL TYPE |  | MOUNTING TYPE |  | CERTIFICATION/STANDARD | [51 empty] | Production Completed
STP_009 - Lot7 | Data Enrichment | PVJ | OK | 2023-10-16 | 2023-10-17 |  | 1134403 | 1134403 | 1407717 | AU_QM_000252779 |  | ERSA | M | 5915 | 1407717GZPCLNT100 | EA |  | BREAKER,CIRCT;C CURVE,4A,440V AC,3P | BREAKER,CIRCT;C CURVE,4A,440V AC,3P | BREAKER,CIRCT;MNFR: ,PTNO:C CURVE,4A,440V AC,3P |  | BREAKER,CIRCT;C CURVE,4A,440V AC,3PBREAKER,CIRCT;C CURVE,4A,440V AC,3P | [34 empty] | URL NOT FOUND | [9 empty] | Cleansed | 39121601 Circuit breakers | TRIP CLASS: C CURVE |  | CIRCUIT BREAKER | NO MODIFIER | TYPE |  | CURRENT RATING | 4 A | VOLTAGE RATING | 440 VAC | FRAME RATING |  | INTERRUPT RATING |  | NUMBER OF POLES | 3 | OVERALL SIZE |  | TRIP SETTING |  | TERMINAL TYPE |  | MOUNTING TYPE |  | CERTIFICATION/STANDARD | [51 empty] | Production Completed
STP_009 - Lot7 | Data Enrichment | PVJ | OK | 2023-10-16 | 2023-10-15 | Part Number Updated as per Websource | 1184260 | 1184260 |  |  |  | ERSA | M | 1600 | 1560153GZPCLNT100 | EA | 3000422 | BREAKER,CIRCT;CNW,ABBS201C32,S200,C CRV | DISYUNTORA;CNW,ABBS201C32 | BREAKER,CIRCUIT;MNFR:CNW,PTNO:ABBS201C32,ADDITIONAL FEATURES EN:S200,C CURVE,6KA,1P,32A | DISYUNTORA;MNFR:CNW,PTNO:ABBS201C32 |  | CNW | ABBS201C32 | 1068181 @@ CNW (MOUNT ISA) ELECT WHOLESALER | ABBS201C32 | [12 empty] | ABB | S201-C32 | CNW (MOUNT ISA) ELECT WHOLESALER | ABBS201C32 | [14 empty] | https://new.abb.com/products/2CDS251001R0324/s201-c32 | [9 empty] | Enriched | 39121603 Miniature circuit breakers | SERIES:S200 | DEGREE OF PROTECTION:IP20/IP40 | CIRCUIT BREAKER | MINIATURE | TYPE | COMPACT | CURRENT RATING | 32 A | VOLTAGE RATING | 230/400 VAC | NUMBER OF POLES | 1 | INTERRUPT RATING | 6 KA | FREQUENCY RATING | 50/60 HZ | TRIP CLASS | C | TRIP SETTING |  | MOUNTING TYPE | DIN RAIL | TERMINAL TYPE | SCREW | SIZE | 69 LGX17.5 WDX88 HT MM | CERTIFICATION/STANDARD | IEC/EN 60898-1,IEC/EN 60947-2,UL 1077 | [48 empty] | Production Completed
STP_009 - Lot7 | Data Enrichment | PVJ | OK | 2023-10-16 | 2023-10-15 | Part Number Updated as per Websource | 1184259 | 1184259 |  |  |  | ERSA | M | 1600 | 1560154GZPCLNT100 | EA | 3000422 | BREAKER,CIRCT;CNW,ABBS201C40,S200,C CRV | DISYUNTORA;CNW,ABBS201C40 | BREAKER,CIRCUIT;MNFR:CNW,PTNO:ABBS201C40,ADDITIONAL FEATURES EN:S200,C CURVE,6KA,1P,40A | DISYUNTORA;MNFR:CNW,PTNO:ABBS201C40 |  | CNW | ABBS201C40 | 1068181 @@ CNW (MOUNT ISA) ELECT WHOLESALER | ABBS201C40 | [12 empty] | ABB | S201-C40 | CNW (MOUNT ISA) ELECT WHOLESALER | ABBS201C40 | [14 empty] | https://new.abb.com/products/2CDS251001R0404/s201-c40 | [9 empty] | Enriched | 39121603 Miniature circuit breakers | SERIES:S200 | DEGREE OF PROTECTION:IP20/IP40 | CIRCUIT BREAKER | MINIATURE | TYPE | COMPACT | CURRENT RATING | 40 A | VOLTAGE RATING | 230/400 VAC | NUMBER OF POLES | 1 | INTERRUPT RATING | 6 KA | FREQUENCY RATING | 50/60 HZ | TRIP CLASS | C | TRIP SETTING |  | MOUNTING TYPE | DIN RAIL | TERMINAL TYPE | SCREW | SIZE | 69 LGX17.5 WDX88 HT MM | CERTIFICATION/STANDARD | IEC/EN 60898-1,IEC/EN 60947-2,UL 1077 | [48 empty] | Production Completed
STP_009 - Lot7 | Data Enrichment | PVJ | OK | 2023-10-16 | 2023-10-15 | Part Number Updated as per Websource | 1184258 | 1184258 |  |  |  | ERSA | M | 1600 | 1560155GZPCLNT100 | EA | 3000422 | BREAKER,CIRCT;CNW,ABBS201C63,S200,C CRV | DISYUNTORA;CNW,ABBS201C63 | BREAKER,CIRCUIT;MNFR:CNW,PTNO:ABBS201C63,ADDITIONAL FEATURES EN:S200,C CURVE,6KA,1P,63A | DISYUNTORA;MNFR:CNW,PTNO:ABBS201C63 |  | CNW | ABBS201C63 | 1068181 @@ CNW (MOUNT ISA) ELECT WHOLESALER | ABBS201C63 | [12 empty] | ABB | S201-C63 | CNW (MOUNT ISA) ELECT WHOLESALER | ABBS201C63 | [14 empty] | https://new.abb.com/products/2CDS251001R0634/s201-c63 | [9 empty] | Enriched | 39121603 Miniature circuit breakers | SERIES:S200 | DEGREE OF PROTECTION:IP20/IP40 | CIRCUIT BREAKER | MINIATURE | TYPE | COMPACT | CURRENT RATING | 63 A | VOLTAGE RATING | 230/400 VAC | NUMBER OF POLES | 1 | INTERRUPT RATING | 6 KA | FREQUENCY RATING | 50/60 HZ | TRIP CLASS | C | TRIP SETTING |  | MOUNTING TYPE | DIN RAIL | TERMINAL TYPE | SCREW | SIZE | 69 LGX17.5 WDX88 HT MM | CERTIFICATION/STANDARD | IEC/EN 60898-1,IEC/EN 60947-2,UL 1077 | [48 empty] | Production Completed
STP_009 - Lot7 | Data Enrichment | PVJ | OK | 2023-10-16 | 2023-10-15 | Part Number Updated as per Websource,NUMBER OF POLES UPDATED AS PER WEBSOURCE | 1184256 | 1184256 |  |  |  | ERSA | M | 1600 | 1560157GZPCLNT100 | EA | 3000422 | BREAKER,CIRCT;CNW,ABBS203C40,S200,C CRV | DISYUNTORA;CNW,ABBS203C40 | BREAKER,CIRCUIT;MNFR:CNW,PTNO:ABBS203C40,ADDITIONAL FEATURES EN:S200,C CURVE,6KA,1P,40A | DISYUNTORA;MNFR:CNW,PTNO:ABBS203C40 |  | CNW | ABBS203C40 | 1068181 @@ CNW (MOUNT ISA) ELECT WHOLESALER | ABBS203C40 | [12 empty] | ABB | S203-C40 | CNW (MOUNT ISA) ELECT WHOLESALER | ABBS203C40 | [14 empty] | https://new.abb.com/products/2CDS253001R0404/s203-c40 | [9 empty] | Enriched | 39121603 Miniature circuit breakers | SERIES:S200 | DEGREE OF PROTECTION:IP20/IP40 | CIRCUIT BREAKER | MINIATURE | TYPE | COMPACT | CURRENT RATING | 40 A | VOLTAGE RATING | 230/400/440 VAC | NUMBER OF POLES | 3 | INTERRUPT RATING | 6 KA | FREQUENCY RATING | 50/60 HZ | TRIP CLASS | C | TRIP SETTING |  | MOUNTING TYPE | DIN RAIL | TERMINAL TYPE | SCREW | SIZE | 69 LGX52.5 WDX88 HT MM | CERTIFICATION/STANDARD | IEC/EN 60898-1,IEC/EN 60947-2,UL 1077 | [48 empty] | Production Completed
STP_009 - Lot7 | Data Enrichment | PVJ | OK | 2023-10-16 | 2023-10-15 | Part Number Updated as per Websource,NUMBER OF POLES UPDATED AS PER WEBSOURCE | 1184255 | 1184255 |  |  |  | ERSA | M | 1600 | 1560158GZPCLNT100 | EA | 3000422 | BREAKER,CIRCT;CNW,ABBS203C63,S200,C CRV | DISYUNTORA;CNW,ABBS203C63 | BREAKER,CIRCUIT;MNFR:CNW,PTNO:ABBS203C63,ADDITIONAL FEATURES EN:S200,C CURVE,6KA,1P,63A | DISYUNTORA;MNFR:CNW,PTNO:ABBS203C63 |  | CNW | ABBS203C63 | 1068181 @@ CNW (MOUNT ISA) ELECT WHOLESALER | ABBS203C63 | [12 empty] | ABB | S203-C63 | CNW (MOUNT ISA) ELECT WHOLESALER | ABBS203C63 | [14 empty] | https://new.abb.com/products/2CDS253001R0634/s203-c63 | [9 empty] | Enriched | 39121603 Miniature circuit breakers | SERIES:S200 | DEGREE OF PROTECTION:IP20/IP40 | CIRCUIT BREAKER | MINIATURE | TYPE | COMPACT | CURRENT RATING | 63 A | VOLTAGE RATING | 230/400/440 VAC | NUMBER OF POLES | 3 | INTERRUPT RATING | 6 KA | FREQUENCY RATING | 50/60 HZ | TRIP CLASS | C | TRIP SETTING |  | MOUNTING TYPE | DIN RAIL | TERMINAL TYPE | SCREW | SIZE | 69 LGX52.5 WDX88 HT MM | CERTIFICATION/STANDARD | IEC/EN 60898-1,IEC/EN 60947-2,UL 1077 | [48 empty] | Production Completed
STP_009 - Lot7 | Data Enrichment | PVJ | OK | 2023-10-16 | 2023-10-15 | Part Number Updated as per Websource | 1185970 | 1185970 |  |  |  | ERSA | M | 1600 | 1555514GZPCLNT100 | EA | 3000422 | BREAKER,CIRCT;CNW,ABBS803BC100,S800,FEED | DISYUNTORA;CNW,ABBS803BC100 | BREAKER,CIRCUIT;MNFR:CNW,PTNO:ABBS803BC100,ADDITIONAL FEATURES EN:S800,FEED BLOCK,120MM2 | DISYUNTORA;MNFR:CNW,PTNO:ABBS803BC100 |  | CNW | ABBS803BC100 | 1068181 @@ CNW (MOUNT ISA) ELECT WHOLESALER | ABBS803BC100 | [12 empty] | ABB | S803B-C100 | CNW (MOUNT ISA) ELECT WHOLESALER | ABBS803BC100 | [14 empty] | https://new.abb.com/products/2CCS813001R0824/s803b-c100 | [9 empty] | Enriched | 39121603 Miniature circuit breakers | CONNECTING CAPACITY:120 MM2,SERIES:S800,FEED BLOCK | DEGREE OF PROTECTION:IP20 | CIRCUIT BREAKER | MINIATURE | TYPE | HIGH PERFORMANCE | CURRENT RATING | 100 A | VOLTAGE RATING | 230/400 VAC | NUMBER OF POLES | 3 | INTERRUPT RATING | 16 KA | FREQUENCY RATING | 50/60 HZ | TRIP CLASS | C | TRIP SETTING |  | MOUNTING TYPE | DIN RAIL | TERMINAL TYPE | SCREW | SIZE | 82.5 LGX81 WDX95 HT MM | CERTIFICATION/STANDARD | IEC/EN 60898-1,IEC/EN 60947-2,UL 1077 | [48 empty] | Production Completed
STP_009 - Lot7 | Data Enrichment | PVJ | OK | 2023-10-16 | 2023-10-17 |  | 1189744 | 1189744 |  |  |  | ERSA | M | 1600 | 1575547GZPCLNT100 | EA | 3000422 | BREAKER,CIRCT;CNW,HAGNT106C,MCB 10KA 6A | DISYUNTORA;CNW,HAGNT106C | BREAKER,CIRCUIT;MNFR:CNW,PTNO:HAGNT106C,ADDITIONAL FEATURES EN:MCB 10KA 6A 1P | DISYUNTORA;MNFR:CNW,PTNO:HAGNT106C |  | CNW | HAGNT106C | 1068181 @@ CNW (MOUNT ISA) ELECT WHOLESALER | HAGNT106C | [12 empty] | HAGER | NT106C | CNW (MOUNT ISA) ELECT WHOLESALER | HAGNT106C | [14 empty] | https://hager.com/au/products/product-information/nt106c-mcb-1p-10ka-c-6a-1m | [9 empty] | Enriched | 39121603 Miniature circuit breakers |  | DEGREE OF PROTECTION:IP20,TEMPERATURE RATING:-25 TO 70 DEG C | CIRCUIT BREAKER | MINIATURE | TYPE |  | CURRENT RATING | 6 A | VOLTAGE RATING | 240/415 VAC | NUMBER OF POLES | 1 | INTERRUPT RATING | 10 KA | FREQUENCY RATING | 5/60 HZ | TRIP CLASS | C | TRIP SETTING |  | MOUNTING TYPE | DIN RAIL | TERMINAL TYPE | SCREW | SIZE | 17.5 WDX83 HTX70 DP MM | CERTIFICATION/STANDARD | IEC 60898-1, AS/NZS 60898-1 | [48 empty] | Production Completed
STP_009 - Lot7 | Data Enrichment | PVJ | OK | 2023-10-16 | 2023-10-17 |  | 1189743 | 1189743 |  |  |  | ERSA | M | 1600 | 1575548GZPCLNT100 | EA | 3000422 | BREAKER,CIRCT;CNW,HAGNT110C,MCB 10KA 10A | DISYUNTORA;CNW,HAGNT110C | BREAKER,CIRCUIT;MNFR:CNW,PTNO:HAGNT110C,ADDITIONAL FEATURES EN:MCB 10KA 10A 1P | DISYUNTORA;MNFR:CNW,PTNO:HAGNT110C |  | CNW | HAGNT110C | 1068181 @@ CNW (MOUNT ISA) ELECT WHOLESALER | HAGNT110C | [12 empty] | HAGER | NT110C | CNW (MOUNT ISA) ELECT WHOLESALER | HAGNT110C | [14 empty] | https://hager.com/nz/products/product-information/nt110c-mcb-1p-10ka-c-10a-1m | [9 empty] | Enriched | 39121603 Miniature circuit breakers |  | DEGREE OF PROTECTION:IP20,TEMPERATURE RATING:-25 TO 70 DEG C | CIRCUIT BREAKER | MINIATURE | TYPE |  | CURRENT RATING | 10 A | VOLTAGE RATING | 240/415 VAC | NUMBER OF POLES | 1 | INTERRUPT RATING | 10 KA | FREQUENCY RATING | 5/60 HZ | TRIP CLASS | C | TRIP SETTING |  | MOUNTING TYPE | DIN RAIL | TERMINAL TYPE | SCREW | SIZE | 17.5 WDX83 HTX70 DP MM | CERTIFICATION/STANDARD | IEC 60898-1, AS/NZS 60898-1 | [48 empty] | Production Completed
STP_009 - Lot7 | Data Enrichment | PVJ | OK | 2023-10-16 | 2023-10-17 |  | 1189741 | 1189741 |  |  |  | ERSA | M | 1600 | 1575550GZPCLNT100 | EA | 3000422 | BREAKER,CIRCT;CNW,HAGNT120C,MCB 10KA 20A | DISYUNTORA;CNW,HAGNT120C | BREAKER,CIRCUIT;MNFR:CNW,PTNO:HAGNT120C,ADDITIONAL FEATURES EN:MCB 10KA 20A 1P | DISYUNTORA;MNFR:CNW,PTNO:HAGNT120C |  | CNW | HAGNT120C | 1068181 @@ CNW (MOUNT ISA) ELECT WHOLESALER | HAGNT120C | [12 empty] | HAGER | NT120C | CNW (MOUNT ISA) ELECT WHOLESALER | HAGNT120C | [14 empty] | https://hager.com/nz/products/product-information/nt120c-mcb-1p-10ka-c-20a-1m | [9 empty] | Enriched | 39121603 Miniature circuit breakers |  | DEGREE OF PROTECTION:IP20,TEMPERATURE RATING:-25 TO 70 DEG C | CIRCUIT BREAKER | MINIATURE | TYPE |  | CURRENT RATING | 20 A | VOLTAGE RATING | 240/415 VAC | NUMBER OF POLES | 1 | INTERRUPT RATING | 10 KA | FREQUENCY RATING | 5/60 HZ | TRIP CLASS | C | TRIP SETTING |  | MOUNTING TYPE | DIN RAIL | TERMINAL TYPE | SCREW | SIZE | 17.5 WDX83 HTX70 DP MM | CERTIFICATION/STANDARD | IEC 60898-1, AS/NZS 60898-1 | [48 empty] | Production Completed
STP_009 - Lot7 | Data Enrichment | PVJ | OK | 2023-10-16 | 2023-10-17 |  | 1189740 | 1189740 |  |  |  | ERSA | M | 1600 | 1575551GZPCLNT100 | EA | 3000422 | BREAKER,CIRCT;CNW,HAGNT125C,MCB 10KA 25A | DISYUNTORA;CNW,HAGNT125C | BREAKER,CIRCUIT;MNFR:CNW,PTNO:HAGNT125C,ADDITIONAL FEATURES EN:MCB 10KA 25A 1P | DISYUNTORA;MNFR:CNW,PTNO:HAGNT125C |  | CNW | HAGNT125C | 1068181 @@ CNW (MOUNT ISA) ELECT WHOLESALER | HAGNT125C | [12 empty] | HAGER | NT125C | CNW (MOUNT ISA) ELECT WHOLESALER | HAGNT125C | [14 empty] | https://hager.com/nz/products/product-information/nt125c-mcb-1p-10ka-c-25a-1m | [9 empty] | Enriched | 39121603 Miniature circuit breakers |  | DEGREE OF PROTECTION:IP20,TEMPERATURE RATING:-25 TO 70 DEG C | CIRCUIT BREAKER | MINIATURE | TYPE |  | CURRENT RATING | 25 A | VOLTAGE RATING | 240/415 VAC | NUMBER OF POLES | 1 | INTERRUPT RATING | 10 KA | FREQUENCY RATING | 5/60 HZ | TRIP CLASS | C | TRIP SETTING |  | MOUNTING TYPE | DIN RAIL | TERMINAL TYPE | SCREW | SIZE | 17.5 WDX83 HTX70 DP MM | CERTIFICATION/STANDARD | IEC 60898-1, AS/NZS 60898-1 | [48 empty] | Production Completed
STP_009 - Lot7 | Data Enrichment | PVJ | OK | 2023-10-16 | 2023-10-17 |  | 1189739 | 1189739 |  |  |  | ERSA | M | 1600 | 1575552GZPCLNT100 | EA | 3000422 | BREAKER,CIRCT;CNW,HAGNT132C,MCB 10KA 32A | DISYUNTORA;CNW,HAGNT132C | BREAKER,CIRCUIT;MNFR:CNW,PTNO:HAGNT132C,ADDITIONAL FEATURES EN:MCB 10KA 32A 1P | DISYUNTORA;MNFR:CNW,PTNO:HAGNT132C |  | CNW | HAGNT132C | 1068181 @@ CNW (MOUNT ISA) ELECT WHOLESALER | HAGNT132C | [12 empty] | HAGER | NT132C | CNW (MOUNT ISA) ELECT WHOLESALER | HAGNT132C | [14 empty] | https://hager.com/nz/products/product-information/nt132c-mcb-1p-10ka-c-32a-1m | [9 empty] | Enriched | 39121603 Miniature circuit breakers |  | DEGREE OF PROTECTION:IP20,TEMPERATURE RATING:-25 TO 70 DEG C | CIRCUIT BREAKER | MINIATURE | TYPE |  | CURRENT RATING | 32 A | VOLTAGE RATING | 240/415 VAC | NUMBER OF POLES | 1 | INTERRUPT RATING | 10 KA | FREQUENCY RATING | 5/60 HZ | TRIP CLASS | C | TRIP SETTING |  | MOUNTING TYPE | DIN RAIL | TERMINAL TYPE | SCREW | SIZE | 17.5 WDX83 HTX70 DP MM | CERTIFICATION/STANDARD | IEC 60898-1, AS/NZS 60898-1 | [48 empty] | Production Completed
STP_009 - Lot7 | Data Enrichment | PVJ | OK | 2023-10-16 | 2023-10-17 |  | 1189738 | 1189738 |  |  |  | ERSA | M | 1600 | 1575553GZPCLNT100 | EA | 3000422 | BREAKER,CIRCT;CNW,HAGNT140C,MCB 10KA 40A | DISYUNTORA;CNW,HAGNT140C | BREAKER,CIRCUIT;MNFR:CNW,PTNO:HAGNT140C,ADDITIONAL FEATURES EN:MCB 10KA 40A 1P | DISYUNTORA;MNFR:CNW,PTNO:HAGNT140C |  | CNW | HAGNT140C | 1068181 @@ CNW (MOUNT ISA) ELECT WHOLESALER | HAGNT140C | [12 empty] | HAGER | NT140C | CNW (MOUNT ISA) ELECT WHOLESALER | HAGNT140C | [14 empty] | https://hager.com/nz/products/product-information/nt140c-mcb-1p-10ka-c-40a-1m | [9 empty] | Enriched | 39121603 Miniature circuit breakers |  | DEGREE OF PROTECTION:IP20,TEMPERATURE RATING:-25 TO 70 DEG C | CIRCUIT BREAKER | MINIATURE | TYPE |  | CURRENT RATING | 40 A | VOLTAGE RATING | 240/415 VAC | NUMBER OF POLES | 1 | INTERRUPT RATING | 10 KA | FREQUENCY RATING | 5/60 HZ | TRIP CLASS | C | TRIP SETTING |  | MOUNTING TYPE | DIN RAIL | TERMINAL TYPE | SCREW | SIZE | 17.5 WDX83 HTX70 DP MM | CERTIFICATION/STANDARD | IEC 60898-1, AS/NZS 60898-1 | [48 empty] | Production Completed
STP_009 - Lot7 | Data Enrichment | PVJ | OK | 2023-10-16 | 2023-10-17 |  | 1181170 | 1181170 |  |  |  | ERSA | M | 1600 | 1568247GZPCLNT100 | EA | 3000422 | BREAKER,CIRCT;CNW,HAGNT163C,10KA,1P,63A | DISYUNTORA;CNW,HAGNT163C | BREAKER,CIRCUIT;MNFR:CNW,PTNO:HAGNT163C,ADDITIONAL FEATURES EN:10KA,1P,63A | DISYUNTORA;MNFR:CNW,PTNO:HAGNT163C |  | CNW | HAGNT163C | 1068181 @@ CNW (MOUNT ISA) ELECT WHOLESALER | HAGNT163C | [12 empty] | HAGER | NT163C | CNW (MOUNT ISA) ELECT WHOLESALER | HAGNT163C | [14 empty] | https://hager.com/nz/products/product-information/nt163c-mcb-1p-10ka-c-63a-1m | [9 empty] | Enriched | 39121603 Miniature circuit breakers |  | DEGREE OF PROTECTION:IP20,TEMPERATURE RATING:-25 TO 70 DEG C | CIRCUIT BREAKER | MINIATURE | TYPE |  | CURRENT RATING | 63 A | VOLTAGE RATING | 240/415 VAC | NUMBER OF POLES | 1 | INTERRUPT RATING | 10 KA | FREQUENCY RATING | 5/60 HZ | TRIP CLASS | C | TRIP SETTING |  | MOUNTING TYPE | DIN RAIL | TERMINAL TYPE | SCREW | SIZE | 17.5 WDX83 HTX70 DP MM | CERTIFICATION/STANDARD | IEC 60898-1, AS/NZS 60898-1 | [48 empty] | Production Completed
STP_009 - Lot7 | Data Enrichment | PVJ | OK | 2023-10-16 | 2023-10-17 |  | 1189737 | 1189737 |  |  |  | ERSA | M | 1600 | 1575554GZPCLNT100 | EA | 3000422 | BREAKER,CIRCT;CNW,HAGNT210C,MCB 10KA 2P | DISYUNTORA;CNW,HAGNT210C | BREAKER,CIRCUIT;MNFR:CNW,PTNO:HAGNT210C,ADDITIONAL FEATURES EN:MCB 10KA 2P 10A | DISYUNTORA;MNFR:CNW,PTNO:HAGNT210C |  | CNW | HAGNT210C | 1068181 @@ CNW (MOUNT ISA) ELECT WHOLESALER | HAGNT210C | [12 empty] | HAGER | NT210C | CNW (MOUNT ISA) ELECT WHOLESALER | HAGNT210C | [14 empty] | https://hager.com/nz/products/product-information/nt210c-mcb-2p-10ka-c-10a-2m | [9 empty] | Enriched | 39121603 Miniature circuit breakers |  | DEGREE OF PROTECTION:IP20,TEMPERATURE RATING:-25 TO 70 DEG C | CIRCUIT BREAKER | MINIATURE | TYPE |  | CURRENT RATING | 10 A | VOLTAGE RATING | 415 VAC | NUMBER OF POLES | 2 | INTERRUPT RATING | 10 KA | FREQUENCY RATING | 5/60 HZ | TRIP CLASS | C | TRIP SETTING |  | MOUNTING TYPE | DIN RAIL | TERMINAL TYPE | SCREW | SIZE | 35 WDX83 HTX70 DP MM | CERTIFICATION/STANDARD | IEC 60898-1, AS/NZS 60898-1 | [48 empty] | Production Completed
STP_009 - Lot7 | Data Enrichment | PVJ | OK | 2023-10-16 | 2023-10-17 |  | 1189736 | 1189736 |  |  |  | ERSA | M | 1600 | 1575555GZPCLNT100 | EA | 3000422 | BREAKER,CIRCT;CNW,HAGNT216C,MCB 10KA 2P | DISYUNTORA;CNW,HAGNT216C | BREAKER,CIRCUIT;MNFR:CNW,PTNO:HAGNT216C,ADDITIONAL FEATURES EN:MCB 10KA 2P 16A | DISYUNTORA;MNFR:CNW,PTNO:HAGNT216C |  | CNW | HAGNT216C | 1068181 @@ CNW (MOUNT ISA) ELECT WHOLESALER | HAGNT216C | [12 empty] | HAGER | NT216C | CNW (MOUNT ISA) ELECT WHOLESALER | HAGNT216C | [14 empty] | https://hager.com/nz/products/product-information/nt216c-mcb-2p-10ka-c-16a-2m | [9 empty] | Enriched | 39121603 Miniature circuit breakers |  | DEGREE OF PROTECTION:IP20,TEMPERATURE RATING:-25 TO 70 DEG C | CIRCUIT BREAKER | MINIATURE | TYPE |  | CURRENT RATING | 16 A | VOLTAGE RATING | 415 VAC | NUMBER OF POLES | 2 | INTERRUPT RATING | 10 KA | FREQUENCY RATING | 5/60 HZ | TRIP CLASS | C | TRIP SETTING |  | MOUNTING TYPE | DIN RAIL | TERMINAL TYPE | SCREW | SIZE | 35 WDX83 HTX70 DP MM | CERTIFICATION/STANDARD | IEC 60898-1, AS/NZS 60898-1 | [48 empty] | Production Completed
STP_009 - Lot7 | Data Enrichment | PVJ | OK | 2023-10-16 | 2023-10-17 |  | 1189735 | 1189735 |  |  |  | ERSA | M | 1600 | 1575556GZPCLNT100 | EA | 3000422 | BREAKER,CIRCT;CNW,HAGNT220C,MCB 10KA 2P | DISYUNTORA;CNW,HAGNT220C | BREAKER,CIRCUIT;MNFR:CNW,PTNO:HAGNT220C,ADDITIONAL FEATURES EN:MCB 10KA 2P 20A | DISYUNTORA;MNFR:CNW,PTNO:HAGNT220C |  | CNW | HAGNT220C | 1068181 @@ CNW (MOUNT ISA) ELECT WHOLESALER | HAGNT220C | [12 empty] | HAGER | NT220C | CNW (MOUNT ISA) ELECT WHOLESALER | HAGNT220C | [14 empty] | https://hager.com/nz/products/product-information/nt220c-mcb-2p-10ka-c-20a-2m | [9 empty] | Enriched | 39121603 Miniature circuit breakers |  | DEGREE OF PROTECTION:IP20,TEMPERATURE RATING:-25 TO 70 DEG C | CIRCUIT BREAKER | MINIATURE | TYPE |  | CURRENT RATING | 20 A | VOLTAGE RATING | 415 VAC | NUMBER OF POLES | 2 | INTERRUPT RATING | 10 KA | FREQUENCY RATING | 5/60 HZ | TRIP CLASS | C | TRIP SETTING |  | MOUNTING TYPE | DIN RAIL | TERMINAL TYPE | SCREW | SIZE | 35 WDX83 HTX70 DP MM | CERTIFICATION/STANDARD | IEC 60898-1, AS/NZS 60898-1 | [48 empty] | Production Completed
STP_009 - Lot7 | Data Enrichment | PVJ | OK | 2023-10-16 | 2023-10-17 |  | 1189734 | 1189734 |  |  |  | ERSA | M | 1600 | 1575557GZPCLNT100 | EA | 3000422 | BREAKER,CIRCT;CNW,HAGNT225C,MCB 10KA 2P | DISYUNTORA;CNW,HAGNT225C | BREAKER,CIRCUIT;MNFR:CNW,PTNO:HAGNT225C,ADDITIONAL FEATURES EN:MCB 10KA 2P 25A | DISYUNTORA;MNFR:CNW,PTNO:HAGNT225C |  | CNW | HAGNT225C | 1068181 @@ CNW (MOUNT ISA) ELECT WHOLESALER | HAGNT225C | [12 empty] | HAGER | NT225C | CNW (MOUNT ISA) ELECT WHOLESALER | HAGNT225C | [14 empty] | https://hager.com/nz/products/product-information/nt225c-mcb-2p-10ka-c-25a-2m | [9 empty] | Enriched | 39121603 Miniature circuit breakers |  | DEGREE OF PROTECTION:IP20,TEMPERATURE RATING:-25 TO 70 DEG C | CIRCUIT BREAKER | MINIATURE | TYPE |  | CURRENT RATING | 25 A | VOLTAGE RATING | 415 VAC | NUMBER OF POLES | 2 | INTERRUPT RATING | 10 KA | FREQUENCY RATING | 5/60 HZ | TRIP CLASS | C | TRIP SETTING |  | MOUNTING TYPE | DIN RAIL | TERMINAL TYPE | SCREW | SIZE | 35 WDX83 HTX70 DP MM | CERTIFICATION/STANDARD | IEC 60898-1, AS/NZS 60898-1 | [48 empty] | Production Completed
STP_009 - Lot7 | Data Enrichment | PVJ | OK | 2023-10-16 | 2023-10-17 |  | 1181171 | 1181171 |  |  |  | ERSA | M | 1600 | 1568246GZPCLNT100 | EA | 3000422 | BREAKER,CIRCT;CNW,HAGNT263C,10KA,2P,63A | DISYUNTORA;CNW,HAGNT263C | BREAKER,CIRCUIT;MNFR:CNW,PTNO:HAGNT263C,ADDITIONAL FEATURES EN:10KA,2P,63A | DISYUNTORA;MNFR:CNW,PTNO:HAGNT263C |  | CNW | HAGNT263C | 1068181 @@ CNW (MOUNT ISA) ELECT WHOLESALER | HAGNT263C | [12 empty] | HAGER | NT263C | CNW (MOUNT ISA) ELECT WHOLESALER | HAGNT263C | [14 empty] | https://hager.com/nz/products/product-information/nt263c-mcb-2p-10ka-c-63a-2m | [9 empty] | Enriched | 39121603 Miniature circuit breakers |  | DEGREE OF PROTECTION:IP20,TEMPERATURE RATING:-25 TO 70 DEG C | CIRCUIT BREAKER | MINIATURE | TYPE |  | CURRENT RATING | 63 A | VOLTAGE RATING | 415 VAC | NUMBER OF POLES | 2 | INTERRUPT RATING | 10 KA | FREQUENCY RATING | 5/60 HZ | TRIP CLASS | C | TRIP SETTING |  | MOUNTING TYPE | DIN RAIL | TERMINAL TYPE | SCREW | SIZE | 35 WDX83 HTX70 DP MM | CERTIFICATION/STANDARD | IEC 60898-1, AS/NZS 60898-1 | [48 empty] | Production Completed
STP_009 - Lot7 | Data Enrichment | PVJ | OK | 2023-10-16 | 2023-10-17 |  | 1189733 | 1189733 |  |  |  | ERSA | M | 1600 | 1575558GZPCLNT100 | EA | 3000422 | BREAKER,CIRCT;CNW,HAGNT304C,MCB 10KA 3P | DISYUNTORA;CNW,HAGNT304C | BREAKER,CIRCUIT;MNFR:CNW,PTNO:HAGNT304C,ADDITIONAL FEATURES EN:MCB 10KA 3P 4A | DISYUNTORA;MNFR:CNW,PTNO:HAGNT304C |  | CNW | HAGNT304C | 1068181 @@ CNW (MOUNT ISA) ELECT WHOLESALER | HAGNT304C | [12 empty] | HAGER | NT304C | CNW (MOUNT ISA) ELECT WHOLESALER | HAGNT304C | [14 empty] | https://hager.com/nz/products/product-information/nt304c-mcb-3p-10ka-c-4a-3m | [9 empty] | Enriched | 39121603 Miniature circuit breakers |  | DEGREE OF PROTECTION:IP20,TEMPERATURE RATING:-25 TO 70 DEG C | CIRCUIT BREAKER | MINIATURE | TYPE |  | CURRENT RATING | 4 A | VOLTAGE RATING | 415 VAC | NUMBER OF POLES | 3 | INTERRUPT RATING | 10 KA | FREQUENCY RATING | 5/60 HZ | TRIP CLASS | C | TRIP SETTING |  | MOUNTING TYPE | DIN RAIL | TERMINAL TYPE | SCREW | SIZE | 52.5 WDX83 HTX70 DP MM | CERTIFICATION/STANDARD | IEC 60898-1, AS/NZS 60898-1 | [48 empty] | Production Completed
STP_009 - Lot7 | Data Enrichment | PVJ | OK | 2023-10-16 | 2023-10-17 |  | 1189732 | 1189732 |  |  |  | ERSA | M | 1600 | 1575559GZPCLNT100 | EA | 3000422 | BREAKER,CIRCT;CNW,HAGNT306C,MCB 10KA 3P | DISYUNTORA;CNW,HAGNT306C | BREAKER,CIRCUIT;MNFR:CNW,PTNO:HAGNT306C,ADDITIONAL FEATURES EN:MCB 10KA 3P 6A | DISYUNTORA;MNFR:CNW,PTNO:HAGNT306C |  | CNW | HAGNT306C | 1068181 @@ CNW (MOUNT ISA) ELECT WHOLESALER | HAGNT306C | [12 empty] | HAGER | NT306C | CNW (MOUNT ISA) ELECT WHOLESALER | HAGNT306C | [14 empty] | https://hager.com/nz/products/product-information/nt306c-mcb-3p-10ka-c-6a-3m | [9 empty] | Enriched | 39121603 Miniature circuit breakers |  | DEGREE OF PROTECTION:IP20,TEMPERATURE RATING:-25 TO 70 DEG C | CIRCUIT BREAKER | MINIATURE | TYPE |  | CURRENT RATING | 6 A | VOLTAGE RATING | 415 VAC | NUMBER OF POLES | 3 | INTERRUPT RATING | 10 KA | FREQUENCY RATING | 5/60 HZ | TRIP CLASS | C | TRIP SETTING |  | MOUNTING TYPE | DIN RAIL | TERMINAL TYPE | SCREW | SIZE | 52.5 WDX83 HTX70 DP MM | CERTIFICATION/STANDARD | IEC 60898-1, AS/NZS 60898-1 | [48 empty] | Production Completed
STP_009 - Lot7 | Data Enrichment | PVJ | OK | 2023-10-16 | 2023-10-17 |  | 1189729 | 1189729 |  |  |  | ERSA | M | 1600 | 1575562GZPCLNT100 | EA | 3000422 | BREAKER,CIRCT;CNW,HAGNT320C,MCB 10KA 3P | DISYUNTORA;CNW,HAGNT320C | BREAKER,CIRCUIT;MNFR:CNW,PTNO:HAGNT320C,ADDITIONAL FEATURES EN:MCB 10KA 3P 20A | DISYUNTORA;MNFR:CNW,PTNO:HAGNT320C |  | CNW | HAGNT320C | 1068181 @@ CNW (MOUNT ISA) ELECT WHOLESALER | HAGNT320C | [12 empty] | HAGER | NT320C | CNW (MOUNT ISA) ELECT WHOLESALER | HAGNT320C | [14 empty] | https://hager.com/nz/products/product-information/nt320c-mcb-3p-10ka-c-20a-3m | [9 empty] | Enriched | 39121603 Miniature circuit breakers |  | DEGREE OF PROTECTION:IP20,TEMPERATURE RATING:-25 TO 70 DEG C | CIRCUIT BREAKER | MINIATURE | TYPE |  | CURRENT RATING | 20 A | VOLTAGE RATING | 415 VAC | NUMBER OF POLES | 3 | INTERRUPT RATING | 10 KA | FREQUENCY RATING | 5/60 HZ | TRIP CLASS | C | TRIP SETTING |  | MOUNTING TYPE | DIN RAIL | TERMINAL TYPE | SCREW | SIZE | 52.5 WDX83 HTX70 DP MM | CERTIFICATION/STANDARD | IEC 60898-1, AS/NZS 60898-1 | [48 empty] | Production Completed
STP_009 - Lot7 | Data Enrichment | PVJ | OK | 2023-10-16 | 2023-10-17 |  | 1189726 | 1189726 |  |  |  | ERSA | M | 1600 | 1575565GZPCLNT100 | EA | 3000422 | BREAKER,CIRCT;CNW,HAGNT340C,MCB 10KA 3P | DISYUNTORA;CNW,HAGNT340C | BREAKER,CIRCUIT;MNFR:CNW,PTNO:HAGNT340C,ADDITIONAL FEATURES EN:MCB 10KA 3P 40A | DISYUNTORA;MNFR:CNW,PTNO:HAGNT340C |  | CNW | HAGNT340C | 1068181 @@ CNW (MOUNT ISA) ELECT WHOLESALER | HAGNT340C | [12 empty] | HAGER | NT340C | CNW (MOUNT ISA) ELECT WHOLESALER | HAGNT340C | [14 empty] | https://hager.com/nz/products/product-information/nt340c-mcb-3p-10ka-c-40a-3m | [9 empty] | Enriched | 39121603 Miniature circuit breakers |  | DEGREE OF PROTECTION:IP20,TEMPERATURE RATING:-25 TO 70 DEG C | CIRCUIT BREAKER | MINIATURE | TYPE |  | CURRENT RATING | 40 A | VOLTAGE RATING | 415 VAC | NUMBER OF POLES | 3 | INTERRUPT RATING | 10 KA | FREQUENCY RATING | 5/60 HZ | TRIP CLASS | C | TRIP SETTING |  | MOUNTING TYPE | DIN RAIL | TERMINAL TYPE | SCREW | SIZE | 52.5 WDX83 HTX70 DP MM | CERTIFICATION/STANDARD | IEC 60898-1, AS/NZS 60898-1 | [48 empty] | Production Completed
STP_009 - Lot7 | Data Enrichment | PVJ | OK | 2023-10-16 | 2023-10-17 |  | 1084470 | 1084470 |  |  |  | ERSA | M | 1600 | 1578935GZPCLNT100 | EA | 3000422 | BREAKER,CIRCT;CNW,HAGNT363C,MCB 10KA 3P | DISYUNTORA;CNW,HAGNT363C | BREAKER,CIRCUIT;MNFR:CNW,PTNO:HAGNT363C,ADDITIONAL FEATURES EN:MCB 10KA 3P 63A | DISYUNTORA;MNFR:CNW,PTNO:HAGNT363C |  | CNW | HAGNT363C | 1068181 @@ CNW (MOUNT ISA) ELECT WHOLESALER | HAGNT363C | [12 empty] | HAGER | NT363C | CNW (MOUNT ISA) ELECT WHOLESALER | HAGNT363C | [14 empty] | https://hager.com/nz/products/product-information/nt363c-mcb-3p-10ka-c-63a-3m | [9 empty] | Enriched | 39121603 Miniature circuit breakers |  | DEGREE OF PROTECTION:IP20,TEMPERATURE RATING:-25 TO 70 DEG C | CIRCUIT BREAKER | MINIATURE | TYPE |  | CURRENT RATING | 63 A | VOLTAGE RATING | 415 VAC | NUMBER OF POLES | 3 | INTERRUPT RATING | 10 KA | FREQUENCY RATING | 5/60 HZ | TRIP CLASS | C | TRIP SETTING |  | MOUNTING TYPE | DIN RAIL | TERMINAL TYPE | SCREW | SIZE | 52.5 WDX83 HTX70 DP MM | CERTIFICATION/STANDARD | IEC 60898-1, AS/NZS 60898-1 | [48 empty] | Production Completed
STP_009 - Lot7 | Data Enrichment | PVJ | ok | 2023-10-16 | 2023-10-15 | Processed based on Websource, Conflict w.r.t Input,Part Number Updated as per Websource | 1179994 | 1179994 |  |  |  | ERSA | M | 1600 | 1569044GZPCLNT100 | EA | 3000422 | BREAKER,CIRCT;CNW,SCHA9D11810,MCB/RCD RC | DISYUNTORA;CNW,SCHA9D11810 | BREAKER,CIRCUIT;MNFR:CNW,PTNO:SCHA9D11810,ADDITIONAL FEATURES EN:MCB/RCD RCBO 10A C 1P 30MA 230V IC60H A | DISYUNTORA;MNFR:CNW,PTNO:SCHA9D11810 |  | CNW | SCHA9D11810 | 1068181 @@ CNW (MOUNT ISA) ELECT WHOLESALER | SCHA9D11810 | [12 empty] | SCHNEIDER ELECTRIC | A9D11810 | CNW (MOUNT ISA) ELECT WHOLESALER | SCHA9D11810 | [14 empty] | https://www.se.com/au/en/product/A9D11810/acti9-residual-current-breaker-with-overcurrent-protection-rcbo-acti9-ic60h-rcbo-1p-+-ns-10a-30ma-a-type-10000a/ | [9 empty] | Enriched | 39121601 Circuit breakers | C/W OVERCURRENT PROTECTION,MCB | COLOUR:WHITE,DEGREE OF PROTECTION:IP20,EARTH-LEAKAGE SENSITIVITY:30 MA,NUMBER OF POLES:1,PROTECTION CLASS:TYPE A,RANGE:IC60H,ACTI9,TRIP CLASS:C CURVE,TERMINAL:SCREW | CIRCUIT BREAKER | RESIDUAL CURRENT | TYPE | MODULAR,THERMAL MAGNETIC | WIRE SIZE |  | CONTACT CONFIGURATION |  | INPUT RATING | 230/240 VAC,10 A,50/60 HZ | INTERRUPT RATING | 10 KA | MATERIAL |  | MOUNTING TYPE | DIN RAIL | SIZE | 18 WDX110 HTX77.5 DP MM | TEMPERATURE RATING | -15 TO 60 DEG C | CERTIFICATION/STANDARD | AS/NZS 61009.1,BS EN 61009-1/IEC 61009-1,IEC 61009-2-2 | [52 empty] | Production Completed
STP_009 - Lot7 | Data Enrichment | PVJ | ok | 2023-10-16 | 2023-10-15 | Processed based on Websource, Conflict w.r.t Input,Part Number Updated as per Websource | 1179995 | 1179995 |  |  |  | ERSA | M | 1600 | 1569043GZPCLNT100 | EA | 3000422 | BREAKER,CIRCT;CNW,SCHA9D11816,MCB/RCD RC | DISYUNTORA;CNW,SCHA9D11816 | BREAKER,CIRCUIT;MNFR:CNW,PTNO:SCHA9D11816,ADDITIONAL FEATURES EN:MCB/RCD RCBO 16A C 1P 30MA 230V IC60H A | DISYUNTORA;MNFR:CNW,PTNO:SCHA9D11816 |  | CNW | SCHA9D11816 | 1068181 @@ CNW (MOUNT ISA) ELECT WHOLESALER | SCHA9D11816 | [12 empty] | SCHNEIDER ELECTRIC | A9D11816 | CNW (MOUNT ISA) ELECT WHOLESALER | SCHA9D11816 | [14 empty] | https://www.se.com/au/en/product/A9D11816/acti9-residual-current-breaker-with-overcurrent-protection-rcbo-acti9-ic60h-rcbo-1p-+-ns-16a-30ma-a-type-10000a/ | [9 empty] | Enriched | 39121601 Circuit breakers | C/W OVERCURRENT PROTECTION,MCB | COLOUR:WHITE,DEGREE OF PROTECTION:IP20,EARTH-LEAKAGE SENSITIVITY:30 MA,NUMBER OF POLES:1,PROTECTION CLASS:TYPE A,RANGE:IC60H,ACTI9,TRIP CLASS:C CURVE,TERMINAL:SCREW | CIRCUIT BREAKER | RESIDUAL CURRENT | TYPE | MODULAR | WIRE SIZE |  | CONTACT CONFIGURATION |  | INPUT RATING | 230/240 VAC,16 A,50/60 HZ | INTERRUPT RATING | 10 KA | MATERIAL |  | MOUNTING TYPE | DIN RAIL | SIZE | 18 WDX110 HTX77.5 DP MM | TEMPERATURE RATING | -15 TO 60 DEG C | CERTIFICATION/STANDARD | AS/NZS 61009.1,BS EN 61009-1/IEC 61009-1,IEC 61009-2-2 | [52 empty] | Production Completed
STP_009 - Lot7 | Data Enrichment | PVJ | ok | 2023-10-16 | 2023-10-15 | Processed based on Websource, Conflict w.r.t Input,Part Number Updated as per Websource | 1179997 | 1179997 |  |  |  | ERSA | M | 1600 | 1569041GZPCLNT100 | EA | 3000422 | BREAKER,CIRCT;CNW,SCHA9D11820,MCB/RCD RC | DISYUNTORA;CNW,SCHA9D11820 | BREAKER,CIRCUIT;MNFR:CNW,PTNO:SCHA9D11820,ADDITIONAL FEATURES EN:MCB/RCD RCBO 20A C 1P 30MA 230V IC60H A | DISYUNTORA;MNFR:CNW,PTNO:SCHA9D11820 |  | CNW | SCHA9D11820 | 1068181 @@ CNW (MOUNT ISA) ELECT WHOLESALER | SCHA9D11820 | [12 empty] | SCHNEIDER ELECTRIC | A9D11820 | CNW (MOUNT ISA) ELECT WHOLESALER | SCHA9D11820 | [14 empty] | https://www.se.com/sa/en/product/A9D11820/residual-current-breaker-with-overcurrent-protection-rcbo-acti9-ic60h-rcbo-1p+ns-20a-30ma-a-type-10000a/ | [9 empty] | Enriched | 39121601 Circuit breakers | C/W OVERCURRENT PROTECTION,MCB | COLOUR:WHITE,DEGREE OF PROTECTION:IP20,EARTH-LEAKAGE SENSITIVITY:30 MA,NUMBER OF POLES:1,PROTECTION CLASS:TYPE A,RANGE:IC60H,ACTI9,TRIP CLASS:C CURVE,TERMINAL:SCREW | CIRCUIT BREAKER | RESIDUAL CURRENT | TYPE | MODULAR | WIRE SIZE |  | CONTACT CONFIGURATION |  | INPUT RATING | 230/240 VAC,20 A,50/60 HZ | INTERRUPT RATING | 10 KA | MATERIAL |  | MOUNTING TYPE | DIN RAIL | SIZE | 18 WDX110 HTX77.5 DP MM | TEMPERATURE RATING | -15 TO 60 DEG C | CERTIFICATION/STANDARD | AS/NZS 61009.1,BS EN 61009-1/IEC 61009-1,IEC 61009-2-2 | [52 empty] | Production Completed
STP_009 - Lot7 | Data Enrichment | PVJ | ok | 2023-10-16 | 2023-10-15 | Processed based on Websource, Conflict w.r.t Input,Part Number Updated as per Websource | 1179996 | 1179996 |  |  |  | ERSA | M | 1600 | 1569042GZPCLNT100 | EA | 3000422 | BREAKER,CIRCT;CNW,SCHA9D11825,MCB/RCD RC | DISYUNTORA;CNW,SCHA9D11825 | BREAKER,CIRCUIT;MNFR:CNW,PTNO:SCHA9D11825,ADDITIONAL FEATURES EN:MCB/RCD RCBO 25A C 1P 30MA 230V IC60H A | DISYUNTORA;MNFR:CNW,PTNO:SCHA9D11825 |  | CNW | SCHA9D11825 | 1068181 @@ CNW (MOUNT ISA) ELECT WHOLESALER | SCHA9D11825 | [12 empty] | SCHNEIDER ELECTRIC | A9D11825 | CNW (MOUNT ISA) ELECT WHOLESALER | SCHA9D11825 | [14 empty] | https://www.se.com/au/en/product/A9D11825/acti9-residual-current-breaker-with-overcurrent-protection-rcbo-acti9-ic60h-rcbo-1p-+-ns-25a-30ma-a-type-10000a/ | [9 empty] | Enriched | 39121601 Circuit breakers | C/W OVERCURRENT PROTECTION,MCB | COLOUR:WHITE,DEGREE OF PROTECTION:IP20,EARTH-LEAKAGE SENSITIVITY:30 MA,NUMBER OF POLES:1,PROTECTION CLASS:TYPE A,RANGE:IC60H,ACTI9,TRIP CLASS:C CURVE,TERMINAL:SCREW | CIRCUIT BREAKER | RESIDUAL CURRENT | TYPE | MODULAR | WIRE SIZE |  | CONTACT CONFIGURATION |  | INPUT RATING | 230/240 VAC,25 A,50/60 HZ | INTERRUPT RATING | 10 KA | MATERIAL |  | MOUNTING TYPE | DIN RAIL | SIZE | 18 WDX110 HTX77.5 DP MM | TEMPERATURE RATING | -15 TO 60 DEG C | CERTIFICATION/STANDARD | AS/NZS 61009.1,BS EN 61009-1/IEC 61009-1,IEC 61009-2-2 | [52 empty] | Production Completed
STP_009 - Lot7 | Data Enrichment | PVJ | ok | 2023-10-16 | 2023-10-15 | Part Number Updated as per Websource | 1179991 | 1179991 |  |  |  | ERSA | M | 1600 | 1569047GZPCLNT100 | EA | 3000422 | BREAKER,CIRCT;CNW,SCHA9F94340,MCB ACTI9 | DISYUNTORA;CNW,SCHA9F94340 | BREAKER,CIRCUIT;MNFR:CNW,PTNO:SCHA9F94340,ADDITIONAL FEATURES EN:MCB ACTI9 IC60L C 3POLE 40AMP | DISYUNTORA;MNFR:CNW,PTNO:SCHA9F94340 |  | CNW | SCHA9F94340 | 1068181 @@ CNW (MOUNT ISA) ELECT WHOLESALER | SCHA9F94340 | [12 empty] | SCHNEIDER ELECTRIC | A9F94340 | CNW (MOUNT ISA) ELECT WHOLESALER | SCHA9F94340 | [14 empty] | https://www.se.com/eg/en/product/A9F94340/miniature-circuitbreaker-acti9-ic60l-3p-40-a-c-curve-15000-a-iec-608981-20-ka-iec-609472/ | [9 empty] | Enriched | 39121603 Miniature circuit breakers |  | COLOUR:WHITE,DEGREE OF PROTECTION:IP20,RANGE:ACTI9 IC60L,TEMPERATURE RATING:-35 TO 70DEG C | CIRCUIT BREAKER | MINIATURE | TYPE |  | CURRENT RATING | 40 A | VOLTAGE RATING | 220 TO 240/400 VAC | NUMBER OF POLES | 3 | INTERRUPT RATING | 36/15 KA | FREQUENCY RATING | 50/60 HZ | TRIP CLASS | C | TRIP SETTING |  | MOUNTING TYPE | DIN RAIL | TERMINAL TYPE |  | SIZE | 54 WDX85 HTX78.5 DP MM | CERTIFICATION/STANDARD | EN/IEC 60898-1,EN/IEC 60947-2 | [48 empty] | Production Completed
STP_009 - Lot7 | Data Enrichment | PVJ | ok | 2023-10-16 | 2023-10-15 | Part Number Updated as per Websource | 1179992 | 1179992 |  |  |  | ERSA | M | 1600 | 1569046GZPCLNT100 | EA | 3000422 | BREAKER,CIRCT;CNW,SCHA9F94363,ACTI9 IC60 | DISYUNTORA;CNW,SCHA9F94363 | BREAKER,CIRCUIT;MNFR:CNW,PTNO:SCHA9F94363,ADDITIONAL FEATURES EN:ACTI9 IC60L 3P C 63A MCB | DISYUNTORA;MNFR:CNW,PTNO:SCHA9F94363 |  | CNW | SCHA9F94363 | 1068181 @@ CNW (MOUNT ISA) ELECT WHOLESALER | SCHA9F94363 | [12 empty] | SCHNEIDER ELECTRIC | A9F94363 | CNW (MOUNT ISA) ELECT WHOLESALER | SCHA9F94363 | [14 empty] | https://www.se.com/eg/en/product/A9F94363/miniature-circuitbreaker-acti9-ic60l-3p-63-a-c-curve-15-ka-iec-609472/ | [9 empty] | Enriched | 39121603 Miniature circuit breakers |  | COLOUR:WHITE,DEGREE OF PROTECTION:IP20,RANGE:ACTI9 IC60L,TEMPERATURE RATING:-35 TO 70DEG C | CIRCUIT BREAKER | MINIATURE | TYPE |  | CURRENT RATING | 63 A | VOLTAGE RATING | 220 TO 240/380 TO 415 VAC | NUMBER OF POLES | 3 | INTERRUPT RATING | 30/15 KA | FREQUENCY RATING | 50/60 HZ | TRIP CLASS | C | TRIP SETTING |  | MOUNTING TYPE | DIN RAIL | TERMINAL TYPE |  | SIZE | 54 WDX85 HTX78.5 DP MM | CERTIFICATION/STANDARD | EN 60947-2,IEC 60947-2 | [48 empty] | Production Completed
STP_009 - Lot7 | Data Enrichment | PVJ | OK | 2023-10-16 | 2023-10-17 |  | 1138268 | 1138268 | 1404316 | AU_QM_000249095 |  | ERSA | M | 5915 | 1404316GZPCLNT100 | EA |  | BREAKER,CIRCT;ELECTRICAL,6A,2P | BREAKER,CIRCT;ELECTRICAL,6A,2P | BREAKER,CIRCT;MNFR: ,PTNO:ELECTRICAL,6A,2P |  | BREAKER,CIRCT;ELECTRICAL,6A,2PBREAKER,CIRCT;ELECTRICAL,6A,2P | [34 empty] | URL NOT FOUND | [9 empty] | Cleansed | 39121601 Circuit breakers | ELECTRICAL |  | CIRCUIT BREAKER | NO MODIFIER | TYPE |  | CURRENT RATING | 6 A | VOLTAGE RATING |  | FRAME RATING |  | INTERRUPT RATING |  | NUMBER OF POLES | 2 | OVERALL SIZE |  | TRIP SETTING |  | TERMINAL TYPE |  | MOUNTING TYPE |  | CERTIFICATION/STANDARD | [51 empty] | Production Completed
STP_009 - Lot7 | Data Enrichment | PVJ | OK | 2023-10-16 | 2023-10-17 | Part Number Updated as per Websource | 1036861 | 1036861 |  |  |  | ERSA | M | 1600 | 1569230GZPCLNT100 | EA |  | BREAKER,CIRCT;MINI,6KA | DISYUNTORA; | BREAKER,CIRCUIT;TYPE:MINI,INTERRUPT RATING:6KA,ADDITIONAL FEATURES EN:C CURVE,2P,32A,2MOD,DIN MOUNT | DISYUNTORA; |  |  |  | 1072013 @@ METAL MANUFACTURES PTY LTD | HAGMSN232 | [12 empty] | HAGER | MSN232 | METAL MANUFACTURES PTY LTD | HAGMSN232 | [14 empty] | https://hager.com/au/products/product-information/msn232-mcb-2p-6ka-c-32a-2m | [9 empty] | Enriched | 39121603 Miniature circuit breakers | 2 MODULE | DEGREE OF PROTECTION: IP20,TEMPERATURE RATING:-25 TO 70 DEG C | CIRCUIT BREAKER | MINIATURE | TYPE |  | CURRENT RATING | 32 A | VOLTAGE RATING | 415 VAC | NUMBER OF POLES | 2 | INTERRUPT RATING | 6 KA | FREQUENCY RATING | 50/60 HZ | TRIP CLASS | C | TRIP SETTING |  | MOUNTING TYPE | DIN RAIL | TERMINAL TYPE | SCREW | SIZE | 35 WDX83 HTX70 DP MM | CERTIFICATION/STANDARD | IEC 60898-1, AS/NZS 60898-1 | [48 empty] | Production Completed
STP_009 - Lot7 | Data Enrichment | PVJ | OK | 2023-10-16 | 2023-10-17 | Part Number Updated as per Websource | 1036862 | 1036862 |  |  |  | ERSA | M | 1600 | 1569229GZPCLNT100 | EA |  | BREAKER,CIRCT;MINI,6KA | DISYUNTORA; | BREAKER,CIRCUIT;TYPE:MINI,INTERRUPT RATING:6KA,ADDITIONAL FEATURES EN:C CURVE,2P,25A,2MOD,DIN MOUNT | DISYUNTORA; |  |  |  | 1072013 @@ METAL MANUFACTURES PTY LTD | HAGMSN225 | [12 empty] | HAGER | MSN225 | METAL MANUFACTURES PTY LTD | HAGMSN225 | [14 empty] | https://hager.com/au/products/product-information/msn225-mcb-2p-6ka-c-25a-2m | [9 empty] | Enriched | 39121603 Miniature circuit breakers | 2 MODULE | DEGREE OF PROTECTION: IP20,TEMPERATURE RATING:-25 TO 70 DEG C | CIRCUIT BREAKER | MINIATURE | TYPE |  | CURRENT RATING | 25 A | VOLTAGE RATING | 415 VAC | NUMBER OF POLES | 2 | INTERRUPT RATING | 6 KA | FREQUENCY RATING | 50/60 HZ | TRIP CLASS | C | TRIP SETTING |  | MOUNTING TYPE | DIN RAIL | TERMINAL TYPE | SCREW | SIZE | 35 WDX83 HTX70 DP MM | CERTIFICATION/STANDARD | IEC 60898-1, AS/NZS 60898-1 | [48 empty] | Production Completed
STP_009 - Lot7 | Data Enrichment | PVJ | OK | 2023-10-16 | 2023-10-17 | Part Number Updated as per Websource | 1036863 | 1036863 |  |  |  | ERSA | M | 1600 | 1569228GZPCLNT100 | EA |  | BREAKER,CIRCT;MINI,6KA | DISYUNTORA; | BREAKER,CIRCUIT;TYPE:MINI,INTERRUPT RATING:6KA,ADDITIONAL FEATURES EN:C CURVE,2P,20A,2MOD,DIN MOUNT | DISYUNTORA; |  |  |  | 1072013 @@ METAL MANUFACTURES PTY LTD | HAGMSN220 | [12 empty] | HAGER | MSN220 | METAL MANUFACTURES PTY LTD | HAGMSN220 | [14 empty] | https://hager.com/au/products/product-information/msn220-mcb-2p-6ka-c-20a-2m | [9 empty] | Enriched | 39121603 Miniature circuit breakers | 2 MODULE | DEGREE OF PROTECTION: IP20,TEMPERATURE RATING:-25 TO 70 DEG C | CIRCUIT BREAKER | MINIATURE | TYPE |  | CURRENT RATING | 20 A | VOLTAGE RATING | 415 VAC | NUMBER OF POLES | 2 | INTERRUPT RATING | 6 KA | FREQUENCY RATING | 50/60 HZ | TRIP CLASS | C | TRIP SETTING |  | MOUNTING TYPE | DIN RAIL | TERMINAL TYPE | SCREW | SIZE | 35 WDX83 HTX70 DP MM | CERTIFICATION/STANDARD | IEC 60898-1, AS/NZS 60898-1 | [48 empty] | Production Completed
STP_009 - Lot7 | Data Enrichment | PVJ | OK | 2023-10-16 | 2023-10-17 | Part Number Updated as per Websource | 1036864 | 1036864 |  |  |  | ERSA | M | 1600 | 1569227GZPCLNT100 | EA |  | BREAKER,CIRCT;MINI,6KA | DISYUNTORA; | BREAKER,CIRCUIT;TYPE:MINI,INTERRUPT RATING:6KA,ADDITIONAL FEATURES EN:C CURVE,2P,16A,2MOD,DIN MOUNT | DISYUNTORA; |  |  |  | 1072013 @@ METAL MANUFACTURES PTY LTD | HAGMSN216 | [12 empty] | HAGER | MSN216 | METAL MANUFACTURES PTY LTD | HAGMSN216 | [14 empty] | https://hager.com/au/products/product-information/msn216-mcb-2p-6ka-c-16a-2m | https://shop.cnw.com.au/cnw/en/AUD/AllCategories/Electrical-Distribution/Breakers/MCB-6KA-16A-2-POLE-2-MODULE/p/HAGMSN216I01#alink-dimensions | [8 empty] | Enriched | 39121603 Miniature circuit breakers | 2 MODULE | DEGREE OF PROTECTION: IP20,TEMPERATURE RATING:-25 TO 70 DEG C | CIRCUIT BREAKER | MINIATURE | TYPE |  | CURRENT RATING | 16 A | VOLTAGE RATING | 415 VAC | NUMBER OF POLES | 2 | INTERRUPT RATING | 6 KA | FREQUENCY RATING | 50/60 HZ | TRIP CLASS | C | TRIP SETTING |  | MOUNTING TYPE | DIN RAIL | TERMINAL TYPE | SCREW | SIZE | 35 WDX83 HTX70 DP MM | CERTIFICATION/STANDARD | IEC 60898-1, AS/NZS 60898-1 | [48 empty] | Production Completed
STP_009 - Lot7 | Data Enrichment | PVJ | OK | 2023-10-16 | 2023-10-17 | Part Number Updated as per Websource | 1036865 | 1036865 |  |  |  | ERSA | M | 1600 | 1569226GZPCLNT100 | EA |  | BREAKER,CIRCT;MINI,6KA | DISYUNTORA; | BREAKER,CIRCUIT;TYPE:MINI,INTERRUPT RATING:6KA,ADDITIONAL FEATURES EN:C CURVE,2P,10A,2MOD,DIN MOUNT | DISYUNTORA; |  |  |  | 1072013 @@ METAL MANUFACTURES PTY LTD | HAGMSN210 | [12 empty] | HAGER | MSN210 | METAL MANUFACTURES PTY LTD | HAGMSN210 | [14 empty] | https://hager.com/au/products/product-information/msn210-mcb-2p-6ka-c-10a-2m | https://shop.cnw.com.au/cnw/en/AUD/All-Categories/Electrical-Distribution/Breakers/MCB-6KA-10A-2-POLE-2-MODULE/p/HAGMSN210I01 | [8 empty] | Enriched | 39121603 Miniature circuit breakers | 2 MODULE | DEGREE OF PROTECTION: IP20,TEMPERATURE RATING:-25 TO 70 DEG C | CIRCUIT BREAKER | MINIATURE | TYPE |  | CURRENT RATING | 10 A | VOLTAGE RATING | 415 VAC | NUMBER OF POLES | 2 | INTERRUPT RATING | 6 KA | FREQUENCY RATING | 50/60 HZ | TRIP CLASS | C | TRIP SETTING |  | MOUNTING TYPE | DIN RAIL | TERMINAL TYPE | SCREW | SIZE | 35 WDX83 HTX70 DP MM | CERTIFICATION/STANDARD | IEC 60898-1, AS/NZS 60898-1 | [48 empty] | Production Completed
STP_009 - Lot7 | Data Enrichment | PVJ | OK | 2023-10-16 | 2023-10-15 |  | 1134177 | 1134177 | 1418465 | AU_QM_000264419 |  | ERSA | M | 5915 | 1418465GZPCLNT100 | EA |  | BREAKER,CIRCT;MINIATURE, D,16A,440V AC | BREAKER,CIRCT;MINIATURE, D,16A,440V AC | BREAKER,CIRCT;MNFR: ,PTNO:MINIATURE, D,16A,440V AC |  | BREAKER,CIRCT;MINIATURE, D,16A,440V ACBREAKER,CIRCT;MINIATURE, D,16A,440V AC | [34 empty] | URL NOT FOUND | [9 empty] | Cleansed | 39121603 Miniature circuit breakers |  |  | CIRCUIT BREAKER | MINIATURE | TYPE |  | CURRENT RATING | 16 A | VOLTAGE RATING | 440 VAC | NUMBER OF POLES |  | INTERRUPT RATING |  | FREQUENCY RATING |  | TRIP CLASS | D | TRIP SETTING |  | MOUNTING TYPE |  | TERMINAL TYPE |  | SIZE |  | CERTIFICATION/STANDARD | [49 empty] | Production Completed
STP_009 - Lot7 | Data Enrichment | PVJ | OK | 2023-10-16 | 2023-10-15 |  | 1134246 | 1134246 | 1416049 | AU_QM_000261777 |  | ERSA | M | 5915 | 1416049GZPCLNT100 | EA |  | BREAKER,CIRCT;MINIATURE,16A,240/415V AC | BREAKER,CIRCT;MINIATURE,16A,240/415V AC | BREAKER,CIRCT;MNFR: ,PTNO:MINIATURE,16A,240/415V AC |  | BREAKER,CIRCT;MINIATURE,16A,240/415V ACBREAKER,CIRCT;MINIATURE,16A,240/415V AC | [34 empty] | URL NOT FOUND | [9 empty] | Cleansed | 39121603 Miniature circuit breakers |  |  | CIRCUIT BREAKER | MINIATURE | TYPE |  | CURRENT RATING | 16 A | VOLTAGE RATING | 240/415 VAC | NUMBER OF POLES |  | INTERRUPT RATING |  | FREQUENCY RATING |  | TRIP CLASS |  | TRIP SETTING |  | MOUNTING TYPE |  | TERMINAL TYPE |  | SIZE |  | CERTIFICATION/STANDARD | [49 empty] | Production Completed
STP_009 - Lot7 | Data Enrichment | PVJ | OK | 2023-10-16 | 2023-10-15 |  | 1134429 | 1134429 | 1406424 | AU_QM_000251387 |  | ERSA | M | 5915 | 1406424GZPCLNT100 | EA |  | BREAKER,CIRCT;MINIATURE,20A,10KA,3P | BREAKER,CIRCT;MINIATURE,20A,10KA,3P | BREAKER,CIRCT;MNFR: ,PTNO:MINIATURE,20A,10KA,3P |  | BREAKER,CIRCT;MINIATURE,20A,10KA,3PBREAKER,CIRCT;MINIATURE,20A,10KA,3P | [34 empty] | URL NOT FOUND | [9 empty] | Cleansed | 39121603 Miniature circuit breakers |  |  | CIRCUIT BREAKER | MINIATURE | TYPE |  | CURRENT RATING | 20 A | VOLTAGE RATING |  | NUMBER OF POLES | 3 | INTERRUPT RATING | 10 KA | FREQUENCY RATING |  | TRIP CLASS |  | TRIP SETTING |  | MOUNTING TYPE |  | TERMINAL TYPE |  | SIZE |  | CERTIFICATION/STANDARD | [49 empty] | Production Completed
STP_009 - Lot7 | Data Enrichment | PVJ | OK | 2023-10-16 | 2023-10-15 |  | 1134386 | 1134386 | 1408400 | AU_QM_000253522 |  | ERSA | M | 5915 | 1408400GZPCLNT100 | EA |  | BREAKER,CIRCT;MINIATURE,25A,415V,10KA | BREAKER,CIRCT;MINIATURE,25A,415V,10KA | BREAKER,CIRCT;MNFR: ,PTNO:MINIATURE,25A,415V,10KA |  | BREAKER,CIRCT;MINIATURE,25A,415V,10KABREAKER,CIRCT;MINIATURE,25A,415V,10KA | [34 empty] | URL NOT FOUND | [9 empty] | Cleansed | 39121603 Miniature circuit breakers |  |  | CIRCUIT BREAKER | MINIATURE | TYPE |  | CURRENT RATING | 25 A | VOLTAGE RATING | 415 V | NUMBER OF POLES |  | INTERRUPT RATING | 10 KA | FREQUENCY RATING |  | TRIP CLASS |  | TRIP SETTING |  | MOUNTING TYPE |  | TERMINAL TYPE |  | SIZE |  | CERTIFICATION/STANDARD | [49 empty] | Production Completed
STP_009 - Lot7 | Data Enrichment | PVJ | OK | 2023-10-16 | 2023-10-15 |  | 1134427 | 1134427 | 1406426 | AU_QM_000251390 |  | ERSA | M | 5915 | 1406426GZPCLNT100 | EA |  | BREAKER,CIRCT;MINIATURE,32A,10KA,3P | BREAKER,CIRCT;MINIATURE,32A,10KA,3P | BREAKER,CIRCT;MNFR: ,PTNO:MINIATURE,32A,10KA,3P |  | BREAKER,CIRCT;MINIATURE,32A,10KA,3PBREAKER,CIRCT;MINIATURE,32A,10KA,3P | [34 empty] | URL NOT FOUND | [9 empty] | Cleansed | 39121603 Miniature circuit breakers |  |  | CIRCUIT BREAKER | MINIATURE | TYPE |  | CURRENT RATING | 32 A | VOLTAGE RATING |  | NUMBER OF POLES | 3 | INTERRUPT RATING | 10 KA | FREQUENCY RATING |  | TRIP CLASS |  | TRIP SETTING |  | MOUNTING TYPE |  | TERMINAL TYPE |  | SIZE |  | CERTIFICATION/STANDARD | [49 empty] | Production Completed
STP_009 - Lot7 | Data Enrichment | PVJ | OK | 2023-10-16 | 2023-10-15 |  | 1134856 | 1134856 | 1419638 | AU_QM_000265711 |  | ERSA | M | 5915 | 1419638GZPCLNT100 | EA |  | BREAKER,CIRCT;MINIATURE,40A,10KA,2P,DIN | BREAKER,CIRCT;MINIATURE,40A,10KA,2P,DIN | BREAKER,CIRCT;MNFR: ,PTNO:MINIATURE,40A,10KA,2P,DIN |  | BREAKER,CIRCT;MINIATURE,40A,10KA,2P,DINBREAKER,CIRCT;MINIATURE,40A,10KA,2P,DIN | [34 empty] | URL NOT FOUND | [9 empty] | Cleansed | 39121603 Miniature circuit breakers |  |  | CIRCUIT BREAKER | MINIATURE | TYPE |  | CURRENT RATING | 40 A | VOLTAGE RATING |  | NUMBER OF POLES | 2 | INTERRUPT RATING | 10 KA | FREQUENCY RATING |  | TRIP CLASS |  | TRIP SETTING |  | MOUNTING TYPE | DIN | TERMINAL TYPE |  | SIZE |  | CERTIFICATION/STANDARD | [49 empty] | Production Completed
STP_009 - Lot7 | Data Enrichment | PVJ | OK | 2023-10-16 | 2023-10-15 |  | 1134836 | 1134836 | 1420097 | AU_QM_000266214 |  | ERSA | M | 5915 | 1420097GZPCLNT100 | EA |  | BREAKER,CIRCT;MINIATURE,40A,10KA,3P | BREAKER,CIRCT;MINIATURE,40A,10KA,3P | BREAKER,CIRCT;MNFR: ,PTNO:MINIATURE,40A,10KA,3P |  | BREAKER,CIRCT;MINIATURE,40A,10KA,3PBREAKER,CIRCT;MINIATURE,40A,10KA,3P | [34 empty] | URL NOT FOUND | [9 empty] | Cleansed | 39121603 Miniature circuit breakers |  |  | CIRCUIT BREAKER | MINIATURE | TYPE |  | CURRENT RATING | 40 A | VOLTAGE RATING |  | NUMBER OF POLES | 3 | INTERRUPT RATING | 10 KA | FREQUENCY RATING |  | TRIP CLASS |  | TRIP SETTING |  | MOUNTING TYPE |  | TERMINAL TYPE |  | SIZE |  | CERTIFICATION/STANDARD | [49 empty] | Production Completed
STP_009 - Lot7 | Data Enrichment | PVJ | OK | 2023-10-16 | 2023-10-15 |  | 1134838 | 1134838 | 1420051 | AU_QM_000266162 |  | ERSA | M | 5915 | 1420051GZPCLNT100 | EA |  | BREAKER,CIRCT;MINIATURE,40A,10KA,3P,DIN | BREAKER,CIRCT;MINIATURE,40A,10KA,3P,DIN | BREAKER,CIRCT;MNFR: ,PTNO:MINIATURE,40A,10KA,3P,DIN |  | BREAKER,CIRCT;MINIATURE,40A,10KA,3P,DINBREAKER,CIRCT;MINIATURE,40A,10KA,3P,DIN | [34 empty] | URL NOT FOUND | [9 empty] | Cleansed | 39121603 Miniature circuit breakers |  |  | CIRCUIT BREAKER | MINIATURE | TYPE |  | CURRENT RATING | 40 A | VOLTAGE RATING |  | NUMBER OF POLES | 3 | INTERRUPT RATING | 10 KA | FREQUENCY RATING |  | TRIP CLASS |  | TRIP SETTING |  | MOUNTING TYPE | DIN | TERMINAL TYPE |  | SIZE |  | CERTIFICATION/STANDARD | [49 empty] | Production Completed
STP_009 - Lot7 | Data Enrichment | PVJ | OK | 2023-10-16 | 2023-10-15 |  | 1134799 | 1134799 |  |  |  | ERSA | M | 5915 | 1422322GZPCLNT100 | EA |  | BREAKER,CIRCT;MINIATURE,40A,10KA,3P,DIN | BREAKER,CIRCT;MINIATURE,40A,10KA,3P,DIN | BREAKER,CIRCT;MNFR: ,PTNO:MINIATURE,40A,10KA,3P,DIN | [36 empty] | URL NOT FOUND | [9 empty] | Cleansed | 39121603 Miniature circuit breakers |  |  | CIRCUIT BREAKER | MINIATURE | TYPE |  | CURRENT RATING | 40 A | VOLTAGE RATING |  | NUMBER OF POLES | 3 | INTERRUPT RATING | 10 KA | FREQUENCY RATING |  | TRIP CLASS |  | TRIP SETTING |  | MOUNTING TYPE | DIN | TERMINAL TYPE |  | SIZE |  | CERTIFICATION/STANDARD | [49 empty] | Production Completed
STP_009 - Lot7 | Data Enrichment | PVJ | OK | 2023-10-16 | 2023-10-15 |  | 1134417 | 1134417 | 1406648 | AU_QM_000251633 |  | ERSA | M | 5915 | 1406648GZPCLNT100 | EA |  | BREAKER,CIRCT;MINIATURE,4A,415V,10KA,2P | BREAKER,CIRCT;MINIATURE,4A,415V,10KA,2P | BREAKER,CIRCT;MNFR: ,PTNO:MINIATURE,4A,415V,10KA,2P |  | BREAKER,CIRCT;MINIATURE,4A,415V,10KA,2PBREAKER,CIRCT;MINIATURE,4A,415V,10KA,2P | [34 empty] | URL NOT FOUND | [9 empty] | Cleansed | 39121603 Miniature circuit breakers |  |  | CIRCUIT BREAKER | MINIATURE | TYPE |  | CURRENT RATING | 4 A | VOLTAGE RATING | 415 V | NUMBER OF POLES | 2 | INTERRUPT RATING | 10 KA | FREQUENCY RATING |  | TRIP CLASS |  | TRIP SETTING |  | MOUNTING TYPE |  | TERMINAL TYPE |  | SIZE |  | CERTIFICATION/STANDARD | [49 empty] | Production Completed
STP_009 - Lot7 | Data Enrichment | PVJ | OK | 2023-10-16 | 2023-10-15 |  | 1134426 | 1134426 | 1406427 | AU_QM_000251391 |  | ERSA | M | 5915 | 1406427GZPCLNT100 | EA |  | BREAKER,CIRCT;MINIATURE,50A,10KA,3P | BREAKER,CIRCT;MINIATURE,50A,10KA,3P | BREAKER,CIRCT;MNFR: ,PTNO:MINIATURE,50A,10KA,3P |  | BREAKER,CIRCT;MINIATURE,50A,10KA,3PBREAKER,CIRCT;MINIATURE,50A,10KA,3P | [34 empty] | URL NOT FOUND | [9 empty] | Cleansed | 39121603 Miniature circuit breakers |  |  | CIRCUIT BREAKER | MINIATURE | TYPE |  | CURRENT RATING | 50 A | VOLTAGE RATING |  | NUMBER OF POLES | 3 | INTERRUPT RATING | 10 KA | FREQUENCY RATING |  | TRIP CLASS |  | TRIP SETTING |  | MOUNTING TYPE |  | TERMINAL TYPE |  | SIZE |  | CERTIFICATION/STANDARD | [49 empty] | Production Completed
STP_009 - Lot7 | Data Enrichment | PVJ | OK | 2023-10-16 | 2023-10-15 |  | 1134425 | 1134425 | 1406428 | AU_QM_000251392 |  | ERSA | M | 5915 | 1406428GZPCLNT100 | EA |  | BREAKER,CIRCT;MINIATURE,63A,10KA,3P | BREAKER,CIRCT;MINIATURE,63A,10KA,3P | BREAKER,CIRCT;MNFR: ,PTNO:MINIATURE,63A,10KA,3P |  | BREAKER,CIRCT;MINIATURE,63A,10KA,3PBREAKER,CIRCT;MINIATURE,63A,10KA,3P |  |  | 1068181 @@ CNW (MOUNT ISA) ELECT WHOLESALER | NHPDTCB10363C | [12 empty] | NHP | DTCB10363C | CNW (MOUNT ISA) ELECT WHOLESALER | NHPDTCB10363C | [14 empty] | https://shop.cnw.com.au/cnw/en/AUD/All-Categories/Electrical-Distribution/Breakers/MCB-DIN-T10-10KA-3P-63A-C-CURVE-DIN/p/NHPDTCB10363CI13 | https://shop.cnw.com.au/medias/NHPDTCB10363C.pdf?context=bWFzdGVyfHJvb3R8ODcwMTM0fGFwcGxpY2F0aW9uL3BkZnxoOTkvaGEyLzk4MjM1OTg4MDUwMjIvTkhQRFRDQjEwMzYzQy5wZGZ8NzE5ZDE5NTRjZjYyNzUzNjJlYzk5YzE4NWQ3OTg4ZmY2MDQyNjAwYTRiOGNmMDZiMjkzZjdlNTFkYmM4NDkzMA | [8 empty] | Enriched | 39121603 Miniature circuit breakers |  | DEGREE OF PROTECTION:IP20/IP40 | CIRCUIT BREAKER | MINIATURE | TYPE |  | CURRENT RATING | 63 A | VOLTAGE RATING | 415 VAC | NUMBER OF POLES | 3 | INTERRUPT RATING | 10 KA | FREQUENCY RATING | 50/60 HZ | TRIP CLASS | C | TRIP SETTING |  | MOUNTING TYPE | DIN RAIL | TERMINAL TYPE |  | SIZE | 54 WDX86 HTX76 DP MM | CERTIFICATION/STANDARD | CE,IEC 60898,IEC 60077-16-3,IEC 60947-2,IEC 60068-2,DIN 40046,UL 94 V-2,AS/NZS 3111,RCM | [48 empty] | Production Completed
STP_009 - Lot7 | Data Enrichment | PVJ | OK | 2023-10-16 | 2023-10-15 |  | 1134396 | 1134396 | 1408102 | AU_QM_000253193 |  | ERSA | M | 5915 | 1408102GZPCLNT100 | EA |  | BREAKER,CIRCT;MINIATURE,6A,10KA,1P | BREAKER,CIRCT;MINIATURE,6A,10KA,1P | BREAKER,CIRCT;MNFR: ,PTNO:MINIATURE,6A,10KA,1P |  | BREAKER,CIRCT;MINIATURE,6A,10KA,1PBREAKER,CIRCT;MINIATURE,6A,10KA,1P |  |  | 1068181 @@ CNW (MOUNT ISA) ELECT WHOLESALER | 1408102 | [10 empty] | CNW (MOUNT ISA) ELECT WHOLESALER | 1408102 | [18 empty] | URL NOT FOUND | [9 empty] | Cleansed | 39121603 Miniature circuit breakers |  |  | CIRCUIT BREAKER | MINIATURE | TYPE |  | CURRENT RATING | 6 A | VOLTAGE RATING |  | NUMBER OF POLES | 1 | INTERRUPT RATING | 10 KA | FREQUENCY RATING |  | TRIP CLASS |  | TRIP SETTING |  | MOUNTING TYPE |  | TERMINAL TYPE |  | SIZE |  | CERTIFICATION/STANDARD | [49 empty] | Production Completed
STP_009 - Lot7 | Data Enrichment | PVJ | OK | 2023-10-16 | 2023-10-15 |  | 1134329 | 1134329 | 1413599 | AU_QM_000259111 |  | ERSA | M | 5915 | 1413599GZPCLNT100 | EA |  | BREAKER,CIRCT;MINIATURE,6A,240V AC,10KA | BREAKER,CIRCT;MINIATURE,6A,240V AC,10KA | BREAKER,CIRCT;MNFR: ,PTNO:MINIATURE,6A,240V AC,10KA |  | BREAKER,CIRCT;MINIATURE,6A,240V AC,10KABREAKER,CIRCT;MINIATURE,6A,240V AC,10KA | [34 empty] | URL NOT FOUND | [9 empty] | Cleansed | 39121603 Miniature circuit breakers |  |  | CIRCUIT BREAKER | MINIATURE | TYPE |  | CURRENT RATING | 6 A | VOLTAGE RATING | 240 VAC | NUMBER OF POLES |  | INTERRUPT RATING | 10 KA | FREQUENCY RATING |  | TRIP CLASS |  | TRIP SETTING |  | MOUNTING TYPE |  | TERMINAL TYPE |  | SIZE |  | CERTIFICATION/STANDARD | [49 empty] | Production Completed
STP_009 - Lot7 | Data Enrichment | PVJ | OK | 2023-10-16 | 2023-10-15 |  | 1134765 | 1134765 | 1423148 | AU_QM_000269552 |  | ERSA | M | 5915 | 1423148GZPCLNT100 | EA |  | BREAKER,CIRCT;MINTR,10A,10KA,3P,20L | BREAKER,CIRCT;MINTR,10A,10KA,3P,20L | BREAKER,CIRCT;MNFR: ,PTNO:MINTR,10A,10KA,3P,20L |  | BREAKER,CIRCT;MINTR,10A,10KA,3P,20LBREAKER,CIRCT;MINTR,10A,10KA,3P,20L | [34 empty] | URL NOT FOUND | [9 empty] | Cleansed | 39121603 Miniature circuit breakers | REF:20L |  | CIRCUIT BREAKER | MINIATURE | TYPE |  | CURRENT RATING | 10 A | VOLTAGE RATING |  | NUMBER OF POLES | 3 | INTERRUPT RATING | 10 KA | FREQUENCY RATING |  | TRIP CLASS |  | TRIP SETTING |  | MOUNTING TYPE |  | TERMINAL TYPE |  | SIZE |  | CERTIFICATION/STANDARD | [49 empty] | Production Completed
STP_009 - Lot7 | Data Enrichment | PVJ | OK | 2023-10-16 | 2023-10-15 |  | 1134798 | 1134798 | 1422328 | AU_QM_000268642 |  | ERSA | M | 5915 | 1422328GZPCLNT100 | EA |  | BREAKER,CIRCT;MINTR,10A,230V AC,10KA,2P | BREAKER,CIRCT;MINTR,10A,230V AC,10KA,2P | BREAKER,CIRCT;MNFR: ,PTNO:MINTR,10A,230V AC,10KA,2P |  | BREAKER,CIRCT;MINTR,10A,230V AC,10KA,2PBREAKER,CIRCT;MINTR,10A,230V AC,10KA,2P |  |  | 1068181 @@ CNW (MOUNT ISA) ELECT WHOLESALER | 1422328 | [10 empty] | CNW (MOUNT ISA) ELECT WHOLESALER | 1422328 | [18 empty] | URL NOT FOUND | [9 empty] | Cleansed | 39121603 Miniature circuit breakers |  |  | CIRCUIT BREAKER | MINIATURE | TYPE |  | CURRENT RATING | 10 A | VOLTAGE RATING | 230 VAC | NUMBER OF POLES | 2 | INTERRUPT RATING | 10 KA | FREQUENCY RATING |  | TRIP CLASS |  | TRIP SETTING |  | MOUNTING TYPE |  | TERMINAL TYPE |  | SIZE |  | CERTIFICATION/STANDARD | [49 empty] | Production Completed
STP_009 - Lot7 | Data Enrichment | PVJ | OK | 2023-10-16 | 2023-10-15 |  | 1134205 | 1134205 | 1417663 | AU_QM_000263535 |  | ERSA | M | 5915 | 1417663GZPCLNT100 | EA |  | BREAKER,CIRCT;MINTR,10A,415V,10KA,3P | BREAKER,CIRCT;MINTR,10A,415V,10KA,3P | BREAKER,CIRCT;MNFR: ,PTNO:MINTR,10A,415V,10KA,3P |  | BREAKER,CIRCT;MINTR,10A,415V,10KA,3PBREAKER,CIRCT;MINTR,10A,415V,10KA,3P | [34 empty] | URL NOT FOUND | [9 empty] | Cleansed | 39121603 Miniature circuit breakers |  |  | CIRCUIT BREAKER | MINIATURE | TYPE |  | CURRENT RATING | 10 A | VOLTAGE RATING | 415 V | NUMBER OF POLES | 3 | INTERRUPT RATING | 10 KA | FREQUENCY RATING |  | TRIP CLASS |  | TRIP SETTING |  | MOUNTING TYPE |  | TERMINAL TYPE |  | SIZE |  | CERTIFICATION/STANDARD | [49 empty] | Production Completed
STP_009 - Lot7 | Data Enrichment | PVJ | OK | 2023-10-16 | 2023-10-17 |  | 1134208 | 1134208 | 1417613 | AU_QM_000263481 |  | ERSA | M | 5915 | 1417613GZPCLNT100 | EA |  | BREAKER,CIRCT;MINTR,25A,415V,10KA,3P | BREAKER,CIRCT;MINTR,25A,415V,10KA,3P | BREAKER,CIRCT;MNFR: ,PTNO:MINTR,25A,415V,10KA,3P |  | BREAKER,CIRCT;MINTR,25A,415V,10KA,3PBREAKER,CIRCT;MINTR,25A,415V,10KA,3P | [34 empty] | URL NOT FOUND | [9 empty] | Cleansed | 39121603 Miniature circuit breakers |  |  | CIRCUIT BREAKER | MINIATURE | TYPE |  | CURRENT RATING | 25 A | VOLTAGE RATING | 415 V | NUMBER OF POLES | 3 | INTERRUPT RATING | 10 KA | FREQUENCY RATING |  | TRIP CLASS |  | TRIP SETTING |  | MOUNTING TYPE |  | TERMINAL TYPE |  | SIZE |  | CERTIFICATION/STANDARD | [49 empty] | Production Completed
STP_009 - Lot7 | Data Enrichment | PVJ | OK | 2023-10-16 | 2023-10-17 |  | 1134861 | 1134861 | 1419578 | AU_QM_000265644 |  | ERSA | M | 5915 | 1419578GZPCLNT100 | EA |  | BREAKER,CIRCT;MINTR,2A,230/400V,10KA,2P | BREAKER,CIRCT;MINTR,2A,230/400V,10KA,2P | BREAKER,CIRCT;MNFR: ,PTNO:MINTR,2A,230/400V,10KA,2P |  | BREAKER,CIRCT;MINTR,2A,230/400V,10KA,2PBREAKER,CIRCT;MINTR,2A,230/400V,10KA,2P | [34 empty] | URL NOT FOUND | [9 empty] | Cleansed | 39121603 Miniature circuit breakers |  |  | CIRCUIT BREAKER | MINIATURE | TYPE |  | CURRENT RATING | 2 A | VOLTAGE RATING | 230/400 V | NUMBER OF POLES | 2 | INTERRUPT RATING | 10 KA | FREQUENCY RATING |  | TRIP CLASS |  | TRIP SETTING |  | MOUNTING TYPE |  | TERMINAL TYPE |  | SIZE |  | CERTIFICATION/STANDARD | [49 empty] | Production Completed
STP_009 - Lot7 | Data Enrichment | PVJ | OK | 2023-10-16 | 2023-10-17 |  | 1134307 | 1134307 | 1414733 | AU_QM_000260342 |  | ERSA | M | 5915 | 1414733GZPCLNT100 | EA |  | BREAKER,CIRCT;MINTR,32A,10KA,3P,TYP C | BREAKER,CIRCT;MINTR,32A,10KA,3P,TYP C | BREAKER,CIRCT;MNFR: ,PTNO:MINTR,32A,10KA,3P,TYP C |  | BREAKER,CIRCT;MINTR,32A,10KA,3P,TYP CBREAKER,CIRCT;MINTR,32A,10KA,3P,TYP C | [34 empty] | URL NOT FOUND | [9 empty] | Cleansed | 39121603 Miniature circuit breakers |  |  | CIRCUIT BREAKER | MINIATURE | TYPE |  | CURRENT RATING | 32 A | VOLTAGE RATING |  | NUMBER OF POLES | 3 | INTERRUPT RATING | 10 KA | FREQUENCY RATING |  | TRIP CLASS | C | TRIP SETTING |  | MOUNTING TYPE |  | TERMINAL TYPE |  | SIZE |  | CERTIFICATION/STANDARD | [49 empty] | Production Completed
STP_009 - Lot7 | Data Enrichment | PVJ | OK | 2023-10-16 | 2023-10-17 |  | 1134229 | 1134229 | 1416819 | AU_QM_000262624 |  | ERSA | M | 5915 | 1416819GZPCLNT100 | EA |  | BREAKER,CIRCT;MINTR,32A,6KA,1P,SERIES | BREAKER,CIRCT;MINTR,32A,6KA,1P,SERIES | BREAKER,CIRCT;MNFR: ,PTNO:MINTR,32A,6KA,1P,SERIES |  | BREAKER,CIRCT;MINTR,32A,6KA,1P,SERIESBREAKER,CIRCT;MINTR,32A,6KA,1P,SERIES | [34 empty] | URL NOT FOUND | [9 empty] | Cleansed | 39121603 Miniature circuit breakers |  |  | CIRCUIT BREAKER | MINIATURE | TYPE |  | CURRENT RATING | 32 A | VOLTAGE RATING |  | NUMBER OF POLES | 1 | INTERRUPT RATING | 6 KA | FREQUENCY RATING |  | TRIP CLASS |  | TRIP SETTING |  | MOUNTING TYPE |  | TERMINAL TYPE |  | SIZE |  | CERTIFICATION/STANDARD | [49 empty] | Production Completed
STP_009 - Lot7 | Data Enrichment | PVJ | OK | 2023-10-16 | 2023-10-17 |  | 1134179 | 1134179 | 1418439 | AU_QM_000264391 |  | ERSA | M | 5915 | 1418439GZPCLNT100 | EA |  | BREAKER,CIRCT;MINTR,4A,440V AC,10KA,2P | BREAKER,CIRCT;MINTR,4A,440V AC,10KA,2P | BREAKER,CIRCT;MNFR: ,PTNO:MINTR,4A,440V AC,10KA,2P |  | BREAKER,CIRCT;MINTR,4A,440V AC,10KA,2PBREAKER,CIRCT;MINTR,4A,440V AC,10KA,2P | [34 empty] | URL NOT FOUND | [9 empty] | Cleansed | 39121603 Miniature circuit breakers |  |  | CIRCUIT BREAKER | MINIATURE | TYPE |  | CURRENT RATING | 4 A | VOLTAGE RATING | 440 VAC | NUMBER OF POLES | 2 | INTERRUPT RATING | 10 KA | FREQUENCY RATING |  | TRIP CLASS |  | TRIP SETTING |  | MOUNTING TYPE |  | TERMINAL TYPE |  | SIZE |  | CERTIFICATION/STANDARD | [49 empty] | Production Completed
STP_009 - Lot7 | Data Enrichment | PVJ | OK | 2023-10-16 | 2023-10-17 |  | 1134839 | 1134839 | 1419988 | AU_QM_000266092 |  | ERSA | M | 5915 | 1419988GZPCLNT100 | EA |  | BREAKER,CIRCT;MINTR,63A,3P,MCB 10KA D | BREAKER,CIRCT;MINTR,63A,3P,MCB 10KA D | BREAKER,CIRCT;MNFR: ,PTNO:MINTR,63A,3P,MCB 10KA D |  | BREAKER,CIRCT;MINTR,63A,3P,MCB 10KA DBREAKER,CIRCT;MINTR,63A,3P,MCB 10KA D | [34 empty] | URL NOT FOUND | [9 empty] | Cleansed | 39121603 Miniature circuit breakers |  |  | CIRCUIT BREAKER | MINIATURE | TYPE |  | CURRENT RATING | 63 A | VOLTAGE RATING |  | NUMBER OF POLES | 3 | INTERRUPT RATING | 10 KA | FREQUENCY RATING |  | TRIP CLASS | D | TRIP SETTING |  | MOUNTING TYPE |  | TERMINAL TYPE |  | SIZE |  | CERTIFICATION/STANDARD | [49 empty] | Production Completed
STP_009 - Lot7 | Data Enrichment | PVJ | OK | 2023-10-16 | 2023-10-17 |  | 1134286 | 1134286 | 1415315 | AU_QM_000260974 |  | ERSA | M | 5915 | 1415315GZPCLNT100 | EA |  | BREAKER,CIRCT;MINTR,63A,415V AC,10KA,3P | BREAKER,CIRCT;MINTR,63A,415V AC,10KA,3P | BREAKER,CIRCT;MNFR: ,PTNO:MINTR,63A,415V AC,10KA,3P |  | BREAKER,CIRCT;MINTR,63A,415V AC,10KA,3PBREAKER,CIRCT;MINTR,63A,415V AC,10KA,3P | [34 empty] | URL NOT FOUND | [9 empty] | Cleansed | 39121603 Miniature circuit breakers |  |  | CIRCUIT BREAKER | MINIATURE | TYPE |  | CURRENT RATING | 63 A | VOLTAGE RATING | 415 VAC | NUMBER OF POLES | 3 | INTERRUPT RATING | 10 KA | FREQUENCY RATING |  | TRIP CLASS |  | TRIP SETTING |  | MOUNTING TYPE |  | TERMINAL TYPE |  | SIZE |  | CERTIFICATION/STANDARD | [49 empty] | Production Completed
STP_009 - Lot7 | Data Enrichment | PVJ | OK | 2023-10-16 | 2023-10-17 |  | 1134191 | 1134191 | 1418026 | AU_QM_000263934 |  | ERSA | M | 5915 | 1418026GZPCLNT100 | EA |  | BREAKER,CIRCT;MINTR,63A,415V,10KA,3P,25 | BREAKER,CIRCT;MINTR,63A,415V,10KA,3P,25 | BREAKER,CIRCT;MNFR: ,PTNO:MINTR,63A,415V,10KA,3P,25 |  | BREAKER,CIRCT;MINTR,63A,415V,10KA,3P,25BREAKER,CIRCT;MINTR,63A,415V,10KA,3P,25 | [34 empty] | URL NOT FOUND | [9 empty] | Cleansed | 39121603 Miniature circuit breakers | REF:25 |  | CIRCUIT BREAKER | MINIATURE | TYPE |  | CURRENT RATING | 63 A | VOLTAGE RATING | 415 V | NUMBER OF POLES | 3 | INTERRUPT RATING | 10 KA | FREQUENCY RATING |  | TRIP CLASS |  | TRIP SETTING |  | MOUNTING TYPE |  | TERMINAL TYPE |  | SIZE |  | CERTIFICATION/STANDARD | [49 empty] | Production Completed
STP_009 - Lot7 | Data Enrichment | PVJ | OK | 2023-10-16 | 2023-10-17 |  | 1134766 | 1134766 | 1423147 | AU_QM_000269551 |  | ERSA | M | 5915 | 1423147GZPCLNT100 | EA |  | BREAKER,CIRCT;MINTR,6A,6KA,2P,DIN | BREAKER,CIRCT;MINTR,6A,6KA,2P,DIN | BREAKER,CIRCT;MNFR: ,PTNO:MINTR,6A,6KA,2P,DIN |  | BREAKER,CIRCT;MINTR,6A,6KA,2P,DINBREAKER,CIRCT;MINTR,6A,6KA,2P,DIN | [34 empty] | URL NOT FOUND | [9 empty] | Cleansed | 39121603 Miniature circuit breakers |  |  | CIRCUIT BREAKER | MINIATURE | TYPE |  | CURRENT RATING | 6 A | VOLTAGE RATING |  | NUMBER OF POLES | 2 | INTERRUPT RATING | 6 KA | FREQUENCY RATING |  | TRIP CLASS |  | TRIP SETTING |  | MOUNTING TYPE | DIN | TERMINAL TYPE |  | SIZE |  | CERTIFICATION/STANDARD | [49 empty] | Production Completed
STP_009 - Lot7 | Data Enrichment | PVJ | OK | 2023-10-16 | 2023-10-17 |  | 1134412 | 1134412 | 1406851 | AU_QM_000251858 |  | ERSA | M | 5915 | 1406851GZPCLNT100 | EA |  | BREAKER,CIRCT;RCBO,40A,10KA,3P,30MA,C | BREAKER,CIRCT;RCBO,40A,10KA,3P,30MA,C | BREAKER,CIRCT;MNFR: ,PTNO:RCBO,40A,10KA,3P,30MA,C |  | BREAKER,CIRCT;RCBO,40A,10KA,3P,30MA,CBREAKER,CIRCT;RCBO,40A,10KA,3P,30MA,C | [34 empty] | URL NOT FOUND | [9 empty] | Cleansed | 39121601 Circuit breakers | NUMBER OF POLES:3,TRIP SETTING:30 MA,TRIP CLASS:C CURVE,C/W OVERCURRENT PROTECTION |  | CIRCUIT BREAKER | RESIDUAL CURRENT | TYPE |  | WIRE SIZE |  | CONTACT CONFIGURATION |  | INPUT RATING | 40 A | INTERRUPT RATING | 10 KA | MATERIAL |  | MOUNTING TYPE |  | SIZE |  | TEMPERATURE RATING |  | CERTIFICATION/STANDARD | [53 empty] | Production Completed
STP_009 - Lot7 | Data Enrichment | PVJ | OK | 2023-10-16 | 2023-10-17 |  | 1134434 | 1134434 | 1406168 | AU_QM_000251110 |  | ERSA | M | 5915 | 1406168GZPCLNT100 | EA |  | BREAKER,CIRCT;THERMAL MAGNETIC,100A,3P | BREAKER,CIRCT;THERMAL MAGNETIC,100A,3P | BREAKER,CIRCT;MNFR: ,PTNO:THERMAL MAGNETIC,100A,3P |  | BREAKER,CIRCT;THERMAL MAGNETIC,100A,3PBREAKER,CIRCT;THERMAL MAGNETIC,100A,3P | [34 empty] | URL NOT FOUND | [9 empty] | Cleansed | 39121601 Circuit breakers |  |  | CIRCUIT BREAKER | NO MODIFIER | TYPE | THERMAL MAGNETIC | CURRENT RATING | 100 A | VOLTAGE RATING |  | FRAME RATING |  | INTERRUPT RATING |  | NUMBER OF POLES | 3 | OVERALL SIZE |  | TRIP SETTING |  | TERMINAL TYPE |  | MOUNTING TYPE |  | CERTIFICATION/STANDARD | [51 empty] | Production Completed
STP_009 - Lot7 | Data Enrichment | PVJ | OK | 2023-10-16 | 2023-10-17 |  | 1134381 | 1134381 | 1408515 | AU_QM_000253647 |  | ERSA | M | 5915 | 1408515GZPCLNT100 | EA |  | BREAKER,CIRCT;THERMAL MAGNETIC,10A,1P | BREAKER,CIRCT;THERMAL MAGNETIC,10A,1P | BREAKER,CIRCT;MNFR: ,PTNO:THERMAL MAGNETIC,10A,1P |  | BREAKER,CIRCT;THERMAL MAGNETIC,10A,1PBREAKER,CIRCT;THERMAL MAGNETIC,10A,1P | [34 empty] | URL NOT FOUND | [9 empty] | Cleansed | 39121601 Circuit breakers |  |  | CIRCUIT BREAKER | NO MODIFIER | TYPE | THERMAL MAGNETIC | CURRENT RATING | 10 A | VOLTAGE RATING |  | FRAME RATING |  | INTERRUPT RATING |  | NUMBER OF POLES | 1 | OVERALL SIZE |  | TRIP SETTING |  | TERMINAL TYPE |  | MOUNTING TYPE |  | CERTIFICATION/STANDARD | [51 empty] | Production Completed
STP_009 - Lot7 | Data Enrichment | PVJ | OK | 2023-10-16 | 2023-10-17 |  | 1138237 | 1138237 |  |  |  | ERSA | M | 5915 | 1412953GZPCLNT100 | EA |  | BREAKER,CIRCT;THERMAL MAGNETIC,10A,1P | BREAKER,CIRCT;THERMAL MAGNETIC,10A,1P | BREAKER,CIRCT;MNFR: ,PTNO:THERMAL MAGNETIC,10A,1P | [36 empty] | URL NOT FOUND | [9 empty] | Cleansed | 39121601 Circuit breakers |  |  | CIRCUIT BREAKER | NO MODIFIER | TYPE | THERMAL MAGNETIC | CURRENT RATING | 10 A | VOLTAGE RATING |  | FRAME RATING |  | INTERRUPT RATING |  | NUMBER OF POLES | 1 | OVERALL SIZE |  | TRIP SETTING |  | TERMINAL TYPE |  | MOUNTING TYPE |  | CERTIFICATION/STANDARD | [51 empty] | Production Completed
STP_009 - Lot7 | Data Enrichment | PVJ | OK | 2023-10-16 | 2023-10-17 |  | 1134223 | 1134223 | 1417090 | AU_QM_000262919 |  | ERSA | M | 5915 | 1417090GZPCLNT100 | EA |  | BREAKER,CIRCT;THERMAL MAGNETIC,125A,3P | BREAKER,CIRCT;THERMAL MAGNETIC,125A,3P | BREAKER,CIRCT;MNFR: ,PTNO:THERMAL MAGNETIC,125A,3P |  | BREAKER,CIRCT;THERMAL MAGNETIC,125A,3PBREAKER,CIRCT;THERMAL MAGNETIC,125A,3P | [34 empty] | URL NOT FOUND | [9 empty] | Cleansed | 39121601 Circuit breakers |  |  | CIRCUIT BREAKER | NO MODIFIER | TYPE | THERMAL MAGNETIC | CURRENT RATING | 125 A | VOLTAGE RATING |  | FRAME RATING |  | INTERRUPT RATING |  | NUMBER OF POLES | 3 | OVERALL SIZE |  | TRIP SETTING |  | TERMINAL TYPE |  | MOUNTING TYPE |  | CERTIFICATION/STANDARD | [51 empty] | Production Completed
STP_009 - Lot7 | Data Enrichment | PVJ | OK | 2023-10-16 | 2023-10-17 |  | 1138280 | 1138280 | 1403336 | AU_QM_000248035 |  | ERSA | M | 5915 | 1403336GZPCLNT100 | EA |  | BREAKER,CIRCT;THERMAL MAGNETIC,15A,1P | BREAKER,CIRCT;THERMAL MAGNETIC,15A,1P | BREAKER,CIRCT;MNFR: ,PTNO:THERMAL MAGNETIC,15A,1P |  | BREAKER,CIRCT;THERMAL MAGNETIC,15A,1PBREAKER,CIRCT;THERMAL MAGNETIC,15A,1P | [34 empty] | URL NOT FOUND | [9 empty] | Cleansed | 39121601 Circuit breakers |  |  | CIRCUIT BREAKER | NO MODIFIER | TYPE | THERMAL MAGNETIC | CURRENT RATING | 15 A | VOLTAGE RATING |  | FRAME RATING |  | INTERRUPT RATING |  | NUMBER OF POLES | 1 | OVERALL SIZE |  | TRIP SETTING |  | TERMINAL TYPE |  | MOUNTING TYPE |  | CERTIFICATION/STANDARD | [51 empty] | Production Completed
STP_009 - Lot7 | Data Enrichment | PVJ | OK | 2023-10-16 | 2023-10-17 |  | 1134212 | 1134212 | 1417579 | AU_QM_000263444 |  | ERSA | M | 5915 | 1417579GZPCLNT100 | EA |  | BREAKER,CIRCT;THERMAL MAGNETIC,20A,1P | BREAKER,CIRCT;THERMAL MAGNETIC,20A,1P | BREAKER,CIRCT;MNFR: ,PTNO:THERMAL MAGNETIC,20A,1P |  | BREAKER,CIRCT;THERMAL MAGNETIC,20A,1PBREAKER,CIRCT;THERMAL MAGNETIC,20A,1P | [34 empty] | URL NOT FOUND | [9 empty] | Cleansed | 39121601 Circuit breakers |  |  | CIRCUIT BREAKER | NO MODIFIER | TYPE | THERMAL MAGNETIC | CURRENT RATING | 20 A | VOLTAGE RATING |  | FRAME RATING |  | INTERRUPT RATING |  | NUMBER OF POLES | 1 | OVERALL SIZE |  | TRIP SETTING |  | TERMINAL TYPE |  | MOUNTING TYPE |  | CERTIFICATION/STANDARD | [51 empty] | Production Completed
STP_009 - Lot7 | Data Enrichment | PVJ | OK | 2023-10-16 | 2023-10-17 | Part Number Updated as per Websource | 1080628 | 1080628 |  |  |  | ERSA | M | 1650 | 1615424GZPCLNT100 | EA | 3000344 | BREAKER;SCHN,SCHA9F53420,CKT | DISYUNTOR;SCHN,SCHA9F53420 | BREAKER;MNFR:SCHNEIDER INC,PTNO:SCHA9F53420,ADDITIONAL FEATURES EN:CIRCUIT | DISYUNTOR;MNFR:SCHNEIDER INC,PTNO:SCHA9F53420 |  | SCHNEIDER INC | SCHA9F53420 | 1068181 @@ CNW (MOUNT ISA) ELECT WHOLESALER | SCHA9F53420 | [12 empty] | SCHNEIDER INC | A9F53420 | CNW (MOUNT ISA) ELECT WHOLESALER | SCHA9F53420 | [14 empty] | https://www.se.com/uk/en/product/A9F53420/acti9-ic60h-4p-20a-b-miniature-circuit-breaker/ | [9 empty] | Enriched | 39121603 Miniature circuit breakers |  | COLOUR:WHITE,DEGREE OF PROTECTION:IP20,RANGE:ACTI9 IC60H,TEMPERATURE RATING:-35 TO 70DEG C | CIRCUIT BREAKER | MINIATURE | TYPE | LOW VOLTAGE | CURRENT RATING | 20 A | VOLTAGE RATING | 220 TO 240/380 TO 415 VAC | NUMBER OF POLES | 4 | INTERRUPT RATING | 30/15 KA | FREQUENCY RATING | 50/60 HZ | TRIP CLASS | B | TRIP SETTING |  | MOUNTING TYPE | DIN RAIL | TERMINAL TYPE | DOUBLE TUNNEL | SIZE | 72 WDX85 HTX78.5 DP MM | CERTIFICATION/STANDARD | EN/IEC 60947-2,EN/IEC 60898-1 | [48 empty] | Production Completed