## Sheet1
Project | Activities | Production User | Production Comments | Start Date | End Date | Remarks | Griha ID | MATNR | SAP MATERIAL NUMBER | ELLIPSE | LVORM | MTART | MBRSH | MATKL | BISMT | MEINS | MFRNR | MAKTX_EN | MAKTX_ES | TEXT_EN | TEXT_ES | ENRICHED DATA | Manufacturer Name | P/N | Manufacturer Name 1 | P/N 1 | Manufacturer Name 2 | P/N 2 | Manufacturer Name 3 | P/N 3 | Manufacturer Name 4 | P/N 4 | Manufacturer Name 5 | P/N 5 | Manufacturer Name 6 | P/N 6 | Input MNFR | Input PTNO | Verified MNFR from web | Verified MPN from Web | MNFR 1 | PTNO 1 | MNFR 2 | PTNO 2 | MNFR 3 | PTNO 3 | MNFR 4 | PTNO 4 | MNFR 5 | PTNO 5 | MNFR 6 | PTNO 6 | Vendor NAME | Vendor Part Number | Vendor NAME1 | Vendor Part Number1 | Reference URL | Reference URL1 | Item Number | Equipment Type | Equipment Manufacturer | Equipment Model | Equipment Serial | DWG | DRAWING VERSION | POS/TAG | Enriched/Cleansed | UNSPSC Ver.23.07 | ADDITIONAL FEATURES FROM INPUT | Additional Features from WEBSOURCE | Noun | Modifier | Attribute Name 1 | Attribute Value 1 | Attribute Name 2 | Attribute Value 2 | Attribute Name 3 | Attribute Value 3 | Attribute Name 4 | Attribute Value 4 | Attribute Name 5 | Attribute Value 5 | Attribute Name 6 | Attribute Value 6 | Attribute Name 7 | Attribute Value 7 | Attribute Name 8 | Attribute Value 8 | Attribute Name 9 | Attribute Value 9 | Attribute Name 10 | Attribute Value 10 | Attribute Name 11 | Attribute Value 11 | Attribute Name 12 | Attribute Value 12 | Attribute Name 13 | Attribute Value 13 | Attribute Name 14 | Attribute Value 14 | Attribute Name 15 | Attribute Value 15 | Attribute Name 16 | Attribute Value 16 | Attribute Name 17 | Attribute Value 17 | Attribute Name 18 | Attribute Value 18 | Attribute Name 19 | Attribute Value 19 | Attribute Name 20 | Attribute Value 20 | Attribute Name 21 | Attribute Value 21 | Attribute Name 22 | Attribute Value 22 | Attribute Name 23 | Attribute Value 23 | Attribute Name 24 | Attribute Value 24 | Attribute Name 25 | Attribute Value 25 | Attribute Name 26 | Attribute Value 26 | Attribute Name 27 | Attribute Value 27 | Attribute Name 28 | Attribute Value 28 | Attribute Name 29 | Attribute Value 29 | Attribute Name 30 | Attribute Value 30 | Attribute Name 31 | Attribute Value 31 | Attribute Name 32 | Attribute Value 32 | Attribute Name 33 | Attribute Value 33 | Attribute Name 34 | Attribute Value 34 | Attribute Name 35 | Attribute Value 35 | Attribute Name 36 | Attribute Value 36 | Status
STP_009 - Lot7 | Data Enrichment | BHJ | ok | 2023-10-16 | 2023-10-16 |  | 1206850 | 1206850 |  |  |  | ERSA | M | 5955 | 682406MRM | EA |  | CLIP,RETAINING:CAT 2P6105 ENGINE OIL LIN | CLIP,RETAINING:CAT 2P6105 ENGINE OIL LIN | CLIP,RETAINING:CAT 2P6105 ENGINE OIL LINES CLIP | [36 empty] | URL NOT FOUND |  |  | ENGINE OIL LINES | CATERPILLAR | 2P6105 |  |  |  |  | Cleansed | 31163211 Retaining clips |  |  | CLIP | RETAINING | TYPE |  | SIZE |  | MATERIAL |  | SHAPE |  | COATING/FINISH |  | HAZARD CLASS |  | CERTIFICATION/STANDARD | [59 empty] | Production Completed
STP_009 - Lot7 | Data Enrichment | BHJ | ok | 2023-10-16 | 2023-10-16 |  | 1206568 | 1206568 |  |  |  | ERSA | M | 5955 | 681776MRM | EA |  | CLIP,RETAINING:CAT 2W1177 PISTON & ROD R | CLIP,RETAINING:CAT 2W1177 PISTON & ROD R | CLIP,RETAINING:CAT 2W1177 PISTON <(>&<)> ROD RETAINER | [36 empty] | URL NOT FOUND | [9 empty] | Cleansed | 31163211 Retaining clips | FOR CATERPILLAR 2W1177 PISTON AND ROD |  | CLIP | RETAINING | TYPE |  | SIZE |  | MATERIAL |  | SHAPE |  | COATING/FINISH |  | HAZARD CLASS |  | CERTIFICATION/STANDARD | [59 empty] | Production Completed
STP_009 - Lot7 | Data Enrichment | BHJ | ok | 2023-10-16 | 2023-10-16 |  | 1205064 | 1205064 |  |  |  | ERSA | M | 5955 | 627456MRM | EA |  | CLIP,RETAINING:CAT 612356 GOVERNOR/INJEC | CLIP,RETAINING:CAT 612356 GOVERNOR/INJEC | CLIP,RETAINING:CAT 612356 GOVERNOR/INJECTION PUMPCLIP;21.8MM ID | [36 empty] | URL NOT FOUND |  |  | GOVERNOR/INJECTION PUMP | CATERPILLAR | 612356 |  |  |  |  | Cleansed | 31163211 Retaining clips |  |  | CLIP | RETAINING | TYPE |  | SIZE | 21.8 MM ID | MATERIAL |  | SHAPE |  | COATING/FINISH |  | HAZARD CLASS |  | CERTIFICATION/STANDARD | [59 empty] | Production Completed
STP_009 - Lot7 | Data Enrichment | BHJ | ok | 2023-10-16 | 2023-10-16 |  | 1205065 | 1205065 |  |  |  | ERSA | M | 5955 | 627461MRM | EA |  | CLIP,RETAINING:CAT 612356 GOVERNOR/INJEC | CLIP,RETAINING:CAT 612356 GOVERNOR/INJEC | CLIP,RETAINING:CAT 612356 GOVERNOR/INJECTION PUMPCLIP;32.5MM ID | [36 empty] | URL NOT FOUND |  |  | GOVERNOR/INJECTION PUMP | CATERPILLAR | 612356 |  |  |  |  | Cleansed | 31163211 Retaining clips |  |  | CLIP | RETAINING | TYPE |  | SIZE | 32.5 MM ID | MATERIAL |  | SHAPE |  | COATING/FINISH |  | HAZARD CLASS |  | CERTIFICATION/STANDARD | [59 empty] | Production Completed
STP_009 - Lot7 | Data Enrichment | BHJ | ok | 2023-10-16 | 2023-10-16 |  | 1205067 | 1205067 |  |  |  | ERSA | M | 5955 | 627471MRM | EA |  | CLIP,RETAINING:CAT 6N7305 FUMES DISPOSAL | CLIP,RETAINING:CAT 6N7305 FUMES DISPOSAL | CLIP,RETAINING:CAT 6N7305 FUMES DISPOSAL;CLIP | [36 empty] | URL NOT FOUND | [9 empty] | Cleansed | 31163211 Retaining clips | FOR CATERPILLAR 6N7305 FUMES DISPOSAL |  | CLIP | RETAINING | TYPE |  | SIZE |  | MATERIAL |  | SHAPE |  | COATING/FINISH |  | HAZARD CLASS |  | CERTIFICATION/STANDARD | [59 empty] | Production Completed
STP_009 - Lot7 | Data Enrichment | BHJ | ok | 2023-10-16 | 2023-10-16 |  | 1205068 | 1205068 |  |  |  | ERSA | M | 5955 | 627476MRM | EA |  | CLIP,RETAINING:CAT 6N7305 FUMES DISPOSAL | CLIP,RETAINING:CAT 6N7305 FUMES DISPOSAL | CLIP,RETAINING:CAT 6N7305 FUMES DISPOSAL;CLIP | [36 empty] | URL NOT FOUND | [9 empty] | Cleansed | 31163211 Retaining clips | FOR CATERPILLAR 6N7305 FUMES DISPOSAL |  | CLIP | RETAINING | TYPE |  | SIZE |  | MATERIAL |  | SHAPE |  | COATING/FINISH |  | HAZARD CLASS |  | CERTIFICATION/STANDARD | [59 empty] | Production Completed
STP_009 - Lot7 | Data Enrichment | BHJ | ok | 2023-10-16 | 2023-10-16 |  | 1205069 | 1205069 |  |  |  | ERSA | M | 5955 | 627481MRM | EA |  | CLIP,RETAINING:CAT 7E0969 CONTROL CLIP | CLIP,RETAINING:CAT 7E0969 CONTROL CLIP | CLIP,RETAINING:CAT 7E0969 CONTROL CLIP | [36 empty] | URL NOT FOUND |  |  | CONTROL | CATERPILLAR | 7E0969 |  |  |  |  | Cleansed | 31163211 Retaining clips |  |  | CLIP | RETAINING | TYPE |  | SIZE |  | MATERIAL |  | SHAPE |  | COATING/FINISH |  | HAZARD CLASS |  | CERTIFICATION/STANDARD | [59 empty] | Production Completed
STP_009 - Lot7 | Data Enrichment | BHJ | ok | 2023-10-16 | 2023-10-16 |  | 1205070 | 1205070 |  |  |  | ERSA | M | 5955 | 627486MRM | EA |  | CLIP,RETAINING:CAT 9Y9534 FUEL FILTER LI | CLIP,RETAINING:CAT 9Y9534 FUEL FILTER LI | CLIP,RETAINING:CAT 9Y9534 FUEL FILTER LINES;CLIP | [36 empty] | URL NOT FOUND | [9 empty] | Cleansed | 31163211 Retaining clips | FOR CATERPILLAR 9Y9534 FUEL FILTER LINES |  | CLIP | RETAINING | TYPE |  | SIZE |  | MATERIAL |  | SHAPE |  | COATING/FINISH |  | HAZARD CLASS |  | CERTIFICATION/STANDARD | [59 empty] | Production Completed
STP_009 - Lot7 | Data Enrichment | BHJ | ok | 2023-10-16 | 2023-10-16 |  | 1205066 | 1205066 |  |  |  | ERSA | M | 5955 | 627466MRM | EA |  | CLIP,RETAINING:CAT FUEL INJECTION LINES; | CLIP,RETAINING:CAT FUEL INJECTION LINES; | CLIP,RETAINING:CAT FUEL INJECTION LINES;9.52MM ID; | [36 empty] | URL NOT FOUND | [9 empty] | Cleansed | 31163211 Retaining clips | FOR CATERPILLAR FUEL INJECTION LINES |  | CLIP | RETAINING | TYPE |  | SIZE | 9.52 MM ID | MATERIAL |  | SHAPE |  | COATING/FINISH |  | HAZARD CLASS |  | CERTIFICATION/STANDARD | [59 empty] | Production Completed
STP_009 - Lot7 | Data Enrichment | BHJ | ok | 2023-10-16 | 2023-10-16 |  | 1023238 | 1023238 | 1393738 | AU_QM_000237236 |  | ERSA | M | 4100 | 1393738GZPCLNT100 | EA | 3000003 | CLIP;CAT,0673045 | CLIP;CAT,0673045 | CLIP;MNFR:CATERPILLAR,PTNO:0673045 |  | OEM-E-LISTCLIP;CAT,0673045 | CATERPILLAR | 0673045 | [14 empty] | CATERPILLAR | 067-3045 | [16 empty] | https://parts.cat.com/en/catcorp/067-3045 | [9 empty] | Enriched | 31162800 Miscellaneous hardware |  | NUMBER OF TUBE:1,WIDTH:19 MM | CLIP | TUBE | TYPE | LOOP | TUBE SIZE RANGE | 27 MM OD | MATERIAL | STEEL,RUBBER CUSHION | FINISH |  | LOCK TYPE |  | MOUNTING TYPE |  | CERTIFICATION/STANDARD | ANSI,ASTM,DIN | [58 empty] | Production Completed
STP_009 - Lot7 | Data Enrichment | BHJ | ok | 2023-10-16 | 2023-10-16 | Processed based on Websource, Conflict w.r.t Input | 1030811 | 1030811 | 1373565 | AU_QM_000202393 |  | ERSA | M | 4100 | 1373565GZPCLNT100 | EA | 3000003 | CLIP;CAT,1036714 | CLIP;CAT,1036714 | CLIP;MNFR:CATERPILLAR,PTNO:1036714 |  | CLIP;CAT,1036714CLIP;HAS,1036714 | CATERPILLAR | 1036714 | [14 empty] | CATERPILLAR | 103-6714 | [16 empty] | https://parts.cat.com/en/catcorp/103-6714 | [9 empty] | Enriched | 31162906 Hose or pipe clamps |  |  | CLAMP | HOSE | TYPE | STANDARD | HOSE SIZE |  | WIDTH |  | LOAD CAPACITY |  | MOUNTING SIZE |  | MATERIAL |  | MATERIAL SPECIFICATION |  | COATING/FINISH |  | PRESSURE RATING |  | TEMPERATURE RATING |  | FASTENING DEVICE TYPE |  | HAZARD CLASS |  | CERTIFICATION/STANDARD | [47 empty] | Production Completed
STP_009 - Lot7 | Data Enrichment | BHJ | ok | 2023-10-16 | 2023-10-16 |  | 1023331 | 1023331 | 1389338 | AU_QM_000230808 |  | ERSA | M | 4100 | 1389338GZPCLNT100 | EA | 3000003 | CLIP;CAT,1076761 | CLIP;CAT,1076761 | CLIP;MNFR:CATERPILLAR,PTNO:1076761 |  | CLIP;CAT,1076761CLIP;HAS,1076761 | CATERPILLAR | 1076761 | [14 empty] | CATERPILLAR | 107-6761 | HASTING | [15 empty] | https://parts.cat.com/en/catcorp/107-6761 | [9 empty] | Enriched | 31162800 Miscellaneous hardware |  | NUMBER OF TUBE:1,SIZE:16.8 LGX20 WD MM | CLIP | TUBE | TYPE |  | TUBE SIZE RANGE | 10 MM ID | MATERIAL | STEEL | FINISH |  | LOCK TYPE |  | MOUNTING TYPE |  | CERTIFICATION/STANDARD | ANSI,ASTM,DIN | [58 empty] | Production Completed
STP_009 - Lot7 | Data Enrichment | BHJ | ok | 2023-10-16 | 2023-10-16 |  | 1023235 | 1023235 | 1393743 | AU_QM_000237241 |  | ERSA | M | 4100 | 1393743GZPCLNT100 | EA | 3000003 | CLIP;CAT,1240174 | CLIP;CAT,1240174 | CLIP;MNFR:CATERPILLAR,PTNO:1240174 |  | OEM-E-LISTCLIP;CAT,1240174 | CATERPILLAR | 1240174 | [14 empty] | CATERPILLAR | 124-0174 | [16 empty] | https://parts.cat.com/en/catcorp/124-0174 | [9 empty] | Enriched | 31162800 Miscellaneous hardware |  | ANGLE:12 DEG OFFSET,NUMBER OF TUBE:1,SIZE:25 WDX1.2 THK MM | CLIP | TUBE | TYPE | LOOP | TUBE SIZE RANGE | 11.1 MM | MATERIAL | STEEL | FINISH |  | LOCK TYPE |  | MOUNTING TYPE |  | CERTIFICATION/STANDARD | ANSI,ASTM,DIN,ROHS | [58 empty] | Production Completed
STP_009 - Lot7 | Data Enrichment | BHJ | ok | 2023-10-16 | 2023-10-16 |  | 1023274 | 1023274 | 1391055 | AU_QM_000232822 |  | ERSA | M | 4100 | 1391055GZPCLNT100 | EA | 3000003 | CLIP;CAT,124-3708 | CLIP;CAT,124-3708 | CLIP;MNFR:CATERPILLAR,PTNO:124-3708 |  | CLIP;CAT,124-3708CLIP;HAS,124-3708 | CATERPILLAR | 124-3708 | [14 empty] | CATERPILLAR | 124-3708 | HASTING | [15 empty] | https://parts.cat.com/en/catcorp/124-3708 | [9 empty] | Enriched | 31162800 Miscellaneous hardware |  | NUMBER OF TUBE:2 | CLIP | TUBE | TYPE |  | TUBE SIZE RANGE |  | MATERIAL | STEEL | FINISH |  | LOCK TYPE |  | MOUNTING TYPE |  | CERTIFICATION/STANDARD | [59 empty] | Production Completed
STP_009 - Lot7 | Data Enrichment | BHJ | ok | 2023-10-16 | 2023-10-16 |  | 1023234 | 1023234 | 1393744 | AU_QM_000237242 |  | ERSA | M | 4100 | 1393744GZPCLNT100 | EA | 3000003 | CLIP;CAT,127-4837 | CLIP;CAT,127-4837 | CLIP;MNFR:CATERPILLAR,PTNO:127-4837 |  | OEM-E-LISTCLIP;CAT,127-4837 | CATERPILLAR | 127-4837 | [14 empty] | CATERPILLAR | 127-4837 | [16 empty] | https://parts.cat.com/en/catcorp/127-4837 | [9 empty] | Enriched | 31162800 Miscellaneous hardware |  | NUMBER OF TUBE:1,SIZE:84 LGX25 WD MM | CLIP | TUBE | TYPE | HALF LOOP | TUBE SIZE RANGE | 88.9 MM ID | MATERIAL | STEEL | FINISH |  | LOCK TYPE |  | MOUNTING TYPE |  | CERTIFICATION/STANDARD | ANSI,ASTM,DIN | [58 empty] | Production Completed
STP_009 - Lot7 | Data Enrichment | BHJ | ok | 2023-10-16 | 2023-10-16 |  | 1023233 | 1023233 | 1393745 | AU_QM_000237243 |  | ERSA | M | 4100 | 1393745GZPCLNT100 | EA | 3000003 | CLIP;CAT,1305301 | CLIP;CAT,1305301 | CLIP;MNFR:CATERPILLAR,PTNO:1305301 |  | OEM-E-LISTCLIP;CAT,1305301 | CATERPILLAR | 1305301 | [14 empty] | CATERPILLAR | 130-5301 | [16 empty] | https://parts.cat.com/en/catcorp/130-5301 | [9 empty] | Enriched | 31162800 Miscellaneous hardware |  | SIZE:59.5 LGX35 WDX3.5 HTX1.5 THK MM | CLIP | TUBE | TYPE | LADDER | TUBE SIZE RANGE |  | MATERIAL | STEEL | FINISH | ZINC PLATED | LOCK TYPE |  | MOUNTING TYPE |  | CERTIFICATION/STANDARD | [59 empty] | Production Completed
STP_009 - Lot7 | Data Enrichment | BHJ | ok | 2023-10-16 | 2023-10-16 |  | 1071778 | 1071778 |  |  |  | ERSA | M | 3730 | 1305096GZPCLNT100 | EA | 3000003 | CLIP;CAT,1343987 | PINZA;CAT,1343987 | CLIP;MNFR:CATERPILLAR,PTNO:1343987 | CLIP;MNFR:CATERPILLAR,PTNO:1343987 |  | CATERPILLAR | 1343987 | [14 empty] | CATERPILLAR | 134-3987 | [16 empty] | https://parts.cat.com/en/catcorp/134-3987 | [9 empty] | Enriched | 31162800 Miscellaneous hardware |  | ANGLE:10.5 DEG OFFSET,NUMBER OF TUBE:1,SIZE:16 WDX1.2 THK MM | CLIP | TUBE | TYPE | LOOP | TUBE SIZE RANGE | 9.52 MM | MATERIAL | STEEL | FINISH |  | LOCK TYPE |  | MOUNTING TYPE |  | CERTIFICATION/STANDARD | ANSI,ASTM,DIN,ROHS | [58 empty] | Production Completed
STP_009 - Lot7 | Data Enrichment | BHJ | ok | 2023-10-16 | 2023-10-16 |  | 1023273 | 1023273 | 1391077 | AU_QM_000232847 |  | ERSA | M | 4100 | 1391077GZPCLNT100 | EA | 3000003 | CLIP;CAT,162-9992 | CLIP;CAT,162-9992 | CLIP;MNFR:CATERPILLAR,PTNO:162-9992 |  | CLIP;CAT,162-9992CLIP;HAS,162-9992 | CATERPILLAR | 162-9992 | [14 empty] | CATERPILLAR | 162-9992 | HASTING | [15 empty] | https://parts.cat.com/en/catcorp/162-9992 | [9 empty] | Enriched | 31162800 Miscellaneous hardware |  | NUMBER OF TUBE:2 | CLIP | TUBE | TYPE |  | TUBE SIZE RANGE |  | MATERIAL | STEEL | FINISH |  | LOCK TYPE |  | MOUNTING TYPE |  | CERTIFICATION/STANDARD | [59 empty] | Production Completed
STP_009 - Lot7 | Data Enrichment | BHJ | ok | 2023-10-16 | 2023-10-16 |  | 1076106 | 1076106 |  |  |  | ERSA | M | 1540 | 1059676GZPCLNT100 | EA | 3000003 | CLIP;CAT,1647556 | CLIP;CAT,1647556 | CLIP;MNFR:CATERPILLAR,PTNO:1647556 |  |  | CATERPILLAR | 1647556 | [14 empty] | CATERPILLAR | 164-7556 | [16 empty] | https://parts.cat.com/en/catcorp/164-7556 | [9 empty] | Enriched | 31163211 Retaining clips |  |  | CLIP | RETAINING | TYPE | LAMP | SIZE | 33.1 LGX25.4 WDX29.1 HT MM | MATERIAL | STEEL | SHAPE | U | COATING/FINISH |  | HAZARD CLASS |  | CERTIFICATION/STANDARD | [59 empty] | Production Completed
STP_009 - Lot7 | Data Enrichment | BHJ | ok | 2023-10-16 | 2023-10-16 |  | 1023229 | 1023229 | 1393757 | AU_QM_000237256 |  | ERSA | M | 4100 | 1393757GZPCLNT100 | EA | 3000003 | CLIP;CAT,1845394 | CLIP;CAT,1845394 | CLIP;MNFR:CATERPILLAR,PTNO:1845394 |  | OEM-E-LISTCLIP;CAT,1845394 | CATERPILLAR | 1845394 | [14 empty] | CATERPILLAR | 184-5394 | [16 empty] | https://parts.cat.com/en/catcorp/184-5394 | [9 empty] | Enriched | 31162800 Miscellaneous hardware |  | NUMBER OF TUBE:1,SIZE:54 LGX25.4 WD MM | CLIP | TUBE | TYPE | LOOP | TUBE SIZE RANGE | 77.8 MM | MATERIAL | STEEL | FINISH |  | LOCK TYPE |  | MOUNTING TYPE |  | CERTIFICATION/STANDARD | ANSI,ASTM,DIN | [58 empty] | Production Completed
STP_009 - Lot7 | Data Enrichment | BHJ | ok | 2023-10-16 | 2023-10-16 |  | 1023228 | 1023228 | 1393759 | AU_QM_000237258 |  | ERSA | M | 4100 | 1393759GZPCLNT100 | EA | 3000003 | CLIP;CAT,1S0996 | CLIP;CAT,1S0996 | CLIP;MNFR:CATERPILLAR,PTNO:1S0996 |  | OEM-E-LISTCLIP;CAT,1S0996 | CATERPILLAR | 1S0996 | [14 empty] | CATERPILLAR | 1S-0996 | [16 empty] | https://parts.cat.com/en/catcorp/1S-0996 | [9 empty] | Enriched | 31162800 Miscellaneous hardware |  | NUMBER OF TUBE:1,SIZE:44.45 LGX22.22 WD MM | CLIP | TUBE | TYPE |  | TUBE SIZE RANGE | 20.64 MM ID | MATERIAL | STEEL | FINISH |  | LOCK TYPE |  | MOUNTING TYPE |  | CERTIFICATION/STANDARD | ANSI,ASTM,DIN | [58 empty] | Production Completed
STP_009 - Lot7 | Data Enrichment | BHJ | ok | 2023-10-16 | 2023-10-16 |  | 1023227 | 1023227 | 1393760 | AU_QM_000237259 |  | ERSA | M | 4100 | 1393760GZPCLNT100 | EA | 3000003 | CLIP;CAT,2032287 | CLIP;CAT,2032287 | CLIP;MNFR:CATERPILLAR,PTNO:2032287 |  | OEM-E-LISTCLIP;CAT,2032287 | CATERPILLAR | 2032287 | [14 empty] | CATERPILLAR | 203-2287 | [16 empty] | https://parts.cat.com/en/catcorp/203-2287 | [9 empty] | Enriched | 31162800 Miscellaneous hardware |  | SIZE:76 LGX32 WDX1.5 THK MM | CLIP | TUBE | TYPE | DUAL,P | TUBE SIZE RANGE | 38.1 MM | MATERIAL | STEEL | FINISH |  | LOCK TYPE |  | MOUNTING TYPE |  | CERTIFICATION/STANDARD | [59 empty] | Production Completed
STP_009 - Lot7 | Data Enrichment | BHJ | ok | 2023-10-16 | 2023-10-16 |  | 1023530 | 1023530 | 1384127 | AU_QM_000224650 |  | ERSA | M | 4100 | 1384127GZPCLNT100 | EA | 3000003 | CLIP;CAT,2041071 | CLIP;CAT,2041071 | CLIP;MNFR:CATERPILLAR,PTNO:2041071 |  | CLIP;CAT,2041071CLIP;HAS,2041071 | CATERPILLAR | 2041071 | [14 empty] | CATERPILLAR | 204-1071 | HASTING | [15 empty] | https://parts.cat.com/en/catcorp/204-1071 | [9 empty] | Enriched | 31162800 Miscellaneous hardware |  | NUMBER OF TUBE:1,SIZE:70 LGX25 WD MM | CLIP | TUBE | TYPE | LOOP | TUBE SIZE RANGE | 94 MM | MATERIAL | STEEL | FINISH |  | LOCK TYPE |  | MOUNTING TYPE |  | CERTIFICATION/STANDARD | ANSI,ASTM,DIN | [58 empty] | Production Completed
STP_009 - Lot7 | Data Enrichment | BHJ | ok | 2023-10-16 | 2023-10-16 |  | 1023225 | 1023225 | 1393762 | AU_QM_000237261 |  | ERSA | M | 4100 | 1393762GZPCLNT100 | EA | 3000003 | CLIP;CAT,228-3323 | CLIP;CAT,228-3323 | CLIP;MNFR:CATERPILLAR,PTNO:228-3323 |  | OEM-E-LISTCLIP;CAT,228-3323 | CATERPILLAR | 228-3323 | [14 empty] | CATERPILLAR | 228-3323 | [16 empty] | https://parts.cat.com/en/catcorp/228-3323 | [9 empty] | Cleansed | 31162800 Miscellaneous hardware |  |  | CLIP | SPRING | TYPE |  | SIZE |  | MATERIAL |  | FIXING HOLE DIAMETER |  | COATING/FINISH |  | HAZARD CLASS |  | CERTIFICATION/STANDARD | [59 empty] | Production Completed
STP_009 - Lot7 | Data Enrichment | BHJ | ok | 2023-10-16 | 2023-10-16 |  | 1023224 | 1023224 | 1393763 | AU_QM_000237262 |  | ERSA | M | 4100 | 1393763GZPCLNT100 | EA | 3000003 | CLIP;CAT,229-8844 | CLIP;CAT,229-8844 | CLIP;MNFR:CATERPILLAR,PTNO:229-8844 |  | OEM-E-LISTCLIP;CAT,229-8844 | CATERPILLAR | 229-8844 | [14 empty] | CATERPILLAR | 229-8844 | [16 empty] | https://parts.cat.com/en/catcorp/229-8844 | [9 empty] | Enriched | 39121700 Electrical hardware and supplies |  | ANGLE:90 DEG,MOUNTING TYPE:TIE STRAP,PIN DIAMETER:7 MM SMALL,9 MM LARGE,SIZE:20 WDX33.3 HT MM | CLIP | ELECTRICAL | TYPE |  | WIRE SIZE |  | VOLTAGE RATING |  | CURRENT RATING |  | MATERIAL | STEEL | COLOUR |  | LENGTH | 60 MM | HAZARD CLASS |  | CERTIFICATION/STANDARD | [55 empty] | Production Completed
STP_009 - Lot7 | Data Enrichment | BHJ | ok | 2023-10-16 | 2023-10-16 |  | 1023248 | 1023248 | 1391941 | AU_QM_000233941 |  | ERSA | M | 4100 | 1391941GZPCLNT100 | EA | 3000003 | CLIP;CAT,232-1115 | CLIP;CAT,232-1115 | CLIP;MNFR:CATERPILLAR,PTNO:232-1115 |  | CLIP;CAT,232-1115CLIP;HAS,232-1115 | CATERPILLAR | 232-1115 | [14 empty] | CATERPILLAR | 232-1115 | HASTING | [15 empty] | https://parts.cat.com/en/catcorp/232-1115 | [9 empty] | Enriched | 31162800 Miscellaneous hardware |  |  | CLIP | TUBE | TYPE | PIPE | TUBE SIZE RANGE |  | MATERIAL |  | FINISH |  | LOCK TYPE |  | MOUNTING TYPE |  | CERTIFICATION/STANDARD | [59 empty] | Production Completed
STP_009 - Lot7 | Data Enrichment | BHJ | ok | 2023-10-16 | 2023-10-16 | Processed based on Websource, Conflict w.r.t Input | 1023918 | 1023918 | 1372514 | AU_QM_000196989 |  | ERSA | M | 4100 | 1372514GZPCLNT100 | EA | 3000003 | CLIP;CAT,2344837 | CLIP;CAT,2344837 | CLIP;MNFR:CATERPILLAR,PTNO:2344837 |  | CLIP;CAT,2344837CLIP;HAS,2344837 | CATERPILLAR | 2344837 | [14 empty] | CATERPILLAR | 234-4837 | [16 empty] | https://parts.cat.com/en/catcorp/234-4837 | [9 empty] | Enriched | 31162900 Clamps |  |  | CLAMP | BAND | TYPE |  | HOLDING CAPACITY | 18.5 MM ID | MATERIAL |  | LENGTH |  | WIDTH | 10 MM | HANDLE MATERIAL |  | HAZARD CLASS |  | CERTIFICATION/STANDARD | [57 empty] | Production Completed
STP_009 - Lot7 | Data Enrichment | BHJ | ok | 2023-10-16 | 2023-10-16 |  | 1074812 | 1074812 |  |  |  | ERSA | M | 3730 | 1093758GZPCLNT100 | EA | 3000003 | CLIP;CAT,2379960,TYP 1 | CLIP;CAT,2379960,TIPO 1 | CLIP;MNFR:CATERPILLAR,PTNO:2379960,ADDITIONAL FEATURES EN:TYPE 1 | CLIP;MNFR:CATERPILLAR,PTNO:2379960,CARACTERISTICAS ADICIONALES ES:TIPO 1 |  | CATERPILLAR | 2379960 | [14 empty] | CATERPILLAR | 237-9960 | [16 empty] | https://parts.cat.com/en/catcorp/237-9960 | [9 empty] | Enriched | 39121700 Electrical hardware and supplies |  | WIDTH:20.5 MM | CLIP | ELECTRICAL | TYPE | LADDER,TYPE 1 | WIRE SIZE |  | VOLTAGE RATING |  | CURRENT RATING |  | MATERIAL | STEEL | COLOUR |  | LENGTH |  | HAZARD CLASS |  | CERTIFICATION/STANDARD | [55 empty] | Production Completed
STP_009 - Lot7 | Data Enrichment | BHJ | ok | 2023-10-16 | 2023-10-16 |  | 1074797 | 1074797 |  |  |  | ERSA | M | 3730 | 1094573GZPCLNT100 | EA | 3000003 | CLIP;CAT,2458842 | CLIP;CAT,2458842 | CLIP;MNFR:CATERPILLAR,PTNO:2458842 | CLIP;MNFR:CATERPILLAR,PTNO:2458842 |  | CATERPILLAR | 2458842 | [14 empty] | CATERPILLAR | 245-8842 | [16 empty] | https://parts.cat.com/en/catcorp/245-8842 | [9 empty] | Enriched | 31162800 Miscellaneous hardware |  | NUMBER OF TUBE:1,SIZE:71.2 LGX54.8 WDX19 HT MM | CLIP | TUBE | TYPE | LOOP | TUBE SIZE RANGE | 15.88 MM OD | MATERIAL | STEEL,CUSHION | FINISH |  | LOCK TYPE |  | MOUNTING TYPE |  | CERTIFICATION/STANDARD | ANSI,ASTM,DIN,ROHS | [58 empty] | Production Completed
STP_009 - Lot7 | Data Enrichment | BHJ | ok | 2023-10-16 | 2023-10-16 |  | 1023920 | 1023920 | 1372483 | AU_QM_000196955 |  | ERSA | M | 4100 | 1372483GZPCLNT100 | EA | 3000003 | CLIP;CAT,2584141 | CLIP;CAT,2584141 | CLIP;MNFR:CATERPILLAR,PTNO:2584141 |  | CLIP;CAT,2584141CLIP;HAS,2584141 | CATERPILLAR | 2584141 | [14 empty] | CATERPILLAR | 258-4141 | HASTING | [15 empty] | https://parts.cat.com/en/catcorp/258-4141 | [9 empty] | Enriched | 39121702 Cable clips |  | BASE SIZE:43.2 LGX24.8 WD MM,BUNDLE DIAMETER:3/4 IN,SIZE:43.2 LGX37.4 WD MM | CLIP | CABLE | TYPE | ADHESIVE,VERY HIGH BOND | CABLE SIZE |  | NUMBER OF CABLES |  | MATERIAL | NYLON | COLOUR |  | CONNECTION TYPE |  | HAZARD CLASS |  | CERTIFICATION/STANDARD | [57 empty] | Production Completed
STP_009 - Lot7 | Data Enrichment | BHJ | ok | 2023-10-16 | 2023-10-16 |  | 1073735 | 1073735 |  |  |  | ERSA | M | 3730 | 1097862GZPCLNT100 | EA | 3000003 | CLIP;CAT,2751442,TAB,TYP 1 | CLIP;CAT,2751442,PESTAÑA,TIPO 1 | CLIP;MNFR:CATERPILLAR,PTNO:2751442,ADDITIONAL FEATURES EN:TAB,TYPE 1 | CLIP;MNFR:CATERPILLAR,PTNO:2751442,CARACTERISTICAS ADICIONALES ES:PESTAÃƒâ€˜A,TIPO 1 |  | CATERPILLAR | 2751442 | [14 empty] | CATERPILLAR | 275-1442 | [16 empty] | https://parts.cat.com/en/catcorp/275-1442 | [9 empty] | Enriched | 31162800 Miscellaneous hardware |  | SIZE:25 WDX2.5 THK MM | CLIP | TUBE | TYPE | BOTTOM,TAB,TYPE 1 | TUBE SIZE RANGE | 27 MM ID | MATERIAL | STEEL | FINISH | ELECTROPLATED ZINC | LOCK TYPE |  | MOUNTING TYPE |  | CERTIFICATION/STANDARD | ANSI,ASTM,DIN,ROHS | [58 empty] | Production Completed
STP_009 - Lot7 | Data Enrichment | BHJ | ok | 2023-10-16 | 2023-10-16 |  | 1074747 | 1074747 |  |  |  | ERSA | M | 3730 | 1097863GZPCLNT100 | EA | 3000003 | CLIP;CAT,2751443,SLOT,TYP 1 | CLIP;CAT,2751443,RANURA,TIPO 1 | CLIP;MNFR:CATERPILLAR,PTNO:2751443,ADDITIONAL FEATURES EN:SLOT,TYPE 1 | CLIP;MNFR:CATERPILLAR,PTNO:2751443,CARACTERISTICAS ADICIONALES ES:RANURA,TIPO 1 |  | CATERPILLAR | 2751443 | [14 empty] | CATERPILLAR | 275-1443 | [16 empty] | https://parts.cat.com/en/catcorp/275-1443 | [9 empty] | Enriched | 31162800 Miscellaneous hardware |  | SIZE:25 WDX2.5 THK MM | CLIP | TUBE | TYPE | SLOT,TYPE 1,TOP | TUBE SIZE RANGE | 27 MM ID | MATERIAL | STEEL | FINISH | ELECTROPLATED ZINC | LOCK TYPE |  | MOUNTING TYPE |  | CERTIFICATION/STANDARD | ANSI,ASTM,DIN,ROHS | [58 empty] | Production Completed
STP_009 - Lot7 | Data Enrichment | BHJ | ok | 2023-10-16 | 2023-10-16 |  | 1023482 | 1023482 | 1385739 | AU_QM_000226565 |  | ERSA | M | 4100 | 1385739GZPCLNT100 | EA | 3000003 | CLIP;CAT,2941776 | CLIP;CAT,2941776 | CLIP;MNFR:CATERPILLAR,PTNO:2941776 |  | CLIP;CAT,2941776CLIP;HAS,2941776 | CATERPILLAR | 2941776 | [14 empty] | CATERPILLAR | 294-1776 | HASTING | [15 empty] | https://parts.cat.com/en/catcorp/294-1776 | [9 empty] | Enriched | 31162800 Miscellaneous hardware |  | NUMBER OF TUBE:1,SIZE:80.3 LGX20 WD MM | CLIP | TUBE | TYPE |  | TUBE SIZE RANGE | 30 MM | MATERIAL | STEEL | FINISH |  | LOCK TYPE |  | MOUNTING TYPE |  | CERTIFICATION/STANDARD | ANSI,ASTM,DIN | [58 empty] | Production Completed
STP_009 - Lot7 | Data Enrichment | BHJ | ok | 2023-10-16 | 2023-10-16 |  | 1023533 | 1023533 | 1383828 | AU_QM_000224292 |  | ERSA | M | 4100 | 1383828GZPCLNT100 | EA | 3000003 | CLIP;CAT,2P-6470 | CLIP;CAT,2P-6470 | CLIP;MNFR:CATERPILLAR,PTNO:2P-6470 |  | CLIP;CAT,2P-6470CLIP;HAS,2P-6470 | CATERPILLAR | 2P-6470 | [14 empty] | CATERPILLAR | 2P-6470 | HASTING | [15 empty] | https://parts.cat.com/en/catcorp/2P-6470 | [9 empty] | Enriched | 31162800 Miscellaneous hardware |  | SIZE:38.1 WDX2.67 THK MM | CLIP | TUBE | TYPE | TOP | TUBE SIZE RANGE | 38.1 MM ID | MATERIAL |  | FINISH |  | LOCK TYPE |  | MOUNTING TYPE |  | CERTIFICATION/STANDARD | ANSI,ASTM,DIN,ROHS | [58 empty] | Production Completed
STP_009 - Lot7 | Data Enrichment | BHJ | ok | 2023-10-16 | 2023-10-16 |  | 1023534 | 1023534 | 1383817 | AU_QM_000224281 |  | ERSA | M | 4100 | 1383817GZPCLNT100 | EA | 3000003 | CLIP;CAT,2P-6471 | CLIP;CAT,2P-6471 | CLIP;MNFR:CATERPILLAR,PTNO:2P-6471 |  | CLIP;CAT,2P-6471CLIP;HAS,2P-6471 | CATERPILLAR | 2P-6471 | [14 empty] | CATERPILLAR | 2P-6471 | HASTING | [15 empty] | https://parts.cat.com/en/catcorp/2P-6471 | [9 empty] | Enriched | 31162800 Miscellaneous hardware |  | SIZE:38.1 WDX2.7 THK MM | CLIP | TUBE | TYPE | BOTTOM | TUBE SIZE RANGE | 38.1 MM ID | MATERIAL |  | FINISH |  | LOCK TYPE |  | MOUNTING TYPE |  | CERTIFICATION/STANDARD | ANSI,ASTM,DIN,ROHS | [58 empty] | Production Completed
STP_009 - Lot7 | Data Enrichment | BHJ | ok | 2023-10-16 | 2023-10-16 |  | 1023363 | 1023363 | 1388330 | AU_QM_000229630 |  | ERSA | M | 4100 | 1388330GZPCLNT100 | EA | 3000003 | CLIP;CAT,3094314 | CLIP;CAT,3094314 | CLIP;MNFR:CATERPILLAR,PTNO:3094314 |  | CLIP;CAT,3094314CLIP;HAS,3094314 | CATERPILLAR | 3094314 | [14 empty] | CATERPILLAR | 309-4314 | HASTING | [15 empty] | https://parts.cat.com/en/catcorp/309-4314 | [9 empty] | Enriched | 39121700 Electrical hardware and supplies |  | SIZE:43.2 WDX20.3 HT MM | CLIP | ELECTRICAL | TYPE | LADDER | WIRE SIZE |  | VOLTAGE RATING |  | CURRENT RATING |  | MATERIAL | STEEL | COLOUR |  | LENGTH | 111.7 MM | HAZARD CLASS |  | CERTIFICATION/STANDARD | [55 empty] | Production Completed
STP_009 - Lot7 | Data Enrichment | BHJ | ok | 2023-10-16 | 2023-10-16 |  | 1023221 | 1023221 | 1393771 | AU_QM_000237272 |  | ERSA | M | 4100 | 1393771GZPCLNT100 | EA | 3000003 | CLIP;CAT,3523964 | CLIP;CAT,3523964 | CLIP;MNFR:CATERPILLAR,PTNO:3523964 |  | OEM-E-LISTCLIP;CAT,3523964 | CATERPILLAR | 3523964 | [14 empty] | CATERPILLAR | 352-3964 | [16 empty] | https://parts.cat.com/en/catcorp/352-3964 | [9 empty] | Enriched | 39121700 Electrical hardware and supplies |  | SIZE:22.2 WDX9.5 HT MM | CLIP | ELECTRICAL | TYPE | LADDER | WIRE SIZE |  | VOLTAGE RATING |  | CURRENT RATING |  | MATERIAL | STEEL | COLOUR |  | LENGTH | 104.7 MM | HAZARD CLASS |  | CERTIFICATION/STANDARD | [55 empty] | Production Completed
STP_009 - Lot7 | Data Enrichment | BHJ | ok | 2023-10-16 | 2023-10-16 |  | 1023220 | 1023220 | 1393773 | AU_QM_000237274 |  | ERSA | M | 4100 | 1393773GZPCLNT100 | EA | 3000003 | CLIP;CAT,3523970 | CLIP;CAT,3523970 | CLIP;MNFR:CATERPILLAR,PTNO:3523970 |  | OEM-E-LISTCLIP;CAT,3523970 | CATERPILLAR | 3523970 | [14 empty] | CATERPILLAR | 352-3970 | [16 empty] | https://parts.cat.com/en/catcorp/352-3970 | [9 empty] | Enriched | 39121700 Electrical hardware and supplies |  | COATING:VINYL,WIDTH:20.5 MM | CLIP | ELECTRICAL | TYPE | LADDER | WIRE SIZE |  | VOLTAGE RATING |  | CURRENT RATING |  | MATERIAL | STEEL | COLOUR |  | LENGTH |  | HAZARD CLASS |  | CERTIFICATION/STANDARD | ANSI,ASTM,DIN,ROHS | [54 empty] | Production Completed
STP_009 - Lot7 | Data Enrichment | BHJ | ok | 2023-10-16 | 2023-10-16 |  | 1023218 | 1023218 | 1393777 | AU_QM_000237278 |  | ERSA | M | 4100 | 1393777GZPCLNT100 | EA | 3000003 | CLIP;CAT,3G8054 | CLIP;CAT,3G8054 | CLIP;MNFR:CATERPILLAR,PTNO:3G8054 |  | OEM-E-LISTCLIP;CAT,3G8054 | CATERPILLAR | 3G8054 | [14 empty] | CATERPILLAR | 3G-8054 | [16 empty] | https://parts.cat.com/en/catcorp/3G-8054 | [9 empty] | Enriched | 31162800 Miscellaneous hardware |  | NUMBER OF TUBE:1,SIZE:70 LGX60 WD MM | CLIP | TUBE | TYPE | TAB HALF | TUBE SIZE RANGE | 40 MM ID | MATERIAL | STEEL | FINISH |  | LOCK TYPE |  | MOUNTING TYPE |  | CERTIFICATION/STANDARD | ANSI,ASTM,DIN | [58 empty] | Production Completed
STP_009 - Lot7 | Data Enrichment | BHJ | ok | 2023-10-16 | 2023-10-16 |  | 1023217 | 1023217 | 1393778 | AU_QM_000237279 |  | ERSA | M | 4100 | 1393778GZPCLNT100 | EA | 3000003 | CLIP;CAT,3G8057 | CLIP;CAT,3G8057 | CLIP;MNFR:CATERPILLAR,PTNO:3G8057 |  | OEM-E-LISTCLIP;CAT,3G8057 | CATERPILLAR | 3G8057 | [14 empty] | CATERPILLAR | 3G-8057 | [16 empty] | https://parts.cat.com/en/catcorp/3G-8057 | [9 empty] | Enriched | 31162800 Miscellaneous hardware |  | NUMBER OF TUBE:1,SIZE:70 LGX60 WD MM | CLIP | TUBE | TYPE | SLOTTED HALF | TUBE SIZE RANGE | 40 MM ID | MATERIAL | STEEL | FINISH |  | LOCK TYPE |  | MOUNTING TYPE |  | CERTIFICATION/STANDARD | ANSI,ASTM,DIN | [58 empty] | Production Completed
STP_009 - Lot7 | Data Enrichment | BHJ | ok | 2023-10-16 | 2023-10-16 |  | 1074482 | 1074482 |  |  |  | ERSA | M | 3730 | 1110951GZPCLNT100 | EA | 3000003 | CLIP;CAT,4H2633 | CLIP;CAT,4H2633 | CLIP;MNFR:CATERPILLAR,PTNO:4H2633 | CLIP;MNFR:CATERPILLAR,PTNO:4H2633 |  | CATERPILLAR | 4H2633 | [14 empty] | CATERPILLAR | 4H-2633 | [16 empty] | https://parts.cat.com/en/catcorp/4H-2633 | [9 empty] | Enriched | 31162800 Miscellaneous hardware |  | ANGLE:12 DEG OFFSET,NUMBER OF TUBE:1,SIZE:19 WDX1.2 THK MM | CLIP | TUBE | TYPE |  | TUBE SIZE RANGE | 12.7 MM ID | MATERIAL | STEEL | FINISH |  | LOCK TYPE |  | MOUNTING TYPE |  | CERTIFICATION/STANDARD | ANSI,ASTM,DIN,ROHS | [58 empty] | Production Completed
STP_009 - Lot7 | Data Enrichment | BHJ | ok | 2023-10-16 | 2023-10-16 |  | 1023397 | 1023397 | 1388163 | AU_QM_000229424 |  | ERSA | M | 4100 | 1388163GZPCLNT100 | EA | 3000003 | CLIP;CAT,7774838 | CLIP;CAT,7774838 | CLIP;MNFR:CATERPILLAR,PTNO:7774838 |  | CLIP;CAT,7774838CLIP;HAS,7774838 | CATERPILLAR | 7774838 | [12 empty] | CATERPILLAR | 7774838 |  |  | HASTING | [15 empty] | URL NOT FOUND | [9 empty] | Cleansed | 31162800 Miscellaneous hardware |  |  | CLIP | NO MODIFIER | TYPE |  | SIZE |  | MATERIAL |  | HAZARD CLASS |  | CERTIFICATION/STANDARD | [63 empty] | Production Completed
STP_009 - Lot7 | Data Enrichment | BHJ | ok | 2023-10-16 | 2023-10-16 |  | 1023487 | 1023487 | 1385514 | AU_QM_000226295 |  | ERSA | M | 4100 | 1385514GZPCLNT100 | EA | 3000003 | CLIP;CAT,7V0446 | CLIP;CAT,7V0446 | CLIP;MNFR:CATERPILLAR,PTNO:7V0446 |  | CLIP;CAT,7V0446CLIP;HAS,7V0446 | CATERPILLAR | 7V0446 | [14 empty] | CATERPILLAR | 7V-0446 | HASTING | [15 empty] | https://parts.cat.com/en/catcorp/7V-0446 | [9 empty] | Enriched | 31163211 Retaining clips |  | SHAFT SIZE:6.6 TO 8.6 MM,WIRE PIN DIAMETER:3.18 MM | CLIP | RETAINING | TYPE |  | SIZE | 46 MM LG | MATERIAL | STEEL | SHAPE |  | COATING/FINISH | ZINC PLATED | HAZARD CLASS |  | CERTIFICATION/STANDARD | ANSI,ASTM,DIN,ROHS | [58 empty] | Production Completed
STP_009 - Lot7 | Data Enrichment | BHJ | ok | 2023-10-16 | 2023-10-16 |  | 1085319 | 1085319 |  |  |  | ERSA | M | 3730 | 1578429GZPCLNT100 | EA | 3000003 | CLIP;CAT,8B6127 | CLIP;CAT,8B6127 | CLIP;MNFR:CATERPILLAR,PTNO:8B6127 | CLIP;MNFR:CATERPILLAR,PTNO:8B6127 |  | CATERPILLAR | 8B6127 | [14 empty] | CATERPILLAR | 8B-6127 | [16 empty] | https://parts.cat.com/en/catcorp/8B-6127 | [9 empty] | Enriched | 31162800 Miscellaneous hardware |  | NUMBER OF TUBE:1,SIZE:21.5 LGX25.4 WD MM | CLIP | TUBE | TYPE |  | TUBE SIZE RANGE | 9.52 MM ID | MATERIAL | STEEL | FINISH |  | LOCK TYPE |  | MOUNTING TYPE |  | CERTIFICATION/STANDARD | ANSI,ASTM,DIN | [58 empty] | Production Completed
STP_009 - Lot7 | Data Enrichment | BHJ | ok | 2023-10-16 | 2023-10-16 |  | 1023213 | 1023213 | 1393790 | AU_QM_000237292 |  | ERSA | M | 4100 | 1393790GZPCLNT100 | EA | 3000003 | CLIP;CAT,8T1897 | CLIP;CAT,8T1897 | CLIP;MNFR:CATERPILLAR,PTNO:8T1897 |  | OEM-E-LISTCLIP;CAT,8T1897 | CATERPILLAR | 8T1897 | [14 empty] | CATERPILLAR | 8T-1897 | [16 empty] | https://parts.cat.com/en/catcorp/8T-1897 | [9 empty] | Enriched | 31162800 Miscellaneous hardware |  | NUMBER OF TUBE:1,SIZE:69.5 LGX25 WD MM | CLIP | TUBE | TYPE | 2-PIECE,CLASP,TOP | TUBE SIZE RANGE | 30.73 MM OD | MATERIAL | STEEL | FINISH |  | LOCK TYPE |  | MOUNTING TYPE |  | CERTIFICATION/STANDARD | ANSI,ASTM,DIN,ROHS | [58 empty] | Production Completed
STP_009 - Lot7 | Data Enrichment | BHJ | ok | 2023-10-16 | 2023-10-16 |  | 1023212 | 1023212 | 1393791 | AU_QM_000237293 |  | ERSA | M | 4100 | 1393791GZPCLNT100 | EA | 3000003 | CLIP;CAT,8T1898 | CLIP;CAT,8T1898 | CLIP;MNFR:CATERPILLAR,PTNO:8T1898 |  | OEM-E-LISTCLIP;CAT,8T1898 | CATERPILLAR | 8T1898 | [14 empty] | CATERPILLAR | 8T-1898 | [16 empty] | https://parts.cat.com/en/catcorp/8T-1898 | [9 empty] | Enriched | 31162800 Miscellaneous hardware |  | NUMBER OF TUBE:1,SIZE:69.5 LGX25 WD MM | CLIP | TUBE | TYPE | 2-PIECE,BOTTOM,CLASP | TUBE SIZE RANGE | 30.73 MM OD | MATERIAL | STEEL | FINISH |  | LOCK TYPE |  | MOUNTING TYPE |  | CERTIFICATION/STANDARD | ANSI,ASTM,DIN,ROHS | [58 empty] | Production Completed
STP_009 - Lot7 | Data Enrichment | BHJ | ok | 2023-10-16 | 2023-10-16 |  | 1074310 | 1074310 |  |  |  | ERSA | M | 3730 | 1114963GZPCLNT100 | EA | 3000003 | CLIP;CAT,8T1899,SLOT | CLIP;CAT,8T1899,SURCO | CLIP;MNFR:CATERPILLAR,PTNO:8T1899,ADDITIONAL FEATURES EN:SLOT | CLIP;MNFR:CATERPILLAR,PTNO:8T1899,CARACTERISTICAS ADICIONALES ES:SURCO |  | CATERPILLAR | 8T1899 | [14 empty] | CATERPILLAR | 8T-1899 | [16 empty] | https://parts.cat.com/en/catcorp/8T-1899 | [9 empty] | Enriched | 31162800 Miscellaneous hardware |  | NUMBER OF TUBE:1,SIZE:74 LGX25 WD MM | CLIP | TUBE | TYPE | 2-PIECE,CLASP,SLOT,TOP | TUBE SIZE RANGE | 37.97 MM OD | MATERIAL | STEEL | FINISH |  | LOCK TYPE |  | MOUNTING TYPE |  | CERTIFICATION/STANDARD | ANSI,ASTM,DIN,ROHS | [58 empty] | Production Completed
STP_009 - Lot7 | Data Enrichment | BHJ | ok | 2023-10-16 | 2023-10-16 |  | 1074309 | 1074309 |  |  |  | ERSA | M | 3730 | 1114964GZPCLNT100 | EA | 3000003 | CLIP;CAT,8T1900,TAB | CLIP;CAT,8T1900,PESTAÑA | CLIP;MNFR:CATERPILLAR,PTNO:8T1900,ADDITIONAL FEATURES EN:TAB | CLIP;MNFR:CATERPILLAR,PTNO:8T1900,CARACTERISTICAS ADICIONALES ES:PESTAÃƒâ€˜A |  | CATERPILLAR | 8T1900 | [14 empty] | CATERPILLAR | 8T-1900 | [16 empty] | https://parts.cat.com/en/catcorp/8T-1900 | [9 empty] | Enriched | 31162800 Miscellaneous hardware |  | NUMBER OF TUBE:1,SIZE:74 LGX25 WD MM | CLIP | TUBE | TYPE | 2-PIECE,BOTTOM,CLASP,TAB | TUBE SIZE RANGE | 37.97 MM OD | MATERIAL | STEEL | FINISH |  | LOCK TYPE |  | MOUNTING TYPE |  | CERTIFICATION/STANDARD | ANSI,ASTM,DIN,ROHS | [58 empty] | Production Completed
STP_009 - Lot7 | Data Enrichment | BHJ | ok | 2023-10-16 | 2023-10-16 |  | 1023210 | 1023210 | 1393793 | AU_QM_000237295 |  | ERSA | M | 4100 | 1393793GZPCLNT100 | EA | 3000003 | CLIP;CAT,9G9154 | CLIP;CAT,9G9154 | CLIP;MNFR:CATERPILLAR,PTNO:9G9154 |  | OEM-E-LISTCLIP;CAT,9G9154 | CATERPILLAR | 9G9154 | [14 empty] | CATERPILLAR | 9G-9154 | [16 empty] | https://parts.cat.com/en/catcorp/9G-9154 | [9 empty] | Enriched | 31162800 Miscellaneous hardware |  | SIZE:51 LGX21.5 WDX26 HT MM | CLIP | TUBE | TYPE | CONNECTOR | TUBE SIZE RANGE | 20 MM | MATERIAL | STEEL | FINISH |  | LOCK TYPE |  | MOUNTING TYPE |  | CERTIFICATION/STANDARD | ANSI,ASTM,DIN | [58 empty] | Production Completed
STP_009 - Lot7 | Data Enrichment | BHJ | ok | 2023-10-16 | 2023-10-16 |  | 1073599 | 1073599 |  |  |  | ERSA | M | 3730 | 1116148GZPCLNT100 | EA | 3000003 | CLIP;CAT,9R1004,TAB | CLIP;CAT,9R1004,PESTAÑA | CLIP;MNFR:CATERPILLAR,PTNO:9R1004,ADDITIONAL FEATURES EN:TAB | CLIP;MNFR:CATERPILLAR,PTNO:9R1004,CARACTERISTICAS ADICIONALES ES:PESTAÃƒâ€˜A |  | CATERPILLAR | 9R1004 | [14 empty] | CATERPILLAR | 9R-1004 | [16 empty] | https://parts.cat.com/en/catcorp/9R-1004 | [9 empty] | Enriched | 31162800 Miscellaneous hardware |  | NUMBER OF TUBE:1,SIZE:53 LGX25.4 WDX12.7 HT MM | CLIP | TUBE | TYPE | REMAN TAB,HALF | TUBE SIZE RANGE | 16 MM OD | MATERIAL | STEEL | FINISH |  | LOCK TYPE |  | MOUNTING TYPE |  | CERTIFICATION/STANDARD | ANSI,ASTM,DIN,ROHS | [58 empty] | Production Completed
STP_009 - Lot7 | Data Enrichment | BHJ | ok | 2023-10-16 | 2023-10-16 |  | 1023335 | 1023335 | 1389267 | AU_QM_000230721 |  | ERSA | M | 4100 | 1389267GZPCLNT100 | EA | 3000003 | CLIP;CAT,9R8777 | CLIP;CAT,9R8777 | CLIP;MNFR:CATERPILLAR,PTNO:9R8777 |  | CLIP;CAT,9R8777CLIP;HAS,9R8777 | CATERPILLAR | 9R8777 | [14 empty] | CATERPILLAR | 9R-8777 | HASTING | [15 empty] | https://parts.cat.com/en/catcorp/9R-8777 | [9 empty] | Enriched | 31162800 Miscellaneous hardware |  | SIZE:88 LGX25 MM | CLIP | TUBE | TYPE | 2-PIECE,BOTTOM,CLASP | TUBE SIZE RANGE | 19.05 MM OD | MATERIAL | STEEL | FINISH |  | LOCK TYPE |  | MOUNTING TYPE |  | CERTIFICATION/STANDARD | ANSI,ASTM,DIN,ROHS | [58 empty] | Production Completed
STP_009 - Lot7 | Data Enrichment | BHJ | ok | 2023-10-16 | 2023-10-16 |  | 1023337 | 1023337 | 1389259 | AU_QM_000230712 |  | ERSA | M | 4100 | 1389259GZPCLNT100 | EA | 3000003 | CLIP;CAT,9R8778 | CLIP;CAT,9R8778 | CLIP;MNFR:CATERPILLAR,PTNO:9R8778 |  | CLIP;CAT,9R8778CLIP;HAS,9R8778 | CATERPILLAR | 9R8778 | [14 empty] | CATERPILLAR | 9R-8778 | HASTING | [15 empty] | https://parts.cat.com/en/catcorp/9R-8778 | [9 empty] | Enriched | 31162800 Miscellaneous hardware |  | NUMBER OF TUBE:1,SIZE:56 LGX25 WD MM | CLIP | TUBE | TYPE | 2-PIECE,CLASP,TOP | TUBE SIZE RANGE | 19.05 MM OD | MATERIAL | STEEL | FINISH |  | LOCK TYPE |  | MOUNTING TYPE |  | CERTIFICATION/STANDARD | ANSI,ASTM,DIN,ROHS | [58 empty] | Production Completed
STP_009 - Lot7 | Data Enrichment | BHJ | ok | 2023-10-16 | 2023-10-16 |  | 1023336 | 1023336 | 1389266 | AU_QM_000230720 |  | ERSA | M | 4100 | 1389266GZPCLNT100 | EA | 3000003 | CLIP;CAT,9R8779 | CLIP;CAT,9R8779 | CLIP;MNFR:CATERPILLAR,PTNO:9R8779 |  | CLIP;CAT,9R8779CLIP;HAS,9R8779 | CATERPILLAR | 9R8779 | [14 empty] | CATERPILLAR | 9R-8779 | HASTING | [15 empty] | https://parts.cat.com/en/catcorp/9R-8779 | [9 empty] | Enriched | 31162800 Miscellaneous hardware |  | NUMBER OF TUBE:1,SIZE:56 LGX25 WD MM | CLIP | TUBE | TYPE | 2-PIECE,CLASP,TOP | TUBE SIZE RANGE | 19.05 MM OD | MATERIAL | STEEL | FINISH |  | LOCK TYPE |  | MOUNTING TYPE |  | CERTIFICATION/STANDARD | ANSI,ASTM,DIN,ROHS | [58 empty] | Production Completed
STP_009 - Lot7 | Data Enrichment | BHJ | ok | 2023-10-16 | 2023-10-16 |  | 1023209 | 1023209 | 1393796 | AU_QM_000237299 |  | ERSA | M | 4100 | 1393796GZPCLNT100 | EA | 3000003 | CLIP;CAT,9X2646 | CLIP;CAT,9X2646 | CLIP;MNFR:CATERPILLAR,PTNO:9X2646 |  | OEM-E-LISTCLIP;CAT,9X2646 | CATERPILLAR | 9X2646 | [14 empty] | CATERPILLAR | 9X-2646 | [16 empty] | https://parts.cat.com/en/catcorp/9X-2646 | [9 empty] | Enriched | 31162800 Miscellaneous hardware |  | NUMBER OF TUBE:1,WIDTH:38 MM | CLIP | TUBE | TYPE | CLASP,HALF HOOK | TUBE SIZE RANGE | 76.2 MM OD | MATERIAL | STEEL | FINISH |  | LOCK TYPE |  | MOUNTING TYPE |  | CERTIFICATION/STANDARD | ANSI,ASTM,DIN,ROHS | [58 empty] | Production Completed
STP_009 - Lot7 | Data Enrichment | BHJ | ok | 2023-10-16 | 2023-10-16 |  | 1023208 | 1023208 | 1393797 | AU_QM_000237300 |  | ERSA | M | 4100 | 1393797GZPCLNT100 | EA | 3000003 | CLIP;CAT,9X2647 | CLIP;CAT,9X2647 | CLIP;MNFR:CATERPILLAR,PTNO:9X2647 |  | OEM-E-LISTCLIP;CAT,9X2647 | CATERPILLAR | 9X2647 | [14 empty] | CATERPILLAR | 9X-2647 | [16 empty] | https://parts.cat.com/en/catcorp/9X-2647 | [9 empty] | Enriched | 31162800 Miscellaneous hardware |  | NUMBER OF TUBE:1,WIDTH:38 MM | CLIP | TUBE | TYPE | CLASP,HALF HOOK | TUBE SIZE RANGE | 76.2 MM OD | MATERIAL | STEEL | FINISH |  | LOCK TYPE |  | MOUNTING TYPE |  | CERTIFICATION/STANDARD | ANSI,ASTM,DIN,ROHS | [58 empty] | Production Completed
STP_009 - Lot7 | Data Enrichment | BHJ | ok | 2023-10-16 | 2023-10-16 |  | 1023494 | 1023494 | 1385000 | AU_QM_000225692 |  | ERSA | M | 4100 | 1385000GZPCLNT100 | EA | 3000003 | CLIP;CAT,9X8606 | CLIP;CAT,9X8606 | CLIP;MNFR:CATERPILLAR,PTNO:9X8606 |  | CLIP;CAT,9X8606CLIP;HAS,9X8606 | CATERPILLAR | 9X8606 | [14 empty] | CATERPILLAR | 9X-8606 | HASTING | [15 empty] | https://parts.cat.com/en/catcorp/9X-8606 | [9 empty] | Enriched | 31162800 Miscellaneous hardware |  | ANGLE:18 DEG OFFSET,NUMBER OF TUBE:1,SIZE:25 WDX0.8 THK MM | CLIP | TUBE | TYPE |  | TUBE SIZE RANGE | 12.7 MM | MATERIAL | STEEL | FINISH |  | LOCK TYPE |  | MOUNTING TYPE |  | CERTIFICATION/STANDARD | ANSI,ASTM,DIN,ROHS | [58 empty] | Production Completed
STP_009 - Lot7 | Data Enrichment | BHJ | ok | 2023-10-16 | 2023-10-16 | Processed based on Websource, Conflict w.r.t Input | 1023645 | 1023645 | 1380797 | AU_QM_000220348 |  | ERSA | M | 4100 | 1380797GZPCLNT100 | EA | 3000001 | CLIP;EPI,0335 1104 32 | CLIP;EPI,0335 1104 32 | CLIP;MNFR:EPIROC,PTNO:0335 1104 32 |  | CLIP;EPI,0335 1104 32CLIP;EPI,0335 1104 32 | EPIROC | 0335 1104 32 | [14 empty] | EPIROC | 0335 1104 32 | [16 empty] | https://www.aircompressorstrade.com/genuine-epiroc-loader-and-truck-parts-catalogue-l-from-china/ | [9 empty] | Cleansed | 31163202 Retaining rings |  |  | RING | RETAINING | TYPE |  | NOMINAL DIAMETER |  | THICKNESS |  | DESIGNATION |  | MATERIAL |  | MATERIAL SPECIFICATION |  | GROOVE SIZE |  | HAZARD CLASS |  | CERTIFICATION/STANDARD | [55 empty] | Production Completed
STP_009 - Lot7 | Data Enrichment | BHJ | ok | 2023-10-16 | 2023-10-16 |  | 1023668 | 1023668 | 1380100 | AU_QM_000219580 |  | ERSA | M | 4100 | 1380100GZPCLNT100 | EA | 3000001 | CLIP;EPI,0335 1117 00 | CLIP;EPI,0335 1117 00 | CLIP;MNFR:EPIROC,PTNO:0335 1117 00 |  | CLIP;EPI,0335 1117 00CLIP;EPI,0335 1117 00 | EPIROC | 0335 1117 00 | [14 empty] | EPIROC | 0335 1117 00 | [16 empty] | https://www.aircompressorstrade.com/1613653100-genuine-original-atlas-copco-spare-parts-catalog-by-china-supplier/ | [9 empty] | Cleansed | 31163226 Circlip |  |  | CLIP | RETAINING | TYPE |  | SIZE |  | MATERIAL |  | SHAPE |  | COATING/FINISH |  | HAZARD CLASS |  | CERTIFICATION/STANDARD | [59 empty] | Production Completed
STP_009 - Lot7 | Data Enrichment | BHJ | ok | 2023-10-16 | 2023-10-16 |  | 1023721 | 1023721 | 1379063 | AU_QM_000218440 |  | ERSA | M | 4100 | 1379063GZPCLNT100 | EA | 3000001 | CLIP;EPI,0335 1156 00 | CLIP;EPI,0335 1156 00 | CLIP;MNFR:EPIROC,PTNO:0335 1156 00 |  | CLIP;EPI,0335 1156 00CLIP;EPI,0335 1156 00 | EPIROC | 0335 1156 00 | [14 empty] | EPIROC | 0335 1156 00 | [16 empty] | https://www.aircompressorstrade.com/genuine-original-atlas-copco-air-compressors-spare-parts-list-2022-section-9/ | [9 empty] | Cleansed | 31163226 Circlip |  |  | CLIP | RETAINING | TYPE |  | SIZE |  | MATERIAL |  | SHAPE |  | COATING/FINISH |  | HAZARD CLASS |  | CERTIFICATION/STANDARD | [59 empty] | Production Completed
STP_009 - Lot7 | Data Enrichment | BHJ | ok | 2023-10-16 | 2023-10-16 |  | 1023646 | 1023646 |  |  |  | ERSA | M | 4100 | 1380796GZPCLNT100 | EA | 3000001 | CLIP;EPI,0335 1184 00 | CLIP;EPI,0335 1184 00 | CLIP;MNFR:EPIROC,PTNO:0335 1184 00 |  |  | EPIROC | 0335 1184 00 | [14 empty] | EPIROC | 0335 1184 00 | [16 empty] | https://www.aircompressorstrade.com/3222328997-ultimate-genuine-atlas-copco-spare-parts-catalog-28-china-supplier/ | [9 empty] | Cleansed | 31163226 Circlip |  |  | CLIP | RETAINING | TYPE |  | SIZE |  | MATERIAL |  | SHAPE |  | COATING/FINISH |  | HAZARD CLASS |  | CERTIFICATION/STANDARD | [59 empty] | Production Completed
STP_009 - Lot7 | Data Enrichment | BHJ | ok | 2023-10-16 | 2023-10-16 | Processed based on Websource, Conflict w.r.t Input | 1023724 | 1023724 | 1378819 | AU_QM_000218169 |  | ERSA | M | 4100 | 1378819GZPCLNT100 | EA | 3000001 | CLIP;EPI,0335 2120 00 | CLIP;EPI,0335 2120 00 | CLIP;MNFR:EPIROC,PTNO:0335 2120 00 |  | CLIP;EPI,0335 2120 00CLIP;EPI,0335 2120 00 | EPIROC | 0335 2120 00 | [14 empty] | EPIROC | 0335 2120 00 | [16 empty] | https://www.aircompressorstrade.com/3222328997-ultimate-genuine-atlas-copco-spare-parts-catalog-28-china-supplier/ | [9 empty] | Cleansed | 31163202 Retaining rings |  |  | RING | RETAINING | TYPE |  | NOMINAL DIAMETER |  | THICKNESS |  | DESIGNATION |  | MATERIAL |  | MATERIAL SPECIFICATION |  | GROOVE SIZE |  | HAZARD CLASS |  | CERTIFICATION/STANDARD | [55 empty] | Production Completed
STP_009 - Lot7 | Data Enrichment | BHJ | ok | 2023-10-16 | 2023-10-16 | Processed based on Websource, Conflict w.r.t Input | 1023806 | 1023806 | 1377006 | AU_QM_000216177 |  | ERSA | M | 4100 | 1377006GZPCLNT100 | EA | 3000001 | CLIP;EPI,0335 2140 00 | CLIP;EPI,0335 2140 00 | CLIP;MNFR:EPIROC,PTNO:0335 2140 00 |  | CLIP;EPI,0335 2140 00CLIP;EPI,0335 2140 00 | EPIROC | 0335 2140 00 | [14 empty] | EPIROC | 0335 2140 00 | [16 empty] | https://www.aircompressorstrade.com/3222328997-ultimate-genuine-atlas-copco-spare-parts-catalog-28-china-supplier/ | [9 empty] | Cleansed | 31163202 Retaining rings |  |  | RING | RETAINING | TYPE |  | NOMINAL DIAMETER |  | THICKNESS |  | DESIGNATION |  | MATERIAL |  | MATERIAL SPECIFICATION |  | GROOVE SIZE |  | HAZARD CLASS |  | CERTIFICATION/STANDARD | [55 empty] | Production Completed
STP_009 - Lot7 | Data Enrichment | BHJ | ok | 2023-10-16 | 2023-10-16 |  | 1023844 | 1023844 | 1375975 | AU_QM_000215041 |  | ERSA | M | 4100 | 1375975GZPCLNT100 | EA | 3000001 | CLIP;EPI,0335 2158 00 | CLIP;EPI,0335 2158 00 | CLIP;MNFR:EPIROC,PTNO:0335 2158 00 |  | CLIP;EPI,0335 2158 00CLIP;EPI,0335 2158 00 | EPIROC | 0335 2158 00 | [14 empty] | EPIROC | 0335 2158 00 | [16 empty] | https://www.aircompressorstrade.com/genuine-atlas-copco-flexiroc-spare-parts-catalogue-2-flexiroc-d65-lf-from-cpmc%EF%BC%88china%EF%BC%89/ | [9 empty] | Cleansed | 31163226 Circlip |  |  | CLIP | RETAINING | TYPE |  | SIZE |  | MATERIAL |  | SHAPE |  | COATING/FINISH |  | HAZARD CLASS |  | CERTIFICATION/STANDARD | [59 empty] | Production Completed
STP_009 - Lot7 | Data Enrichment | BHJ | ok | 2023-10-16 | 2023-10-16 |  | 1023723 | 1023723 |  |  |  | ERSA | M | 4100 | 1378820GZPCLNT100 | EA | 3000001 | CLIP;EPI,0335 2176 00 | CLIP;EPI,0335 2176 00 | CLIP;MNFR:EPIROC,PTNO:0335 2176 00 |  |  | EPIROC | 0335 2176 00 | [14 empty] | EPIROC | 0335217600 | [16 empty] | https://www.aircompressorstrade.com/atlas-copco-cop-1840he-hex-drifter-parts-catalog-china-local-price/ | [9 empty] | Cleansed | 31163226 Circlip |  |  | CLIP | RETAINING | TYPE |  | SIZE |  | MATERIAL |  | SHAPE |  | COATING/FINISH |  | HAZARD CLASS |  | CERTIFICATION/STANDARD | [59 empty] | Production Completed
STP_009 - Lot7 | Data Enrichment | BHJ | ok | 2023-10-16 | 2023-10-16 |  | 1023857 | 1023857 | 1375388 | AU_QM_000214394 |  | ERSA | M | 4100 | 1375388GZPCLNT100 | EA | 3000001 | CLIP;EPI,0335 2182 00 | CLIP;EPI,0335 2182 00 | CLIP;MNFR:EPIROC,PTNO:0335 2182 00 |  | CLIP;EPI,0335 2182 00CLIP;EPI,0335 2182 00 | EPIROC | 0335 2182 00 | [14 empty] | EPIROC | 0335 2182 00 | [16 empty] | https://www.aircompressorstrade.com/atlas-copco-compressors-models-ga90-ga110-ga132-ga160-whole-spare-parts-list-catalog/ | [9 empty] | Enriched | 31163226 Circlip |  |  | CLIP | RETAINING | TYPE | INTERNAL | SIZE |  | MATERIAL |  | SHAPE |  | COATING/FINISH |  | HAZARD CLASS |  | CERTIFICATION/STANDARD | [59 empty] | Production Completed
STP_009 - Lot7 | Data Enrichment | BHJ | ok | 2023-10-16 | 2023-10-16 |  | 1023650 | 1023650 | 1380735 | AU_QM_000220279 |  | ERSA | M | 4100 | 1380735GZPCLNT100 | EA | 3000001 | CLIP;EPI,0335 2184 00 | CLIP;EPI,0335 2184 00 | CLIP;MNFR:EPIROC,PTNO:0335 2184 00 |  | CLIP;EPI,0335 2184 00CLIP;EPI,0335 2184 00 | EPIROC | 0335 2184 00 | [14 empty] | EPIROC | 0335 2184 00 | [16 empty] | https://www.aircompressorstrade.com/atlas-copco-zr-400-500-vsd-stationary-compressors/ | [9 empty] | Enriched | 31163226 Circlip |  |  | CLIP | RETAINING | TYPE | INTERNAL | SIZE |  | MATERIAL |  | SHAPE |  | COATING/FINISH |  | HAZARD CLASS |  | CERTIFICATION/STANDARD | [59 empty] | Production Completed
STP_009 - Lot7 | Data Enrichment | BHJ | ok | 2023-10-16 | 2023-10-16 | Processed based on Websource, Conflict w.r.t Input | 1023825 | 1023825 | 1376456 | AU_QM_000215571 |  | ERSA | M | 4100 | 1376456GZPCLNT100 | EA | 3000001 | CLIP;EPI,0347 6102 00 | CLIP;EPI,0347 6102 00 | CLIP;MNFR:EPIROC,PTNO:0347 6102 00 |  | CLIP;EPI,0347 6102 00CLIP;EPI,0347 6102 00 | EPIROC | 0347 6102 00 | [14 empty] | EPIROC | 0347 6102 00 | [16 empty] | https://www.aircompressorstrade.com/atlas-copco-portable-compressors-xrxs-566-cd-xrvs-606-cd-spare-parts-catalog/ | [9 empty] | Cleansed | 31162906 Hose or pipe clamps |  |  | CLAMP | HOSE | TYPE |  | HOSE SIZE |  | WIDTH |  | LOAD CAPACITY |  | MOUNTING SIZE |  | MATERIAL |  | MATERIAL SPECIFICATION |  | COATING/FINISH |  | PRESSURE RATING |  | TEMPERATURE RATING |  | FASTENING DEVICE TYPE |  | HAZARD CLASS |  | CERTIFICATION/STANDARD | [47 empty] | Production Completed
STP_009 - Lot7 | Data Enrichment | BHJ | ok | 2023-10-16 | 2023-10-16 | Processed based on Websource, Conflict w.r.t Input | 1023850 | 1023850 | 1375677 | AU_QM_000214712 |  | ERSA | M | 4100 | 1375677GZPCLNT100 | EA | 3000001 | CLIP;EPI,0347 6104 00 | CLIP;EPI,0347 6104 00 | CLIP;MNFR:EPIROC,PTNO:0347 6104 00 |  | CLIP;EPI,0347 6104 00CLIP;EPI,0347 6104 00 | EPIROC | 0347 6104 00 | [14 empty] | EPIROC | 0347 6104 00 | [16 empty] | https://www.aircompressorstrade.com/atlas-copco-v1200-cud-wux-parts-list-portable-compressors-spare-parts/ | [9 empty] | Cleansed | 31162906 Hose or pipe clamps |  |  | CLAMP | HOSE | TYPE |  | HOSE SIZE |  | WIDTH |  | LOAD CAPACITY |  | MOUNTING SIZE |  | MATERIAL |  | MATERIAL SPECIFICATION |  | COATING/FINISH |  | PRESSURE RATING |  | TEMPERATURE RATING |  | FASTENING DEVICE TYPE |  | HAZARD CLASS |  | CERTIFICATION/STANDARD | [47 empty] | Production Completed
STP_009 - Lot7 | Data Enrichment | BHJ | ok | 2023-10-16 | 2023-10-16 | Processed based on Websource, Conflict w.r.t Input | 1023673 | 1023673 | 1379956 | AU_QM_000219421 |  | ERSA | M | 4100 | 1379956GZPCLNT100 | EA | 3000001 | CLIP;EPI,0347 6105 00 | CLIP;EPI,0347 6105 00 | CLIP;MNFR:EPIROC,PTNO:0347 6105 00 |  | CLIP;EPI,0347 6105 00CLIP;EPI,0347 6105 00 | EPIROC | 0347 6105 00 | [14 empty] | EPIROC | 0347 6105 00 | [16 empty] | https://www.aircompressorstrade.com/atlas-copco-portable-compressor-xaxs-600-cd7-spare-parts-ultimate-catalog/ | [9 empty] | Cleansed | 31162900 Clamps |  |  | CLAMP | NO MODIFIER | TYPE |  | CAPACITY |  | SIZE |  | MATERIAL |  | CLAMPING PRESSURE |  | HAZARD CLASS |  | CERTIFICATION/STANDARD | [59 empty] | Production Completed
STP_009 - Lot7 | Data Enrichment | BHJ | ok | 2023-10-16 | 2023-10-16 | Processed based on Websource, Conflict w.r.t Input | 1023640 | 1023640 | 1381024 | AU_QM_000220597 |  | ERSA | M | 4100 | 1381024GZPCLNT100 | EA | 3000001 | CLIP;EPI,0347 6108 00 | CLIP;EPI,0347 6108 00 | CLIP;MNFR:EPIROC,PTNO:0347 6108 00 |  | CLIP;EPI,0347 6108 00CLIP;EPI,0347 6108 00 | EPIROC | 0347 6108 00 | [14 empty] | EPIROC | 0347 6108 00 | [16 empty] | https://www.aircompressorstrade.com/atlas-copco-portable-compressors-xrxs-566-cd-xrvs-606-cd-spare-parts-catalog/ | [9 empty] | Cleansed | 31162906 Hose or pipe clamps |  |  | CLAMP | HOSE | TYPE |  | HOSE SIZE |  | WIDTH |  | LOAD CAPACITY |  | MOUNTING SIZE |  | MATERIAL |  | MATERIAL SPECIFICATION |  | COATING/FINISH |  | PRESSURE RATING |  | TEMPERATURE RATING |  | FASTENING DEVICE TYPE |  | HAZARD CLASS |  | CERTIFICATION/STANDARD | [47 empty] | Production Completed
STP_009 - Lot7 | Data Enrichment | BHJ | ok | 2023-10-16 | 2023-10-16 | Processed based on Websource, Conflict w.r.t Input | 1023682 | 1023682 | 1379609 | AU_QM_000219044 |  | ERSA | M | 4100 | 1379609GZPCLNT100 | EA | 3000001 | CLIP;EPI,0347 6112 00 | CLIP;EPI,0347 6112 00 | CLIP;MNFR:EPIROC,PTNO:0347 6112 00 |  | CLIP;EPI,0347 6112 00CLIP;EPI,0347 6112 00 | EPIROC | 0347 6112 00 | [14 empty] | EPIROC | 0347 6112 00 | [16 empty] | https://www.aircompressorstrade.com/atlas-copco-portable-compressors-xrxs-566-cd-xrvs-606-cd-spare-parts-catalog/ | [9 empty] | Cleansed | 31162906 Hose or pipe clamps |  |  | CLAMP | HOSE | TYPE |  | HOSE SIZE |  | WIDTH |  | LOAD CAPACITY |  | MOUNTING SIZE |  | MATERIAL |  | MATERIAL SPECIFICATION |  | COATING/FINISH |  | PRESSURE RATING |  | TEMPERATURE RATING |  | FASTENING DEVICE TYPE |  | HAZARD CLASS |  | CERTIFICATION/STANDARD | [47 empty] | Production Completed
STP_009 - Lot7 | Data Enrichment | BHJ | ok | 2023-10-16 | 2023-10-16 | Processed based on Websource, Conflict w.r.t Input | 1023798 | 1023798 | 1377392 | AU_QM_000216604 |  | ERSA | M | 4100 | 1377392GZPCLNT100 | EA | 3000001 | CLIP;EPI,0347 6130 00 | CLIP;EPI,0347 6130 00 | CLIP;MNFR:EPIROC,PTNO:0347 6130 00 |  | CLIP;EPI,0347 6130 00CLIP;EPI,0347 6130 00 | EPIROC | 0347 6130 00 | [14 empty] | EPIROC | 0347 6130 00 | [16 empty] | https://www.aircompressorstrade.com/2235550152-genuine-atlas-copco-epiroc-clamp-catalog-by-cpmc-china/ | [9 empty] | Cleansed | 31162906 Hose or pipe clamps |  |  | CLAMP | HOSE | TYPE |  | HOSE SIZE |  | WIDTH |  | LOAD CAPACITY |  | MOUNTING SIZE |  | MATERIAL |  | MATERIAL SPECIFICATION |  | COATING/FINISH |  | PRESSURE RATING |  | TEMPERATURE RATING |  | FASTENING DEVICE TYPE |  | HAZARD CLASS |  | CERTIFICATION/STANDARD | [47 empty] | Production Completed
STP_009 - Lot7 | Data Enrichment | BHJ | ok | 2023-10-16 | 2023-10-16 | Processed based on Websource, Conflict w.r.t Input | 1023716 | 1023716 | 1379235 | AU_QM_000218631 |  | ERSA | M | 4100 | 1379235GZPCLNT100 | EA | 3000001 | CLIP;EPI,0347 6200 05 | CLIP;EPI,0347 6200 05 | CLIP;MNFR:EPIROC,PTNO:0347 6200 05 |  | CLIP;EPI,0347 6200 05CLIP;EPI,0347 6200 05 | EPIROC | 0347 6200 05 | [14 empty] | EPIROC | 0347 6200 05 | [16 empty] | https://www.aircompressorstrade.com/2650463645-genuine-atlas-copco-epiroc-hose-catalog-by-cpmc-china/ | [9 empty] | Cleansed | 31162906 Hose or pipe clamps |  |  | CLAMP | HOSE | TYPE |  | HOSE SIZE |  | WIDTH |  | LOAD CAPACITY |  | MOUNTING SIZE |  | MATERIAL |  | MATERIAL SPECIFICATION |  | COATING/FINISH |  | PRESSURE RATING |  | TEMPERATURE RATING |  | FASTENING DEVICE TYPE |  | HAZARD CLASS |  | CERTIFICATION/STANDARD | [47 empty] | Production Completed
STP_009 - Lot7 | Data Enrichment | BHJ | ok | 2023-10-16 | 2023-10-16 | Processed based on Websource, Conflict w.r.t Input | 1023725 | 1023725 | 1378721 | AU_QM_000218063 |  | ERSA | M | 4100 | 1378721GZPCLNT100 | EA | 3000001 | CLIP;EPI,0347 6200 26 | CLIP;EPI,0347 6200 26 | CLIP;MNFR:EPIROC,PTNO:0347 6200 26 |  | CLIP;EPI,0347 6200 26CLIP;EPI,0347 6200 26 | EPIROC | 0347 6200 26 | [14 empty] | EPIROC | 0347 6200 26 | [16 empty] | https://www.aircompressorstrade.com/atlas-copco-ultimate-spare-parts-list-section29/ | [9 empty] | Cleansed | 31162906 Hose or pipe clamps |  |  | CLAMP | HOSE | TYPE |  | HOSE SIZE |  | WIDTH |  | LOAD CAPACITY |  | MOUNTING SIZE |  | MATERIAL |  | MATERIAL SPECIFICATION |  | COATING/FINISH |  | PRESSURE RATING |  | TEMPERATURE RATING |  | FASTENING DEVICE TYPE |  | HAZARD CLASS |  | CERTIFICATION/STANDARD | [47 empty] | Production Completed
STP_009 - Lot7 | Data Enrichment | BHJ | ok | 2023-10-16 | 2023-10-16 |  | 1023837 | 1023837 | 1376110 | AU_QM_000215189 |  | ERSA | M | 4100 | 1376110GZPCLNT100 | EA | 3000001 | CLIP;EPI,3128 3170 10 | CLIP;EPI,3128 3170 10 | CLIP;MNFR:EPIROC,PTNO:3128 3170 10 |  | CLIP;EPI,3128 3170 10CLIP;EPI,3128 3170 10 | EPIROC | 3128 3170 10 | [14 empty] | EPIROC | 3128 3170 10 | [16 empty] | https://www.aircompressorstrade.com/3115083924-atlas-copco-epiroc-spare-parts-update-catalog-by-cpmc-china-supplier/ | [9 empty] | Cleansed | 31163226 Circlip |  |  | CLIP | RETAINING | TYPE |  | SIZE |  | MATERIAL |  | SHAPE |  | COATING/FINISH |  | HAZARD CLASS |  | CERTIFICATION/STANDARD | [59 empty] | Production Completed
STP_009 - Lot7 | Data Enrichment | BHJ | ok | 2023-10-16 | 2023-10-16 |  | 1023836 | 1023836 | 1376129 | AU_QM_000215211 |  | ERSA | M | 4100 | 1376129GZPCLNT100 | EA | 3000001 | CLIP;EPI,3128 3170 23 | CLIP;EPI,3128 3170 23 | CLIP;MNFR:EPIROC,PTNO:3128 3170 23 |  | CLIP;EPI,3128 3170 23CLIP;EPI,3128 3170 23 | EPIROC | 3128 3170 23 | [14 empty] | EPIROC | 3128 3170 23 | [16 empty] | https://www.aircompressorstrade.com/sales-genuine-atlas-copco-air-compressors-spare-parts-catalog-release-2022-section-7/ | [9 empty] | Cleansed | 31163226 Circlip |  |  | CLIP | RETAINING | TYPE |  | SIZE |  | MATERIAL |  | SHAPE |  | COATING/FINISH |  | HAZARD CLASS |  | CERTIFICATION/STANDARD | [59 empty] | Production Completed
STP_009 - Lot7 | Data Enrichment | BHJ | ok | 2023-10-16 | 2023-10-16 |  | 1023834 | 1023834 | 1376141 | AU_QM_000215223 |  | ERSA | M | 4100 | 1376141GZPCLNT100 | EA | 3000001 | CLIP;EPI,3177 0001 71 | CLIP;EPI,3177 0001 71 | CLIP;MNFR:EPIROC,PTNO:3177 0001 71 |  | CLIP;EPI,3177 0001 71CLIP;EPI,3177 0001 71 | EPIROC | 3177 0001 71 | [14 empty] | EPIROC | 3177 0001 71 | [16 empty] | https://www.aircompressorstrade.com/genuine-ultimate-atlas-copco-spare-parts-catalog-section-27/ | [9 empty] | Cleansed | 31163226 Circlip |  |  | CLIP | RETAINING | TYPE |  | SIZE |  | MATERIAL |  | SHAPE |  | COATING/FINISH |  | HAZARD CLASS |  | CERTIFICATION/STANDARD | [59 empty] | Production Completed
STP_009 - Lot7 | Data Enrichment | BHJ | ok | 2023-10-16 | 2023-10-16 |  | 1023833 | 1023833 | 1376142 | AU_QM_000215224 |  | ERSA | M | 4100 | 1376142GZPCLNT100 | EA | 3000001 | CLIP;EPI,3177 0001 72 | CLIP;EPI,3177 0001 72 | CLIP;MNFR:EPIROC,PTNO:3177 0001 72 |  | CLIP;EPI,3177 0001 72CLIP;EPI,3177 0001 72 | EPIROC | 3177 0001 72 | [14 empty] | EPIROC | 3177 0001 72 | [16 empty] | https://www.aircompressorstrade.com/genuine-ultimate-atlas-copco-spare-parts-catalog-section-27/ | [9 empty] | Cleansed | 31163226 Circlip |  |  | CLIP | RETAINING | TYPE |  | SIZE |  | MATERIAL |  | SHAPE |  | COATING/FINISH |  | HAZARD CLASS |  | CERTIFICATION/STANDARD | [59 empty] | Production Completed
STP_009 - Lot7 | Data Enrichment | BHJ | ok | 2023-10-16 | 2023-10-16 |  | 1023802 | 1023802 | 1377246 | AU_QM_000216443 |  | ERSA | M | 4100 | 1377246GZPCLNT100 | EA | 3000001 | CLIP;EPI,5112 0115 30 | CLIP;EPI,5112 0115 30 | CLIP;MNFR:EPIROC,PTNO:5112 0115 30 |  | CLIP;EPI,5112 0115 30CLIP;EPI,5112 0115 30 | EPIROC | 5112 0115 30 | [12 empty] | EPIROC | 5112 0115 30 | [18 empty] | URL NOT FOUND | [9 empty] | Cleansed | 31162800 Miscellaneous hardware |  |  | CLIP | NO MODIFIER | TYPE |  | SIZE |  | MATERIAL |  | HAZARD CLASS |  | CERTIFICATION/STANDARD | [63 empty] | Production Completed
STP_009 - Lot7 | Data Enrichment | BHJ | ok | 2023-10-16 | 2023-10-16 |  | 1023801 | 1023801 | 1377247 | AU_QM_000216444 |  | ERSA | M | 4100 | 1377247GZPCLNT100 | EA | 3000001 | CLIP;EPI,5112 0115 31 | CLIP;EPI,5112 0115 31 | CLIP;MNFR:EPIROC,PTNO:5112 0115 31 |  | CLIP;EPI,5112 0115 31CLIP;EPI,5112 0115 31 | EPIROC | 5112 0115 31 | [12 empty] | EPIROC | 5112 0115 31 | [18 empty] | URL NOT FOUND | [9 empty] | Cleansed | 31162800 Miscellaneous hardware |  |  | CLIP | NO MODIFIER | TYPE |  | SIZE |  | MATERIAL |  | HAZARD CLASS |  | CERTIFICATION/STANDARD | [63 empty] | Production Completed
STP_009 - Lot7 | Data Enrichment | BHJ | ok | 2023-10-16 | 2023-10-17 | Processed based on Websource, Conflict w.r.t Input | 1023795 | 1023795 | 1377643 | AU_QM_000216881 |  | ERSA | M | 4100 | 1377643GZPCLNT100 | EA | 3000001 | CLIP;EPI,9000 0198 01 | CLIP;EPI,9000 0198 01 | CLIP;MNFR:EPIROC,PTNO:9000 0198 01 |  | CLIP;EPI,9000 0198 01CLIP;EPI,9000 0198 01 | EPIROC | 9000 0198 01 | [14 empty] | EPIROC | 9000 0198 01 | [16 empty] | https://www.aircompressorstrade.com/genuine-atlas-copco-spare-part-catalog-section-66-china-supplier-2/ | [9 empty] | Cleansed | 31162906 Hose or pipe clamps |  |  | CLAMP | HOSE | TYPE |  | HOSE SIZE |  | WIDTH |  | LOAD CAPACITY |  | MOUNTING SIZE |  | MATERIAL |  | MATERIAL SPECIFICATION |  | COATING/FINISH |  | PRESSURE RATING |  | TEMPERATURE RATING |  | FASTENING DEVICE TYPE |  | HAZARD CLASS |  | CERTIFICATION/STANDARD | [47 empty] | Production Completed
STP_009 - Lot7 | Data Enrichment | BHJ | ok | 2023-10-16 | 2023-10-17 | Processed based on Websource, Conflict w.r.t Input | 1023207 | 1023207 | 1393798 | AU_QM_000237301 |  | ERSA | M | 4100 | 1393798GZPCLNT100 | EA | 3000006 | CLIP;KOM,04052-11253 | CLIP;KOM,04052-11253 | CLIP;MNFR:KOMATSU MINING SYSTEMS INC.,PTNO:04052-11253 |  | OEM-E-LISTCLIP;KOM,04052-11253 | KOMATSU MINING SYSTEMS INC. | 04052-11253 | [14 empty] | KOMATSU MINING SYSTEMS INC | 04052-11253 | [16 empty] | https://my.komatsu.co.nz/shop/workequipmentothers_5637145227/5637162229_pin_04052-11253 | [9 empty] | Cleansed | 31162800 Miscellaneous hardware |  |  | PIN | NO MODIFIER | TYPE |  | DIAMETER |  | LENGTH |  | MATERIAL |  | MATERIAL SPECIFICATION |  | COATING/FINISH |  | HAZARD CLASS |  | CERTIFICATION/STANDARD | [57 empty] | Production Completed
STP_009 - Lot7 | Data Enrichment | BHJ | ok | 2023-10-16 | 2023-10-17 |  | 1023874 | 1023874 | 1374807 | AU_QM_000205466 |  | ERSA | M | 4100 | 1374807GZPCLNT100 | EA | 3000006 | CLIP;KOM,3EB-05-A7470 | CLIP;KOM,3EB-05-A7470 | CLIP;MNFR:KOMATSU MINING SYSTEMS INC.,PTNO:3EB-05-A7470 |  | CLIP;KOM,3EB-05-A7470CLIP;KOM,3EB-05-A7470 | KOMATSU MINING SYSTEMS INC. | 3EB-05-A7470 | [12 empty] | KOMATSU MINING SYSTEMS INC. | 3EB-05-A7470 | [18 empty] | URL NOT FOUND | [9 empty] | Cleansed | 31162800 Miscellaneous hardware |  |  | CLIP | NO MODIFIER | TYPE |  | SIZE |  | MATERIAL |  | HAZARD CLASS |  | CERTIFICATION/STANDARD | [63 empty] | Production Completed
STP_009 - Lot7 | Data Enrichment | BHJ | ok | 2023-10-16 | 2023-10-17 |  | 1028439 | 1028439 | 1371944 | AU_QM_000196372 |  | ERSA | M | 4100 | 1371944GZPCLNT100 | EA | 3000450 | CLIP;TECH,1103800863000,TECH,11038008630 | CLIP;TECH,1103800863000, | CLIP;MNFR:TECNICAS HIDRAULICAS,PTNO:1103800863000,ADDITIONAL FEATURES EN:TECH,1103800863000 | CLIP;MNFR:TECNICAS HIDRAULICAS,PTNO:1103800863000 | CLIP;TECH,1103800863000,TECH,11038008630CLIP;TEC,1103800863000 | TECNICAS HIDRAULICAS | 1103800863000 | [12 empty] | TECNICAS HIDRAULICAS | 1103800863000 | [18 empty] | URL NOT FOUND | [9 empty] | Cleansed | 31162800 Miscellaneous hardware |  |  | CLIP | NO MODIFIER | TYPE |  | SIZE |  | MATERIAL |  | HAZARD CLASS |  | CERTIFICATION/STANDARD | [63 empty] | Production Completed
STP_009 - Lot7 | Data Enrichment | BHJ | ok | 2023-10-16 | 2023-10-17 |  | 1028422 | 1028422 | 1372002 | AU_QM_000196435 |  | ERSA | M | 4100 | 1372002GZPCLNT100 | EA | 3000450 | CLIP;TECH,1103803103000,TECH,11038031030 | CLIP;TECH,1103803103000, | CLIP;MNFR:TECNICAS HIDRAULICAS,PTNO:1103803103000,ADDITIONAL FEATURES EN:TECH,1103803103000 | CLIP;MNFR:TECNICAS HIDRAULICAS,PTNO:1103803103000 | CLIP;TECH,1103803103000,TECH,11038031030CLIP;TEC,1103803103000 | TECNICAS HIDRAULICAS | 1103803103000 | [12 empty] | TECNICAS HIDRAULICAS | 1103803103000 | [18 empty] | URL NOT FOUND | [9 empty] | Cleansed | 31162800 Miscellaneous hardware |  |  | CLIP | NO MODIFIER | TYPE |  | SIZE |  | MATERIAL |  | HAZARD CLASS |  | CERTIFICATION/STANDARD | [63 empty] | Production Completed
STP_009 - Lot7 | Data Enrichment | BHJ | ok | 2023-10-16 | 2023-10-17 |  | 1028415 | 1028415 | 1372044 | AU_QM_000196482 |  | ERSA | M | 4100 | 1372044GZPCLNT100 | EA | 3000450 | CLIP;TECH,1103816297000,TECH,11038162970 | CLIP;TECH,1103816297000, | CLIP;MNFR:TECNICAS HIDRAULICAS,PTNO:1103816297000,ADDITIONAL FEATURES EN:TECH,1103816297000 | CLIP;MNFR:TECNICAS HIDRAULICAS,PTNO:1103816297000 | CLIP;TECH,1103816297000,TECH,11038162970CLIP;TEC,1103816297000 | TECNICAS HIDRAULICAS | 1103816297000 | [12 empty] | TECNICAS HIDRAULICAS | 1103816297000 | [18 empty] | URL NOT FOUND | [9 empty] | Cleansed | 31162800 Miscellaneous hardware |  |  | CLIP | NO MODIFIER | TYPE |  | SIZE |  | MATERIAL |  | HAZARD CLASS |  | CERTIFICATION/STANDARD | [63 empty] | Production Completed
STP_009 - Lot7 | Data Enrichment | BHJ | ok | 2023-10-16 | 2023-10-17 |  | 1028517 | 1028517 | 1371648 | AU_QM_000196046 |  | ERSA | M | 4100 | 1371648GZPCLNT100 | EA | 3000450 | CLIP;TECH,1103817688000,TECH,11038176880 | CLIP;TECH,1103817688000, | CLIP;MNFR:TECNICAS HIDRAULICAS,PTNO:1103817688000,ADDITIONAL FEATURES EN:TECH,1103817688000 | CLIP;MNFR:TECNICAS HIDRAULICAS,PTNO:1103817688000 | CLIP;TECH,1103817688000,TECH,11038176880CLIP;TEC,1103817688000 | TECNICAS HIDRAULICAS | 1103817688000 | [12 empty] | TECNICAS HIDRAULICAS | 1103817688000 | [18 empty] | URL NOT FOUND | [9 empty] | Cleansed | 31162800 Miscellaneous hardware |  |  | CLIP | NO MODIFIER | TYPE |  | SIZE |  | MATERIAL |  | HAZARD CLASS |  | CERTIFICATION/STANDARD | [63 empty] | Production Completed
STP_009 - Lot7 | Data Enrichment | BHJ | ok | 2023-10-16 | 2023-10-17 |  | 1028438 | 1028438 | 1371945 | AU_QM_000196373 |  | ERSA | M | 4100 | 1371945GZPCLNT100 | EA | 3000450 | CLIP;TECH,1103822041000,TECH,11038220410 | CLIP;TECH,1103822041000, | CLIP;MNFR:TECNICAS HIDRAULICAS,PTNO:1103822041000,ADDITIONAL FEATURES EN:TECH,1103822041000 | CLIP;MNFR:TECNICAS HIDRAULICAS,PTNO:1103822041000 | CLIP;TECH,1103822041000,TECH,11038220410CLIP;TEC,1103822041000 | TECNICAS HIDRAULICAS | 1103822041000 | [12 empty] | TECNICAS HIDRAULICAS | 1103822041000 | [18 empty] | URL NOT FOUND | [9 empty] | Cleansed | 31162800 Miscellaneous hardware |  |  | CLIP | NO MODIFIER | TYPE |  | SIZE |  | MATERIAL |  | HAZARD CLASS |  | CERTIFICATION/STANDARD | [63 empty] | Production Completed
STP_009 - Lot7 | Data Enrichment | BHJ | ok | 2023-10-16 | 2023-10-17 |  | 1028396 | 1028396 | 1372124 | AU_QM_000196569 |  | ERSA | M | 4100 | 1372124GZPCLNT100 | EA | 3000450 | CLIP;TECH,1103822955000,TECH,11038229550 | CLIP;TECH,1103822955000, | CLIP;MNFR:TECNICAS HIDRAULICAS,PTNO:1103822955000,ADDITIONAL FEATURES EN:TECH,1103822955000 | CLIP;MNFR:TECNICAS HIDRAULICAS,PTNO:1103822955000 | CLIP;TECH,1103822955000,TECH,11038229550CLIP;TEC,1103822955000 | TECNICAS HIDRAULICAS | 1103822955000 | [12 empty] | TECNICAS HIDRAULICAS | 1103822955000 | [18 empty] | URL NOT FOUND | [9 empty] | Cleansed | 31162800 Miscellaneous hardware |  |  | CLIP | NO MODIFIER | TYPE |  | SIZE |  | MATERIAL |  | HAZARD CLASS |  | CERTIFICATION/STANDARD | [63 empty] | Production Completed
STP_009 - Lot7 | Data Enrichment | BHJ | ok | 2023-10-16 | 2023-10-17 |  | 1028419 | 1028419 | 1372030 | AU_QM_000196466 |  | ERSA | M | 4100 | 1372030GZPCLNT100 | EA | 3000450 | CLIP;TECH,1103831038000,TECH,11038310380 | CLIP;TECH,1103831038000, | CLIP;MNFR:TECNICAS HIDRAULICAS,PTNO:1103831038000,ADDITIONAL FEATURES EN:TECH,1103831038000 | CLIP;MNFR:TECNICAS HIDRAULICAS,PTNO:1103831038000 | CLIP;TECH,1103831038000,TECH,11038310380CLIP;TEC,1103831038000 | TECNICAS HIDRAULICAS | 1103831038000 | [12 empty] | TECNICAS HIDRAULICAS | 1103831038000 | [18 empty] | URL NOT FOUND | [9 empty] | Cleansed | 31162800 Miscellaneous hardware |  |  | CLIP | NO MODIFIER | TYPE |  | SIZE |  | MATERIAL |  | HAZARD CLASS |  | CERTIFICATION/STANDARD | [63 empty] | Production Completed
STP_009 - Lot7 | Data Enrichment | BHJ | ok | 2023-10-16 | 2023-10-17 |  | 1028498 | 1028498 | 1371766 | AU_QM_000196176 |  | ERSA | M | 4100 | 1371766GZPCLNT100 | EA | 3000450 | CLIP;TECH,1105230043000,TECH,11052300430 | CLIP;TECH,1105230043000, | CLIP;MNFR:TECNICAS HIDRAULICAS,PTNO:1105230043000,ADDITIONAL FEATURES EN:TECH,1105230043000 | CLIP;MNFR:TECNICAS HIDRAULICAS,PTNO:1105230043000 | CLIP;TECH,1105230043000,TECH,11052300430CLIP;TEC,1105230043000 | TECNICAS HIDRAULICAS | 1105230043000 | [12 empty] | TECNICAS HIDRAULICAS | 1105230043000 | [18 empty] | URL NOT FOUND | [9 empty] | Cleansed | 31162800 Miscellaneous hardware |  |  | CLIP | NO MODIFIER | TYPE |  | SIZE |  | MATERIAL |  | HAZARD CLASS |  | CERTIFICATION/STANDARD | [63 empty] | Production Completed
STP_009 - Lot7 | Data Enrichment | BHJ | ok | 2023-10-16 | 2023-10-17 | Partially Match ¦ Processed based on Websource, Conflict w.r.t Input | 1028782 | 1028782 | 1431075 | AU_QM_000685141 |  | ERSA | M | 4100 | 1431075GZPCLNT100 | EA | 3000012 | CLIP;TOY,47449-30020(NG) | CLIP;TOY,47449-30020(NG) | CLIP;MNFR:TOYOTA,PTNO:47449-30020(NG) |  | CLIP,RETAINING: LN106 BRAKE SHOE HOLD DOWN;REAR; | TOYOTA | 47449-30020(NG) | [14 empty] | TOYOTA | 47449-30020(NG) | [16 empty] | https://www.toyotapartsdeal.com/oem/toyota~cup~shoe~hold~down~spring~for~front~brake~47449-30020.html | [9 empty] | Enriched | 73161605 Motor vehicles parts or accessories manufacture services |  |  | CUP | SHOE HOLDING | TYPE | DWON SPRING | DIAMETER | 3-29/32 IN | THICKNESS | 1-19/32 IN | MATERIAL |  | FINISH |  | CERTIFICATION/STANDARD | [61 empty] | Production Completed
STP_009 - Lot7 | Data Enrichment | BHJ | ok | 2023-10-16 | 2023-10-17 | Processed based on Websource, Conflict w.r.t Input | 1023518 | 1023518 | 1384518 | AU_QM_000225105 |  | ERSA | M | 4100 | 1384518GZPCLNT100 | EA | 3000012 | CLIP;TOY,5216116010 | CLIP;TOY,5216116010 | CLIP;MNFR:TOYOTA,PTNO:5216116010 |  | CLIP;TOY,5216116010CLIP;BEL,5216116010 | TOYOTA | 5216116010 | [14 empty] | TOYOTA | 5216116010 | [16 empty] | https://www.toyotapartsdeal.com/oem/toyota~piece~rear~bumper~rh~52161-16010.html | [9 empty] | Enriched | 25172603 Vehicle bumpers |  |  | BUMPER | NO MODIFIER | TYPE | REAR | MATERIAL |  | SIZE |  | COATING/FINISH |  | MOUNTING TYPE |  | NUMBER OF HOLES/SLOTS |  | MOUNTING HOLE/SLOT SIZE |  | HAZARD CLASS |  | CERTIFICATION/STANDARD | [55 empty] | Production Completed
STP_009 - Lot7 | Data Enrichment | BHJ | ok | 2023-10-16 | 2023-10-17 |  | 1023204 | 1023204 | 1393803 | AU_QM_000237308 |  | ERSA | M | 4100 | 1393803GZPCLNT100 | EA | 3000012 | CLIP;TOY,7724133011 | CLIP;TOY,7724133011 | CLIP;MNFR:TOYOTA,PTNO:7724133011 |  | OEM-E-LISTCLIP;TOY,7724133011 | TOYOTA | 7724133011 | [14 empty] | TOYOTA | 7724133011 | [16 empty] | https://www.toyotapartsdeal.com/oem/toyota~clip~tube~joint~77241-33011.html | [9 empty] | Enriched | 73161605 Motor vehicles parts or accessories manufacture services |  |  | CLIP | TUBE | TYPE | JOINT | TUBE SIZE RANGE |  | MATERIAL |  | FINISH |  | LOCK TYPE |  | MOUNTING TYPE |  | CERTIFICATION/STANDARD | [59 empty] | Production Completed
STP_009 - Lot7 | Data Enrichment | BHJ | ok | 2023-10-16 | 2023-10-17 | Processed based on Websource, Conflict w.r.t Input | 1023510 | 1023510 | 1384785 | AU_QM_000225432 |  | ERSA | M | 4100 | 1384785GZPCLNT100 | EA | 3000012 | CLIP;TOY,7736035040 | CLIP;TOY,7736035040 | CLIP;MNFR:TOYOTA,PTNO:7736035040 |  | CLIP;TOY,7736035040CLIP;BEL,7736035040 | TOYOTA | 7736035040 | [14 empty] | TOYOTA | 7736035040 | [16 empty] | https://www.toyotapartsdeal.com/oem/toyota~spring~fuel~filler~opening~lid~hinge~77360-35040.html | [9 empty] | Enriched | 31161900 Springs |  |  | SPRING | NO MODIFIER | TYPE | FUEL FILLER OPENING LID HINGE | SIZE | 4-13/64X4-13/64X4-3/32 IN | MATERIAL |  | MATERIAL SPECIFICATION |  | COATING/FINISH |  | HAZARD CLASS |  | CERTIFICATION/STANDARD | [59 empty] | Production Completed
STP_009 - Lot7 | Data Enrichment | BHJ | ok | 2023-10-16 | 2023-10-17 | Processed based on Websource, Conflict w.r.t Input | 1023304 | 1023304 | 1389908 | AU_QM_000231473 |  | ERSA | M | 4100 | 1389908GZPCLNT100 | EA | 3000012 | CLIP;TOY,8122642020 | CLIP;TOY,8122642020 | CLIP;MNFR:TOYOTA,PTNO:8122642020 |  | CLIP;TOY,8122642020CLIP;BEL,8122642020 | TOYOTA | 8122642020 | [14 empty] | TOYOTA | 8122642020 | [16 empty] | https://www.toyotapartsdeal.com/oem/toyota~retainer-fog-lamp~81226-42020.html | [9 empty] | Enriched | 31163200 Retaining hardware |  |  | RETAINER | NO MODIFIER | TYPE | FOG LAMP | SIZE |  | MATERIAL |  | HAZARD CLASS |  | CERTIFICATION/STANDARD | [63 empty] | Production Completed
STP_009 - Lot7 | Data Enrichment | BHJ | ok | 2023-10-16 | 2023-10-17 | Processed based on Websource, Conflict w.r.t Input | 1023203 | 1023203 | 1393805 | AU_QM_000237310 |  | ERSA | M | 4100 | 1393805GZPCLNT100 | EA | 3000012 | CLIP;TOY,9018906024 | CLIP;TOY,9018906024 | CLIP;MNFR:TOYOTA,PTNO:9018906024 |  | OEM-E-LISTCLIP;TOY,9018906024 | TOYOTA | 9018906024 | [14 empty] | TOYOTA | 9018906024 | [16 empty] | https://www.toyotapartsdeal.com/oem/toyota~grommet-screw~90189-06024.html | [9 empty] | Enriched | 31162401 Grommets |  |  | GROMMET | NO MODIFIER | TYPE | DOOR TRIM PANEL | INSIDE DIAMETER |  | GROOVE DIAMETER |  | GROOVE WIDTH |  | MATERIAL |  | OUTSIDE DIAMETER |  | COLOUR |  | HAZARD CLASS |  | CERTIFICATION/STANDARD | [55 empty] | Production Completed
STP_009 - Lot7 | Data Enrichment | BHJ | ok | 2023-10-16 | 2023-10-17 | Processed based on Websource, Conflict w.r.t Input | 1023472 | 1023472 | 1385910 | AU_QM_000226769 |  | ERSA | M | 4100 | 1385910GZPCLNT100 | EA | 3000012 | CLIP;TOY,9018906111 | CLIP;TOY,9018906111 | CLIP;MNFR:TOYOTA,PTNO:9018906111 |  | CLIP;TOY,9018906111CLIP;BEL,9018906111 | TOYOTA | 9018906111 | [14 empty] | TOYOTA | 9018906111 | [16 empty] | https://www.toyotapartsdeal.com/oem/toyota~grommet-screw~90189-06111.html | [9 empty] | Enriched | 31162401 Grommets |  |  | GROMMET | NO MODIFIER | TYPE | HOUSING,SCREW | INSIDE DIAMETER |  | GROOVE DIAMETER |  | GROOVE WIDTH |  | MATERIAL |  | OUTSIDE DIAMETER |  | COLOUR |  | HAZARD CLASS |  | CERTIFICATION/STANDARD | [55 empty] | Production Completed
STP_009 - Lot7 | Data Enrichment | BHJ | ok | 2023-10-16 | 2023-10-17 | Processed based on Websource, Conflict w.r.t Input | 1023196 | 1023196 | 1393816 | AU_QM_000237323 |  | ERSA | M | 4100 | 1393816GZPCLNT100 | EA | 3000012 | CLIP;TOY,9095003041 | CLIP;TOY,9095003041 | CLIP;MNFR:TOYOTA,PTNO:9095003041 |  | OEM-E-LISTCLIP;TOY,9095003041 | TOYOTA | 9095003041 | [14 empty] | TOYOTA | 9095003041 | [16 empty] | https://www.toyotapartsdeal.com/oem/toyota~case-nut~90950-03041.html | https://www.amayama.com/en/part/toyota/9095003041 | [8 empty] | Enriched | 31161700 Nuts |  |  | NUT | NO MODIFIER | TYPE | CASE | THREAD SIZE |  | THREAD TYPE |  | MATERIAL |  | MATERIAL SPECIFICATION |  | HEIGHT |  | COATING/FINISH |  | HAZARD CLASS |  | CERTIFICATION/STANDARD | [55 empty] | Production Completed
STP_009 - Lot7 | Data Enrichment | BHJ | ok | 2023-10-16 | 2023-10-17 |  | 1023254 | 1023254 | 1391802 | AU_QM_000233757 |  | ERSA | M | 4100 | 1391802GZPCLNT100 | EA | 3000012 | CLIP;TOY,961325110 | CLIP;TOY,961325110 | CLIP;MNFR:TOYOTA,PTNO:961325110 |  | CLIP;TOY,961325110CLIP;BEL,961325110 | TOYOTA | 961325110 | [12 empty] | TOYOTA | 961325110 | [18 empty] | URL NOT FOUND | [9 empty] | Cleansed | 31162800 Miscellaneous hardware |  |  | CLIP | NO MODIFIER | TYPE |  | SIZE |  | MATERIAL |  | HAZARD CLASS |  | CERTIFICATION/STANDARD | [63 empty] | Production Completed
STP_009 - Lot7 | Data Enrichment | BHJ | ok | 2023-10-16 | 2023-10-17 |  | 1023266 | 1023266 | 1391297 | AU_QM_000233123 |  | ERSA | M | 4100 | 1391297GZPCLNT100 | EA | 3000012 | CLIP;TOY,CLIPHOODSILNCEFJ8008 | CLIP;TOY,CLIPHOODSILNCEFJ8008 | CLIP;MNFR:TOYOTA,PTNO:CLIPHOODSILNCEFJ8008 |  | CLIP;TOY,CLIPHOODSILNCEFJ8008CLIP;BEL,CLIPHOODSILNCEFJ8008 | TOYOTA | CLIPHOODSILNCEFJ8008 | [12 empty] | TOYOTA | CLIPHOODSILNCEFJ8008 | [18 empty] | URL NOT FOUND | [9 empty] | Cleansed | 31162800 Miscellaneous hardware |  |  | CLIP | NO MODIFIER | TYPE |  | SIZE |  | MATERIAL |  | HAZARD CLASS |  | CERTIFICATION/STANDARD | [63 empty] | Production Completed
STP_009 - Lot7 | Data Enrichment | BHJ | ok | 2023-10-16 | 2023-10-17 | Processed based on Websource, Conflict w.r.t Input | 1005723 | 1005723 | 1458236 | AU_QM_001512642 |  | ERSA | M | 5620 | 1458236GZPCLNT100 | EA | 3000000 | CLIP,RETNG;CLUTCH HUB OIL BAFFLE,CLARK | CLIP,RETNG;CLUTCH HUB OIL BAFFLE,CLARK | CLIP,RETAINING;ADDITIONAL FEATURES EN:CLUTCH HUB OIL BAFFLE,MNFR:ATLAS COPCO,PTNO:5537492500,MNFR:01)CLARK,PTNO:01)731160 |  | RING,RETAINING: TRANSMISSION CLUTCH HUB OIL BAFFLE; | ATLAS COPCO | 5537492500 | 1068108 @@ EPIROC AUSTRALIA PTY LTD | 5537492500 | [12 empty] | ATLAS COPCO | 5537492500 | EPIROC AUSTRALIA PTY LTD | [15 empty] | https://www.aircompressorstrade.com/5728201100-discover-genuine-atlas-copco-epiroc-spare-parts-catalog-at-cpmc/ | [9 empty] | Cleansed | Miscellaneous hardware |  |  | RING | NO MODIFIER | TYPE |  | DIMENSIONS |  | MATERIAL |  | MATERIAL SPECIFICATION |  | HAZARD CLASS |  | CERTIFICATION/STANDARD | [61 empty] | Production Completed
STP_009 - Lot7 | Data Enrichment | BHJ | ok | 2023-10-16 | 2023-10-17 | Processed based on Websource, Conflict w.r.t Input | 1011307 | 1011307 |  |  |  | ERSA | M | 5915 | 1584703GZPCLNT100 | EA | 3000003 | CLIP;CAT,F3204-00700 | CLIP;CAT,F3204-00700 | CLIP;MNFR:CATERPILLAR,PTNO:F3204-00700 | CLIP;MNFR:CATERPILLAR,PTNO:F3204-00700 |  | CATERPILLAR | F3204-00700 | 1068288 @@ UNITED EQUIPMENT | F3204-00700 | [12 empty] | CATERPILLAR | F3204-00700 | UNITED EQUIPMENT | F3204-00700 | [14 empty] | https://phutungxenanghang.net/en/technical-assistance/caterpillar-forklift-parts-1304.html | [9 empty] | Cleansed | Miscellaneous hardware |  |  | RING | NO MODIFIER | TYPE |  | DIMENSIONS |  | MATERIAL |  | MATERIAL SPECIFICATION |  | HAZARD CLASS |  | CERTIFICATION/STANDARD | [61 empty] | Production Completed
STP_009 - Lot7 | Data Enrichment | BHJ | ok | 2023-10-16 | 2023-10-17 |  | 1016239 | 1016239 | 1137952 | AU_QM_001289875 |  | ERSA | M | 3730 | 1137952GZPCLNT100 | EA | 3000003 | CLIP;CAT,5P7463 | CLIP;CAT,5P7463 | CLIP;MNFR:CATERPILLAR,PTNO:5P7463 | CLIP;MNFR:CATERPILLAR,PTNO:5P7463 | CLIP:TAB CLIP | CATERPILLAR | 5P7463 | 1068196 @@ HASTINGS DEERING(AUSTRALIA) LTD | 5P7463 | [12 empty] | CATERPILLAR | 5P-7463 | HASTINGS DEERING(AUSTRALIA) LTD | [15 empty] | https://parts.cat.com/en/catcorp/5P-7463 | [9 empty] | Enriched | 31162800 Miscellaneous hardware |  | NUMBER OF TUBE:1,SIZE:74 LGX38 WDX4 THK MM | CLIP | TUBE | TYPE | BOTTOM,P,TAB | TUBE SIZE RANGE | 30 MM ID | MATERIAL | STEEL | FINISH |  | LOCK TYPE |  | MOUNTING TYPE |  | CERTIFICATION/STANDARD | [59 empty] | Production Completed
STP_009 - Lot7 | Data Enrichment | BHJ | ok | 2023-10-16 | 2023-10-17 |  | 1016275 | 1016275 | 1208957 | AU_QM_001289867 |  | ERSA | M | 1540 | 1208957GZPCLNT100 | EA | 3000003 | CLIP;CAT,5P7462 | CLIP;CAT,5P7462 | CLIP;MNFR:CATERPILLAR,PTNO:5P7462 |  | CLIP:SLOT CLIP | CATERPILLAR | 5P7462 | 1068196 @@ HASTINGS DEERING(AUSTRALIA) LTD | 5P7462 | [12 empty] | CATERPILLAR | 5P-7462 | HASTINGS DEERING(AUSTRALIA) LTD | [15 empty] | https://parts.cat.com/en/catcorp/5P-7462 | [9 empty] | Enriched | 31162800 Miscellaneous hardware |  | NUMBER OF TUBE:1,SIZE:74 LGX38 WDX4 THK MM | CLIP | TUBE | TYPE | HALF,P,SLOT,TOP | TUBE SIZE RANGE | 30 MM ID | MATERIAL | STEEL | FINISH |  | LOCK TYPE |  | MOUNTING TYPE |  | CERTIFICATION/STANDARD | [59 empty] | Production Completed
STP_009 - Lot7 | Data Enrichment | BHJ | ok | 2023-10-16 | 2023-10-17 |  | 1016453 | 1016453 | 1250127 | AU_QM_001267350 |  | ERSA | M | 3730 | 1250127GZPCLNT100 | EA | 3000003 | CLIP;CAT,6V3265 | CLIP;CAT,6V3265 | CLIP;MNFR:CATERPILLAR,PTNO:6V3265 | CLIP;MNFR:CATERPILLAR,PTNO:6V3265 | CLAMP,P:P CLIP CALMP; | CATERPILLAR | 6V3265 | 1068196 @@ HASTINGS DEERING(AUSTRALIA) LTD | 6V3265 | [12 empty] | CATERPILLAR | 6V-3265 | HASTINGS DEERING(AUSTRALIA) LTD | [15 empty] | https://parts.cat.com/en/catcorp/6V-3265 | [9 empty] | Enriched | 39121700 Electrical hardware and supplies |  | ANGLE:12 DEG OFFSET,SIZE:9.5 DIAX19 WDX15.5 HTX0.8 THK MM | CLIP | ELECTRICAL | TYPE | P | WIRE SIZE |  | VOLTAGE RATING |  | CURRENT RATING |  | MATERIAL | STEEL | COLOUR |  | LENGTH | 43.8 MM | HAZARD CLASS |  | CERTIFICATION/STANDARD | ANSI,ASTM,DIN,ROHS | [54 empty] | Production Completed
STP_009 - Lot7 | Data Enrichment | BHJ | ok | 2023-10-16 | 2023-10-17 | Processed based on Websource, Conflict w.r.t Input | 1016660 | 1016660 | 1201464 | AU_QM_000237840 |  | ERSA | M | 1540 | 1201464GZPCLNT100 | EA | 3000003 | CLIP;CAT,6V8281,BRG | CLIP;CAT,6V8281,BRG | CLIP;MNFR:CATERPILLAR,PTNO:6V8281,ADDITIONAL FEATURES EN:BEARING |  | OEM-E-LISTCUP;CAT,6V-8281 | CATERPILLAR | 6V8281 | 1068196 @@ HASTINGS DEERING(AUSTRALIA) LTD | 6V8281 | [12 empty] | CATERPILLAR | 6V-8281 | HASTINGS DEERING(AUSTRALIA) LTD | [15 empty] | https://parts.cat.com/en/catcorp/6V-8281 | [9 empty] | Enriched | 31171529 Bearing cups |  |  | CUP | BEARING | TYPE |  | OUTSIDE DIAMETER | 336.55 MM | WIDTH |  | MATERIAL |  | HAZARD CLASS |  | CERTIFICATION/STANDARD | [61 empty] | Production Completed
STP_009 - Lot7 | Data Enrichment | BHJ | ok | 2023-10-16 | 2023-10-17 |  | 1016844 | 1016844 |  |  |  | ERSA | M | 3730 | 1281950GZPCLNT100 | EA | 3000003 | CLIP;CAT,4I0472 | CLIP;CAT,4I0472 | CLIP;MNFR:CATERPILLAR,PTNO:4I0472 | CLIP;MNFR:CATERPILLAR,PTNO:4I0472 |  | CATERPILLAR | 4I0472 | 1068196 @@ HASTINGS DEERING(AUSTRALIA) LTD | 4I0472 | [12 empty] | CATERPILLAR | 4I-0472 | HASTINGS DEERING(AUSTRALIA) LTD | [15 empty] | https://parts.cat.com/en/catcorp/4I-0472 | [9 empty] | Enriched | 31162800 Miscellaneous hardware |  | NUMBER OF TUBE:1,SIZE:18 LGX25 WDX23 HT MM | CLIP | TUBE | TYPE | LOOP | TUBE SIZE RANGE | 23 MM | MATERIAL | STEEL | FINISH |  | LOCK TYPE |  | MOUNTING TYPE |  | CERTIFICATION/STANDARD | ANSI,ASTM,DIN | [58 empty] | Production Completed
STP_009 - Lot7 | Data Enrichment | BHJ | ok | 2023-10-16 | 2023-10-17 |  | 1017239 | 1017239 |  |  |  | ERSA | M | 3730 | 1094130GZPCLNT100 | EA | 3000003 | CLIP;CAT,2426099 | CLIP;CAT,2426099 | CLIP;MNFR:CATERPILLAR,PTNO:2426099 | CLIP;MNFR:CATERPILLAR,PTNO:2426099 |  | CATERPILLAR | 2426099 | 1068196 @@ HASTINGS DEERING(AUSTRALIA) LTD | 2426099 | [12 empty] | CATERPILLAR | 242-6099 | HASTINGS DEERING(AUSTRALIA) LTD | [15 empty] | https://parts.cat.com/en/catcorp/242-6099 | [9 empty] | Enriched | 31162800 Miscellaneous hardware |  | NUMBER OF TUBE:1,WIDTH:25.4 MM | CLIP | TUBE | TYPE | LOOP | TUBE SIZE RANGE | 38 MM OD | MATERIAL | STEEL,RUBBER CUSHION | FINISH |  | LOCK TYPE |  | MOUNTING TYPE |  | CERTIFICATION/STANDARD | [59 empty] | Production Completed
STP_009 - Lot7 | Data Enrichment | BHJ | ok | 2023-10-16 | 2023-10-17 |  | 1023237 | 1023237 | 1393739 | AU_QM_000237237 |  | ERSA | M | 4100 | 1393739GZPCLNT100 | EA | 3000003 | CLIP;CAT,0909555 | CLIP;CAT,0909555 | CLIP;MNFR:CATERPILLAR,PTNO:0909555 |  | OEM-E-LISTCLIP;CAT,0909555 | CATERPILLAR | 0909555 | 1068196 @@ HASTINGS DEERING(AUSTRALIA) LTD | 909555 | [12 empty] | CATERPILLAR | 090-9555 | HASTINGS DEERING(AUSTRALIA) LTD | [15 empty] | https://parts.cat.com/en/catcorp/090-9555 | https://spare.avspart.com/caterpillar/clip/0909555/ | [8 empty] | Enriched | 31163211 Retaining clips |  | WIRE SIZE:1.2 MM | CLIP | RETAINING | TYPE |  | SIZE | 11 DIAX15.7 LG MM | MATERIAL | STEEL | SHAPE |  | COATING/FINISH | ELECTROPLATED ZINC | HAZARD CLASS |  | CERTIFICATION/STANDARD | ANSI,ASTM,DIN,ROHS | [58 empty] | Production Completed
STP_009 - Lot7 | Data Enrichment | BHJ | ok | 2023-10-16 | 2023-10-17 |  | 1023669 | 1023669 |  |  |  | ERSA | M | 4100 | 1380098GZPCLNT100 | EA | 3000001 | CLIP;EPI,0335 1136 00 | CLIP;EPI,0335 1136 00 | CLIP;MNFR:EPIROC,PTNO:0335 1136 00 |  |  | EPIROC | 0335 1136 00 | 1068108 @@ EPIROC AUSTRALIA PTY LTD | 335113600 | [12 empty] | EPIROC | 0335 1136 00 | EPIROC AUSTRALIA PTY LTD | [15 empty] | https://www.aircompressorstrade.com/zt45-55-zr45-55genuine-original-atlas-copco-oil-free-compressor-parts-list/ | [9 empty] | Cleansed | 31163226 Circlip |  |  | CLIP | RETAINING | TYPE |  | SIZE |  | MATERIAL |  | SHAPE |  | COATING/FINISH |  | HAZARD CLASS |  | CERTIFICATION/STANDARD | [59 empty] | Production Completed
STP_009 - Lot7 | Data Enrichment | BHJ | ok | 2023-10-16 | 2023-10-17 | Processed based on Websource, Conflict w.r.t Input | 1023827 | 1023827 |  |  |  | ERSA | M | 4100 | 1376373GZPCLNT100 | EA | 3000001 | CLIP;EPI,0335 2132 00 | CLIP;EPI,0335 2132 00 | CLIP;MNFR:EPIROC,PTNO:0335 2132 00 |  |  | EPIROC | 0335 2132 00 | 1068108 @@ EPIROC AUSTRALIA PTY LTD | 335213200 | [12 empty] | EPIROC | 0335 2132 00 | EPIROC AUSTRALIA PTY LTD | [15 empty] | https://www.aircompressorstrade.com/3222328997-ultimate-genuine-atlas-copco-spare-parts-catalog-28-china-supplier/ | [9 empty] | Cleansed | 31163202 Retaining rings |  |  | RING | RETAINING | TYPE |  | NOMINAL DIAMETER |  | THICKNESS |  | DESIGNATION |  | MATERIAL |  | MATERIAL SPECIFICATION |  | GROOVE SIZE |  | HAZARD CLASS |  | CERTIFICATION/STANDARD | [55 empty] | Production Completed
STP_009 - Lot7 | Data Enrichment | BHJ | ok | 2023-10-16 | 2023-10-17 |  | 1023828 | 1023828 | 1376372 | AU_QM_000215478 |  | ERSA | M | 4100 | 1376372GZPCLNT100 | EA | 3000001 | CLIP;EPI,0335 1127 00 | CLIP;EPI,0335 1127 00 | CLIP;MNFR:EPIROC,PTNO:0335 1127 00 |  | CLIP;EPI,0335 1127 00CLIP;EPI,0335 1127 00 | EPIROC | 0335 1127 00 | 1068108 @@ EPIROC AUSTRALIA PTY LTD | 335112700 | [12 empty] | EPIROC | 0335 1127 00 | EPIROC AUSTRALIA PTY LTD | [15 empty] | https://www.aircompressorstrade.com/1613653100-genuine-original-atlas-copco-spare-parts-catalog-by-china-supplier/ | [9 empty] | Cleansed | 31163226 Circlip |  |  | CLIP | RETAINING | TYPE |  | SIZE |  | MATERIAL |  | SHAPE |  | COATING/FINISH |  | HAZARD CLASS |  | CERTIFICATION/STANDARD | [59 empty] | Production Completed
STP_009 - Lot7 | Data Enrichment | BHJ | ok | 2023-10-16 | 2023-10-17 |  | 1023845 | 1023845 | 1375852 | AU_QM_000214904 |  | ERSA | M | 4100 | 1375852GZPCLNT100 | EA | 3000001 | CLIP;EPI,0335 2136 00 | CLIP;EPI,0335 2136 00 | CLIP;MNFR:EPIROC,PTNO:0335 2136 00 |  | CLIP;EPI,0335 2136 00CLIP;EPI,0335 2136 00 | EPIROC | 0335 2136 00 | 1068108 @@ EPIROC AUSTRALIA PTY LTD | 335213600 | [12 empty] | EPIROC | 0335 2136 00 | EPIROC AUSTRALIA PTY LTD | [15 empty] | https://www.aircompressorstrade.com/atlas-copco-portable-compressors-xas-97-dd-xas-185-dd7-spare-parts-catalog/ | [9 empty] | Cleansed | 31163226 Circlip |  |  | CLIP | RETAINING | TYPE |  | SIZE |  | MATERIAL |  | SHAPE |  | COATING/FINISH |  | HAZARD CLASS |  | CERTIFICATION/STANDARD | [59 empty] | Production Completed
STP_009 - Lot7 | Data Enrichment | BHJ | ok | 2023-10-16 | 2023-10-17 |  | 1023861 | 1023861 | 1375188 | AU_QM_000214173 |  | ERSA | M | 4100 | 1375188GZPCLNT100 | EA | 3000001 | CLIP;EPI,0335210502 | CLIP;EPI,0335210502 | CLIP;MNFR:EPIROC,PTNO:0335210502 |  | CLIP;EPI,0335210502CLIP;EPI,0335210502 | EPIROC | 0335210502 | 1068108 @@ EPIROC AUSTRALIA PTY LTD | 335210502 | [12 empty] | EPIROC | 0335210502 | EPIROC AUSTRALIA PTY LTD | [15 empty] | https://www.aircompressorstrade.com/5112234891-atlas-copco-epiroc-spare-parts-update-catalog-by-cpmc-china-supplier/ | [9 empty] | Cleansed | 31163226 Circlip |  |  | CLIP | RETAINING | TYPE |  | SIZE |  | MATERIAL |  | SHAPE |  | COATING/FINISH |  | HAZARD CLASS |  | CERTIFICATION/STANDARD | [59 empty] | Production Completed
STP_009 - Lot7 | Data Enrichment | BHJ | ok | 2023-10-16 | 2023-10-17 | Processed based on Websource, Conflict w.r.t Input | 1023903 | 1023903 | 1373822 | AU_QM_000202676 |  | ERSA | M | 4100 | 1373822GZPCLNT100 | EA | 3000000 | CLIP;ATL,335112000 | CLIP;ATL,335112000 | CLIP;MNFR:ATLAS COPCO,PTNO:335112000 |  | CLIP;ATL,335112000CLIP;ATL,335112000 | ATLAS COPCO | 335112000 | 1068108 @@ EPIROC AUSTRALIA PTY LTD | 335112000 | [12 empty] | ATLAS COPCO | 335112000 | EPIROC AUSTRALIA PTY LTD | [15 empty] | https://www.aircompressorstrade.com/genuine-original-atlas-copco-air-compressors-spare-parts-list-2022-section-9/ | [9 empty] | Cleansed | 31163202 Retaining rings |  |  | RING | RETAINING | TYPE |  | NOMINAL DIAMETER |  | THICKNESS |  | DESIGNATION |  | MATERIAL |  | MATERIAL SPECIFICATION |  | GROOVE SIZE |  | HAZARD CLASS |  | CERTIFICATION/STANDARD | [55 empty] | Production Completed
STP_009 - Lot7 | Data Enrichment | BHJ | ok | 2023-10-16 | 2023-10-17 | Processed based on Websource, Conflict w.r.t Input | 1023964 | 1023964 | 1446157 | AU_QM_001032705 |  | ERSA | M | 4100 | 1446157GZPCLNT100 | EA | 3000000 | CLIP;ATL,0347620014 | CLIP;ATL,0347620014 | CLIP;MNFR:ATLAS COPCO,PTNO:0347620014 |  | CLIP,RETAINING: | ATLAS COPCO | 0347620014 | 1068108 @@ EPIROC AUSTRALIA PTY LTD | 347620014 | [12 empty] | ATLAS COPCO | 0347620014 | EPIROC AUSTRALIA PTY LTD | [15 empty] | https://www.aircompressorstrade.com/atlas-copco-ultimate-spare-parts-list-section-31/ | [9 empty] | Enriched | 31162906 Hose or pipe clamps |  |  | CLAMP | HOSE | TYPE | TYPE B | HOSE SIZE | 180 TO 190 MM | WIDTH |  | LOAD CAPACITY |  | MOUNTING SIZE |  | MATERIAL |  | MATERIAL SPECIFICATION |  | COATING/FINISH |  | PRESSURE RATING |  | TEMPERATURE RATING |  | FASTENING DEVICE TYPE |  | HAZARD CLASS |  | CERTIFICATION/STANDARD | [47 empty] | Production Completed
STP_009 - Lot7 | Data Enrichment | BHJ | ok | 2023-10-16 | 2023-10-17 |  | 1030343 | 1030343 | 1389421 | AU_QM_000230914 |  | ERSA | M | 4100 | 1389421GZPCLNT100 | EA | 3000003 | CLIP;CAT,8T1895 | CLIP;CAT,8T1895 | CLIP;MNFR:CATERPILLAR,PTNO:8T1895 |  | CLIP;CAT,8T1895CLIP;HAS,8T1895 | CATERPILLAR | 8T1895 | 1068196 @@ HASTINGS DEERING(AUSTRALIA) LTD | 8T1895 | [12 empty] | CATERPILLAR | 8T-1895 | HASTINGS DEERING(AUSTRALIA) LTD | [15 empty] | https://parts.cat.com/en/catcorp/8T-1895 | [9 empty] | Enriched | 31162800 Miscellaneous hardware |  | NUMBER OF TUBE:1,SIZE:64 LGX25 WD MM | CLIP | TUBE | TYPE | 2-PIECE,CLASP,TOP | TUBE SIZE RANGE | 27.15 MM OD | MATERIAL | STEEL | FINISH |  | LOCK TYPE |  | MOUNTING TYPE |  | CERTIFICATION/STANDARD | ANSI,ASTM,DIN,ROHS | [58 empty] | Production Completed
STP_009 - Lot7 | Data Enrichment | BHJ | ok | 2023-10-16 | 2023-10-17 |  | 1030345 | 1030345 | 1389408 | AU_QM_000230899 |  | ERSA | M | 4100 | 1389408GZPCLNT100 | EA | 3000003 | CLIP;CAT,8T1896 | CLIP;CAT,8T1896 | CLIP;MNFR:CATERPILLAR,PTNO:8T1896 |  | CLIP;CAT,8T1896CLIP;HAS,8T1896 | CATERPILLAR | 8T1896 | 1068196 @@ HASTINGS DEERING(AUSTRALIA) LTD | 8T1896 | [12 empty] | CATERPILLAR | 8T-1896 | HASTINGS DEERING(AUSTRALIA) LTD | [15 empty] | https://parts.cat.com/en/catcorp/8T-1896 | [9 empty] | Enriched | 31162800 Miscellaneous hardware |  | NUMBER OF TUBE:1,SIZE:64 LGX25 WD MM | CLIP | TUBE | TYPE | 2-PIECE,BOTTOM,CLASP | TUBE SIZE RANGE | 27.15 MM OD | MATERIAL | STEEL | FINISH |  | LOCK TYPE |  | MOUNTING TYPE |  | CERTIFICATION/STANDARD | ANSI,ASTM,DIN,ROHS | [58 empty] | Production Completed
STP_009 - Lot7 | Data Enrichment | BHJ | ok | 2023-10-16 | 2023-10-17 | Processed based on Websource, Conflict w.r.t Input | 1031425 | 1031425 | 1442257 | AU_QM_000995260 |  | ERSA | M | 4100 | 1442257GZPCLNT100 | EA | 3000000 | CLIP;ATL,3128078435 | CLIP;ATL,3128078435 | CLIP;MNFR:ATLAS COPCO,PTNO:3128078435 |  | CLIP,SPRING TENSION:H332 SPRING CLIP; | ATLAS COPCO | 3128078435 | 1068108 @@ EPIROC AUSTRALIA PTY LTD | 3128078435 | [12 empty] | ATLAS COPCO | 3128078435 | EPIROC AUSTRALIA PTY LTD | [15 empty] | https://www.aircompressorstrade.com/epiroc-drilling-geniune-spare-parts-catalog-latest-update-by-china-supplier/ | [9 empty] | Cleansed | 31161900 Springs |  |  | SPRING | NO MODIFIER | TYPE |  | SIZE |  | MATERIAL |  | MATERIAL SPECIFICATION |  | COATING/FINISH |  | HAZARD CLASS |  | CERTIFICATION/STANDARD | [59 empty] | Production Completed
STP_009 - Lot7 | Data Enrichment | BHJ | ok | 2023-10-16 | 2023-10-17 |  | 1033563 | 1033563 | 1376068 | AU_QM_000215142 |  | ERSA | M | 4100 | 1376068GZPCLNT100 | EA | 3000001 | CLIP;EPI,0335 2165 00 | CLIP;EPI,0335 2165 00 | CLIP;MNFR:EPIROC,PTNO:0335 2165 00 |  | CLIP;EPI,0335 2165 00CLIP;EPI,0335 2165 00 | EPIROC | 0335 2165 00 | 1068108 @@ EPIROC AUSTRALIA PTY LTD | 335216500 | [12 empty] | EPIROC | 0335 2165 00 | EPIROC AUSTRALIA PTY LTD | [15 empty] | https://www.aircompressorstrade.com/zt45-55-zr45-55genuine-original-atlas-copco-oil-free-compressor-parts-list/ | [9 empty] | Cleansed | 31163226 Circlip |  |  | CLIP | RETAINING | TYPE |  | SIZE |  | MATERIAL |  | SHAPE |  | COATING/FINISH |  | HAZARD CLASS |  | CERTIFICATION/STANDARD | [59 empty] | Production Completed
STP_009 - Lot7 | Data Enrichment | BHJ | ok | 2023-10-16 | 2023-10-17 | Processed based on Websource, Conflict w.r.t Input | 1033569 | 1033569 | 1375789 | AU_QM_000214836 |  | ERSA | M | 4100 | 1375789GZPCLNT100 | EA | 3000001 | CLIP;EPI,0335 2166 00 | CLIP;EPI,0335 2166 00 | CLIP;MNFR:EPIROC,PTNO:0335 2166 00 |  | CLIP;EPI,0335 2166 00CLIP;EPI,0335 2166 00 | EPIROC | 0335 2166 00 | 1068108 @@ EPIROC AUSTRALIA PTY LTD | 335216600 | [12 empty] | EPIROC | 0335 2166 00 | EPIROC AUSTRALIA PTY LTD | [15 empty] | https://www.aircompressorstrade.com/3222328997-ultimate-genuine-atlas-copco-spare-parts-catalog-28-china-supplier/ | [9 empty] | Cleansed | 31163202 Retaining rings |  |  | RING | RETAINING | TYPE |  | NOMINAL DIAMETER |  | THICKNESS |  | DESIGNATION |  | MATERIAL |  | MATERIAL SPECIFICATION |  | GROOVE SIZE |  | HAZARD CLASS |  | CERTIFICATION/STANDARD | [55 empty] | Production Completed
STP_009 - Lot7 | Data Enrichment | BHJ | ok | 2023-10-16 | 2023-10-17 |  | 1033610 | 1033610 |  |  |  | ERSA | M | 4100 | 1373823GZPCLNT100 | EA | 3000000 | CLIP;ATL,335216500 | CLIP RETEN;EPI,335216500 | CLIP;MNFR:ATLAS COPCO,PTNO:335216500 |  |  | ATLAS COPCO | 335216500 | 1068108 @@ EPIROC AUSTRALIA PTY LTD | 335216500 | 1068410 @@ MAINTENANCE TECHNIQUE PTY LTD | 335216500 | [10 empty] | ATLAS COPCO | 335216500 | EPIROC AUSTRALIA PTY LTD |  | MAINTENANCE TECHNIQUE PTY LTD | 335216500 | [12 empty] | https://www.aircompressorstrade.com/atlas-copco-epiroc-regular-original-spare-parts-china-local-dealer/ | [9 empty] | Cleansed | 31163226 Circlip |  |  | CLIP | RETAINING | TYPE |  | SIZE |  | MATERIAL |  | SHAPE |  | COATING/FINISH |  | HAZARD CLASS |  | CERTIFICATION/STANDARD | [59 empty] | Production Completed
STP_009 - Lot7 | Data Enrichment | BHJ | ok | 2023-10-16 | 2023-10-17 |  | 1034300 | 1034300 | 1393753 | AU_QM_000237252 |  | ERSA | M | 4100 | 1393753GZPCLNT100 | EA | 3000003 | CLIP;CAT,1745907 | CLIP;CAT,1745907 | CLIP;MNFR:CATERPILLAR,PTNO:1745907 |  | OEM-E-LISTCLIP;CAT,1745907 | CATERPILLAR | 1745907 | 1068196 @@ HASTINGS DEERING(AUSTRALIA) LTD | 1393753 | [12 empty] | CATERPILLAR | 174-5907 | HASTINGS DEERING(AUSTRALIA) LTD | 1393753 | [14 empty] | https://parts.cat.com/en/catcorp/174-5907 | [9 empty] | Enriched | 31162800 Miscellaneous hardware |  | ANGLE:12 DEG OFFSET,NUMBER OF TUBE:1,SIZE:19 WDX1.2 THK MM | CLIP | TUBE | TYPE | LOOP | TUBE SIZE RANGE | 14 MM | MATERIAL | STEEL | FINISH |  | LOCK TYPE |  | MOUNTING TYPE |  | CERTIFICATION/STANDARD | ANSI,ASTM,DIN,ROHS | [58 empty] | Production Completed
STP_009 - Lot7 | Data Enrichment | BHJ | ok | 2023-10-16 | 2023-10-17 | Processed based on Websource, Conflict w.r.t Input | 1034825 | 1034825 | 1377666 | AU_QM_000216907 |  | ERSA | M | 4100 | 1377666GZPCLNT100 | EA | 3000001 | CLIP;EPI,0335 1114 00 | CLIP;EPI,0335 1114 00 | CLIP;MNFR:EPIROC,PTNO:0335 1114 00 |  | CLIP;EPI,0335 1114 00CLIP;EPI,0335 1114 00 | EPIROC | 0335 1114 00 | 1068108 @@ EPIROC AUSTRALIA PTY LTD | 335111400 | [12 empty] | EPIROC | 0335111400 | EPIROC AUSTRALIA PTY LTD | [15 empty] | https://www.aircompressorstrade.com/atlas-copco-geniune-12000-spare-parts-catalog-c-china-reliable-dealer/ | [9 empty] | Cleansed | 31163202 Retaining rings |  |  | RING | RETAINING | TYPE |  | NOMINAL DIAMETER |  | THICKNESS |  | DESIGNATION |  | MATERIAL |  | MATERIAL SPECIFICATION |  | GROOVE SIZE |  | HAZARD CLASS |  | CERTIFICATION/STANDARD | [55 empty] | Production Completed
STP_009 - Lot7 | Data Enrichment | BHJ | ok | 2023-10-16 | 2023-10-17 |  | 1073598 | 1073598 | 1116149 | AU_QM_000237298 |  | ERSA | M | 3730 | 1116149GZPCLNT100 | EA | 3000003 | CLIP;CAT,9R1005,SLOT | CLIP;CAT,9R1005,SURCO | CLIP;MNFR:CATERPILLAR,PTNO:9R1005,ADDITIONAL FEATURES EN:SLOT | CLIP;MNFR:CATERPILLAR,PTNO:9R1005,CARACTERISTICAS ADICIONALES ES:SURCO | OEM-E-LISTCLIP;CAT,9R-1005 | CATERPILLAR | 9R1005 | 1068196 @@ HASTINGS DEERING(AUSTRALIA) LTD | 9R1005 | [12 empty] | CATERPILLAR | 9R-1005 | HASTINGS DEERING(AUSTRALIA) LTD | [15 empty] | https://parts.cat.com/en/catcorp/9R-1005 | [9 empty] | Enriched | 31162800 Miscellaneous hardware |  | NUMBER OF TUBE:1,SIZE:50.8 LGX25.4 WDX12.7 HT MM | CLIP | TUBE | TYPE | REMAN SLOT,HALF | TUBE SIZE RANGE | 16 MM OD | MATERIAL | STEEL | FINISH |  | LOCK TYPE |  | MOUNTING TYPE |  | CERTIFICATION/STANDARD | ANSI,ASTM,DIN,ROHS | [58 empty] | Production Completed
STP_009 - Lot7 | Data Enrichment | BHJ | ok | 2023-10-16 | 2023-10-17 |  | 1073907 | 1073907 | 1088905 | AU_QM_001222538 |  | ERSA | M | 3730 | 1088905GZPCLNT100 | EA | 3000003 | CLIP;CAT,1616622 | CLIP;CAT,1616622 | CLIP;MNFR:CATERPILLAR,PTNO:1616622 | CLIP;MNFR:CATERPILLAR,PTNO:1616622 | CLIP:CLIP-LOOP; | CATERPILLAR | 1616622 | 1068196 @@ HASTINGS DEERING(AUSTRALIA) LTD | 1616622 | [12 empty] | CATERPILLAR | 161-6622 | HASTINGS DEERING(AUSTRALIA) LTD | [15 empty] | https://parts.cat.com/en/catcorp/161-6622 | [9 empty] | Enriched | 31162800 Miscellaneous hardware |  | ANGLE:12 DEG OFFSET,NUMBER OF TUBE:2,SIZE:24 WDX1.5 THK MM | CLIP | TUBE | TYPE | LOOP | TUBE SIZE RANGE | 33 MM | MATERIAL | STEEL | FINISH |  | LOCK TYPE |  | MOUNTING TYPE |  | CERTIFICATION/STANDARD | ANSI,ASTM,DIN,ROHS | [58 empty] | Production Completed
STP_009 - Lot7 | Data Enrichment | BHJ | ok | 2023-10-16 | 2023-10-17 |  | 1073917 | 1073917 |  |  |  | ERSA | M | 3730 | 1088320GZPCLNT100 | EA | 3000003 | CLIP;CAT,1538463,TAB | CLIP;CAT,1538463,PESTAÑA | CLIP;MNFR:CATERPILLAR,PTNO:1538463,ADDITIONAL FEATURES EN:TAB | CLIP;MNFR:CATERPILLAR,PTNO:1538463,CARACTERISTICAS ADICIONALES ES:PESTAÃƒâ€˜A |  | CATERPILLAR | 1538463 | 1068196 @@ HASTINGS DEERING(AUSTRALIA) LTD | 1538463 | [12 empty] | CATERPILLAR | 153-8463 | HASTINGS DEERING(AUSTRALIA) LTD | [15 empty] | https://parts.cat.com/en/catcorp/153-8463 | [9 empty] | Enriched | 31162800 Miscellaneous hardware |  | NUMBER OF TUBE:1,SIZE:102 LGX50 WD MM | CLIP | TUBE | TYPE | 2-PIECE,BOTTOM,CLASP,TAB | TUBE SIZE RANGE | 52 MM OD | MATERIAL | STEEL | FINISH |  | LOCK TYPE |  | MOUNTING TYPE |  | CERTIFICATION/STANDARD | ANSI,ASTM,DIN | [58 empty] | Production Completed
STP_009 - Lot7 | Data Enrichment | BHJ | ok | 2023-10-16 | 2023-10-17 |  | 1073918 | 1073918 |  |  |  | ERSA | M | 3730 | 1088319GZPCLNT100 | EA | 3000003 | CLIP;CAT,1538462,SLOT | CLIP;CAT,1538462,SURCO | CLIP;MNFR:CATERPILLAR,PTNO:1538462,ADDITIONAL FEATURES EN:SLOT | CLIP;MNFR:CATERPILLAR,PTNO:1538462,CARACTERISTICAS ADICIONALES ES:SURCO |  | CATERPILLAR | 1538462 | 1068196 @@ HASTINGS DEERING(AUSTRALIA) LTD | 1538462 | [12 empty] | CATERPILLAR | 153-8462 | HASTINGS DEERING(AUSTRALIA) LTD | [15 empty] | https://parts.cat.com/en/catcorp/153-8462 | [9 empty] | Enriched | 31162800 Miscellaneous hardware |  | NUMBER OF TUBE:1,SIZE:102 LGX50 WD MM | CLIP | TUBE | TYPE | 2-PIECE,CLASP,SLOT,TOP | TUBE SIZE RANGE | 52 MM OD | MATERIAL | STEEL | FINISH |  | LOCK TYPE |  | MOUNTING TYPE |  | CERTIFICATION/STANDARD | ANSI,ASTM,DIN,ROHS | [58 empty] | Production Completed
STP_009 - Lot7 | Data Enrichment | BHJ | ok | 2023-10-16 | 2023-10-17 |  | 1074132 | 1074132 |  |  |  | ERSA | M | 3730 | 1141651GZPCLNT100 | EA | 3000003 | CLIP;CAT,9S1350 | CLIP;CAT,9S1350 | CLIP;MNFR:CATERPILLAR,PTNO:9S1350 | CLIP;MNFR:CATERPILLAR,PTNO:9S1350 |  | CATERPILLAR | 9S1350 | 1069616 @@ HASTINGS DEERING (AUSTRALIA) P/L | 9S1350 | [12 empty] | CATERPILLAR | 9S-1350 | HASTINGS DEERING (AUSTRALIA) P/L | [15 empty] | https://parts.cat.com/en/catcorp/9S-1350 | [9 empty] | Enriched | 31162800 Miscellaneous hardware |  | ANGLE:12 DEG OFFSET,NUMBER OF TUBE:1,SIZE:25.4 WDX0.8 THK MM | CLIP | TUBE | TYPE |  | TUBE SIZE RANGE | 9.52 MM ID | MATERIAL | STEEL | FINISH |  | LOCK TYPE |  | MOUNTING TYPE |  | CERTIFICATION/STANDARD | ANSI,ASTM,DIN,ROHS | [58 empty] | Production Completed
STP_009 - Lot7 | Data Enrichment | BHJ | ok | 2023-10-16 | 2023-10-17 |  | 1074138 | 1074138 |  |  |  | ERSA | M | 3730 | 1141509GZPCLNT100 | EA | 3000003 | CLIP;CAT,6D4244,TYP 1 | CLIP;CAT,6D4244,TIPO 1 | CLIP;MNFR:CATERPILLAR,PTNO:6D4244,ADDITIONAL FEATURES EN:TYPE 1 | CLIP;MNFR:CATERPILLAR,PTNO:6D4244,CARACTERISTICAS ADICIONALES ES:TIPO 1 |  | CATERPILLAR | 6D4244 | 1068196 @@ HASTINGS DEERING(AUSTRALIA) LTD | 6D4244 | [12 empty] | CATERPILLAR | 6D-4244 | HASTINGS DEERING(AUSTRALIA) LTD | [15 empty] | https://parts.cat.com/en/catcorp/6D-4244 | [9 empty] | Enriched | 31162800 Miscellaneous hardware |  | ANGLE:12 DEG OFFSET,NUMBER OF TUBE:1,SIZE:19 WDX1.5 THK MM | CLIP | TUBE | TYPE | LOOP,TYPE 1 | TUBE SIZE RANGE | 22.22 MM ID | MATERIAL | STEEL | FINISH |  | LOCK TYPE |  | MOUNTING TYPE |  | CERTIFICATION/STANDARD | ANSI,ASTM,DIN,ROHS | [58 empty] | Production Completed
STP_009 - Lot7 | Data Enrichment | BHJ | ok | 2023-10-16 | 2023-10-17 |  | 1074144 | 1074144 | 1141442 | AU_QM_001222421 |  | ERSA | M | 3730 | 1141442GZPCLNT100 | EA | 3000003 | CLIP;CAT,1S1015,TYP 2 | CLIP;CAT,1S1015,TIPO 2 | CLIP;MNFR:CATERPILLAR,PTNO:1S1015,ADDITIONAL FEATURES EN:TYPE 2 | CLIP;MNFR:CATERPILLAR,PTNO:1S1015,CARACTERISTICAS ADICIONALES ES:TIPO 2 | CLIP:CLIP; | CATERPILLAR | 1S1015 | 1068196 @@ HASTINGS DEERING(AUSTRALIA) LTD | 1S1015 | [12 empty] | CATERPILLAR | 1S-1015 | HASTINGS DEERING(AUSTRALIA) LTD | [15 empty] | https://parts.cat.com/en/catcorp/1S-1015 | [9 empty] | Enriched | 31162800 Miscellaneous hardware |  | NUMBER OF TUBE:2,WIDTH:22.22 MM | CLIP | TUBE | TYPE | LOOP,TYPE 2 | TUBE SIZE RANGE | 20.64 MM OD | MATERIAL | STEEL,RUBBER CUSHION | FINISH |  | LOCK TYPE |  | MOUNTING TYPE |  | CERTIFICATION/STANDARD | ANSI,ASTM,DIN | [58 empty] | Production Completed
STP_009 - Lot7 | Data Enrichment | BHJ | ok | 2023-10-16 | 2023-10-17 |  | 1074188 | 1074188 | 1139584 | AU_QM_001222371 |  | ERSA | M | 3730 | 1139584GZPCLNT100 | EA | 3000003 | CLIP;CAT,1305300 | CLIP;CAT,1305300 | CLIP;MNFR:CATERPILLAR,PTNO:1305300 | CLIP;MNFR:CATERPILLAR,PTNO:1305300 | CLIP:CLIP; | CATERPILLAR | 1305300 | 1068196 @@ HASTINGS DEERING(AUSTRALIA) LTD | 1305300 | 1068197 @@ HASTINGS DEERING (AUSTRALIA) LTD | 1305300 | [10 empty] | CATERPILLAR | 130-5300 | HASTINGS DEERING(AUSTRALIA) LTD | [15 empty] | https://parts.cat.com/en/catcorp/130-5300 | [9 empty] | Enriched | 31163211 Retaining clips |  |  | CLIP | RETAINING | TYPE | LAMP | SIZE | 35 LGX3.5 WDX69 HT MM | MATERIAL | STEEL | SHAPE |  | COATING/FINISH |  | HAZARD CLASS |  | CERTIFICATION/STANDARD | [59 empty] | Production Completed
STP_009 - Lot7 | Data Enrichment | BHJ | ok | 2023-10-16 | 2023-10-17 |  | 1074321 | 1074321 | 1114855 | AU_QM_001222496 |  | ERSA | M | 3730 | 1114855GZPCLNT100 | EA | 3000003 | CLIP;CAT,8S0024,TAB | CLIP;CAT,8S0024,PESTAÑA | CLIP;MNFR:CATERPILLAR,PTNO:8S0024,ADDITIONAL FEATURES EN:TAB | CLIP;MNFR:CATERPILLAR,PTNO:8S0024,CARACTERISTICAS ADICIONALES ES:PESTAÃƒâ€˜A | CLIP:CLIP; | CATERPILLAR | 8S0024 | 1068196 @@ HASTINGS DEERING(AUSTRALIA) LTD | 8S0024 | [12 empty] | CATERPILLAR | 8S-0024 | HASTINGS DEERING(AUSTRALIA) LTD | [15 empty] | https://parts.cat.com/en/catcorp/8S-0024 | [9 empty] | Enriched | 31162800 Miscellaneous hardware |  | SIZE:25 WDX2.5 THK MM | CLIP | TUBE | TYPE | 2-PIECE,BOTTOM,HALF,TAB | TUBE SIZE RANGE | 31.75 MM | MATERIAL | STEEL | FINISH | ELECTROPLATED ZINC | LOCK TYPE |  | MOUNTING TYPE |  | CERTIFICATION/STANDARD | ANSI,ASTM,DIN,ROHS | [58 empty] | Production Completed
STP_009 - Lot7 | Data Enrichment | BHJ | ok | 2023-10-16 | 2023-10-17 |  | 1074343 | 1074343 |  |  |  | ERSA | M | 3730 | 1114514GZPCLNT100 | EA | 3000003 | CLIP;CAT,8E7841,ASSY,CONCTG | CLIP;CAT,8E7841,ENSAMBLE,CONECTANDO | CLIP;MNFR:CATERPILLAR,PTNO:8E7841,ADDITIONAL FEATURES EN:ASSEMBLY,CONNECTING | CLIP;MNFR:CATERPILLAR,PTNO:8E7841,CARACTERISTICAS ADICIONALES ES:ENSAMBLE,CONECTANDO |  | CATERPILLAR | 8E7841 | 1068196 @@ HASTINGS DEERING(AUSTRALIA) LTD | 8E7841 | [12 empty] | CATERPILLAR | 8E-7841 | HASTINGS DEERING(AUSTRALIA) LTD | [15 empty] | https://parts.cat.com/en/catcorp/8E-7841 | [9 empty] | Enriched | 39121702 Cable clips | ASSEMBLY | SHAFT DIAMETER:49.245 MM,SIZE:150 LGX79 HTX2 THK MM | CLIP | CABLE | TYPE | CONNECTING | CABLE SIZE |  | NUMBER OF CABLES |  | MATERIAL | STEEL | COLOUR |  | CONNECTION TYPE |  | HAZARD CLASS |  | CERTIFICATION/STANDARD | [57 empty] | Production Completed
STP_009 - Lot7 | Data Enrichment | BHJ | ok | 2023-10-16 | 2023-10-17 |  | 1074371 | 1074371 |  |  |  | ERSA | M | 3730 | 1113808GZPCLNT100 | EA | 3000003 | CLIP;CAT,7S0530 | CLIP;CAT,7S0530 | CLIP;MNFR:CATERPILLAR,PTNO:7S0530 | CLIP;MNFR:CATERPILLAR,PTNO:7S0530 |  | CATERPILLAR | 7S0530 | 1068196 @@ HASTINGS DEERING(AUSTRALIA) LTD | 7S0530 | [12 empty] | CATERPILLAR | 7S-0530 | HASTINGS DEERING(AUSTRALIA) LTD | [15 empty] | https://parts.cat.com/en/catcorp/7S-0530 | [9 empty] | Enriched | 31162800 Miscellaneous hardware |  | ANGLE:12 DEG OFFSET,NUMBER OF TUBE:1,SIZE:22.2 WDX1.5 THK MM | CLIP | TUBE | TYPE |  | TUBE SIZE RANGE | 25.4 MM | MATERIAL | STEEL | FINISH |  | LOCK TYPE |  | MOUNTING TYPE |  | CERTIFICATION/STANDARD | ANSI,ASTM,DIN,ROHS | [58 empty] | Production Completed
STP_009 - Lot7 | Data Enrichment | BHJ | ok | 2023-10-16 | 2023-10-17 |  | 1074887 | 1074887 | 1088797 | AU_QM_000237250 |  | ERSA | M | 3730 | 1088797GZPCLNT100 | EA | 3000003 | CLIP;CAT,1606366,TYP 1 | CLIP;CAT,1606366,TIPO 1 | CLIP;MNFR:CATERPILLAR,PTNO:1606366,ADDITIONAL FEATURES EN:TYPE 1 | CLIP;MNFR:CATERPILLAR,PTNO:1606366,CARACTERISTICAS ADICIONALES ES:TIPO 1 | OEM-E-LISTCLIP;CAT,160-6366 | CATERPILLAR | 1606366 | 1068196 @@ HASTINGS DEERING(AUSTRALIA) LTD | 1606366 | 1069616 @@ HASTINGS DEERING (AUSTRALIA) P/L | 1606366 | [10 empty] | CATERPILLAR | 160-6366 | HASTINGS DEERING(AUSTRALIA) LTD | [15 empty] | https://parts.cat.com/en/catcorp/160-6366 | [9 empty] | Enriched | 39121702 Cable clips |  |  | CLIP | CABLE | TYPE | PEDAL,TYPE 1 | CABLE SIZE |  | NUMBER OF CABLES |  | MATERIAL |  | COLOUR |  | CONNECTION TYPE |  | HAZARD CLASS |  | CERTIFICATION/STANDARD | ANSI,ASTM,DIN | [56 empty] | Production Completed
STP_009 - Lot7 | Data Enrichment | BHJ | ok | 2023-10-16 | 2023-10-17 |  | 1074974 | 1074974 |  |  |  | ERSA | M | 1540 | 1058493GZPCLNT100 | EA | 3000003 | CLIP;CAT,2B2404 | CLIP;CAT,2B2404 | CLIP;MNFR:CATERPILLAR,PTNO:2B2404 |  |  | CATERPILLAR | 2B2404 | 1068196 @@ HASTINGS DEERING(AUSTRALIA) LTD | 2B2404 | [12 empty] | CATERPILLAR | 2B-2404 | HASTINGS DEERING(AUSTRALIA) LTD | [15 empty] | https://parts.cat.com/en/catcorp/2B-2404 | [9 empty] | Enriched | 31163211 Retaining clips |  | ANGLE:12 DEG OFFSET | CLIP | RETAINING | TYPE |  | SIZE | 6.35 DIAX25.4 WDX0.8 THK MM | MATERIAL | STEEL | SHAPE |  | COATING/FINISH |  | HAZARD CLASS |  | CERTIFICATION/STANDARD | ANSI,ASTM,DIN,ROHS | [58 empty] | Production Completed
STP_009 - Lot7 | Data Enrichment | BHJ | ok | 2023-10-16 | 2023-10-17 |  | 1075036 | 1075036 |  |  |  | ERSA | M | 1540 | 1057525GZPCLNT100 | EA | 3000003 | CLIP;CAT,1428998 | CLIP;CAT,1428998 | CLIP;MNFR:CATERPILLAR,PTNO:1428998 |  |  | CATERPILLAR | 1428998 | 1068196 @@ HASTINGS DEERING(AUSTRALIA) LTD | 1428998 | [12 empty] | CATERPILLAR | 142-8998 | HASTINGS DEERING(AUSTRALIA) LTD | [15 empty] | https://parts.cat.com/en/catcorp/142-8998 | [9 empty] | Enriched | 31163211 Retaining clips |  |  | CLIP | RETAINING | TYPE |  | SIZE | 38 LGX30 WDX20 HT MM | MATERIAL |  | SHAPE |  | COATING/FINISH |  | HAZARD CLASS |  | CERTIFICATION/STANDARD | ANSI,ASTM,DIN | [58 empty] | Production Completed
STP_009 - Lot7 | Data Enrichment | BHJ | ok | 2023-10-16 | 2023-10-17 |  | 1075154 | 1075154 |  |  |  | ERSA | M | 1540 | 1055879GZPCLNT100 | EA | 3000003 | CLIP;CAT,4P7581 | CLIP | CLIP;MNFR:CATERPILLAR,PTNO:4P7581 | CLIP: MNFR: CATERPILLAR, PTNO: 4P7581, CARACTERÃSTICAS ADICIONALES: ESCALERA, ACERO |  | CATERPILLAR | 4P7581 | 1068196 @@ HASTINGS DEERING(AUSTRALIA) LTD | 4P7581 | [12 empty] | CATERPILLAR | 4P-7581 | HASTINGS DEERING(AUSTRALIA) LTD | [15 empty] | https://parts.cat.com/en/catcorp/4P-7581 | [9 empty] | Enriched | 31162800 Miscellaneous hardware |  | ANGLE:15 DEG OFFSET,COATING:VINYL,SIZE:21 WDX2.3 THK MM | CLIP | ELECTRICAL | TYPE | LADDER | WIRE SIZE |  | VOLTAGE RATING |  | CURRENT RATING |  | MATERIAL | STEEL | COLOUR |  | LENGTH |  | HAZARD CLASS |  | CERTIFICATION/STANDARD | ANSI,ASTM,DIN,ROHS | [54 empty] | Production Completed
STP_009 - Lot7 | Data Enrichment | BHJ | ok | 2023-10-16 | 2023-10-17 |  | 1075503 | 1075503 |  |  |  | ERSA | M | 3730 | 1140032GZPCLNT100 | EA | 3000003 | CLIP;CAT,7G5985,SLOT | CLIP;CAT,7G5985,SURCO | CLIP;MNFR:CATERPILLAR,PTNO:7G5985,ADDITIONAL FEATURES EN:SLOT | CLIP;MNFR:CATERPILLAR,PTNO:7G5985,CARACTERISTICAS ADICIONALES ES:SURCO |  | CATERPILLAR | 7G5985 | 1068196 @@ HASTINGS DEERING(AUSTRALIA) LTD | 1140032 | [12 empty] | CATERPILLAR | 7G-5985 | HASTINGS DEERING(AUSTRALIA) LTD | 1140032 | [14 empty] | https://parts.cat.com/en/catcorp/7G-5985 | [9 empty] | Enriched | 31162800 Miscellaneous hardware |  | SIZE:70 WDX4 THK MM | CLIP | TUBE | TYPE | SLOT,TOP | TUBE SIZE RANGE | 52 MM ID | MATERIAL | STEEL | FINISH | ELECTROPLATED ZINC | LOCK TYPE |  | MOUNTING TYPE |  | CERTIFICATION/STANDARD | ANSI,ASTM,DIN,ROHS | [58 empty] | Production Completed
STP_009 - Lot7 | Data Enrichment | BHJ | ok | 2023-10-16 | 2023-10-17 |  | 1075611 | 1075611 | 1114854 | AU_QM_001222488 |  | ERSA | M | 3730 | 1114854GZPCLNT100 | EA | 3000003 | CLIP;CAT,8S0023,SLOT | CLIP;CAT,8S0023,SURCO | CLIP;MNFR:CATERPILLAR,PTNO:8S0023,ADDITIONAL FEATURES EN:SLOT | CLIP;MNFR:CATERPILLAR,PTNO:8S0023,CARACTERISTICAS ADICIONALES ES:SURCO | CLIP:CLIP; | CATERPILLAR | 8S0023 | 1068196 @@ HASTINGS DEERING(AUSTRALIA) LTD | 8S0023 | [12 empty] | CATERPILLAR | 8S-0023 | HASTINGS DEERING(AUSTRALIA) LTD | [15 empty] | https://parts.cat.com/en/catcorp/8S-0023 | [9 empty] | Enriched | 31162800 Miscellaneous hardware |  | SIZE:25 WDX2.5 THK MM | CLIP | TUBE | TYPE | 2-PIECE,SLOT,TOP | TUBE SIZE RANGE | 31.75 MM | MATERIAL | STEEL | FINISH | ELECTROPLATED ZINC | LOCK TYPE |  | MOUNTING TYPE |  | CERTIFICATION/STANDARD | ANSI,ASTM,DIN,ROHS | [58 empty] | Production Completed
STP_009 - Lot7 | Data Enrichment | BHJ | ok | 2023-10-16 | 2023-10-17 |  | 1075700 | 1075700 | 1111570 | AU_QM_001267202 |  | ERSA | M | 3730 | 1111570GZPCLNT100 | EA | 3000003 | CLIP;CAT,5N2840,TYP 2 | CLIP;CAT,5N2840,TIPO 2 | CLIP;MNFR:CATERPILLAR,PTNO:5N2840,ADDITIONAL FEATURES EN:TYPE 2 | CLIP;MNFR:CATERPILLAR,PTNO:5N2840,CARACTERISTICAS ADICIONALES ES:TIPO 2 | CLAMP,P:P CLIP CALMP; | CATERPILLAR | 5N2840 | 1068196 @@ HASTINGS DEERING(AUSTRALIA) LTD | 5N2840 | [12 empty] | CATERPILLAR | 5N-2840 | HASTINGS DEERING(AUSTRALIA) LTD | [15 empty] | https://parts.cat.com/en/catcorp/5N-2840 | [9 empty] | Enriched | 39121702 Cable clips |  | SIZE:31.8 IDX47.35 LGX25.4 WDX1.2 THK MM | CLIP | CABLE | TYPE | P,TYPE 2 | CABLE SIZE |  | NUMBER OF CABLES |  | MATERIAL | STEEL,RUBBER CUSHION | COLOUR |  | CONNECTION TYPE |  | HAZARD CLASS |  | CERTIFICATION/STANDARD | [57 empty] | Production Completed
STP_009 - Lot7 | Data Enrichment | BHJ | ok | 2023-10-16 | 2023-10-17 |  | 1075713 | 1075713 |  |  |  | ERSA | M | 3730 | 1111186GZPCLNT100 | EA | 3000003 | CLIP;CAT,4S4456 | CLIP;CAT,4S4456 | CLIP;MNFR:CATERPILLAR,PTNO:4S4456 | CLIP;MNFR:CATERPILLAR,PTNO:4S4456 |  | CATERPILLAR | 4S4456 | 1068196 @@ HASTINGS DEERING(AUSTRALIA) LTD | 4S4456 | [12 empty] | CATERPILLAR | 4S-4456 | HASTINGS DEERING(AUSTRALIA) LTD | [15 empty] | https://parts.cat.com/en/catcorp/4S-4456 | [9 empty] | Enriched | 31162800 Miscellaneous hardware |  | NUMBER OF TUBE:2,SIZE:52.4 LGX25.4 WD MM | CLIP | TUBE | TYPE |  | TUBE SIZE RANGE | 17.46 MM ID | MATERIAL | STEEL | FINISH |  | LOCK TYPE |  | MOUNTING TYPE |  | CERTIFICATION/STANDARD | ANSI,ASTM,DIN | [58 empty] | Production Completed
STP_009 - Lot7 | Data Enrichment | BHJ | ok | 2023-10-16 | 2023-10-17 |  | 1075734 | 1075734 |  |  |  | ERSA | M | 3730 | 1110395GZPCLNT100 | EA | 3000003 | CLIP;CAT,3E6909 | CLIP;CAT,3E6909 | CLIP;MNFR:CATERPILLAR,PTNO:3E6909 | CLIP;MNFR:CATERPILLAR,PTNO:3E6909 |  | CATERPILLAR | 3E6909 | 1068196 @@ HASTINGS DEERING(AUSTRALIA) LTD | 3E6909 | [12 empty] | CATERPILLAR | 3E-6909 | HASTINGS DEERING(AUSTRALIA) LTD | [15 empty] | https://parts.cat.com/en/catcorp/3E-6909 | [9 empty] | Enriched | 31162800 Miscellaneous hardware |  | ANGLE:12 DEG OFFSET,NUMBER OF TUBE:1,SIZE:25.4 WDX0.8 THK MM | CLIP | TUBE | TYPE | LOOP | TUBE SIZE RANGE | 12.7 MM | MATERIAL | STEEL | FINISH |  | LOCK TYPE |  | MOUNTING TYPE |  | CERTIFICATION/STANDARD | ANSI,ASTM,DIN,ROHS | [58 empty] | Production Completed
STP_009 - Lot7 | Data Enrichment | BHJ | ok | 2023-10-16 | 2023-10-17 |  | 1075801 | 1075801 |  |  |  | ERSA | M | 3730 | 1102531GZPCLNT100 | EA | 3000003 | CLIP;CAT,3251242,TYP 1 | CLIP;CAT,3251242,TIPO 1 | CLIP;MNFR:CATERPILLAR,PTNO:3251242,ADDITIONAL FEATURES EN:TYPE 1 | CLIP;MNFR:CATERPILLAR,PTNO:3251242,CARACTERISTICAS ADICIONALES ES:TIPO 1 |  | CATERPILLAR | 3251242 | 1068196 @@ HASTINGS DEERING(AUSTRALIA) LTD | 3251242 | [12 empty] | CATERPILLAR | 325-1242 | HASTINGS DEERING(AUSTRALIA) LTD | [15 empty] | https://parts.cat.com/en/catcorp/325-1242 | [9 empty] | Enriched | 31162800 Miscellaneous hardware |  | NUMBER OF TUBE:1,SIZE:57.5 LGX25 WD MM | CLIP | TUBE | TYPE | LOOP,TYPE 1 | TUBE SIZE RANGE | 76.2 MM | MATERIAL | STEEL | FINISH |  | LOCK TYPE |  | MOUNTING TYPE |  | CERTIFICATION/STANDARD | ANSI,ASTM,DIN | [58 empty] | Production Completed
STP_009 - Lot7 | Data Enrichment | BHJ | ok | 2023-10-16 | 2023-10-17 |  | 1075805 | 1075805 |  |  |  | ERSA | M | 3730 | 1101676GZPCLNT100 | EA | 3000003 | CLIP;CAT,3139198 | CLIP;CAT,3139198 | CLIP;MNFR:CATERPILLAR,PTNO:3139198 | CLIP;MNFR:CATERPILLAR,PTNO:3139198 |  | CATERPILLAR | 3139198 | 1068196 @@ HASTINGS DEERING(AUSTRALIA) LTD | 3139198 | [12 empty] | CATERPILLAR | 313-9198 | HASTINGS DEERING(AUSTRALIA) LTD | [15 empty] | https://parts.cat.com/en/catcorp/313-9198 | [9 empty] | Enriched | 31162800 Miscellaneous hardware |  | NUMBER OF TUBE:1,SIZE:50 LGX19 WD MM | CLIP | TUBE | TYPE | LOOP | TUBE SIZE RANGE | 19.05 MM | MATERIAL | STEEL | FINISH |  | LOCK TYPE |  | MOUNTING TYPE |  | CERTIFICATION/STANDARD | ANSI,ASTM,DIN | [58 empty] | Production Completed
STP_009 - Lot7 | Data Enrichment | BHJ | ok | 2023-10-16 | 2023-10-17 |  | 1076940 | 1076940 | 1222846 | AU_QM_000237288 |  | ERSA | M | 1540 | 1222846GZPCLNT100 | EA | 3000003 | CLIP;CAT,8S8820,FSTNR | CLIP;CAT,8S8820,FSTNR | CLIP;MNFR:CATERPILLAR,PTNO:8S8820,ADDITIONAL FEATURES EN:FASTENER |  | OEM-E-LISTCLIP;CAT,8S-8820 | CATERPILLAR | 8S8820 | 1068196 @@ HASTINGS DEERING(AUSTRALIA) LTD | 8S8820 | 1068197 @@ HASTINGS DEERING (AUSTRALIA) LTD | 8S8820 | [10 empty] | CATERPILLAR | 8S-8820 | HASTINGS DEERING(AUSTRALIA) LTD | [15 empty] | https://parts.cat.com/en/catcorp/8S-8820 | [9 empty] | Enriched | 31162800 Miscellaneous hardware |  | ANGLE:12 DEG OFFSET,NUMBER OF TUBE:1,SIZE:20.5 LGX25.4 WDX1.5 THK MM | CLIP | TUBE | TYPE | PLAIN | TUBE SIZE RANGE | 9.52 MM ID | MATERIAL | STEEL | FINISH | ZINC PLATED | LOCK TYPE |  | MOUNTING TYPE |  | CERTIFICATION/STANDARD | [59 empty] | Production Completed
STP_009 - Lot7 | Data Enrichment | BHJ | ok | 2023-10-16 | 2023-10-17 |  | 1077138 | 1077138 |  |  |  | ERSA | M | 1540 | 1215073GZPCLNT100 | EA | 3000003 | CLIP;CAT,3366482,ATTCHMNT | CLIP;CAT,3366482,ATTCHMNT | CLIP;MNFR:CATERPILLAR,PTNO:3366482,ADDITIONAL FEATURES EN:ATTACHMENT |  |  | CATERPILLAR | 3366482 | 1068196 @@ HASTINGS DEERING(AUSTRALIA) LTD | 3366482 | [12 empty] | CATERPILLAR | 336-6482 | HASTINGS DEERING(AUSTRALIA) LTD | [15 empty] | https://parts.cat.com/en/catcorp/336-6482 | [9 empty] | Enriched | 31162800 Miscellaneous hardware | ATTACHMENT | NUMBER OF TUBE:2,SIZE:54.9 LGX25.4 WD MM | CLIP | TUBE | TYPE | LOOP | TUBE SIZE RANGE | 28.4 MM | MATERIAL | STEEL | FINISH |  | LOCK TYPE |  | MOUNTING TYPE |  | CERTIFICATION/STANDARD | ANSI,ASTM,DIN | [58 empty] | Production Completed
STP_009 - Lot7 | Data Enrichment | BHJ | ok | 2023-10-16 | 2023-10-17 |  | 1077390 | 1077390 |  |  |  | ERSA | M | 1540 | 1203723GZPCLNT100 | EA | 3000003 | CLIP;CAT,9D1829 | CLIP,CAT,9D1829 | CLIP;MNFR:CATERPILLAR,PTNO:9D1829 | CLIP,MNFR:CATERPILLAR,PTNO:9D1829 |  | CATERPILLAR | 9D1829 | 1068196 @@ HASTINGS DEERING(AUSTRALIA) LTD | 9D1829 | [12 empty] | CATERPILLAR | 9D-1829 | HASTINGS DEERING(AUSTRALIA) LTD | [15 empty] | https://parts.cat.com/en/catcorp/9D-1829 | [9 empty] | Enriched | 31162800 Miscellaneous hardware |  | NUMBER OF TUBE:2,WIDTH:32 MM | CLIP | TUBE | TYPE | LOOP | TUBE SIZE RANGE | 31.76 MM OD | MATERIAL | STEEL,RUBBER CUSHION | FINISH |  | LOCK TYPE |  | MOUNTING TYPE |  | CERTIFICATION/STANDARD | ANSI,ASTM,DIN,ROHS | [58 empty] | Production Completed
STP_009 - Lot7 | Data Enrichment | BHJ | ok | 2023-10-16 | 2023-10-17 |  | 1077784 | 1077784 |  |  |  | ERSA | M | 1540 | 1188282GZPCLNT100 | EA | 3000003 | CLIP;CAT,5K5338,25 PER PCKT | CLIP,CAT,5K5338 | CLIP;MNFR:CATERPILLAR,PTNO:5K5338,ADDITIONAL FEATURES EN:25 PER PACKET | CLIP,MNFR:CATERPILLAR,PTNO:5K5338 |  | CATERPILLAR | 5K5338 | 1069616 @@ HASTINGS DEERING (AUSTRALIA) P/L | 5K5338 | 1068197 @@ HASTINGS DEERING (AUSTRALIA) LTD | 5K5338 | 1068196 @@ HASTINGS DEERING(AUSTRALIA) LTD | 5K5338 | [8 empty] | CATERPILLAR | 5K-5338 | HASTINGS DEERING (AUSTRALIA) P/L | [15 empty] | https://parts.cat.com/en/catcorp/5K-5338 | [9 empty] | Enriched | 31162800 Miscellaneous hardware | PACKAGE QUANTITY:25/PK | NUMBER OF TUBE:2,SIZE:22.4 MM WD | CLIP | TUBE | TYPE | LOOP | TUBE SIZE RANGE | 19 MM ID | MATERIAL | STEEL,RUBBER CUSHION | FINISH |  | LOCK TYPE |  | MOUNTING TYPE |  | CERTIFICATION/STANDARD | ANSI,ASTM,DIN | [58 empty] | Production Completed
STP_009 - Lot7 | Data Enrichment | BHJ | ok | 2023-10-16 | 2023-10-17 |  | 1077966 | 1077966 | 1139968 | AU_QM_001222462 |  | ERSA | M | 3730 | 1139968GZPCLNT100 | EA | 3000003 | CLIP;CAT,6D4247,TYP 2 | CLIP;CAT,6D4247,TIPO 2 | CLIP;MNFR:CATERPILLAR,PTNO:6D4247,ADDITIONAL FEATURES EN:TYPE 2 | CLIP;MNFR:CATERPILLAR,PTNO:6D4247,CARACTERISTICAS ADICIONALES ES:TIPO 2 | CLIP:CLIP; | CATERPILLAR | 6D4247 | 1068196 @@ HASTINGS DEERING(AUSTRALIA) LTD | 6D4247 | [12 empty] | CATERPILLAR | 6D-4247 | HASTINGS DEERING(AUSTRALIA) LTD | [15 empty] | https://parts.cat.com/en/catcorp/6D-4247 | [9 empty] | Enriched | 31162800 Miscellaneous hardware |  | SIZE:19 WDX1.5 THK MM | CLIP | TUBE | TYPE | DUAL HOSE,P,TYPE 2 | TUBE SIZE RANGE | 22.22 MM OD | MATERIAL | STEEL,SILICON CUSHION | FINISH |  | LOCK TYPE |  | MOUNTING TYPE |  | CERTIFICATION/STANDARD | [59 empty] | Production Completed
STP_009 - Lot7 | Data Enrichment | BHJ | ok | 2023-10-16 | 2023-10-17 |  | 1084184 | 1084184 |  |  |  | ERSA | M | 3730 | 1582389GZPCLNT100 | EA | 3000003 | CLIP;CAT,9R7802 | CLIP;CAT,9R7802 | CLIP;MNFR:CATERPILLAR,PTNO:9R7802 | CLIP;MNFR:CATERPILLAR,PTNO:9R7802 |  | CATERPILLAR | 9R7802 | 1068196 @@ HASTINGS DEERING(AUSTRALIA) LTD | 9R7802 | [12 empty] | CATERPILLAR | 9R-7802 | HASTINGS DEERING(AUSTRALIA) LTD | [15 empty] | https://parts.cat.com/en/catcorp/9R-7802 | [9 empty] | Enriched | 31162800 Miscellaneous hardware |  | NUMBER OF TUBE:1,SIZE:53 LGX25 WD MM | CLIP | TUBE | TYPE | 2-PIECE,CLASP,TOP | TUBE SIZE RANGE | 16 MM OD | MATERIAL | STEEL | FINISH |  | LOCK TYPE |  | MOUNTING TYPE |  | CERTIFICATION/STANDARD | ANSI,ASTM,DIN,ROHS | [58 empty] | Production Completed
STP_009 - Lot7 | Data Enrichment | BHJ | ok | 2023-10-16 | 2023-10-17 |  | 1084185 | 1084185 |  |  |  | ERSA | M | 3730 | 1582390GZPCLNT100 | EA | 3000003 | CLIP;CAT,9R7803 | CLIP;CAT,9R7803 | CLIP;MNFR:CATERPILLAR,PTNO:9R7803 | CLIP;MNFR:CATERPILLAR,PTNO:9R7803 |  | CATERPILLAR | 9R7803 | 1068196 @@ HASTINGS DEERING(AUSTRALIA) LTD | 9R7803 | [12 empty] | CATERPILLAR | 9R-7803 | HASTINGS DEERING(AUSTRALIA) LTD | [15 empty] | https://parts.cat.com/en/catcorp/9R-7803 | [9 empty] | Enriched | 31162800 Miscellaneous hardware |  | NUMBER OF TUBE:2,SIZE:82.5 LGX25 WD MM | CLIP | TUBE | TYPE | 2-PIECE,BOTTOM,CLASP | TUBE SIZE RANGE | 16 MM OD | MATERIAL | STEEL | FINISH |  | LOCK TYPE |  | MOUNTING TYPE |  | CERTIFICATION/STANDARD | ANSI,ASTM,DIN | [58 empty] | Production Completed
STP_009 - Lot7 | Data Enrichment | BHJ | ok | 2023-10-16 | 2023-10-17 |  | 1086053 | 1086053 |  |  |  | ERSA | M | 3730 | 1578813GZPCLNT100 | EA | 3000003 | CLIP;CAT,9S-3232 | CLIP;CAT,9S-3232 | CLIP;MNFR:CATERPILLAR,PTNO:9S-3232 | CLIP;MNFR:CATERPILLAR,PTNO:9S-3232 |  | CATERPILLAR | 9S-3232 | 1068196 @@ HASTINGS DEERING(AUSTRALIA) LTD | 9S3232 | [12 empty] | CATERPILLAR | 9S-3232 | HASTINGS DEERING(AUSTRALIA) LTD | [15 empty] | https://parts.cat.com/en/catcorp/9S-3232 | [9 empty] | Enriched | 31162800 Miscellaneous hardware |  | NUMBER OF TUBE:1,SIZE:39.5 LGX25.4 WD MM | CLIP | TUBE | TYPE | LOOP | TUBE SIZE RANGE | 31.8 MM | MATERIAL | STEEL | FINISH |  | LOCK TYPE |  | MOUNTING TYPE |  | CERTIFICATION/STANDARD | ANSI,ASTM,DIN | [58 empty] | Production Completed
STP_009 - Lot7 | Data Enrichment | BHJ | ok | 2023-10-16 | 2023-10-17 |  | 1086155 | 1086155 |  |  |  | ERSA | M | 3750 | 1577091GZPCLNT100 | EA | 3000001 | CLIP,RETNG;EPI,335118000 | CLIP RETEN;EPI,335118000 | CLIP,RETAINING;MNFR:EPIROC,PTNO:335118000 | CLIP RETENCION;MNFR:EPIROC,PTNO:335118000 |  | EPIROC | 335118000 | 1068108 @@ EPIROC AUSTRALIA PTY LTD | 335118000 | [12 empty] | EPIROC | 335118000 | EPIROC AUSTRALIA PTY LTD | [15 empty] | https://www.aircompressorstrade.com/3222328997-ultimate-genuine-atlas-copco-spare-parts-catalog-28-china-supplier/ | [9 empty] | Cleansed | 31163226 Circlip |  |  | CLIP | RETAINING | TYPE |  | SIZE |  | MATERIAL |  | SHAPE |  | COATING/FINISH |  | HAZARD CLASS |  | CERTIFICATION/STANDARD | [59 empty] | Production Completed
STP_009 - Lot7 | Data Enrichment | BHJ | ok | 2023-10-16 | 2023-10-17 |  | 1086156 | 1086156 |  |  |  | ERSA | M | 3750 | 1577092GZPCLNT100 | EA | 3000001 | CLIP,RETNG;EPI,335220800 | CLIP RETEN;EPI,335220800 | CLIP,RETAINING;MNFR:EPIROC,PTNO:335220800 | CLIP RETENCION;MNFR:EPIROC,PTNO:335220800 |  | EPIROC | 335220800 | 1068108 @@ EPIROC AUSTRALIA PTY LTD | 335220800 | [10 empty] | EPIROC | 335220800 |  |  | EPIROC AUSTRALIA PTY LTD | [15 empty] | URL NOT FOUND | [9 empty] | Cleansed | 31163211 Retaining clips |  |  | CLIP | RETAINING | TYPE |  | SIZE |  | MATERIAL |  | SHAPE |  | COATING/FINISH |  | HAZARD CLASS |  | CERTIFICATION/STANDARD | [59 empty] | Production Completed
STP_009 - Lot7 | Data Enrichment | BHJ | ok | 2023-10-16 | 2023-10-17 | Processed based on Websource, Conflict w.r.t Input | 1088532 | 1088532 |  |  |  | ERSA | M | 3730 | 1609208GZPCLNT100 | EA | 3000003 | CLIP,SPR;CAT,1165763 | CLIP RESORTE;CAT,1165763 | CLIP,SPRING;MNFR:CATERPILLAR,PTNO:1165763 | CLIP RESORTE;MNFR:CATERPILLAR,PTNO:1165763 |  | CATERPILLAR | 1165763 | 1068196 @@ HASTINGS DEERING(AUSTRALIA) LTD | 1165763 | [12 empty] | CATERPILLAR | 116-5763 | HASTINGS DEERING(AUSTRALIA) LTD | [15 empty] | https://parts.cat.com/en/catcorp/116-5763 | [9 empty] | Enriched | 31161700 Nuts |  | PITCH:1.25 MM | NUT | NO MODIFIER | TYPE | EDGE CLIP,SELF LOCKING | THREAD SIZE | M8 | THREAD TYPE |  | MATERIAL |  | MATERIAL SPECIFICATION |  | HEIGHT |  | COATING/FINISH |  | HAZARD CLASS |  | CERTIFICATION/STANDARD | ISO,ASTM,ASME,SAE,ROHS | [54 empty] | Production Completed
STP_009 - Lot7 | Data Enrichment | BHJ | ok | 2023-10-16 | 2023-10-17 |  | 1108401 | 1108401 |  |  |  | ERSA | M | 5955 | 1442716GZPCLNT100 | EA |  | CAT OIL LINES/MIRROR GRP ETC; | CAT OIL LINES/MIRROR GRP ETC; | CLIP: CAT OIL LINES/MIRROR GRP ETC; |  |  |  |  | 1068196 @@ HASTINGS DEERING(AUSTRALIA) LTD | 7J0729 | [12 empty] | CATERPILLAR | 7J-0729 | HASTINGS DEERING(AUSTRALIA) LTD | [15 empty] | https://parts.cat.com/en/catcorp/7J-0729 | [9 empty] | Enriched | 31162800 Miscellaneous hardware | OIL LINES/MIRROR GROUP ETC | NUMBER OF TUBE:1,SIZE:30 LGX32 WD MM | CLIP | TUBE | TYPE | CLASP | TUBE SIZE RANGE | 25 MM | MATERIAL | STEEL | FINISH |  | LOCK TYPE |  | MOUNTING TYPE |  | CERTIFICATION/STANDARD | ANSI,ASTM,DIN | [58 empty] | Production Completed
STP_009 - Lot7 | Data Enrichment | BHJ | ok | 2023-10-16 | 2023-10-17 |  | 1138688 | 1138688 |  |  |  | ERSA | M | 5915 | 1431556GZPCLNT100 | EA |  | CAT LINES GRP; | CAT LINES GRP; | CLIP,RETAINING: CAT LINES GRP; |  |  |  |  | 1068181 @@ CNW (MOUNT ISA) ELECT WHOLESALER | 1431556 | 1068196 @@ HASTINGS DEERING(AUSTRALIA) LTD | 7S8921 | [10 empty] | CATERPILLAR | 7S-8921 | CNW (MOUNT ISA) ELECT WHOLESALER | 1431556 | HASTINGS DEERING(AUSTRALIA) LTD | [13 empty] | https://parts.cat.com/en/catcorp/7S-8921 | [9 empty] | Enriched | 31163200 Retaining hardware | LINES GROUP | NUMBER OF TUBE:1,SIZE:38 WDX2.5 THK MM | CLIP | TUBE | TYPE | BOTTOM,HALF,RETAINING | TUBE SIZE RANGE | 38 MM ID | MATERIAL | STEEL | FINISH | ELECTROPLATED ZINC | LOCK TYPE |  | MOUNTING TYPE |  | CERTIFICATION/STANDARD | ANSI,ASTM,DIN,ROHS | [58 empty] | Production Completed
STP_009 - Lot7 | Data Enrichment | BHJ | ok | 2023-10-16 | 2023-10-17 |  | 1186042 | 1186042 |  |  |  | ERSA | M | 5000 | 1555140GZPCLNT100 | EA | 3000001 | CLIP,RETNG;EPI,335114000 | CLIP RETEN;EPI,335114000 | CLIP,RETAINING;MNFR:EPIROC,PTNO:335114000 | CLIP RETENCION;MNFR:EPIROC,PTNO:335114000 |  | EPIROC | 335114000 | 1068108 @@ EPIROC AUSTRALIA PTY LTD | 335114000 | [12 empty] | EPIROC | 335114000 | EPIROC AUSTRALIA PTY LTD | [15 empty] | https://www.aircompressorstrade.com/atlas-copco-epiroc-regular-original-spare-parts-china-local-dealer/ | [9 empty] | Cleansed | 31163226 Circlip |  |  | CLIP | RETAINING | TYPE |  | SIZE |  | MATERIAL |  | SHAPE |  | COATING/FINISH |  | HAZARD CLASS |  | CERTIFICATION/STANDARD | [59 empty] | Production Completed
STP_009 - Lot7 | Data Enrichment | BHJ | ok | 2023-10-16 | 2023-10-17 | Processed based on Websource, Conflict w.r.t Input | 1186043 | 1186043 |  |  |  | ERSA | M | 5000 | 1555139GZPCLNT100 | EA | 3000001 | CLIP,RETNG;EPI,335215500 | CLIP RETEN;EPI,335215500 | CLIP,RETAINING;MNFR:EPIROC,PTNO:335215500 | CLIP RETENCION;MNFR:EPIROC,PTNO:335215500 |  | EPIROC | 335215500 | 1068108 @@ EPIROC AUSTRALIA PTY LTD | 335215500 | [12 empty] | EPIROC | 335215500 | EPIROC AUSTRALIA PTY LTD | [15 empty] | https://www.aircompressorstrade.com/3222328997-ultimate-genuine-atlas-copco-spare-parts-catalog-28-china-supplier/ | [9 empty] | Cleansed | 31163202 Retaining rings |  |  | RING | RETAINING | TYPE |  | NOMINAL DIAMETER |  | THICKNESS |  | DESIGNATION |  | MATERIAL |  | MATERIAL SPECIFICATION |  | GROOVE SIZE |  | HAZARD CLASS |  | CERTIFICATION/STANDARD | [55 empty] | Production Completed