## Sheet1
Project | Activities | Production User | Production Comments | Start Date | End Date | Remarks | Griha ID | MATNR | SAP MATERIAL NUMBER | ELLIPSE | LVORM | MTART | MBRSH | MATKL | BISMT | MEINS | MFRNR | MAKTX_EN | MAKTX_ES | TEXT_EN | TEXT_ES | ENRICHED DATA | Manufacturer Name | P/N | Manufacturer Name 1 | P/N 1 | Manufacturer Name 2 | P/N 2 | Manufacturer Name 3 | P/N 3 | Manufacturer Name 4 | P/N 4 | Manufacturer Name 5 | P/N 5 | Manufacturer Name 6 | P/N 6 | Input MNFR | Input PTNO | Verified MNFR from web | Verified MPN from Web | MNFR 1 | PTNO 1 | MNFR 2 | PTNO 2 | MNFR 3 | PTNO 3 | MNFR 4 | PTNO 4 | MNFR 5 | PTNO 5 | MNFR 6 | PTNO 6 | Vendor NAME | Vendor Part Number | Vendor NAME1 | Vendor Part Number1 | Reference URL | Reference URL1 | Item Number | Equipment Type | Equipment Manufacturer | Equipment Model | Equipment Serial | DWG | DRAWING VERSION | POS/TAG | Enriched/Cleansed | UNSPSC Ver.23.07 | ADDITIONAL FEATURES FROM INPUT | Additional Features from WEBSOURCE | Noun | Modifier | Attribute Name 1 | Attribute Value 1 | Attribute Name 2 | Attribute Value 2 | Attribute Name 3 | Attribute Value 3 | Attribute Name 4 | Attribute Value 4 | Attribute Name 5 | Attribute Value 5 | Attribute Name 6 | Attribute Value 6 | Attribute Name 7 | Attribute Value 7 | Attribute Name 8 | Attribute Value 8 | Attribute Name 9 | Attribute Value 9 | Attribute Name 10 | Attribute Value 10 | Attribute Name 11 | Attribute Value 11 | Attribute Name 12 | Attribute Value 12 | Attribute Name 13 | Attribute Value 13 | Attribute Name 14 | Attribute Value 14 | Attribute Name 15 | Attribute Value 15 | Attribute Name 16 | Attribute Value 16 | Attribute Name 17 | Attribute Value 17 | Attribute Name 18 | Attribute Value 18 | Attribute Name 19 | Attribute Value 19 | Attribute Name 20 | Attribute Value 20 | Attribute Name 21 | Attribute Value 21 | Attribute Name 22 | Attribute Value 22 | Attribute Name 23 | Attribute Value 23 | Attribute Name 24 | Attribute Value 24 | Attribute Name 25 | Attribute Value 25 | Attribute Name 26 | Attribute Value 26 | Attribute Name 27 | Attribute Value 27 | Attribute Name 28 | Attribute Value 28 | Attribute Name 29 | Attribute Value 29 | Attribute Name 30 | Attribute Value 30 | Attribute Name 31 | Attribute Value 31 | Attribute Name 32 | Attribute Value 32 | Attribute Name 33 | Attribute Value 33 | Attribute Name 34 | Attribute Value 34 | Attribute Name 35 | Attribute Value 35 | Attribute Name 36 | Attribute Value 36 | Status
STP_009 - Lot7 | Data Enrichment | SYC | OK | 2023-10-16 | 2023-10-17 |  | 1077101 | 1077101 | 1216217 | AU_QM_001292341 |  | ERSA | M | 5620 | 1216217GZPCLNT100 | EA | 3000003 | CONE,BRG;CAT,1262522,ROULEMENT | CONE,BRG;CAT,1262522,ROULEMENT | CONE,BEARING;MNFR:CATERPILLAR,PTNO:1262522,ADDITIONAL FEATURES EN:ROULEMENT |  | CONE & ROLLERS,BEARING: BEARING CONE | CATERPILLAR | 1262522 | 1068196 @@ HASTINGS DEERING(AUSTRALIA) LTD | 1262522 | [12 empty] | CATERPILLAR | 126-2522 | HASTINGS DEERING(AUSTRALIA) LTD | 1262522 | [14 empty] | https://parts.cat.com/en/catcorp/126-2522 | [9 empty] | ENRICHED | 31171527 Bearing cones |  |  | CONE | BEARING | TYPE | TAPERED ROLLER | INSIDE DIAMETER | 90 MM | WIDTH | 34 MM | MATERIAL |  | CAGE MATERIAL |  | DYNAMIC LOAD RATING |  | STATIC LOAD RATING |  | HAZARD CLASS |  | CERTIFICATION/STANDARD | [55 empty] | Production Completed
STP_009 - Lot7 | Data Enrichment | SYC | OK | 2023-10-16 | 2023-10-17 |  | 1073871 | 1073871 | 1090288 | AU_QM_000237413 |  | ERSA | M | 3730 | 1090288GZPCLNT100 | EA | 3000003 | CONE,BRG;CAT,1784640,TYP 1 | RODAMIENTO CONO;CAT,1784640,TIPO 1 | CONE,BEARING;MNFR:CATERPILLAR,PTNO:1784640,ADDITIONAL FEATURES EN:TYPE 1 | RODAMIENTO CONO;MNFR:CATERPILLAR,PTNO:1784640,CARACTERISTICAS ADICIONALES ES:TIPO 1 | OEM-E-LISTCONE,BEARING;CAT,178-4640 | CATERPILLAR | 1784640 | 1068196 @@ HASTINGS DEERING(AUSTRALIA) LTD | 1784640 | [12 empty] | CATERPILLAR | 178-4640 | HASTINGS DEERING(AUSTRALIA) LTD | 1784640 | [14 empty] | https://parts.cat.com/en/catcorp/178-4640 | [9 empty] | ENRICHED | 31171527 Bearing cones | OEM-E-LIST,TYPE 1 |  | CONE | BEARING | TYPE | TAPERED ROLLER,DEBRIS RESISTANT | INSIDE DIAMETER | 90 MM | WIDTH | 44 MM | MATERIAL |  | CAGE MATERIAL |  | DYNAMIC LOAD RATING |  | STATIC LOAD RATING |  | HAZARD CLASS |  | CERTIFICATION/STANDARD | [55 empty] | Production Completed
STP_009 - Lot7 | Data Enrichment | SYC | OK | 2023-10-16 | 2023-10-17 |  | 1077842 | 1077842 |  |  |  | ERSA | M | 5620 | 1185970GZPCLNT100 | EA | 3000003 | CONE,BRG;CAT,1P9593,ROLR | CONICO,CAT,1P9593 | CONE,BEARING;MNFR:CATERPILLAR,PTNO:1P9593,ADDITIONAL FEATURES EN:ROLLER | CONICO,MNFR:CATERPILLAR,PTNO:1P9593 |  | CATERPILLAR | 1P9593 | 1068196 @@ HASTINGS DEERING(AUSTRALIA) LTD | 1P9593 | 1068197 @@ HASTINGS DEERING (AUSTRALIA) LTD | 1P9593 | [10 empty] | CATERPILLAR | 1P-9593 | HASTINGS DEERING(AUSTRALIA) LTD | 1P9593 | [14 empty] | https://parts.cat.com/en/catcorp/1P-9593 | [9 empty] | ENRICHED | 31171527 Bearing cones |  |  | CONE | BEARING | TYPE | TAPERED ROLLER | INSIDE DIAMETER | 190 MM | WIDTH | 44 MM | MATERIAL |  | CAGE MATERIAL |  | DYNAMIC LOAD RATING |  | STATIC LOAD RATING |  | HAZARD CLASS |  | CERTIFICATION/STANDARD | [55 empty] | Production Completed
STP_009 - Lot7 | Data Enrichment | SYC | OK | 2023-10-16 | 2023-10-17 |  | 1074506 | 1074506 |  |  |  | ERSA | M | 3730 | 1110579GZPCLNT100 | EA | 3000003 | CONE,BRG;CAT,3L9410 | RODAMIENTO CONO;CAT,3L9410 | CONE,BEARING;MNFR:CATERPILLAR,PTNO:3L9410 | RODAMIENTO CONO;MNFR:CATERPILLAR,PTNO:3L9410 |  | CATERPILLAR | 3L9410 | 1068196 @@ HASTINGS DEERING(AUSTRALIA) LTD | 3L9410 | [12 empty] | CATERPILLAR | 3L-9410 | HASTINGS DEERING(AUSTRALIA) LTD | 3L9410 | [14 empty] | https://parts.cat.com/en/catcorp/3L-9410 | [9 empty] | CLEANSED | 31171527 Bearing cones |  |  | CONE | BEARING | TYPE | TAPERED ROLLER | INSIDE DIAMETER |  | WIDTH |  | MATERIAL |  | CAGE MATERIAL |  | DYNAMIC LOAD RATING |  | STATIC LOAD RATING |  | HAZARD CLASS |  | CERTIFICATION/STANDARD | [55 empty] | Production Completed
STP_009 - Lot7 | Data Enrichment | SYC | OK | 2023-10-16 | 2023-10-17 | Processed based on Websource,conflict wrt input | 1074492 | 1074492 |  |  |  | ERSA | M | 3730 | 1110794GZPCLNT100 | EA | 3000003 | CONE,BRG;CAT,4B9373,TPRD ROLR | RODAMIENTO CONO;CAT,4B9373,RODILLO | CONE,BEARING;MNFR:CATERPILLAR,PTNO:4B9373,ADDITIONAL FEATURES EN:TAPERED ROLLER | RODAMIENTO CONO;MNFR:CATERPILLAR,PTNO:4B9373,CARACTERISTICAS ADICIONALES ES:RODILLO CONICO |  | CATERPILLAR | 4B9373 | 1068196 @@ HASTINGS DEERING(AUSTRALIA) LTD | 4B9373 | [12 empty] | CATERPILLAR | 4B-9373 | HASTINGS DEERING(AUSTRALIA) LTD | 4B9373 | [14 empty] | https://parts.cat.com/en/catcorp/4B-9373 | [9 empty] | ENRICHED | 31171505 Roller bearings |  |  | BEARING | ROLLER | TYPE | CONE | INSIDE DIAMETER | 114.3 MM | OUTSIDE DIAMETER |  | OVERALL WIDTH | 41.28 MM | BORE SHAPE | TAPERED | NUMBER OF ROWS |  | CAGE MATERIAL |  | BEARING SERIES |  | DYNAMIC LOAD RATING |  | STATIC LOAD RATING |  | SPEED RATING |  | HAZARD CLASS |  | CERTIFICATION/STANDARD | [47 empty] | Production Completed
STP_009 - Lot7 | Data Enrichment | SYC | OK | 2023-10-16 | 2023-10-17 | Processed based on Websource,conflict wrt input | 1074956 | 1074956 |  |  |  | ERSA | M | 5620 | 1059702GZPCLNT100 | EA | 3000003 | CONE,BRG;CAT,6B4852,TPRD ROLR | RODAMIENTO CONO;CAT,6B4852,RODILLO | CONE,BEARING;MNFR:CATERPILLAR,PTNO:6B4852,ADDITIONAL FEATURES EN:TAPERED ROLLER | RODAMIENTO CONO;MNFR:CATERPILLAR,PTNO:6B4852,CARACTERISTICAS ADICIONALES ES:RODILLO CONICO |  | CATERPILLAR | 6B4852 | 1068196 @@ HASTINGS DEERING(AUSTRALIA) LTD | 6B4852 | [12 empty] | CATERPILLAR | 6B-4852 | HASTINGS DEERING(AUSTRALIA) LTD | 6B4852 | [14 empty] | https://parts.cat.com/en/catcorp/6B-4852 | [9 empty] | ENRICHED | 31171505 Roller bearings |  |  | BEARING | ROLLER | TYPE | CONE | INSIDE DIAMETER | 139.7 MM | OUTSIDE DIAMETER |  | OVERALL WIDTH | 57 MM | BORE SHAPE | TAPERED | NUMBER OF ROWS |  | CAGE MATERIAL |  | BEARING SERIES |  | DYNAMIC LOAD RATING |  | STATIC LOAD RATING |  | SPEED RATING |  | HAZARD CLASS |  | CERTIFICATION/STANDARD | [47 empty] | Production Completed
STP_009 - Lot7 | Data Enrichment | SYC | OK | 2023-10-16 | 2023-10-17 | Processed based on Websource,conflict wrt input | 1074433 | 1074433 |  |  |  | ERSA | M | 3730 | 1112446GZPCLNT100 | EA | 3000003 | CONE,BRG;CAT,6M1637,TPRD ROLR | RODAMIENTO CONO;CAT,6M1637,RODILLO | CONE,BEARING;MNFR:CATERPILLAR,PTNO:6M1637,ADDITIONAL FEATURES EN:TAPERED ROLLER | RODAMIENTO CONO;MNFR:CATERPILLAR,PTNO:6M1637,CARACTERISTICAS ADICIONALES ES:RODILLO CONICO |  | CATERPILLAR | 6M1637 | 1068196 @@ HASTINGS DEERING(AUSTRALIA) LTD | 6M1637 | [12 empty] | CATERPILLAR | 6M-1637 | HASTINGS DEERING(AUSTRALIA) LTD | 6M1637 | [14 empty] | https://parts.cat.com/en/catcorp/6M-1637 | [9 empty] | ENRICHED | 31171505 Roller bearings |  |  | BEARING | ROLLER | TYPE | CONE | INSIDE DIAMETER | 101.3 MM | OUTSIDE DIAMETER |  | OVERALL WIDTH | 49.21 MM | BORE SHAPE | TAPERED | NUMBER OF ROWS |  | CAGE MATERIAL |  | BEARING SERIES |  | DYNAMIC LOAD RATING |  | STATIC LOAD RATING |  | SPEED RATING |  | HAZARD CLASS |  | CERTIFICATION/STANDARD | [47 empty] | Production Completed
STP_009 - Lot7 | Data Enrichment | SYC | OK | 2023-10-16 | 2023-10-17 |  | 1074393 | 1074393 |  |  |  | ERSA | M | 3730 | 1113253GZPCLNT100 | EA | 3000003 | CONE,BRG;CAT,6Y4280 | RODAMIENTO CONO;CAT,6Y4280 | CONE,BEARING;MNFR:CATERPILLAR,PTNO:6Y4280 | RODAMIENTO CONO;MNFR:CATERPILLAR,PTNO:6Y4280 |  | CATERPILLAR | 6Y4280 | [14 empty] | CATERPILLAR | 6Y-4280 | [16 empty] | https://parts.cat.com/en/catcorp/6Y-4280 | [9 empty] | ENRICHED | 31171527 Bearing cones |  |  | CONE | BEARING | TYPE | STRAIGHT BORE TAPERED ROLLER | INSIDE DIAMETER | 31.8 MM | WIDTH | 20.6 MM | MATERIAL |  | CAGE MATERIAL |  | DYNAMIC LOAD RATING |  | STATIC LOAD RATING |  | HAZARD CLASS |  | CERTIFICATION/STANDARD | [55 empty] | Production Completed
STP_009 - Lot7 | Data Enrichment | SYC | OK | 2023-10-16 | 2023-10-17 | Processed based on Websource,conflict wrt input | 1077528 | 1077528 |  |  |  | ERSA | M | 5620 | 1198057GZPCLNT100 | EA | 3000003 | CONE,BRG;CAT,7D8437 | CONE,BRG;CAT,7D8437 | CONE,BEARING;MNFR:CATERPILLAR,PTNO:7D8437 |  |  | CATERPILLAR | 7D8437 | [14 empty] | CATERPILLAR | 7D-8437 | [16 empty] | https://parts.cat.com/en/catcorp/7D-8437 | [9 empty] | ENRICHED | 31171505 Roller bearings |  |  | BEARING | ROLLER | TYPE | CONE | INSIDE DIAMETER | 85.725 MM | OUTSIDE DIAMETER |  | OVERALL WIDTH | 36.322 MM | BORE SHAPE | TAPERED | NUMBER OF ROWS |  | CAGE MATERIAL |  | BEARING SERIES |  | DYNAMIC LOAD RATING |  | STATIC LOAD RATING |  | SPEED RATING |  | HAZARD CLASS |  | CERTIFICATION/STANDARD | [47 empty] | Production Completed
STP_009 - Lot7 | Data Enrichment | SYC | OK | 2023-10-16 | 2023-10-17 |  | 1075589 | 1075589 | 1116202 | AU_QM_000237426 |  | ERSA | M | 3730 | 1116202GZPCLNT100 | EA | 3000003 | CONE,BRG;CAT,9S7950 | RODAMIENTO CONO;CAT,9S7950 | CONE,BEARING;MNFR:CATERPILLAR,PTNO:9S7950 | RODAMIENTO CONO;MNFR:CATERPILLAR,PTNO:9S7950 | OEM-E-LISTCONE;CAT,9S-7950 | CATERPILLAR | 9S7950 | 1068196 @@ HASTINGS DEERING(AUSTRALIA) LTD | 9S7950 | [12 empty] | CATERPILLAR | 9S-7950 | HASTINGS DEERING(AUSTRALIA) LTD | 9S7950 | [14 empty] | https://parts.cat.com/en/catcorp/9S-7950 | [9 empty] | ENRICHED | 31171527 Bearing cones | OEM-E-LIST |  | CONE | BEARING | TYPE | TAPERED ROLLER | INSIDE DIAMETER |  | WIDTH |  | MATERIAL |  | CAGE MATERIAL |  | DYNAMIC LOAD RATING |  | STATIC LOAD RATING |  | HAZARD CLASS |  | CERTIFICATION/STANDARD | [55 empty] | Production Completed
STP_009 - Lot7 | Data Enrichment | SYC | OK | 2023-10-16 | 2023-10-17 |  | 1002537 | 1002537 |  |  |  | ERSA | M | 5000 | 1589403GZPCLNT100 | EA | 3000010 | CONE,BRG;SAN,04697089 | RODAMIENTO CONO;SAN,04697089 | CONE,BEARING;MNFR:SANDVIK,PTNO:04697089 | RODAMIENTO CONO;MNFR:SANDVIK,PTNO:04697089 |  | SANDVIK | 04697089 | 1068336 @@ SANDVIK MINING & CONSTRUCTION | 4697089 | [14 empty] | SANDVIK | 04697089 | SANDVIK MINING & CONSTRUCTION | 4697089 | [12 empty] | https://www.adesandelici.com/en/cone-bearing-04697089/ | https://www.hambition.net/Sandvik-TH430-Parts-pd40926531.html | [8 empty] | CLEANSED | 31171527 Bearing cones |  |  | CONE | BEARING | TYPE |  | INSIDE DIAMETER |  | WIDTH |  | MATERIAL |  | CAGE MATERIAL |  | DYNAMIC LOAD RATING |  | STATIC LOAD RATING |  | HAZARD CLASS |  | CERTIFICATION/STANDARD | [55 empty] | Production Completed
STP_009 - Lot7 | Data Enrichment | SYC | OK | 2023-10-16 | 2023-10-17 |  | 1035051 | 1035051 | 1464587 | AU_QM_005843765 |  | ERSA | M | 4300 | 1464587GZPCLNT100 | EA | 3000035 | CONE,BRG;TAPERED, CYLINDRICAL BORE | CONE,BRG;TAPERED, CYLINDRICAL BORE | CONE,BEARING;TYPE:TAPERED, CYLINDRICAL BORE,INSIDE DIAMETER:3-1/2 IN,WIDTH:2-11/64 IN,CAGE MATERIAL:STEEL STAMPED,DYNAMIC LOAD RATING:114-439 KN,STATIC LOAD RATING:523 KN,ADDITIONAL FEATURES EN:0.140 IN R, TIMKEN ONLY ACCEPTABLE,MNFR:WARMAN,PTNO:E009(CONE) |  | CONE,TAPERED BEARING: 3.500INCH ID X | WARMAN | E009(CONE) | 1068409 @@ APPLIED INDUSTRIAL TECHNOLOGIES | K-6580-TIM | 1068418 @@ CONSOLIDATED BEARING CO (QLD) | 6580 | [10 empty] | TIMKEN | 6580 | WARMAN | E009(CONE) | CONSOLIDATED BEARING CO (QLD) | 6580 | [8 empty] | APPLIED INDUSTRIAL TECHNOLOGIES | K-6580-TIM |  |  | https://cad.timken.com/item/tapered-roller-bearings---single-cones/tapered-roller-bearings-single-cones-imperial/6580 | [9 empty] | CLEANSED | 31171527 Bearing cones | RADIUS:0.140 IN |  | CONE | BEARING | TYPE | TAPERED ROLLER,CYLINDRICAL BORE | INSIDE DIAMETER | 3-1/2 IN | WIDTH | 2-11/64 IN | MATERIAL |  | CAGE MATERIAL | STAMPED STEEL | DYNAMIC LOAD RATING | 114 TO 439 KN | STATIC LOAD RATING | 523 KN | HAZARD CLASS |  | CERTIFICATION/STANDARD | [55 empty] | Production Completed
STP_009 - Lot7 | Data Enrichment | SYC | OK | 2023-10-16 | 2023-10-17 |  | 1028893 | 1028893 | 1464562 | AU_QM_005843419 |  | ERSA | M | 4300 | 1464562GZPCLNT100 | EA | 3000035 | CONE,BRG;TAPERED,ID 114.3 MM,SKF | CONE,BRG;TAPERED,ID 114.3 MM,SKF | CONE,BEARING;TYPE:TAPERED,INSIDE DIAMETER:114.3 MM,MNFR:WARMAN,PTNO:F009(CONE),MNFR:01)SKF,PTNO:01)K-938-TIM |  | CONE,TAPERED BEARING: 114.300MM BORE | WARMAN | F009(CONE) | 1068409 @@ APPLIED INDUSTRIAL TECHNOLOGIES | K-938-TIM | [12 empty] | TIMKEN | 938 | WARMAN | F009(CONE) | SKF | K-938-TIM | [8 empty] | APPLIED INDUSTRIAL TECHNOLOGIES | K-938-TIM |  |  | https://cad.timken.com/item/tapered-roller-bearings---single-cones/tapered-roller-bearings-single-cones-imperial/938 | [9 empty] | ENRICHED | 31171527 Bearing cones |  |  | CONE | BEARING | TYPE | TAPERED ROLLER | INSIDE DIAMETER | 114.3 MM | WIDTH | 66.675 MM | MATERIAL |  | CAGE MATERIAL | STAMPED STEEL | DYNAMIC LOAD RATING | 572 KN | STATIC LOAD RATING | 786 KN | HAZARD CLASS |  | CERTIFICATION/STANDARD | [55 empty] | Production Completed
STP_009 - Lot7 | Data Enrichment | SYC | OK | 2023-10-16 | 2023-10-17 |  | 1028897 | 1028897 | 1464531 | AU_QM_005843245 |  | ERSA | M | 4300 | 1464531GZPCLNT100 | EA | 3000035 | CONE,BRG;TAPERED,ID 47.625 MM,TI,SKF | CONE,BRG;TAPERED,ID 47.625 MM,TI,SKF | CONE,BEARING;TYPE:TAPERED,INSIDE DIAMETER:47.625 MM,WIDTH:36.068 MM,CAGE MATERIAL:STEEL STAMPED,STATIC LOAD RATING:191 KN, ADDITIONAL FEATURES EN:TI,MNFR:WARMAN,PTNO:YC009;CONE,MNFR:01)SKF,PTNO:01)K-528-TIM |  | CONE,TAPERED BEARING: 47.625MM BORE | WARMAN | YC009;CONE | 1068409 @@ APPLIED INDUSTRIAL TECHNOLOGIES | K-528-TIM | [12 empty] | TIMKEN | 528 | WARMAN | YC009;CONE | SKF | K-528-TIM | [8 empty] | APPLIED INDUSTRIAL TECHNOLOGIES | K-528-TIM |  |  | https://cad.timken.com/item/tapered-roller-bearings---single-cones/tapered-roller-bearings-single-cones-imperial/528 | [9 empty] | ENRICHED | 31171527 Bearing cones |  |  | CONE | BEARING | TYPE | TAPERED ROLLER | INSIDE DIAMETER | 47.625 MM | WIDTH | 36.068 MM | MATERIAL |  | CAGE MATERIAL | STAMPED STEEL | DYNAMIC LOAD RATING | 165 KN | STATIC LOAD RATING | 191 KN | HAZARD CLASS |  | CERTIFICATION/STANDARD | [55 empty] | Production Completed
STP_009 - Lot7 | Data Enrichment | SYC | OK | 2023-10-16 | 2023-10-17 |  | 1028894 | 1028894 | 1464546 | AU_QM_005843319 |  | ERSA | M | 4300 | 1464546GZPCLNT100 | EA | 3000035 | CONE,BRG;TAPERED,ID 71.438 MM,TI,SKF | CONE,BRG;TAPERED,ID 71.438 MM,TI,SKF | CONE,BEARING;TYPE:TAPERED,INSIDE DIAMETER:71.438 MM,WIDTH:41.275 MM,CAGE MATERIAL:STEEL STAMPED,STATIC LOAD RATING:298 KN, ADDITIONAL FEATURES EN:TI,MNFR:WARMAN,PTNO:D009(CONE),MNFR:01)SKF,PTNO:01)K-645-TIM |  | CONE,TAPERED BEARING: 71.438MM BORE | WARMAN | D009(CONE) | 1068409 @@ APPLIED INDUSTRIAL TECHNOLOGIES | K-645-TIM | 1068418 @@ CONSOLIDATED BEARING CO (QLD) | 645 | [10 empty] | TIMKEN | 645 | WARMAN | D009(CONE) | CONSOLIDATED BEARING CO (QLD) | 645 | SKF | K-645-TIM | [6 empty] | APPLIED INDUSTRIAL TECHNOLOGIES | K-645-TIM |  |  | https://cad.timken.com/item/tapered-roller-bearings---single-cones/tapered-roller-bearings-single-cones-imperial/645 | [9 empty] | ENRICHED | 31171527 Bearing cones |  |  | CONE | BEARING | TYPE | TAPERED ROLLER | INSIDE DIAMETER | 71.438 MM | WIDTH | 41.275 MM | MATERIAL |  | CAGE MATERIAL | STAMPED STEEL | DYNAMIC LOAD RATING | 276 KN | STATIC LOAD RATING | 298 KN | HAZARD CLASS |  | CERTIFICATION/STANDARD | [55 empty] | Production Completed
STP_009 - Lot7 | Data Enrichment | SYC | OK | 2023-10-16 | 2023-10-17 |  | 1208191 | 1208191 |  |  |  | ERSA | M | 5920 | 339631MRM | EA |  | CONE,DISCHARGE:SAG MILL DISCHARGE CONE;A | CONE,DISCHARGE:SAG MILL DISCHARGE CONE;A | CONE,DISCHARGE:SAG MILL DISCHARGE CONE;AS3678-250 MATL;800KGS;COMPLETE;"REPAIRABLE ITEM" | [18 empty] | CATERPILLAR | 126-2522 | HASTINGS DEERING(AUSTRALIA) LTD | 1262522 | [14 empty] | https://parts.cat.com/en/catcorp/126-2522 | [9 empty] | ENRICHED | 31171527 Bearing cones |  |  | CONE | BEARING | TYPE | TAPERED ROLLER | INSIDE DIAMETER | 90 MM | WIDTH | 34 MM | MATERIAL |  | CAGE MATERIAL |  | DYNAMIC LOAD RATING |  | STATIC LOAD RATING |  | HAZARD CLASS |  | CERTIFICATION/STANDARD | [55 empty] | Production Completed
STP_009 - Lot7 | Data Enrichment | SYC | OK | 2023-10-16 | 2023-10-17 |  | 1179504 | 1179504 |  |  |  | ERSA | M | 4090 | 1543002GZPCLNT100 | EA |  | CONE,SAFTY;TRFC,720MM,COLLAPSIBLE | CONO SEGU; | CONE,SAFETY;ADDITIONAL FEATURES EN:TRAFFIC,720MM,COLLAPSIBLE | CONO SEGURIDAD; |  |  |  | 1069398 @@ MATERIALS HANDLING PTY LTD | BTC720C-RB | [12 empty] | CATERPILLAR | 178-4640 | HASTINGS DEERING(AUSTRALIA) LTD | 1784640 | [14 empty] | https://parts.cat.com/en/catcorp/178-4640 | [9 empty] | ENRICHED | 31171527 Bearing cones | OEM-E-LIST,TYPE 1 |  | CONE | BEARING | TYPE | TAPERED ROLLER,DEBRIS RESISTANT | INSIDE DIAMETER | 90 MM | WIDTH | 44 MM | MATERIAL |  | CAGE MATERIAL |  | DYNAMIC LOAD RATING |  | STATIC LOAD RATING |  | HAZARD CLASS |  | CERTIFICATION/STANDARD | [55 empty] | Production Completed
STP_009 - Lot7 | Data Enrichment | SYC | OK | 2023-10-16 | 2023-10-17 |  | 1155075 | 1155075 |  |  |  | ERSA | M | 2920 | 1526340GZPCLNT100 | EA |  | CONE,SAFTY;710MM,REFLECT ORAN,1715-00020 | CONE,SAFTY;710MM,REFLECT ORAN,1715-00020 | CONE,SAFTY;ADDITIONAL FEATURES:710MM,REFLECT ORAN,1715-00020 |  |  |  |  | 1068802 @@ WESTERNEX PTY LTD | 1715-00020 | [12 empty] | CATERPILLAR | 1P-9593 | HASTINGS DEERING(AUSTRALIA) LTD | 1P9593 | [14 empty] | https://parts.cat.com/en/catcorp/1P-9593 | [9 empty] | ENRICHED | 31171527 Bearing cones |  |  | CONE | BEARING | TYPE | TAPERED ROLLER | INSIDE DIAMETER | 190 MM | WIDTH | 44 MM | MATERIAL |  | CAGE MATERIAL |  | DYNAMIC LOAD RATING |  | STATIC LOAD RATING |  | HAZARD CLASS |  | CERTIFICATION/STANDARD | [55 empty] | Production Completed
STP_009 - Lot7 | Data Enrichment | SYC | OK | 2023-10-16 | 2023-10-17 |  | 1206188 | 1206188 |  |  |  | ERSA | M | 5955 | 634352MRM | EA |  | CONE,TAPERED BEARING: | CONE,TAPERED BEARING: | CONE,TAPERED BEARING: | [18 empty] | CATERPILLAR | 3L-9410 | HASTINGS DEERING(AUSTRALIA) LTD | 3L9410 | [14 empty] | https://parts.cat.com/en/catcorp/3L-9410 | [9 empty] | CLEANSED | 31171527 Bearing cones |  |  | CONE | BEARING | TYPE | TAPERED ROLLER | INSIDE DIAMETER |  | WIDTH |  | MATERIAL |  | CAGE MATERIAL |  | DYNAMIC LOAD RATING |  | STATIC LOAD RATING |  | HAZARD CLASS |  | CERTIFICATION/STANDARD | [55 empty] | Production Completed
STP_009 - Lot7 | Data Enrichment | SYC | OK | 2023-10-16 | 2023-10-17 |  | 1141158 | 1141158 |  |  |  | ERSA | M | 5620 | 1400217GZPCLNT100 | EA |  | CONE,TAPERED BEARING: | CONE,TAPERED BEARING: | CONE,TAPERED BEARING: |  |  |  |  | 1068418 @@ CONSOLIDATED BEARING CO (QLD) | 1400217 | 1068409 @@ APPLIED INDUSTRIAL TECHNOLOGIES | 1400217 | [10 empty] | CATERPILLAR | 4B-9373 | HASTINGS DEERING(AUSTRALIA) LTD | 4B9373 | [14 empty] | https://parts.cat.com/en/catcorp/4B-9373 | [9 empty] | ENRICHED | 31171505 Roller bearings |  |  | BEARING | ROLLER | TYPE | CONE | INSIDE DIAMETER | 114.3 MM | OUTSIDE DIAMETER |  | OVERALL WIDTH | 41.28 MM | BORE SHAPE | TAPERED | NUMBER OF ROWS |  | CAGE MATERIAL |  | BEARING SERIES |  | DYNAMIC LOAD RATING |  | STATIC LOAD RATING |  | SPEED RATING |  | HAZARD CLASS |  | CERTIFICATION/STANDARD | [47 empty] | Production Completed
STP_009 - Lot7 | Data Enrichment | SYC | OK | 2023-10-16 | 2023-10-17 |  | 1065850 | 1065850 |  |  |  | ERSA | M | 5620 | 1464564GZPCLNT100 | EA |  | 31.750MM BORE | 31.750MM BORE | CONE,TAPERED BEARING: 31.750MM BORE (TIMKEN ONLY ACCEPTABLE) |  |  |  |  | 1068418 @@ CONSOLIDATED BEARING CO (QLD) | 2580 | [12 empty] | CATERPILLAR | 6B-4852 | HASTINGS DEERING(AUSTRALIA) LTD | 6B4852 | [14 empty] | https://parts.cat.com/en/catcorp/6B-4852 | [9 empty] | ENRICHED | 31171505 Roller bearings |  |  | BEARING | ROLLER | TYPE | CONE | INSIDE DIAMETER | 139.7 MM | OUTSIDE DIAMETER |  | OVERALL WIDTH | 57 MM | BORE SHAPE | TAPERED | NUMBER OF ROWS |  | CAGE MATERIAL |  | BEARING SERIES |  | DYNAMIC LOAD RATING |  | STATIC LOAD RATING |  | SPEED RATING |  | HAZARD CLASS |  | CERTIFICATION/STANDARD | [47 empty] | Production Completed
STP_009 - Lot7 | Data Enrichment | SYC | OK | 2023-10-16 | 2023-10-17 |  | 1063059 | 1063059 |  |  |  | ERSA | M | 5620 | 1464623GZPCLNT100 | EA |  | 44.450MM BORE | 44.450MM BORE | CONE,TAPERED BEARING: 44.450MM BORE (TIMKEN ONLY ACCEPTABLE) |  |  |  |  | 1068418 @@ CONSOLIDATED BEARING CO (QLD) | 55176 | [12 empty] | CATERPILLAR | 6M-1637 | HASTINGS DEERING(AUSTRALIA) LTD | 6M1637 | [14 empty] | https://parts.cat.com/en/catcorp/6M-1637 | [9 empty] | ENRICHED | 31171505 Roller bearings |  |  | BEARING | ROLLER | TYPE | CONE | INSIDE DIAMETER | 101.3 MM | OUTSIDE DIAMETER |  | OVERALL WIDTH | 49.21 MM | BORE SHAPE | TAPERED | NUMBER OF ROWS |  | CAGE MATERIAL |  | BEARING SERIES |  | DYNAMIC LOAD RATING |  | STATIC LOAD RATING |  | SPEED RATING |  | HAZARD CLASS |  | CERTIFICATION/STANDARD | [47 empty] | Production Completed
STP_009 - Lot7 | Data Enrichment | SYC | OK | 2023-10-16 | 2023-10-17 |  | 1107616 | 1107616 |  |  |  | ERSA | M | 5620 | 1464621GZPCLNT100 | EA |  | 44.450MM BORE | 44.450MM BORE | CONE,TAPERED BEARING: 44.450MM BORE (TIMKEN ONLY ACCEPTABLE) |  |  |  |  | 1068409 @@ APPLIED INDUSTRIAL TECHNOLOGIES | 1464621 | [12 empty] | CATERPILLAR | 6Y-4280 | [16 empty] | https://parts.cat.com/en/catcorp/6Y-4280 | [9 empty] | ENRICHED | 31171527 Bearing cones |  |  | CONE | BEARING | TYPE | STRAIGHT BORE TAPERED ROLLER | INSIDE DIAMETER | 31.8 MM | WIDTH | 20.6 MM | MATERIAL |  | CAGE MATERIAL |  | DYNAMIC LOAD RATING |  | STATIC LOAD RATING |  | HAZARD CLASS |  | CERTIFICATION/STANDARD | [55 empty] | Production Completed
STP_009 - Lot7 | Data Enrichment | SYC | OK | 2023-10-16 | 2023-10-17 |  | 1063067 | 1063067 |  |  |  | ERSA | M | 5620 | 1464576GZPCLNT100 | EA |  | 47.625MM BORE | 47.625MM BORE | CONE,TAPERED BEARING: 47.625MM BORE (TIMKEN ONLY ACCEPTABLE) |  |  |  |  | 1068418 @@ CONSOLIDATED BEARING CO (QLD) | 3778 | [12 empty] | CATERPILLAR | 7D-8437 | [16 empty] | https://parts.cat.com/en/catcorp/7D-8437 | [9 empty] | ENRICHED | 31171505 Roller bearings |  |  | BEARING | ROLLER | TYPE | CONE | INSIDE DIAMETER | 85.725 MM | OUTSIDE DIAMETER |  | OVERALL WIDTH | 36.322 MM | BORE SHAPE | TAPERED | NUMBER OF ROWS |  | CAGE MATERIAL |  | BEARING SERIES |  | DYNAMIC LOAD RATING |  | STATIC LOAD RATING |  | SPEED RATING |  | HAZARD CLASS |  | CERTIFICATION/STANDARD | [47 empty] | Production Completed
STP_009 - Lot7 | Data Enrichment | SYC | OK | 2023-10-16 | 2023-10-17 |  | 1063058 | 1063058 |  |  |  | ERSA | M | 5620 | 1464627GZPCLNT100 | EA |  | 50.800MM BORE | 50.800MM BORE | CONE,TAPERED BEARING: 50.800MM BORE (TIMKEN ONLY ACCEPTABLE) |  |  |  |  | 1068418 @@ CONSOLIDATED BEARING CO (QLD) | 65200 | [12 empty] | CATERPILLAR | 9S-7950 | HASTINGS DEERING(AUSTRALIA) LTD | 9S7950 | [14 empty] | https://parts.cat.com/en/catcorp/9S-7950 | [9 empty] | ENRICHED | 31171527 Bearing cones | OEM-E-LIST |  | CONE | BEARING | TYPE | TAPERED ROLLER | INSIDE DIAMETER |  | WIDTH |  | MATERIAL |  | CAGE MATERIAL |  | DYNAMIC LOAD RATING |  | STATIC LOAD RATING |  | HAZARD CLASS |  | CERTIFICATION/STANDARD | [55 empty] | Production Completed
STP_009 - Lot7 | Data Enrichment | SYC | OK | 2023-10-16 | 2023-10-17 |  | 1063063 | 1063063 |  |  |  | ERSA | M | 5620 | 1464608GZPCLNT100 | EA |  | 50.800MM BORE | 50.800MM BORE | CONE,TAPERED BEARING: 50.800MM BORE (TIMKEN ONLY ACCEPTABLE) |  |  |  |  | 1068418 @@ CONSOLIDATED BEARING CO (QLD) | 45284 | [14 empty] | SANDVIK | 04697089 | SANDVIK MINING & CONSTRUCTION | 4697089 | [12 empty] | https://www.adesandelici.com/en/cone-bearing-04697089/ | https://www.hambition.net/Sandvik-TH430-Parts-pd40926531.html | [8 empty] | CLEANSED | 31171527 Bearing cones |  |  | CONE | BEARING | TYPE |  | INSIDE DIAMETER |  | WIDTH |  | MATERIAL |  | CAGE MATERIAL |  | DYNAMIC LOAD RATING |  | STATIC LOAD RATING |  | HAZARD CLASS |  | CERTIFICATION/STANDARD | [55 empty] | Production Completed
STP_009 - Lot7 | Data Enrichment | SYC | OK | 2023-10-16 | 2023-10-17 |  | 1107619 | 1107619 |  |  |  | ERSA | M | 5620 | 1464595GZPCLNT100 | EA |  | 50.800MM BORE | 50.800MM BORE | CONE,TAPERED BEARING: 50.800MM BORE (TIMKEN ONLY ACCEPTABLE) |  |  |  |  | 1068409 @@ APPLIED INDUSTRIAL TECHNOLOGIES | K-28580-TIM | 1068418 @@ CONSOLIDATED BEARING CO (QLD) | 28580 | [10 empty] | TIMKEN | 6580 | WARMAN | E009(CONE) | CONSOLIDATED BEARING CO (QLD) | 6580 | [8 empty] | APPLIED INDUSTRIAL TECHNOLOGIES | K-6580-TIM |  |  | https://cad.timken.com/item/tapered-roller-bearings---single-cones/tapered-roller-bearings-single-cones-imperial/6580 | [9 empty] | CLEANSED | 31171527 Bearing cones | RADIUS:0.140 IN |  | CONE | BEARING | TYPE | TAPERED ROLLER,CYLINDRICAL BORE | INSIDE DIAMETER | 3-1/2 IN | WIDTH | 2-11/64 IN | MATERIAL |  | CAGE MATERIAL | STAMPED STEEL | DYNAMIC LOAD RATING | 114 TO 439 KN | STATIC LOAD RATING | 523 KN | HAZARD CLASS |  | CERTIFICATION/STANDARD | [55 empty] | Production Completed
STP_009 - Lot7 | Data Enrichment | SYC | OK | 2023-10-16 | 2023-10-17 |  | 1063057 | 1063057 |  |  |  | ERSA | M | 5620 | 1464628GZPCLNT100 | EA |  | 53.975MM BORE | 53.975MM BORE | CONE,TAPERED BEARING: 53.975MM BORE (TIMKEN ONLY ACCEPTABLE) |  |  |  |  | 1068418 @@ CONSOLIDATED BEARING CO (QLD) | 66212 | [12 empty] | TIMKEN | 938 | WARMAN | F009(CONE) | SKF | K-938-TIM | [8 empty] | APPLIED INDUSTRIAL TECHNOLOGIES | K-938-TIM |  |  | https://cad.timken.com/item/tapered-roller-bearings---single-cones/tapered-roller-bearings-single-cones-imperial/938 | [9 empty] | ENRICHED | 31171527 Bearing cones |  |  | CONE | BEARING | TYPE | TAPERED ROLLER | INSIDE DIAMETER | 114.3 MM | WIDTH | 66.675 MM | MATERIAL |  | CAGE MATERIAL | STAMPED STEEL | DYNAMIC LOAD RATING | 572 KN | STATIC LOAD RATING | 786 KN | HAZARD CLASS |  | CERTIFICATION/STANDARD | [55 empty] | Production Completed
STP_009 - Lot7 | Data Enrichment | SYC | OK | 2023-10-16 | 2023-10-17 |  | 1107614 | 1107614 |  |  |  | ERSA | M | 5620 | 1464673GZPCLNT100 | EA |  | 53.975MM BORE | 53.975MM BORE | CONE,TAPERED BEARING: 53.975MM BORE (TIMKEN ONLY ACCEPTABLE) |  |  |  |  | 1068409 @@ APPLIED INDUSTRIAL TECHNOLOGIES | HM807049 | 1068418 @@ CONSOLIDATED BEARING CO (QLD) | HM807049 | [10 empty] | TIMKEN | 528 | WARMAN | YC009;CONE | SKF | K-528-TIM | [8 empty] | APPLIED INDUSTRIAL TECHNOLOGIES | K-528-TIM |  |  | https://cad.timken.com/item/tapered-roller-bearings---single-cones/tapered-roller-bearings-single-cones-imperial/528 | [9 empty] | ENRICHED | 31171527 Bearing cones |  |  | CONE | BEARING | TYPE | TAPERED ROLLER | INSIDE DIAMETER | 47.625 MM | WIDTH | 36.068 MM | MATERIAL |  | CAGE MATERIAL | STAMPED STEEL | DYNAMIC LOAD RATING | 165 KN | STATIC LOAD RATING | 191 KN | HAZARD CLASS |  | CERTIFICATION/STANDARD | [55 empty] | Production Completed
STP_009 - Lot7 | Data Enrichment | SYC | OK | 2023-10-16 | 2023-10-17 |  | 1107632 | 1107632 |  |  |  | ERSA | M | 5620 | 1464522GZPCLNT100 | EA |  | 57.150MM BORE | 57.150MM BORE | CONE,TAPERED BEARING: 57.150MM BORE (TIMKEN ONLY ACCEPTABLE) |  |  |  |  | 1068409 @@ APPLIED INDUSTRIAL TECHNOLOGIES | 462 | 1068418 @@ CONSOLIDATED BEARING CO (QLD) | 462 | [10 empty] | TIMKEN | 645 | WARMAN | D009(CONE) | CONSOLIDATED BEARING CO (QLD) | 645 | SKF | K-645-TIM | [6 empty] | APPLIED INDUSTRIAL TECHNOLOGIES | K-645-TIM |  |  | https://cad.timken.com/item/tapered-roller-bearings---single-cones/tapered-roller-bearings-single-cones-imperial/645 | [9 empty] | ENRICHED | 31171527 Bearing cones |  |  | CONE | BEARING | TYPE | TAPERED ROLLER | INSIDE DIAMETER | 71.438 MM | WIDTH | 41.275 MM | MATERIAL |  | CAGE MATERIAL | STAMPED STEEL | DYNAMIC LOAD RATING | 276 KN | STATIC LOAD RATING | 298 KN | HAZARD CLASS |  | CERTIFICATION/STANDARD | [55 empty] | Production Completed
STP_009 - Lot7 | Data Enrichment | SYC | OK | 2023-10-16 | 2023-10-17 |  | 1107628 | 1107628 |  |  |  | ERSA | M | 5620 | 1464544GZPCLNT100 | EA |  | 66.675MM BORE | 66.675MM BORE | CONE,TAPERED BEARING: 66.675MM BORE (TIMKEN ONLY ACCEPTABLE) |  |  |  |  | 1068409 @@ APPLIED INDUSTRIAL TECHNOLOGIES | 641 | 1068418 @@ CONSOLIDATED BEARING CO (QLD) | 641 | [28 empty] | U | [9 empty] | CLEANSED | 31171527 Bearing cones |  |  | CONE | BEARING | TYPE | TAPERED | INSIDE DIAMETER |  | WIDTH |  | MATERIAL |  | CAGE MATERIAL |  | DYNAMIC LOAD RATING |  | STATIC LOAD RATING |  | HAZARD CLASS |  | CERTIFICATION/STANDARD | [55 empty] | Production Completed
STP_009 - Lot7 | Data Enrichment | SYC | OK | 2023-10-16 | 2023-10-17 |  | 1063064 | 1063064 |  |  |  | ERSA | M | 5620 | 1464598GZPCLNT100 | EA |  | 71.438MM BORE | 71.438MM BORE | CONE,TAPERED BEARING: 71.438MM BORE (TIMKEN ONLY ACCEPTABLE) |  |  |  |  | 1068418 @@ CONSOLIDATED BEARING CO (QLD) | 33281 | [16 empty] | MATERIALS HANDLING PTY LTD | BTC720C-RB | [12 empty] | U | [9 empty] | CLEANSED | 31171527 Bearing cones |  |  | CONE | BEARING | TYPE | TAPERED | INSIDE DIAMETER |  | WIDTH |  | MATERIAL |  | CAGE MATERIAL |  | DYNAMIC LOAD RATING |  | STATIC LOAD RATING |  | HAZARD CLASS |  | CERTIFICATION/STANDARD | [55 empty] | Production Completed
STP_009 - Lot7 | Data Enrichment | SYC | OK | 2023-10-16 | 2023-10-17 |  | 1107620 | 1107620 |  |  |  | ERSA | M | 5620 | 1464586GZPCLNT100 | EA |  | 76.200MM BORE | 76.200MM BORE | CONE,TAPERED BEARING: 76.200MM BORE (TIMKEN ONLY ACCEPTABLE) |  |  |  |  | 1068409 @@ APPLIED INDUSTRIAL TECHNOLOGIES | 6575 | 1068418 @@ CONSOLIDATED BEARING CO (QLD) | 6575 | [14 empty] | WESTERNEX PTY LTD | 1715-00020 | [12 empty] | https://cad.timken.com/item/tapered-roller-bearings---single-cones/tapered-roller-bearings-single-cones-imperial/2580 | [9 empty] | ENRICHED | 31171527 Bearing cones |  |  | CONE | BEARING | TYPE | TAPERED ROLLER | INSIDE DIAMETER | 31.75 MM | WIDTH | 25.357 MM | MATERIAL |  | CAGE MATERIAL | STAMPED STEEL | DYNAMIC LOAD RATING | 837 KN | STATIC LOAD RATING | 944 KN | HAZARD CLASS |  | CERTIFICATION/STANDARD | [55 empty] | Production Completed
STP_009 - Lot7 | Data Enrichment | SYC | OK | 2023-10-16 | 2023-10-17 |  | 1107626 | 1107626 |  |  |  | ERSA | M | 5620 | 1464552GZPCLNT100 | EA |  | 76.200MM BORE | 76.200MM BORE | CONE,TAPERED BEARING: 76.200MM BORE (TIMKEN ONLY ACCEPTABLE) |  |  |  |  | 1068196 @@ HASTINGS DEERING(AUSTRALIA) LTD | 755 | 1068418 @@ CONSOLIDATED BEARING CO (QLD) | 755 | [28 empty] | https://cad.timken.com/item/tapered-roller-bearings---single-cones/tapered-roller-bearings-single-cones-imperial/55176 | [9 empty] | ENRICHED | 31171527 Bearing cones |  |  | CONE | BEARING | TYPE | TAPERED ROLLER | INSIDE DIAMETER | 44.45 MM | WIDTH | 26.909 MM | MATERIAL |  | CAGE MATERIAL | STAMPED STEEL | DYNAMIC LOAD RATING | 126 KN | STATIC LOAD RATING | 119 KN | HAZARD CLASS |  | CERTIFICATION/STANDARD | [55 empty] | Production Completed
STP_009 - Lot7 | Data Enrichment | SYC | OK | 2023-10-16 | 2023-10-17 |  | 1107627 | 1107627 |  |  |  | ERSA | M | 5620 | 1464548GZPCLNT100 | EA |  | 76.200MM BORE | 76.200MM BORE | CONE,TAPERED BEARING: 76.200MM BORE (TIMKEN ONLY ACCEPTABLE) |  |  |  |  | 1068409 @@ APPLIED INDUSTRIAL TECHNOLOGIES | 1464548 | 1068418 @@ CONSOLIDATED BEARING CO (QLD) | 659 | [12 empty] | CONSOLIDATED BEARING CO (QLD) | 1400217 | [10 empty] | APPLIED INDUSTRIAL TECHNOLOGIES | 1400217 |  |  | U | [9 empty] | CLEANSED | 31171527 Bearing cones |  |  | CONE | BEARING | TYPE | TAPERED | INSIDE DIAMETER | 44.45 MM | WIDTH |  | MATERIAL |  | CAGE MATERIAL |  | DYNAMIC LOAD RATING |  | STATIC LOAD RATING |  | HAZARD CLASS |  | CERTIFICATION/STANDARD | [55 empty] | Production Completed
STP_009 - Lot7 | Data Enrichment | SYC | OK | 2023-10-16 | 2023-10-17 |  | 1137755 | 1137755 |  |  |  | ERSA | M | 5620 | 1464590GZPCLNT100 | EA |  | 76.200MM BORE | 76.200MM BORE | CONE,TAPERED BEARING: 76.200MM BORE (TIMKEN ONLY ACCEPTABLE) |  |  |  |  | 1068409 @@ APPLIED INDUSTRIAL TECHNOLOGIES | K-9285-TIM | [12 empty] | TIMKEN | 2580 | CONSOLIDATED BEARING CO (QLD) | 2580 | [14 empty] | https://cad.timken.com/item/tapered-roller-bearings---single-cones/tapered-roller-bearings-single-cones-imperial/3778 | [9 empty] | ENRICHED | 31171527 Bearing cones |  |  | CONE | BEARING | TYPE | TAPERED ROLLER | INSIDE DIAMETER | 47.625 MM | WIDTH | 30.302 MM | MATERIAL |  | CAGE MATERIAL | STAMPED STEEL | DYNAMIC LOAD RATING | 122 KN | STATIC LOAD RATING | 153 KN | HAZARD CLASS |  | CERTIFICATION/STANDARD | [55 empty] | Production Completed
STP_009 - Lot7 | Data Enrichment | SYC | OK | 2023-10-16 | 2023-10-17 |  | 1063066 | 1063066 |  |  |  | ERSA | M | 5620 | 1464585GZPCLNT100 | EA |  | 82.550MM BORE | 82.550MM BORE | CONE,TAPERED BEARING: 82.550MM BORE (TIMKEN ONLY ACCEPTABLE) |  |  |  |  | 1068418 @@ CONSOLIDATED BEARING CO (QLD) | 6559 | [12 empty] | TIMKEN | 55176 | CONSOLIDATED BEARING CO (QLD) | 55176 | [14 empty] | https://cad.timken.com/item/tapered-roller-bearings---single-cones/tapered-roller-bearings-single-cones-imperial/65200 | [9 empty] | ENRICHED | 31171527 Bearing cones |  |  | CONE | BEARING | TYPE | TAPERED ROLLER | INSIDE DIAMETER | 50.8 MM | WIDTH | 44.45 MM | MATERIAL |  | CAGE MATERIAL | STAMPED STEEL | DYNAMIC LOAD RATING | 243 KN | STATIC LOAD RATING | 297 KN | HAZARD CLASS |  | CERTIFICATION/STANDARD | [55 empty] | Production Completed
STP_009 - Lot7 | Data Enrichment | SYC | OK | 2023-10-16 | 2023-10-17 |  | 1063071 | 1063071 |  |  |  | ERSA | M | 5620 | 1464550GZPCLNT100 | EA |  | 82.550MM BORE | 82.550MM BORE | CONE,TAPERED BEARING: 82.550MM BORE (TIMKEN ONLY ACCEPTABLE) |  |  |  |  | 1068418 @@ CONSOLIDATED BEARING CO (QLD) | 663A | [14 empty] | TIMKEN | [11 empty] | APPLIED INDUSTRIAL TECHNOLOGIES | 1464621 |  |  | https://cad.timken.com/item/tapered-roller-bearings---single-cones/tapered-roller-bearings-single-cones-imperial/45284 | [9 empty] | ENRICHED | 31171527 Bearing cones |  |  | CONE | BEARING | TYPE | TAPERED ROLLER | INSIDE DIAMETER | 50.8 MM | WIDTH | 30.958 MM | MATERIAL |  | CAGE MATERIAL | STAMPED STEEL | DYNAMIC LOAD RATING | 153 KN | STATIC LOAD RATING | 189 KN | HAZARD CLASS |  | CERTIFICATION/STANDARD | [55 empty] | Production Completed
STP_009 - Lot7 | Data Enrichment | SYC | OK | 2023-10-16 | 2023-10-17 |  | 1107625 | 1107625 |  |  |  | ERSA | M | 5620 | 1464553GZPCLNT100 | EA |  | 82.550MM BORE | 82.550MM BORE | CONE,TAPERED BEARING: 82.550MM BORE (TIMKEN ONLY ACCEPTABLE) |  |  |  |  | 1068409 @@ APPLIED INDUSTRIAL TECHNOLOGIES | 1464553 | 1068418 @@ CONSOLIDATED BEARING CO (QLD) | 757 | [10 empty] | TIMKEN | 3778 | CONSOLIDATED BEARING CO (QLD) | 3778 | [14 empty] | https://cad.timken.com/item/tapered-roller-bearings---single-cones/tapered-roller-bearings-single-cones-imperial/28580 | [9 empty] | ENRICHED | 31171527 Bearing cones |  |  | CONE | BEARING | TYPE | TAPERED ROLLER | INSIDE DIAMETER | 50.8 MM | WIDTH | 25.4 MM | MATERIAL |  | CAGE MATERIAL | STAMPED STEEL | DYNAMIC LOAD RATING | 98.9 KN | STATIC LOAD RATING | 130 KN | HAZARD CLASS |  | CERTIFICATION/STANDARD | [55 empty] | Production Completed
STP_009 - Lot7 | Data Enrichment | SYC | OK | 2023-10-16 | 2023-10-17 |  | 1213960 | 1213960 |  |  |  | ERSA | M | 5920 | 776813MRM | EA |  | CONE,TAPERED BEARING:170MM ID X 44.5MM W | CONE,TAPERED BEARING:170MM ID X 44.5MM W | CONE,TAPERED BEARING:170MM ID X 44.5MM W X 3.05MM R; | [18 empty] | TIMKEN | 65200 | CONSOLIDATED BEARING CO (QLD) | 65200 | [14 empty] | https://cad.timken.com/item/tapered-roller-bearings---single-cones/tapered-roller-bearings-single-cones-imperial/66212 | [9 empty] | ENRICHED | 31171527 Bearing cones |  |  | CONE | BEARING | TYPE | TAPERED ROLLER | INSIDE DIAMETER | 53.975 MM | WIDTH | 31.75 MM | MATERIAL |  | CAGE MATERIAL | STAMPED STEEL | DYNAMIC LOAD RATING | 177 KN | STATIC LOAD RATING | 166 KN | HAZARD CLASS |  | CERTIFICATION/STANDARD | [55 empty] | Production Completed
STP_009 - Lot7 | Data Enrichment | SYC | OK | 2023-10-16 | 2023-10-17 |  | 1212516 | 1212516 |  |  |  | ERSA | M | 5920 | 775676MRM | EA |  | CONE,TAPERED BEARING:180MM ID X 45MM W X | CONE,TAPERED BEARING:180MM ID X 45MM W X | CONE,TAPERED BEARING:180MM ID X 45MM W X 3.05MM RADIUS; | [18 empty] | TIMKEN | 45284 | CONSOLIDATED BEARING CO (QLD) | 45284 | [14 empty] | https://cad.timken.com/item/tapered-roller-bearings---single-cones/tapered-roller-bearings-single-cones-imperial/HM807049 | [9 empty] | ENRICHED | 31171527 Bearing cones |  |  | CONE | BEARING | TYPE | TAPERED ROLLER | INSIDE DIAMETER | 53.975 MM | WIDTH | 36.513 MM | MATERIAL |  | CAGE MATERIAL | STAMPED STEEL | DYNAMIC LOAD RATING | 203 KN | STATIC LOAD RATING | 223 KN | HAZARD CLASS |  | CERTIFICATION/STANDARD | [55 empty] | Production Completed
STP_009 - Lot7 | Data Enrichment | SYC | OK | 2023-10-16 | 2023-10-17 |  | 1203657 | 1203657 |  |  |  | ERSA | M | 5955 | 986295MRM | EA |  | CONE,TAPERED BEARING:3.2500"ID X 1.1720" | CONE,TAPERED BEARING:3.2500"ID X 1.1720" | CONE,TAPERED BEARING:3.2500"ID X 1.1720"W X 0.1400"R;CATERPILLAR 120H GRADER | [18 empty] | TIMKEN | 28580 | CONSOLIDATED BEARING CO (QLD) | 28580 | [10 empty] | APPLIED INDUSTRIAL TECHNOLOGIES | K-28580-TIM |  |  | https://cad.timken.com/item/tapered-roller-bearings---single-cones/tapered-roller-bearings-single-cones-imperial/462 | [9 empty] | ENRICHED | 31171527 Bearing cones |  |  | CONE | BEARING | TYPE | TAPERED ROLLER | INSIDE DIAMETER | 57.15 MM | WIDTH | 29.317 MM | MATERIAL |  | CAGE MATERIAL | STAMPED STEEL | DYNAMIC LOAD RATING | 161 KN | STATIC LOAD RATING | 166 KN | HAZARD CLASS |  | CERTIFICATION/STANDARD | [55 empty] | Production Completed
STP_009 - Lot7 | Data Enrichment | SYC | OK | 2023-10-16 | 2023-10-17 |  | 1212230 | 1212230 |  |  |  | ERSA | M | 5920 | 775664MRM | EA |  | CONE,TAPERED BEARING:60.325MM BORE; | CONE,TAPERED BEARING:60.325MM BORE; | CONE,TAPERED BEARING:60.325MM BORE; | [18 empty] | TIMKEN | 66212 | CONSOLIDATED BEARING CO (QLD) | 66212 | [14 empty] | https://cad.timken.com/item/tapered-roller-bearings---single-cones/tapered-roller-bearings-single-cones-imperial/641 | [9 empty] | ENRICHED | 31171527 Bearing cones |  |  | CONE | BEARING | TYPE | TAPERED ROLLER | INSIDE DIAMETER | 66.675 MM | WIDTH | 41.275 MM | MATERIAL |  | CAGE MATERIAL | STAMPED STEEL | DYNAMIC LOAD RATING | 276 KN | STATIC LOAD RATING | 298 KN | HAZARD CLASS |  | CERTIFICATION/STANDARD | [55 empty] | Production Completed
STP_009 - Lot7 | Data Enrichment | SYC | OK | 2023-10-16 | 2023-10-17 |  | 1216428 | 1216428 |  |  |  | ERSA | M | 5955 | 5844473MRM | EA |  | CONE,TAPERED BEARING:6-1/2"ID X 1-9/16"W | CONE,TAPERED BEARING:6-1/2"ID X 1-9/16"W | CONE,TAPERED BEARING:6-1/2"ID X 1-9/16"W X 9/64"R;(TIMKEN ONLY ACCEPTABLE) | [18 empty] | TIMKEN | HM807049 | CONSOLIDATED BEARING CO (QLD) | HM807049 | [10 empty] | APPLIED INDUSTRIAL TECHNOLOGIES | HM807049 |  |  | https://cad.timken.com/item/tapered-roller-bearings---single-cones/tapered-roller-bearings-single-cones-imperial/33281 | [9 empty] | ENRICHED | 31171527 Bearing cones |  |  | CONE | BEARING | TYPE | TAPERED ROLLER | INSIDE DIAMETER | 71.438 MM | WIDTH | 30.163 MM | MATERIAL |  | CAGE MATERIAL | STAMPED STEEL | DYNAMIC LOAD RATING | 138 KN | STATIC LOAD RATING | 197 KN | HAZARD CLASS |  | CERTIFICATION/STANDARD | [55 empty] | Production Completed
STP_009 - Lot7 | Data Enrichment | SYC | OK | 2023-10-16 | 2023-10-17 |  | 1216995 | 1216995 |  |  |  | ERSA | M | 5920 | 783951MRM | EA |  | CONE,TAPERED BEARING:65MM ID X 38.50MM W | CONE,TAPERED BEARING:65MM ID X 38.50MM W | CONE,TAPERED BEARING:65MM ID X 38.50MM W X 3.05MM RADIUS;SINGLE ROW TAPERED ROLLERS; | [18 empty] | TIMKEN | 462 | CONSOLIDATED BEARING CO (QLD) | 462 | [10 empty] | APPLIED INDUSTRIAL TECHNOLOGIES | 462 |  |  | https://cad.timken.com/item/tapered-roller-bearings---single-cones/tapered-roller-bearings-single-cones-imperial/6575 | [9 empty] | ENRICHED | 31171527 Bearing cones |  |  | CONE | BEARING | TYPE | TAPERED ROLLER | INSIDE DIAMETER | 76.2 MM | WIDTH | 55.1 MM | MATERIAL |  | CAGE MATERIAL | STAMPED STEEL | DYNAMIC LOAD RATING | 439 KN | STATIC LOAD RATING | 523 KN | HAZARD CLASS |  | CERTIFICATION/STANDARD | [55 empty] | Production Completed
STP_009 - Lot7 | Data Enrichment | SYC | OK | 2023-10-16 | 2023-10-17 |  | 1216429 | 1216429 |  |  |  | ERSA | M | 5955 | 5844936MRM | EA |  | CONE,TAPERED BEARING:70.000MM BORE(TIMKE | CONE,TAPERED BEARING:70.000MM BORE(TIMKE | CONE,TAPERED BEARING:70.000MM BORE(TIMKEN ONLY ACCEPTABLE) | [18 empty] | TIMKEN | 641 | CONSOLIDATED BEARING CO (QLD) | 641 | [10 empty] | APPLIED INDUSTRIAL TECHNOLOGIES | 641 |  |  | https://cad.timken.com/item/tapered-roller-bearings---single-cones/tapered-roller-bearings-single-cones-imperial/755 | [9 empty] | ENRICHED | 31171527 Bearing cones |  |  | CONE | BEARING | TYPE | TAPERED ROLLER | INSIDE DIAMETER | 76.2 MM | WIDTH | 48.26 MM | MATERIAL |  | CAGE MATERIAL | STAMPED STEEL | DYNAMIC LOAD RATING | 327 KN | STATIC LOAD RATING | 441 KN | HAZARD CLASS |  | CERTIFICATION/STANDARD | [55 empty] | Production Completed
STP_009 - Lot7 | Data Enrichment | SYC | OK | 2023-10-16 | 2023-10-17 |  | 1208192 | 1208192 |  |  |  | ERSA | M | 5920 | 339636MRM | EA |  | CONE,TAPERED BEARING:FMC CRANKSHAFT BRG | CONE,TAPERED BEARING:FMC CRANKSHAFT BRG | CONE,TAPERED BEARING:FMC CRANKSHAFT BRG CONE;FMC L0618D TRIPLEX PUMP | [18 empty] | TIMKEN | 33281 | CONSOLIDATED BEARING CO (QLD) | 33281 | [14 empty] | https://cad.timken.com/item/tapered-roller-bearings---single-cones/tapered-roller-bearings-single-cones-imperial/659 | [9 empty] | ENRICHED | 31171527 Bearing cones |  |  | CONE | BEARING | TYPE | TAPERED ROLLER | INSIDE DIAMETER | 76.2 MM | WIDTH | 41.275 MM | MATERIAL |  | CAGE MATERIAL | STAMPED STEEL | DYNAMIC LOAD RATING | 247 KN | STATIC LOAD RATING | 335 KN | HAZARD CLASS |  | CERTIFICATION/STANDARD | [55 empty] | Production Completed
STP_009 - Lot7 | Data Enrichment | SYC | OK | 2023-10-16 | 2023-10-17 |  | 1211186 | 1211186 |  |  |  | ERSA | M | 5955 | 774821MRM | EA |  | CONE,TAPERED BEARING:PLUTON 30 DRILL BOO | CONE,TAPERED BEARING:PLUTON 30 DRILL BOO | CONE,TAPERED BEARING:PLUTON 30 DRILL BOOM CONE;SECOMA PLUTON 30 ROCK BOLTER | [18 empty] | TIMKEN | 6575 | CONSOLIDATED BEARING CO (QLD) | 6575 | [10 empty] | APPLIED INDUSTRIAL TECHNOLOGIES | 6575 |  |  | https://parts.cat.com/en/catcorp/148-1546 | [9 empty] | ENRICHED | 31171527 Bearing cones |  |  | CONE | BEARING | TYPE | TAPERED ROLLER | INSIDE DIAMETER | 209.55 MM | WIDTH | 63.5 MM | MATERIAL |  | CAGE MATERIAL |  | DYNAMIC LOAD RATING |  | STATIC LOAD RATING |  | HAZARD CLASS |  | CERTIFICATION/STANDARD | [55 empty] | Production Completed
STP_009 - Lot7 | Data Enrichment | SYC | OK | 2023-10-16 | 2023-10-17 |  | 1107781 | 1107781 | 1458319 | AU_QM_001704470 |  | ERSA | M | 5920 | 1458319GZPCLNT100 | EA |  | AIR STARTER SERVICE; | AIR STARTER SERVICE; | CONE: AIR STARTER SERVICE; |  | CONE:AIR STARTER SERVICE; | [16 empty] | TIMKEN | 755 | HASTINGS DEERING(AUSTRALIA) LTD | 755 | CONSOLIDATED BEARING CO (QLD) | 755 | [12 empty] | https://parts.cat.com/en/catcorp/150-4385 | [9 empty] | ENRICHED | 31171527 Bearing cones |  |  | CONE | BEARING | TYPE | STRAIGHT BORE TAPERED ROLLER | INSIDE DIAMETER | 50.8 MM | WIDTH | 22.2 MM | MATERIAL |  | CAGE MATERIAL |  | DYNAMIC LOAD RATING |  | STATIC LOAD RATING |  | HAZARD CLASS |  | CERTIFICATION/STANDARD | [55 empty] | Production Completed
STP_009 - Lot7 | Data Enrichment | SYC | OK | 2023-10-16 | 2023-10-17 |  | 1107780 | 1107780 |  |  |  | ERSA | M | 5920 | 1458321GZPCLNT100 | EA |  | AIR STARTER SERVICE; | AIR STARTER SERVICE; | CONE: AIR STARTER SERVICE; | [18 empty] | TIMKEN | 659 | CONSOLIDATED BEARING CO (QLD) | 659 | [10 empty] | APPLIED INDUSTRIAL TECHNOLOGIES | 1464548 |  |  | https://parts.cat.com/en/catcorp/164-9920 | [9 empty] | ENRICHED | 31171505 Roller bearings |  |  | BEARING | ROLLER | TYPE | SPECIAL TAPERED CONE | INSIDE DIAMETER | 85 MM | OUTSIDE DIAMETER |  | OVERALL WIDTH | 29 MM | BORE SHAPE |  | NUMBER OF ROWS |  | CAGE MATERIAL |  | BEARING SERIES |  | DYNAMIC LOAD RATING |  | STATIC LOAD RATING |  | SPEED RATING |  | HAZARD CLASS |  | CERTIFICATION/STANDARD | [47 empty] | Production Completed
STP_009 - Lot7 | Data Enrichment | SYC | OK | 2023-10-16 | 2023-10-17 |  | 1213877 | 1213877 |  |  |  | ERSA | M | 1845 | 1280452MRM | EA |  | CONE:CONE 20-10 | CONE:CONE 20-10 | CONE:CONE 20-10 | [32 empty] | APPLIED INDUSTRIAL TECHNOLOGIES | K-9285-TIM |  |  | https://parts.cat.com/en/catcorp/165-2135 | [9 empty] | ENRICHED | 31171527 Bearing cones | OEM-E-LIST |  | CONE | BEARING | TYPE | SPECIAL TAPERED ROLLER | INSIDE DIAMETER | 139.7 MM | WIDTH | 66.7 MM | MATERIAL |  | CAGE MATERIAL |  | DYNAMIC LOAD RATING |  | STATIC LOAD RATING |  | HAZARD CLASS |  | CERTIFICATION/STANDARD | [55 empty] | Production Completed
STP_009 - Lot7 | Data Enrichment | SYC | OK | 2023-10-16 | 2023-10-17 |  | 1005545 | 1005545 | 1449206 | AU_QM_001104231 |  | ERSA | M | 4300 | 1449206GZPCLNT100 | EA | 3000000 | CONE;DISCH, GAS OUTLET,ATCOP,6970059299 | CONE;DISCH, GAS OUTLET,ATCOP,6970059299 | CONE;,DISCHARGE, GAS OUTLET,MNFR:ATLAS COPCO,PTNO:6970059299,MNFR:01)ATCOP,PTNO:01)6970059299 |  | CONE,DISCHARGE: GAS OUTLET CONE; | ATLAS COPCO | 6970059299 | [16 empty] | CONSOLIDATED BEARING CO (QLD) | 6559 | [14 empty] | https://parts.cat.com/en/catcorp/3F-5950 | [9 empty] | ENRICHED | 31171505 Roller bearings |  |  | BEARING | ROLLER | TYPE | TAPERED CONE | INSIDE DIAMETER | 76.2 MM | OUTSIDE DIAMETER |  | OVERALL WIDTH | 36.098 MM | BORE SHAPE |  | NUMBER OF ROWS |  | CAGE MATERIAL |  | BEARING SERIES |  | DYNAMIC LOAD RATING |  | STATIC LOAD RATING |  | SPEED RATING |  | HAZARD CLASS |  | CERTIFICATION/STANDARD | [47 empty] | Production Completed
STP_009 - Lot7 | Data Enrichment | SYC | OK | 2023-10-16 | 2023-10-17 |  | 1183709 | 1183709 |  |  |  | ERSA | M | 4005 | 1561823GZPCLNT100 | EA |  | CONE;SLUMP,BASE 200 X TOP 100 X H 300 MM | CONICO; | CONE;ADDITIONAL FEATURES EN:SLUMP,BASE 200 X TOP 100 X H 300 MM,CL10010 | CONICO; | [19 empty] | CONSOLIDATED BEARING CO (QLD) | 663A | [14 empty] | https://parts.cat.com/en/catcorp/5P-3236 | [9 empty] | CLEANSED | 31171505 Roller bearings |  |  | BEARING | ROLLER | TYPE | TAPERED CONE | INSIDE DIAMETER |  | OUTSIDE DIAMETER |  | OVERALL WIDTH |  | BORE SHAPE |  | NUMBER OF ROWS |  | CAGE MATERIAL |  | BEARING SERIES |  | DYNAMIC LOAD RATING |  | STATIC LOAD RATING |  | SPEED RATING |  | HAZARD CLASS |  | CERTIFICATION/STANDARD | [47 empty] | Production Completed
STP_009 - Lot7 | Data Enrichment | SYC | OK | 2023-10-16 | 2023-10-17 |  | 1112186 | 1112186 | 1402903 | AU_QM_000247569 |  | ERSA | M | 5915 | 1402903GZPCLNT100 | EA |  | CONE;21001487 | CONE;21001487 | CONE;MNFR: ,PTNO:21001487 |  | CONE;21001487CONE;21001487 | [18 empty] | CONSOLIDATED BEARING CO (QLD) | 757 | [10 empty] | APPLIED INDUSTRIAL TECHNOLOGIES | 1464553 |  |  | https://parts.cat.com/en/catcorp/6F-8110 | [9 empty] | ENRICHED | 31171527 Bearing cones |  |  | CONE | BEARING | TYPE | TAPERED ROLLER | INSIDE DIAMETER | 115.087 MM | WIDTH | 49.212 MM | MATERIAL |  | CAGE MATERIAL |  | DYNAMIC LOAD RATING |  | STATIC LOAD RATING |  | HAZARD CLASS |  | CERTIFICATION/STANDARD | [55 empty] | Production Completed
STP_009 - Lot7 | Data Enrichment | SYC | OK | 2023-10-16 | 2023-10-17 |  | 1088711 | 1088711 | 1393896 | AU_QM_000237416 |  | ERSA | M | 5955 | 1393896GZPCLNT100 | EA | 3000410 | CONE;ADLF,0097678,ADLF,0097678 | CONICO;ADLF,0097678, | CONE;MNFR:ADAPT-A-LIFT,PTNO:0097678,ADDITIONAL FEATURES EN:ADLF,0097678 | CONICO;MNFR:ADAPT-A-LIFT,PTNO:0097678 | OEM-E-LISTCONE;ADA,0097678 | ADAPT-A-LIFT | 0097678 | [16 empty] | ADAPT-A-LIFT | 0097678 | [14 empty] | https://parts.cat.com/en/catcorp/6V-2449 | [9 empty] | ENRICHED | 31171527 Bearing cones |  |  | CONE | BEARING | TYPE | TAPERED ROLLER | INSIDE DIAMETER | 92.08 MM | WIDTH | 41.275 MM | MATERIAL |  | CAGE MATERIAL |  | DYNAMIC LOAD RATING |  | STATIC LOAD RATING |  | HAZARD CLASS |  | CERTIFICATION/STANDARD | [55 empty] | Production Completed
STP_009 - Lot7 | Data Enrichment | SYC | OK | 2023-10-16 | 2023-10-17 |  | 1023191 | 1023191 | 1393898 | AU_QM_000237418 |  | ERSA | M | 4300 | 1393898GZPCLNT100 | EA | 3000410 | CONE;ADLF,0264892,ADLF,0264892 | CONICO;ADLF,0264892, | CONE;MNFR:ADAPT-A-LIFT,PTNO:0264892,ADDITIONAL FEATURES EN:ADLF,0264892 | CONICO;MNFR:ADAPT-A-LIFT,PTNO:0264892 | OEM-E-LISTCONE;ADA,0264892 | ADAPT-A-LIFT | 0264892 | [16 empty] | ADAPT-A-LIFT | 0264892 | [14 empty] | https://parts.cat.com/en/catcorp/7D-8349 | [9 empty] | CLEANSED | 31171527 Bearing cones |  |  | CONE | BEARING | TYPE | TAPERED ROLLER | INSIDE DIAMETER |  | WIDTH |  | MATERIAL |  | CAGE MATERIAL |  | DYNAMIC LOAD RATING |  | STATIC LOAD RATING |  | HAZARD CLASS |  | CERTIFICATION/STANDARD | [55 empty] | Production Completed
STP_009 - Lot7 | Data Enrichment | SYC | OK | 2023-10-16 | 2023-10-17 |  | 1009483 | 1009483 | 1350635 | AU_QM_000134042 |  | ERSA | M | 4300 | 1350635GZPCLNT100 | EA | 3000000 | CONE;ATL,5533 6130 00 | CONE;ATL,5533 6130 00 | CONE;MNFR:ATLAS COPCO,PTNO:5533 6130 00 |  | CONE & ROLLERS,BEARING: ROLLER BEARING CONE; | ATLAS COPCO | 5533 6130 00 | 1068108 @@ EPIROC AUSTRALIA PTY LTD | 5533613000 | [12 empty] | CATERPILLAR | 126-2522 | HASTINGS DEERING(AUSTRALIA) LTD | 1262522 | [14 empty] | https://parts.cat.com/en/catcorp/126-2522 | [9 empty] | ENRICHED | 31171527 Bearing cones |  |  | CONE | BEARING | TYPE | TAPERED ROLLER | INSIDE DIAMETER | 90 MM | WIDTH | 34 MM | MATERIAL |  | CAGE MATERIAL |  | DYNAMIC LOAD RATING |  | STATIC LOAD RATING |  | HAZARD CLASS |  | CERTIFICATION/STANDARD | [55 empty] | Production Completed
STP_009 - Lot7 | Data Enrichment | SYC | OK | 2023-10-16 | 2023-10-17 |  | 1031645 | 1031645 | 1423801 | AU_QM_000298190 |  | ERSA | M | 4300 | 1423801GZPCLNT100 | EA | 3000000 | CONE;ATL,5537870200 | CONE;ATL,5537870200 | CONE;MNFR:ATLAS COPCO,PTNO:5537870200 |  | CONE,TAPERED BEARING: 50MM ID X 22MM W X 0.79MM RAD; | ATLAS COPCO | 5537870200 | [14 empty] | CATERPILLAR | 178-4640 | HASTINGS DEERING(AUSTRALIA) LTD | 1784640 | [14 empty] | https://parts.cat.com/en/catcorp/178-4640 | [9 empty] | ENRICHED | 31171527 Bearing cones | OEM-E-LIST,TYPE 1 |  | CONE | BEARING | TYPE | TAPERED ROLLER,DEBRIS RESISTANT | INSIDE DIAMETER | 90 MM | WIDTH | 44 MM | MATERIAL |  | CAGE MATERIAL |  | DYNAMIC LOAD RATING |  | STATIC LOAD RATING |  | HAZARD CLASS |  | CERTIFICATION/STANDARD | [55 empty] | Production Completed
STP_009 - Lot7 | Data Enrichment | SYC | OK | 2023-10-16 | 2023-10-17 |  | 1016218 | 1016218 | 1087866 | AU_QM_001288968 |  | ERSA | M | 3730 | 1087866GZPCLNT100 | EA | 3000003 | CONE;CAT,1481546 | CONICO;CAT,1481546 | CONE;MNFR:CATERPILLAR,PTNO:1481546 | CONICO;MNFR:CATERPILLAR,PTNO:1481546 | CONE & ROLLERS,BEARING: CONE | CATERPILLAR | 1481546 | 1068196 @@ HASTINGS DEERING(AUSTRALIA) LTD | 1481546 | [12 empty] | CATERPILLAR | 1P-9593 | HASTINGS DEERING(AUSTRALIA) LTD | 1P9593 | [14 empty] | https://parts.cat.com/en/catcorp/1P-9593 | [9 empty] | ENRICHED | 31171527 Bearing cones |  |  | CONE | BEARING | TYPE | TAPERED ROLLER | INSIDE DIAMETER | 190 MM | WIDTH | 44 MM | MATERIAL |  | CAGE MATERIAL |  | DYNAMIC LOAD RATING |  | STATIC LOAD RATING |  | HAZARD CLASS |  | CERTIFICATION/STANDARD | [55 empty] | Production Completed
STP_009 - Lot7 | Data Enrichment | SYC | OK | 2023-10-16 | 2023-10-17 |  | 1017054 | 1017054 |  |  |  | ERSA | M | 5620 | 1038356GZPCLNT100 | EA | 3000003 | CONE;CAT,1504385 | CONE;CAT,1504385 | CONE;MNFR:CATERPILLAR,PTNO:1504385 |  |  | CATERPILLAR | 1504385 | 1068196 @@ HASTINGS DEERING(AUSTRALIA) LTD | 1504385 | [12 empty] | CATERPILLAR | 3L-9410 | HASTINGS DEERING(AUSTRALIA) LTD | 3L9410 | [14 empty] | https://parts.cat.com/en/catcorp/3L-9410 | [9 empty] | CLEANSED | 31171527 Bearing cones |  |  | CONE | BEARING | TYPE | TAPERED ROLLER | INSIDE DIAMETER |  | WIDTH |  | MATERIAL |  | CAGE MATERIAL |  | DYNAMIC LOAD RATING |  | STATIC LOAD RATING |  | HAZARD CLASS |  | CERTIFICATION/STANDARD | [55 empty] | Production Completed
STP_009 - Lot7 | Data Enrichment | SYC | OK | 2023-10-16 | 2023-10-17 |  | 1077822 | 1077822 | 1186992 | AU_QM_001292358 |  | ERSA | M | 5620 | 1186992GZPCLNT100 | EA | 3000003 | CONE;CAT,1649920,TPRD,SPL TAP | CONE;CAT,1649920,TPRD,SPL TAP | CONE;MNFR:CATERPILLAR,PTNO:1649920,ADDITIONAL FEATURES EN:TAPERED,SPL TAP |  | CONE & ROLLERS,BEARING: SPECIAL TAPERED CONE | CATERPILLAR | 1649920 | 1068196 @@ HASTINGS DEERING(AUSTRALIA) LTD | 1649920 | [12 empty] | CATERPILLAR | 4B-9373 | HASTINGS DEERING(AUSTRALIA) LTD | 4B9373 | [14 empty] | https://parts.cat.com/en/catcorp/4B-9373 | [9 empty] | ENRICHED | 31171505 Roller bearings |  |  | BEARING | ROLLER | TYPE | CONE | INSIDE DIAMETER | 114.3 MM | OUTSIDE DIAMETER |  | OVERALL WIDTH | 41.28 MM | BORE SHAPE | TAPERED | NUMBER OF ROWS |  | CAGE MATERIAL |  | BEARING SERIES |  | DYNAMIC LOAD RATING |  | STATIC LOAD RATING |  | SPEED RATING |  | HAZARD CLASS |  | CERTIFICATION/STANDARD | [47 empty] | Production Completed
STP_009 - Lot7 | Data Enrichment | SYC | OK | 2023-10-16 | 2023-10-17 |  | 1074886 | 1074886 | 1089292 | AU_QM_000237421 |  | ERSA | M | 3730 | 1089292GZPCLNT100 | EA | 3000003 | CONE;CAT,1652135,SPCL TPRD | CONICO;CAT,1652135,ACHAFLANADO ESPECIAL | CONE;MNFR:CATERPILLAR,PTNO:1652135,ADDITIONAL FEATURES EN:SPECIAL TAPERED | CONICO;MNFR:CATERPILLAR,PTNO:1652135,CARACTERISTICAS ADICIONALES ES:ACHAFLANADO ESPECIAL | OEM-E-LISTCONE;CAT,165-2135 | CATERPILLAR | 1652135 | 1068196 @@ HASTINGS DEERING(AUSTRALIA) LTD | 1652135 | [12 empty] | CATERPILLAR | 6B-4852 | HASTINGS DEERING(AUSTRALIA) LTD | 6B4852 | [14 empty] | https://parts.cat.com/en/catcorp/6B-4852 | [9 empty] | ENRICHED | 31171505 Roller bearings |  |  | BEARING | ROLLER | TYPE | CONE | INSIDE DIAMETER | 139.7 MM | OUTSIDE DIAMETER |  | OVERALL WIDTH | 57 MM | BORE SHAPE | TAPERED | NUMBER OF ROWS |  | CAGE MATERIAL |  | BEARING SERIES |  | DYNAMIC LOAD RATING |  | STATIC LOAD RATING |  | SPEED RATING |  | HAZARD CLASS |  | CERTIFICATION/STANDARD | [47 empty] | Production Completed
STP_009 - Lot7 | Data Enrichment | SYC | OK | 2023-10-16 | 2023-10-17 |  | 1024176 | 1024176 | 1390981 | AU_QM_000232723 |  | ERSA | M | 4300 | 1390981GZPCLNT100 | EA | 3000003 | CONE;CAT,3F5950 | CONE;CAT,3F5950 | CONE;MNFR:CATERPILLAR,PTNO:3F5950 |  | CONE;CAT,3F5950CONE;HAS,3F5950 | CATERPILLAR | 3F5950 | [14 empty] | CATERPILLAR | 6M-1637 | HASTINGS DEERING(AUSTRALIA) LTD | 6M1637 | [14 empty] | https://parts.cat.com/en/catcorp/6M-1637 | [9 empty] | ENRICHED | 31171505 Roller bearings |  |  | BEARING | ROLLER | TYPE | CONE | INSIDE DIAMETER | 101.3 MM | OUTSIDE DIAMETER |  | OVERALL WIDTH | 49.21 MM | BORE SHAPE | TAPERED | NUMBER OF ROWS |  | CAGE MATERIAL |  | BEARING SERIES |  | DYNAMIC LOAD RATING |  | STATIC LOAD RATING |  | SPEED RATING |  | HAZARD CLASS |  | CERTIFICATION/STANDARD | [47 empty] | Production Completed
STP_009 - Lot7 | Data Enrichment | SYC | OK | 2023-10-16 | 2023-10-17 |  | 1072717 | 1072717 |  |  |  | ERSA | M | 3730 | 1314889GZPCLNT100 | EA | 3000003 | CONE,CAT,5P3236 | CONE,CAT,5P3236 | CONE;MNFR:CATERPILLAR,PTNO:5P3236 | CONICO;MNFR:CATERPILLAR,PTNO:5P3236 |  | CATERPILLAR | 5P3236 | 1068196 @@ HASTINGS DEERING(AUSTRALIA) LTD | 5P3236 | [12 empty] | CATERPILLAR | 6Y-4280 | [16 empty] | https://parts.cat.com/en/catcorp/6Y-4280 | [9 empty] | ENRICHED | 31171527 Bearing cones |  |  | CONE | BEARING | TYPE | STRAIGHT BORE TAPERED ROLLER | INSIDE DIAMETER | 31.8 MM | WIDTH | 20.6 MM | MATERIAL |  | CAGE MATERIAL |  | DYNAMIC LOAD RATING |  | STATIC LOAD RATING |  | HAZARD CLASS |  | CERTIFICATION/STANDARD | [55 empty] | Production Completed
STP_009 - Lot7 | Data Enrichment | SYC | OK | 2023-10-16 | 2023-10-17 |  | 1024156 | 1024156 | 1391855 | AU_QM_000233821 |  | ERSA | M | 4300 | 1391855GZPCLNT100 | EA | 3000003 | CONE;CAT,6F-8110 | CONE;CAT,6F-8110 | CONE;MNFR:CATERPILLAR,PTNO:6F-8110 |  | CONE;CAT,6F-8110CONE;HAS,6F-8110 | CATERPILLAR | 6F-8110 | [14 empty] | CATERPILLAR | 7D-8437 | [16 empty] | https://parts.cat.com/en/catcorp/7D-8437 | [9 empty] | ENRICHED | 31171505 Roller bearings |  |  | BEARING | ROLLER | TYPE | CONE | INSIDE DIAMETER | 85.725 MM | OUTSIDE DIAMETER |  | OVERALL WIDTH | 36.322 MM | BORE SHAPE | TAPERED | NUMBER OF ROWS |  | CAGE MATERIAL |  | BEARING SERIES |  | DYNAMIC LOAD RATING |  | STATIC LOAD RATING |  | SPEED RATING |  | HAZARD CLASS |  | CERTIFICATION/STANDARD | [47 empty] | Production Completed
STP_009 - Lot7 | Data Enrichment | SYC | OK | 2023-10-16 | 2023-10-17 |  | 1023190 | 1023190 | 1393901 | AU_QM_000237422 |  | ERSA | M | 4300 | 1393901GZPCLNT100 | EA | 3000003 | CONE;CAT,6V-2449 | CONE;CAT,6V-2449 | CONE;MNFR:CATERPILLAR,PTNO:6V-2449 |  | OEM-E-LISTCONE;CAT,6V-2449 | CATERPILLAR | 6V-2449 | [14 empty] | CATERPILLAR | 9S-7950 | HASTINGS DEERING(AUSTRALIA) LTD | 9S7950 | [14 empty] | https://parts.cat.com/en/catcorp/9S-7950 | [9 empty] | ENRICHED | 31171527 Bearing cones | OEM-E-LIST |  | CONE | BEARING | TYPE | TAPERED ROLLER | INSIDE DIAMETER |  | WIDTH |  | MATERIAL |  | CAGE MATERIAL |  | DYNAMIC LOAD RATING |  | STATIC LOAD RATING |  | HAZARD CLASS |  | CERTIFICATION/STANDARD | [55 empty] | Production Completed
STP_009 - Lot7 | Data Enrichment | SYC | OK | 2023-10-16 | 2023-10-17 |  | 1024177 | 1024177 | 1390972 | AU_QM_000232714 |  | ERSA | M | 4300 | 1390972GZPCLNT100 | EA | 3000003 | CONE;CAT,7D8349 | CONE;CAT,7D8349 | CONE;MNFR:CATERPILLAR,PTNO:7D8349 |  | CONE;CAT,7D8349CONE;HAS,7D8349 | CATERPILLAR | 7D8349 | [16 empty] | SANDVIK | 04697089 | SANDVIK MINING & CONSTRUCTION | 4697089 | [12 empty] | https://www.adesandelici.com/en/cone-bearing-04697089/ | https://www.hambition.net/Sandvik-TH430-Parts-pd40926531.html | [8 empty] | CLEANSED | 31171527 Bearing cones |  |  | CONE | BEARING | TYPE |  | INSIDE DIAMETER |  | WIDTH |  | MATERIAL |  | CAGE MATERIAL |  | DYNAMIC LOAD RATING |  | STATIC LOAD RATING |  | HAZARD CLASS |  | CERTIFICATION/STANDARD | [55 empty] | Production Completed
STP_009 - Lot7 | Data Enrichment | SYC | OK | 2023-10-16 | 2023-10-17 |  | 1024683 | 1024683 | 1376973 | AU_QM_000216140 |  | ERSA | M | 4300 | 1376973GZPCLNT100 | EA | 3000001 | CONE;EPI,6060 0007 51 | CONE;EPI,6060 0007 51 | CONE;MNFR:EPIROC,PTNO:6060 0007 51 |  | CONE;EPI,6060 0007 51CONE;EPI,6060 0007 51 | EPIROC | 6060 0007 51 | [14 empty] | TIMKEN | 6580 | WARMAN | E009(CONE) | CONSOLIDATED BEARING CO (QLD) | 6580 | [8 empty] | APPLIED INDUSTRIAL TECHNOLOGIES | K-6580-TIM |  |  | https://cad.timken.com/item/tapered-roller-bearings---single-cones/tapered-roller-bearings-single-cones-imperial/6580 | [9 empty] | CLEANSED | 31171527 Bearing cones | RADIUS:0.140 IN |  | CONE | BEARING | TYPE | TAPERED ROLLER,CYLINDRICAL BORE | INSIDE DIAMETER | 3-1/2 IN | WIDTH | 2-11/64 IN | MATERIAL |  | CAGE MATERIAL | STAMPED STEEL | DYNAMIC LOAD RATING | 114 TO 439 KN | STATIC LOAD RATING | 523 KN | HAZARD CLASS |  | CERTIFICATION/STANDARD | [55 empty] | Production Completed
STP_009 - Lot7 | Data Enrichment | SYC | OK | 2023-10-16 | 2023-10-17 |  | 1005430 | 1005430 | 1370968 | AU_QM_000190538 |  | ERSA | M | 4300 | 1370968GZPCLNT100 | EA | 3000025 | CONE;JOH,JD8997 | CONE;JOH,JD8997 | CONE;MNFR:JOHN DEERE,PTNO:JD8997 |  | CONE,TAPERED BEARING: 1.937IN ID X 1.437IN W;INNER CORNER RADI | JOHN DEERE | JD8997 | 1068592 @@ RDO EQUIPMENT PTY LTD | JD8997 | [12 empty] | TIMKEN | 938 | WARMAN | F009(CONE) | SKF | K-938-TIM | [8 empty] | APPLIED INDUSTRIAL TECHNOLOGIES | K-938-TIM |  |  | https://cad.timken.com/item/tapered-roller-bearings---single-cones/tapered-roller-bearings-single-cones-imperial/938 | [9 empty] | ENRICHED | 31171527 Bearing cones |  |  | CONE | BEARING | TYPE | TAPERED ROLLER | INSIDE DIAMETER | 114.3 MM | WIDTH | 66.675 MM | MATERIAL |  | CAGE MATERIAL | STAMPED STEEL | DYNAMIC LOAD RATING | 572 KN | STATIC LOAD RATING | 786 KN | HAZARD CLASS |  | CERTIFICATION/STANDARD | [55 empty] | Production Completed
STP_009 - Lot7 | Data Enrichment | SYC | OK | 2023-10-16 | 2023-10-17 |  | 1005426 | 1005426 | 1370964 | AU_QM_000190534 |  | ERSA | M | 4300 | 1370964GZPCLNT100 | EA | 3000025 | CONE;JOH,JD9082 | CONE;JOH,JD9082 | CONE;MNFR:JOHN DEERE,PTNO:JD9082 |  | CONE,TAPERED BEARING: BEARING CONE;3.543IN ID X 1.339IN W;CORN | JOHN DEERE | JD9082 | [14 empty] | TIMKEN | 528 | WARMAN | YC009;CONE | SKF | K-528-TIM | [8 empty] | APPLIED INDUSTRIAL TECHNOLOGIES | K-528-TIM |  |  | https://cad.timken.com/item/tapered-roller-bearings---single-cones/tapered-roller-bearings-single-cones-imperial/528 | [9 empty] | ENRICHED | 31171527 Bearing cones |  |  | CONE | BEARING | TYPE | TAPERED ROLLER | INSIDE DIAMETER | 47.625 MM | WIDTH | 36.068 MM | MATERIAL |  | CAGE MATERIAL | STAMPED STEEL | DYNAMIC LOAD RATING | 165 KN | STATIC LOAD RATING | 191 KN | HAZARD CLASS |  | CERTIFICATION/STANDARD | [55 empty] | Production Completed
STP_009 - Lot7 | Data Enrichment | SYC | OK | 2023-10-16 | 2023-10-17 |  | 1024257 | 1024257 | 1387558 | AU_QM_000228720 |  | ERSA | M | 4300 | 1387558GZPCLNT100 | EA | 3000006 | CONE;KOM,42SP8 | CONE;KOM,42SP8 | CONE;MNFR:KOMATSU MINING SYSTEMS INC.,PTNO:42SP8 |  | CONE;KOM,42SP8CONE;KOM,42SP8 | KOMATSU MINING SYSTEMS INC. | 42SP8 | [14 empty] | TIMKEN | 645 | WARMAN | D009(CONE) | CONSOLIDATED BEARING CO (QLD) | 645 | SKF | K-645-TIM | [6 empty] | APPLIED INDUSTRIAL TECHNOLOGIES | K-645-TIM |  |  | https://cad.timken.com/item/tapered-roller-bearings---single-cones/tapered-roller-bearings-single-cones-imperial/645 | [9 empty] | ENRICHED | 31171527 Bearing cones |  |  | CONE | BEARING | TYPE | TAPERED ROLLER | INSIDE DIAMETER | 71.438 MM | WIDTH | 41.275 MM | MATERIAL |  | CAGE MATERIAL | STAMPED STEEL | DYNAMIC LOAD RATING | 276 KN | STATIC LOAD RATING | 298 KN | HAZARD CLASS |  | CERTIFICATION/STANDARD | [55 empty] | Production Completed
STP_009 - Lot7 | Data Enrichment | SYC | OK | 2023-10-16 | 2023-10-17 |  | 1012672 | 1012672 |  |  |  | ERSA | M | 5620 | 1615931GZPCLNT100 | EA | 3000300 | CONE;KRESS,002555,BRG | CONICO;KRESS,002555 | CONE;MNFR:KRESS CORPORATION,PTNO:002555,ADDITIONAL FEATURES EN:BEARING | CONICO;MNFR:KRESS CORPORATION,PTNO:002555 |  | KRESS CORPORATION | 002555 | 1070674 @@ KRESS CORPORATION | 2555 | [30 empty] | U | [9 empty] | CLEANSED | 31171527 Bearing cones |  |  | CONE | BEARING | TYPE | TAPERED | INSIDE DIAMETER |  | WIDTH |  | MATERIAL |  | CAGE MATERIAL |  | DYNAMIC LOAD RATING |  | STATIC LOAD RATING |  | HAZARD CLASS |  | CERTIFICATION/STANDARD | [55 empty] | Production Completed
STP_009 - Lot7 | Data Enrichment | SYC | OK | 2023-10-16 | 2023-10-17 |  | 1023189 | 1023189 | 1393907 | AU_QM_000237428 |  | ERSA | M | 4300 | 1393907GZPCLNT100 | EA | 3000027 | CONE;MET,ZX11390319 | CONE;MET,ZX11390319 | CONE;MNFR:METSO,PTNO:ZX11390319 |  | OEM-E-LISTCONE;MET,ZX11390319 | METSO | ZX11390319 | [16 empty] | CONSOLIDATED BEARING CO (QLD) | 1400217 | [10 empty] | APPLIED INDUSTRIAL TECHNOLOGIES | 1400217 |  |  | U | [9 empty] | CLEANSED | 31171527 Bearing cones |  |  | CONE | BEARING | TYPE | TAPERED | INSIDE DIAMETER |  | WIDTH |  | MATERIAL |  | CAGE MATERIAL |  | DYNAMIC LOAD RATING |  | STATIC LOAD RATING |  | HAZARD CLASS |  | CERTIFICATION/STANDARD | [55 empty] | Production Completed
STP_009 - Lot7 | Data Enrichment | SYC | OK | 2023-10-16 | 2023-10-17 |  | 1024288 | 1024288 | 1386789 | AU_QM_000227809 |  | ERSA | M | 4300 | 1386789GZPCLNT100 | EA | 3000027 | CONE;MET,ZX11667157 | CONE;MET,ZX11667157 | CONE;MNFR:METSO,PTNO:ZX11667157 |  | CONE;MET,ZX11667157CONE;MET,ZX11667157 | METSO | ZX11667157 | [14 empty] | TIMKEN | 2580 | CONSOLIDATED BEARING CO (QLD) | 2580 | [14 empty] | https://cad.timken.com/item/tapered-roller-bearings---single-cones/tapered-roller-bearings-single-cones-imperial/2580 | [9 empty] | ENRICHED | 31171527 Bearing cones |  |  | CONE | BEARING | TYPE | TAPERED ROLLER | INSIDE DIAMETER | 31.75 MM | WIDTH | 25.357 MM | MATERIAL |  | CAGE MATERIAL | STAMPED STEEL | DYNAMIC LOAD RATING | 837 KN | STATIC LOAD RATING | 944 KN | HAZARD CLASS |  | CERTIFICATION/STANDARD | [55 empty] | Production Completed
STP_009 - Lot7 | Data Enrichment | SYC | OK | 2023-10-16 | 2023-10-17 |  | 1028379 | 1028379 | 1372188 | AU_QM_000196639 |  | ERSA | M | 4300 | 1372188GZPCLNT100 | EA | 3000030 | CONE;OUT,801246.ME.F.DC | CONE;OUT,801246.ME.F.DC | CONE;MNFR:OUTOTEC,PTNO:801246.ME.F.DC |  | CONE;OUT,801246.ME.F.DCCONE;OUT,801246.ME.F.DC | OUTOTEC | 801246.ME.F.DC | [14 empty] | TIMKEN | 55176 | CONSOLIDATED BEARING CO (QLD) | 55176 | [14 empty] | https://cad.timken.com/item/tapered-roller-bearings---single-cones/tapered-roller-bearings-single-cones-imperial/55176 | [9 empty] | ENRICHED | 31171527 Bearing cones |  |  | CONE | BEARING | TYPE | TAPERED ROLLER | INSIDE DIAMETER | 44.45 MM | WIDTH | 26.909 MM | MATERIAL |  | CAGE MATERIAL | STAMPED STEEL | DYNAMIC LOAD RATING | 126 KN | STATIC LOAD RATING | 119 KN | HAZARD CLASS |  | CERTIFICATION/STANDARD | [55 empty] | Production Completed
STP_009 - Lot7 | Data Enrichment | SYC | OK | 2023-10-16 | 2023-10-17 |  | 1028378 | 1028378 | 1372189 | AU_QM_000196640 |  | ERSA | M | 4300 | 1372189GZPCLNT100 | EA | 3000030 | CONE;OUT,801246.ME.F.DC.S | CONE;OUT,801246.ME.F.DC.S | CONE;MNFR:OUTOTEC,PTNO:801246.ME.F.DC.S |  | CONE;OUT,801246.ME.F.DC.SCONE;OUT,801246.ME.F.DC.S | OUTOTEC | 801246.ME.F.DC.S | [16 empty] | TIMKEN | [11 empty] | APPLIED INDUSTRIAL TECHNOLOGIES | 1464621 |  |  | U | [9 empty] | CLEANSED | 31171527 Bearing cones |  |  | CONE | BEARING | TYPE | TAPERED | INSIDE DIAMETER | 44.45 MM | WIDTH |  | MATERIAL |  | CAGE MATERIAL |  | DYNAMIC LOAD RATING |  | STATIC LOAD RATING |  | HAZARD CLASS |  | CERTIFICATION/STANDARD | [55 empty] | Production Completed
STP_009 - Lot7 | Data Enrichment | SYC | OK | 2023-10-16 | 2023-10-17 |  | 1028627 | 1028627 | 1365506 | AU_QM_000167888 |  | ERSA | M | 4300 | 1365506GZPCLNT100 | EA | 3000030 | CONE;OUT,N048257370 | CONE;OUT,N048257370 | CONE;MNFR:OUTOTEC,PTNO:N048257370 |  | CONE,DISCHARGE: BOOSTER CONE;TYPE A; POLY URETHANE,440KG | OUTOTEC | N048257370 | 1068243 @@ OUTOTEC PTY LTD | N048257370 | [12 empty] | TIMKEN | 3778 | CONSOLIDATED BEARING CO (QLD) | 3778 | [14 empty] | https://cad.timken.com/item/tapered-roller-bearings---single-cones/tapered-roller-bearings-single-cones-imperial/3778 | [9 empty] | ENRICHED | 31171527 Bearing cones |  |  | CONE | BEARING | TYPE | TAPERED ROLLER | INSIDE DIAMETER | 47.625 MM | WIDTH | 30.302 MM | MATERIAL |  | CAGE MATERIAL | STAMPED STEEL | DYNAMIC LOAD RATING | 122 KN | STATIC LOAD RATING | 153 KN | HAZARD CLASS |  | CERTIFICATION/STANDARD | [55 empty] | Production Completed
STP_009 - Lot7 | Data Enrichment | SYC | OK | 2023-10-16 | 2023-10-17 |  | 1028626 | 1028626 | 1365507 | AU_QM_000167889 |  | ERSA | M | 4300 | 1365507GZPCLNT100 | EA | 3000030 | CONE;OUT,N048257371 | CONE;OUT,N048257371 | CONE;MNFR:OUTOTEC,PTNO:N048257371 |  | CONE,DISCHARGE: BOOSTER CONE;TYPE B; POLY URETHANE,324KG | OUTOTEC | N048257371 | 1068243 @@ OUTOTEC PTY LTD | N048257371 | [12 empty] | TIMKEN | 65200 | CONSOLIDATED BEARING CO (QLD) | 65200 | [14 empty] | https://cad.timken.com/item/tapered-roller-bearings---single-cones/tapered-roller-bearings-single-cones-imperial/65200 | [9 empty] | ENRICHED | 31171527 Bearing cones |  |  | CONE | BEARING | TYPE | TAPERED ROLLER | INSIDE DIAMETER | 50.8 MM | WIDTH | 44.45 MM | MATERIAL |  | CAGE MATERIAL | STAMPED STEEL | DYNAMIC LOAD RATING | 243 KN | STATIC LOAD RATING | 297 KN | HAZARD CLASS |  | CERTIFICATION/STANDARD | [55 empty] | Production Completed
STP_009 - Lot7 | Data Enrichment | SYC | OK | 2023-10-16 | 2023-10-17 |  | 1013560 | 1013560 | 1452271 | AU_QM_001172956 |  | ERSA | M | 4300 | 1452271GZPCLNT100 | EA | 3000030 | CONE;OUT,P0727F10.ME.M.BC.A | CONE;OUT,P0727F10.ME.M.BC.A | CONE;MNFR:OUTOTEC,PTNO:P0727F10.ME.M.BC.A |  | CONE,DISCHARGE: BOOSTER CONE;TYPE A; METAL;BM04 FLOAT | OUTOTEC | P0727F10.ME.M.BC.A | 1068243 @@ OUTOTEC PTY LTD | P0727F10.ME.M.BC.A | 1076017 @@ METSO OUTOTEC METALS OY | 1452271 | [10 empty] | TIMKEN | 45284 | CONSOLIDATED BEARING CO (QLD) | 45284 | [14 empty] | https://cad.timken.com/item/tapered-roller-bearings---single-cones/tapered-roller-bearings-single-cones-imperial/45284 | [9 empty] | ENRICHED | 31171527 Bearing cones |  |  | CONE | BEARING | TYPE | TAPERED ROLLER | INSIDE DIAMETER | 50.8 MM | WIDTH | 30.958 MM | MATERIAL |  | CAGE MATERIAL | STAMPED STEEL | DYNAMIC LOAD RATING | 153 KN | STATIC LOAD RATING | 189 KN | HAZARD CLASS |  | CERTIFICATION/STANDARD | [55 empty] | Production Completed
STP_009 - Lot7 | Data Enrichment | SYC | OK | 2023-10-16 | 2023-10-17 |  | 1013561 | 1013561 | 1452270 | AU_QM_001172949 |  | ERSA | M | 4300 | 1452270GZPCLNT100 | EA | 3000030 | CONE;OUT,P0727F10.ME.M.BC.B | CONE;OUT,P0727F10.ME.M.BC.B | CONE;MNFR:OUTOTEC,PTNO:P0727F10.ME.M.BC.B |  | CONE,DISCHARGE: BOOSTER CONE;TYPE B; METAL;BM04 FLOAT | OUTOTEC | P0727F10.ME.M.BC.B | 1068243 @@ OUTOTEC PTY LTD | P0727F10.ME.M.BC.B | 1068254 @@ MOUNT ISA MINING SUPPLIES P/L | P0727F10.ME.M.BC.B | 1068104 @@ METSO OUTOTEC AUSTRALIA LIMITED | 1452270 | [8 empty] | TIMKEN | 28580 | CONSOLIDATED BEARING CO (QLD) | 28580 | [10 empty] | APPLIED INDUSTRIAL TECHNOLOGIES | K-28580-TIM |  |  | https://cad.timken.com/item/tapered-roller-bearings---single-cones/tapered-roller-bearings-single-cones-imperial/28580 | [9 empty] | ENRICHED | 31171527 Bearing cones |  |  | CONE | BEARING | TYPE | TAPERED ROLLER | INSIDE DIAMETER | 50.8 MM | WIDTH | 25.4 MM | MATERIAL |  | CAGE MATERIAL | STAMPED STEEL | DYNAMIC LOAD RATING | 98.9 KN | STATIC LOAD RATING | 130 KN | HAZARD CLASS |  | CERTIFICATION/STANDARD | [55 empty] | Production Completed
STP_009 - Lot7 | Data Enrichment | SYC | OK | 2023-10-16 | 2023-10-17 |  | 1078878 | 1078878 |  |  |  | ERSA | M | 5000 | 1611209GZPCLNT100 | EA | 3000010 | CONE;SAN,4700811 | CONICO;SAN,4700811 | CONE;MNFR:SANDVIK,PTNO:4700811 | CONICO;MNFR:SANDVIK,PTNO:4700811 |  | SANDVIK | 4700811 | 1068409 @@ APPLIED INDUSTRIAL TECHNOLOGIES | 1611209 | 1068336 @@ SANDVIK MINING & CONSTRUCTION | 1611209 | [10 empty] | TIMKEN | 66212 | CONSOLIDATED BEARING CO (QLD) | 66212 | [14 empty] | https://cad.timken.com/item/tapered-roller-bearings---single-cones/tapered-roller-bearings-single-cones-imperial/66212 | [9 empty] | ENRICHED | 31171527 Bearing cones |  |  | CONE | BEARING | TYPE | TAPERED ROLLER | INSIDE DIAMETER | 53.975 MM | WIDTH | 31.75 MM | MATERIAL |  | CAGE MATERIAL | STAMPED STEEL | DYNAMIC LOAD RATING | 177 KN | STATIC LOAD RATING | 166 KN | HAZARD CLASS |  | CERTIFICATION/STANDARD | [55 empty] | Production Completed
STP_009 - Lot7 | Data Enrichment | SYC | OK | 2023-10-16 | 2023-10-17 |  | 1028891 | 1028891 | 1464572 | AU_QM_005843566 |  | ERSA | M | 4300 | 1464572GZPCLNT100 | EA | 3000035 | CONE;WAR,B009(CONE) | CONE;WAR,B009(CONE) | CONE;MNFR:WARMAN,PTNO:B009(CONE) |  | CONE,TAPERED BEARING: 38.100MM BORE | WARMAN | B009(CONE) | 1068409 @@ APPLIED INDUSTRIAL TECHNOLOGIES | K-3490-TIM | 1068418 @@ CONSOLIDATED BEARING CO (QLD) | 3490 | [12 empty] | CONSOLIDATED BEARING CO (QLD) | 1400217 | [10 empty] | APPLIED INDUSTRIAL TECHNOLOGIES | 1400217 |  |  | U | [9 empty] | CLEANSED | 31171527 Bearing cones |  |  | CONE | BEARING | TYPE | TAPERED | INSIDE DIAMETER |  | WIDTH |  | MATERIAL |  | CAGE MATERIAL |  | DYNAMIC LOAD RATING |  | STATIC LOAD RATING |  | HAZARD CLASS |  | CERTIFICATION/STANDARD | [55 empty] | Production Completed
STP_009 - Lot7 | Data Enrichment | SYC | OK | 2023-10-16 | 2023-10-17 |  | 1028896 | 1028896 | 1464532 | AU_QM_005843246 |  | ERSA | M | 4300 | 1464532GZPCLNT100 | EA | 3000035 | CONE;WAR,C009;CONE | CONE;WAR,C009;CONE | CONE;MNFR:WARMAN,PTNO:C009;CONE |  | CONE,TAPERED BEARING: 50.800MM BORE | WARMAN | C009;CONE | 1068409 @@ APPLIED INDUSTRIAL TECHNOLOGIES | K-529X-TIM | [12 empty] | TIMKEN | 2580 | CONSOLIDATED BEARING CO (QLD) | 2580 | [14 empty] | https://cad.timken.com/item/tapered-roller-bearings---single-cones/tapered-roller-bearings-single-cones-imperial/2580 | [9 empty] | ENRICHED | 31171527 Bearing cones |  |  | CONE | BEARING | TYPE | TAPERED ROLLER | INSIDE DIAMETER | 31.75 MM | WIDTH | 25.357 MM | MATERIAL |  | CAGE MATERIAL | STAMPED STEEL | DYNAMIC LOAD RATING | 837 KN | STATIC LOAD RATING | 944 KN | HAZARD CLASS |  | CERTIFICATION/STANDARD | [55 empty] | Production Completed
STP_009 - Lot7 | Data Enrichment | SYC | OK | 2023-10-16 | 2023-10-17 |  | 1028889 | 1028889 | 1464654 | AU_QM_005844862 |  | ERSA | M | 4300 | 1464654GZPCLNT100 | EA | 3000035 | CONE;WAR,G009(CONE) | CONE;WAR,G009(CONE) | CONE;MNFR:WARMAN,PTNO:G009(CONE) |  | CONE,TAPERED BEARING: 152.400MM BORE | WARMAN | G009(CONE) | 1068409 @@ APPLIED INDUSTRIAL TECHNOLOGIES | K-HH234048-TIM | [12 empty] | TIMKEN | 55176 | CONSOLIDATED BEARING CO (QLD) | 55176 | [14 empty] | https://cad.timken.com/item/tapered-roller-bearings---single-cones/tapered-roller-bearings-single-cones-imperial/55176 | [9 empty] | ENRICHED | 31171527 Bearing cones |  |  | CONE | BEARING | TYPE | TAPERED ROLLER | INSIDE DIAMETER | 44.45 MM | WIDTH | 26.909 MM | MATERIAL |  | CAGE MATERIAL | STAMPED STEEL | DYNAMIC LOAD RATING | 126 KN | STATIC LOAD RATING | 119 KN | HAZARD CLASS |  | CERTIFICATION/STANDARD | [55 empty] | Production Completed
STP_009 - Lot7 | Data Enrichment | SYC | OK | 2023-10-16 | 2023-10-17 |  | 1025008 | 1025008 | 1464571 | AU_QM_005843563 |  | ERSA | M | 4300 | 1464571GZPCLNT100 | EA | 3000035 | CONE;WAR,YB009(CONE) | CONE;WAR,YB009(CONE) | CONE;MNFR:WARMAN,PTNO:YB009(CONE) |  | CONE,TAPERED BEARING: 36.513MM BORE | WARMAN | YB009(CONE) | 1068409 @@ APPLIED INDUSTRIAL TECHNOLOGIES | YB009(CONE) | 1068418 @@ CONSOLIDATED BEARING CO (QLD) | 3479 | [12 empty] | TIMKEN | [11 empty] | APPLIED INDUSTRIAL TECHNOLOGIES | 1464621 |  |  | U | [9 empty] | CLEANSED | 31171527 Bearing cones |  |  | CONE | BEARING | TYPE | TAPERED | INSIDE DIAMETER | 44.45 MM | WIDTH |  | MATERIAL |  | CAGE MATERIAL |  | DYNAMIC LOAD RATING |  | STATIC LOAD RATING |  | HAZARD CLASS |  | CERTIFICATION/STANDARD | [55 empty] | Production Completed
STP_009 - Lot7 | Data Enrichment | SYC | OK | 2023-10-16 | 2023-10-17 |  | 1080542 | 1080542 | 1464545 | AU_QM_005843317 |  | ERSA | M | 4300 | 1464545GZPCLNT100 | EA | 3000035 | CONE;WAR,YD009(CONE) | CONE;WAR,YD009(CONE) | CONE;MNFR:WARMAN,PTNO:YD009(CONE) |  | CONE,TAPERED BEARING: 69.850MM BORE | WARMAN | YD009(CONE) | 1068418 @@ CONSOLIDATED BEARING CO (QLD) | 643 | [12 empty] | TIMKEN | 3778 | CONSOLIDATED BEARING CO (QLD) | 3778 | [14 empty] | https://cad.timken.com/item/tapered-roller-bearings---single-cones/tapered-roller-bearings-single-cones-imperial/3778 | [9 empty] | ENRICHED | 31171527 Bearing cones |  |  | CONE | BEARING | TYPE | TAPERED ROLLER | INSIDE DIAMETER | 47.625 MM | WIDTH | 30.302 MM | MATERIAL |  | CAGE MATERIAL | STAMPED STEEL | DYNAMIC LOAD RATING | 122 KN | STATIC LOAD RATING | 153 KN | HAZARD CLASS |  | CERTIFICATION/STANDARD | [55 empty] | Production Completed
STP_009 - Lot7 | Data Enrichment | SYC | OK | 2023-10-16 | 2023-10-17 |  | 1056621 | 1056621 |  |  |  | ERSA | M | 1540 | 1614058GZPCLNT100 | EA |  | CONE;CONETITE,50 MM,BRASS | CONICO;50 MM,LATON | CONE;TYPE:CONETITE,SIZE:50 MM,MATERIAL:BRASS | CONICO;TAMAÃ‘O:50 MM,MATERIAL:LATON |  |  |  | 1068155 @@ REECE PTY LTD | 420072 | [12 empty] | TIMKEN | 65200 | CONSOLIDATED BEARING CO (QLD) | 65200 | [14 empty] | https://cad.timken.com/item/tapered-roller-bearings---single-cones/tapered-roller-bearings-single-cones-imperial/65200 | [9 empty] | ENRICHED | 31171527 Bearing cones |  |  | CONE | BEARING | TYPE | TAPERED ROLLER | INSIDE DIAMETER | 50.8 MM | WIDTH | 44.45 MM | MATERIAL |  | CAGE MATERIAL | STAMPED STEEL | DYNAMIC LOAD RATING | 243 KN | STATIC LOAD RATING | 297 KN | HAZARD CLASS |  | CERTIFICATION/STANDARD | [55 empty] | Production Completed
STP_009 - Lot7 | Data Enrichment | SYC | OK | 2023-10-16 | 2023-10-17 |  | 1162350 | 1162350 |  |  |  | ERSA | M | 5915 | 1401912GZPCLNT100 | EA |  | CONE;EXTSN, SPIGOT | CONE;EXTSN, SPIGOT | CONE;TYPE:EXTENSION, SPIGOT | [18 empty] | TIMKEN | 45284 | CONSOLIDATED BEARING CO (QLD) | 45284 | [14 empty] | https://cad.timken.com/item/tapered-roller-bearings---single-cones/tapered-roller-bearings-single-cones-imperial/45284 | [9 empty] | ENRICHED | 31171527 Bearing cones |  |  | CONE | BEARING | TYPE | TAPERED ROLLER | INSIDE DIAMETER | 50.8 MM | WIDTH | 30.958 MM | MATERIAL |  | CAGE MATERIAL | STAMPED STEEL | DYNAMIC LOAD RATING | 153 KN | STATIC LOAD RATING | 189 KN | HAZARD CLASS |  | CERTIFICATION/STANDARD | [55 empty] | Production Completed
STP_009 - Lot7 | Data Enrichment | SYC | OK | 2023-10-16 | 2023-10-17 |  | 1188406 | 1188406 |  |  |  | ERSA | M | 4050 | 1585853GZPCLNT100 | EA |  | CONE;REFLECTIVE TRAFFIC,700 MM,PVC,ORNG | CONICO;,PVC | CONE;TYPE:REFLECTIVE TRAFFIC,SIZE:700 MM,MATERIAL:PVC,ADDITIONAL FEATURES EN:ORANGE,W/REFLECT TAPE | CONICO;MATERIAL:PVC |  |  |  | 1072013 @@ METAL MANUFACTURES PTY LTD | MXSBTC761R | [12 empty] | TIMKEN | 28580 | CONSOLIDATED BEARING CO (QLD) | 28580 | [10 empty] | APPLIED INDUSTRIAL TECHNOLOGIES | K-28580-TIM |  |  | https://cad.timken.com/item/tapered-roller-bearings---single-cones/tapered-roller-bearings-single-cones-imperial/28580 | [9 empty] | ENRICHED | 31171527 Bearing cones |  |  | CONE | BEARING | TYPE | TAPERED ROLLER | INSIDE DIAMETER | 50.8 MM | WIDTH | 25.4 MM | MATERIAL |  | CAGE MATERIAL | STAMPED STEEL | DYNAMIC LOAD RATING | 98.9 KN | STATIC LOAD RATING | 130 KN | HAZARD CLASS |  | CERTIFICATION/STANDARD | [55 empty] | Production Completed
STP_009 - Lot7 | Data Enrichment | SYC | OK | 2023-10-16 | 2023-10-17 |  | 1138151 | 1138151 |  |  |  | ERSA | M | 2200 | 1373029GZPCLNT100 | EA |  | CAT/ELPH AIRCON SYSTEM VALVE ASSY; | CAT/ELPH AIRCON SYSTEM VALVE ASSY; | VALVE ASSEMBLY: CAT/ELPH AIRCON SYSTEM VALVE ASSY; ELPHINSTONE R1700 AND R2900 LOADERS |  |  |  |  | 1068181 @@ CNW (MOUNT ISA) ELECT WHOLESALER | 1373029 | 1068196 @@ HASTINGS DEERING(AUSTRALIA) LTD | 3E4058 | [10 empty] | WARDYS VENTURES PTY LTD | QC36FV | CNW (MOUNT ISA) ELECT WHOLESALER | 1373029 | HASTINGS DEERING(AUSTRALIA) LTD | 3E4058 | [12 empty] | https://www.blackwoods.com.au/electrical/hvac/industrial-fan/quietaire-qc36fv-float-valve-complete-with-ball/p/01117278 | [9 empty] | Enriched | 40141610 Float valves |  |  | VALVE | FLOAT | TYPE |  | NOMINAL SIZE |  | END CONNECTION |  | BODY MATERIAL |  | DISCHARGE RATING |  | CONFIGURATION |  | PRESSURE CLASS/RATING |  | DESIGN PRESSURE |  | TEMPERATURE RATING |  | FLOAT MATERIAL |  | TRIM |  | FLOAT DIAMETER |  | SOFTGOODS |  | HAZARD CLASS |  | CERTIFICATION/STANDARD | [43 empty] | Production Completed
STP_009 - Lot7 | Data Enrichment | SYC | OK | 2023-10-16 | 2023-10-17 |  | 1137403 | 1137403 | 1442624 | AU_QM_000996455 |  | ERSA | M | 2200 | 1442624GZPCLNT100 | EA |  | CAT ENGINE OIL DRAIN SHUTOFF; | CAT ENGINE OIL DRAIN SHUTOFF; | VALVE,ANGLE: CAT ENGINE OIL DRAIN SHUTOFF; ELPHINSTONE R1700/R2900 LHD |  | VALVE,ANGLE:CAT ENGINE OIL DRAIN SHUTOFF; |  |  | 1068181 @@ CNW (MOUNT ISA) ELECT WHOLESALER | 1442624 | 1068196 @@ HASTINGS DEERING(AUSTRALIA) LTD | 7E4761 | [12 empty] | CNW (MOUNT ISA) ELECT WHOLESALER | 1442624 | HASTINGS DEERING(AUSTRALIA) LTD | 7E4761 | [12 empty] | URL Not Found | [9 empty] | Cleansed | 40141613 Gate valves |  |  | VALVE | GATE | TYPE | FLOW CONTROL TAP | NOMINAL SIZE |  | END CONNECTION |  | PORT TYPE |  | END TO END DISTANCE |  | CONFIGURATION |  | PRESSURE CLASS/RATING |  | BODY MATERIAL |  | BONNET JOINT |  | DESIGN PRESSURE |  | TEMPERATURE RATING |  | OPERATED |  | TRIM |  | SOFTGOODS |  | HAZARD CLASS |  | CERTIFICATION/STANDARD | [41 empty] | Production Completed
STP_009 - Lot7 | Data Enrichment | SYC | OK | 2023-10-16 | 2023-10-17 |  | 1109414 | 1109414 | 1442478 | AU_QM_000995978 |  | ERSA | M | 2200 | 1442478GZPCLNT100 | EA |  | CAT HYDRAULIC BLEEDER SCREW; | CAT HYDRAULIC BLEEDER SCREW; | VALVE,BLEEDER,HYD SYSTEM: CAT HYDRAULIC BLEEDER SCREW; SERVICE BRAKE SYSTEM; ELPHINSTONE AD40 SER.I AND II TRUCKS ELPHINSTONE R1300/ |  | VALVE,BLEEDER,HYD SYSTEM: CAT HYDRAULIC BLEEDER SCREW; |  |  | 1068181 @@ CNW (MOUNT ISA) ELECT WHOLESALER | 1442478 | 1068196 @@ HASTINGS DEERING(AUSTRALIA) LTD | 9F2167 | [12 empty] | CNW (MOUNT ISA) ELECT WHOLESALER | 1442478 | HASTINGS DEERING(AUSTRALIA) LTD | 9F2167 | [12 empty] | https://my.komatsu.com.au/shop/brakecontrol_5637145325/5637322154_valve_23s-44-11330m?req=23S-44-11330 | [9 empty] | CLEANSED | 40141600 Valves |  |  | VALVE | DRAIN | TYPE | COCK,POPPET | NOMINAL SIZE |  | END CONNECTION |  | CONFIGURATION |  | BODY MATERIAL |  | TRIM |  | SOFTGOODS |  | HAZARD CLASS |  | CERTIFICATION/STANDARD | [55 empty] | Production Completed
STP_009 - Lot7 | Data Enrichment | SYC | OK | 2023-10-16 | 2023-10-17 |  | 1150914 | 1150914 | 1479819 | AU_QM_001059443 |  | ERSA | M | 5620 | 1479819GZPCLNT100 | EA |  | CONE;D45 FORD AXLE; | CONE;D45 FORD AXLE; |  |  | CONE,TAPERED BEARING: CONE;D45 FORD AXLE; | [16 empty] | TIMKEN | 3778 | [16 empty] | https://cad.timken.com/item/tapered-roller-bearings---single-cones/tapered-roller-bearings-single-cones-imperial/3778 | [9 empty] | ENRICHED | 31171527 Bearing cones |  |  | CONE | BEARING | TYPE | TAPERED ROLLER | INSIDE DIAMETER | 47.625 MM | WIDTH | 30.302 MM | MATERIAL |  | CAGE MATERIAL | STAMPED STEEL | DYNAMIC LOAD RATING | 122 KN | STATIC LOAD RATING | 153 KN | HAZARD CLASS |  | CERTIFICATION/STANDARD | [55 empty] | Production Completed