## Sheet1
Project | Activities | Production User | Production Comments | Start Date | End Date | Remarks | Griha ID | MATNR | SAP MATERIAL NUMBER | ELLIPSE | LVORM | MTART | MBRSH | MATKL | BISMT | MEINS | MFRNR | MAKTX_EN | MAKTX_ES | TEXT_EN | TEXT_ES | ENRICHED DATA | Manufacturer Name | P/N | Manufacturer Name 1 | P/N 1 | Manufacturer Name 2 | P/N 2 | Manufacturer Name 3 | P/N 3 | Manufacturer Name 4 | P/N 4 | Manufacturer Name 5 | P/N 5 | Manufacturer Name 6 | P/N 6 | Input MNFR | Input PTNO | Verified MNFR from web | Verified MPN from Web | MNFR 1 | PTNO 1 | MNFR 2 | PTNO 2 | MNFR 3 | PTNO 3 | MNFR 4 | PTNO 4 | MNFR 5 | PTNO 5 | MNFR 6 | PTNO 6 | Vendor NAME | Vendor Part Number | Vendor NAME1 | Vendor Part Number1 | Reference URL | Reference URL1 | Item Number | Equipment Type | Equipment Manufacturer | Equipment Model | Equipment Serial | DWG | DRAWING VERSION | POS/TAG | Enriched/Cleansed | UNSPSC Ver.23.07 | ADDITIONAL FEATURES FROM INPUT | Additional Features from WEBSOURCE | Noun | Modifier | Attribute Name 1 | Attribute Value 1 | Attribute Name 2 | Attribute Value 2 | Attribute Name 3 | Attribute Value 3 | Attribute Name 4 | Attribute Value 4 | Attribute Name 5 | Attribute Value 5 | Attribute Name 6 | Attribute Value 6 | Attribute Name 7 | Attribute Value 7 | Attribute Name 8 | Attribute Value 8 | Attribute Name 9 | Attribute Value 9 | Attribute Name 10 | Attribute Value 10 | Attribute Name 11 | Attribute Value 11 | Attribute Name 12 | Attribute Value 12 | Attribute Name 13 | Attribute Value 13 | Attribute Name 14 | Attribute Value 14 | Attribute Name 15 | Attribute Value 15 | Attribute Name 16 | Attribute Value 16 | Attribute Name 17 | Attribute Value 17 | Attribute Name 18 | Attribute Value 18 | Attribute Name 19 | Attribute Value 19 | Attribute Name 20 | Attribute Value 20 | Attribute Name 21 | Attribute Value 21 | Attribute Name 22 | Attribute Value 22 | Attribute Name 23 | Attribute Value 23 | Attribute Name 24 | Attribute Value 24 | Attribute Name 25 | Attribute Value 25 | Attribute Name 26 | Attribute Value 26 | Attribute Name 27 | Attribute Value 27 | Attribute Name 28 | Attribute Value 28 | Attribute Name 29 | Attribute Value 29 | Attribute Name 30 | Attribute Value 30 | Attribute Name 31 | Attribute Value 31 | Attribute Name 32 | Attribute Value 32 | Attribute Name 33 | Attribute Value 33 | Attribute Name 34 | Attribute Value 34 | Attribute Name 35 | Attribute Value 35 | Attribute Name 36 | Attribute Value 36 | Status
STP_009 - Lot7 | Data Enrichment | PVJ | OK | 2023-10-16 | 2023-10-18 | URL for Reference only | 1035947 | 1035947 |  |  |  | ERSA | M | 1510 | 1532970GZPCLNT100 | M |  | BAR,RND;100MM,100,BRAH100G4140HTBLK+5800 | BAR,RND;100MM,100,BRAH100G4140HTBLK+5800 | BAR,RND;ADDITIONAL FEATURES:100MM,100,BRAH100G4140HTBLK+5800 |  |  |  |  | 1068455 @@ VULCAN STEEL PTY LTD | BRAH100G4140HTBLK+5800 | [10 empty] | VULCAN STEEL PTY LTD | BRAH100G4140HTBLK+5800 | [18 empty] | https://vulcan.co/wp-content/uploads/2022/12/Vulcan_Stainless_AUS_Product_Guide_2020_web.pdf | [9 empty] | Cleansed | 30263700 Steel alloy bars | COLOUR:BLACK,REF:100 |  | BAR | ROUND | TYPE |  | DIAMETER | 100 MM | LENGTH |  | MATERIAL | ALLOY STEEL | MATERIAL SPECIFICATION | GRADE 4140 | PROCESS | HEAT TREATED | WEIGHT |  | COATING/FINISH |  | HAZARD CLASS |  | CERTIFICATION/STANDARD | [53 empty] | Production Completed
STP_009 - Lot7 | Data Enrichment | PVJ | OK | 2023-10-16 | 2023-10-18 | URL for Reference only | 1035797 | 1035797 |  |  |  | ERSA | M | 1510 | 1535617GZPCLNT100 | M |  | BAR,RND;100MM,CARBO,BRCA100G1045BLK+5800 | BAR,RND;100MM,CARBO,BRCA100G1045BLK+5800 | BAR,RND;ADDITIONAL FEATURES:100MM,CARBO,BRCA100G1045BLK+5800 |  |  |  |  | 1068455 @@ VULCAN STEEL PTY LTD | BRCA100G1045BLK+5800 | [10 empty] | VULCAN STEEL PTY LTD | BRCA100G1045BLK+5800 | [18 empty] | https://vulcan.co/wp-content/uploads/2022/12/Vulcan_Stainless_AUS_Product_Guide_2020_web.pdf | [9 empty] | Cleansed | 30263600 Carbon steel bars | COLOUR:BLACK |  | BAR | ROUND | TYPE |  | DIAMETER | 100 MM | LENGTH |  | MATERIAL | CARBON STEEL | MATERIAL SPECIFICATION | GRADE 1045 | PROCESS |  | WEIGHT |  | COATING/FINISH |  | HAZARD CLASS |  | CERTIFICATION/STANDARD | [53 empty] | Production Completed
STP_009 - Lot7 | Data Enrichment | PVJ | OK | 2023-10-16 | 2023-10-18 | URL for Reference only | 1035946 | 1035946 |  |  |  | ERSA | M | 1510 | 1532971GZPCLNT100 | M |  | BAR,RND;110MM,100,BRAH110G4140HTBLK+5800 | BAR,RND;110MM,100,BRAH110G4140HTBLK+5800 | BAR,RND;ADDITIONAL FEATURES:110MM,100,BRAH110G4140HTBLK+5800 |  |  |  |  | 1068455 @@ VULCAN STEEL PTY LTD | BRAH110G4140HTBLK+5800 | [10 empty] | VULCAN STEEL PTY LTD | BRAH110G4140HTBLK+5800 | [18 empty] | https://vulcan.co/wp-content/uploads/2022/12/Vulcan_Stainless_AUS_Product_Guide_2020_web.pdf | [9 empty] | Cleansed | 30263700 Steel alloy bars | COLOUR:BLACK,REF:100 |  | BAR | ROUND | TYPE |  | DIAMETER | 110 MM | LENGTH |  | MATERIAL | ALLOY STEEL | MATERIAL SPECIFICATION | GRADE 4140 | PROCESS | HEAT TREATED | WEIGHT |  | COATING/FINISH |  | HAZARD CLASS |  | CERTIFICATION/STANDARD | [53 empty] | Production Completed
STP_009 - Lot7 | Data Enrichment | PVJ | OK | 2023-10-16 | 2023-10-18 | URL for Reference only | 1035796 | 1035796 |  |  |  | ERSA | M | 1510 | 1535618GZPCLNT100 | M |  | BAR,RND;110MM,CARBO,BRCA110G1045BLK+5800 | BAR,RND;110MM,CARBO,BRCA110G1045BLK+5800 | BAR,RND;ADDITIONAL FEATURES:110MM,CARBO,BRCA110G1045BLK+5800 |  |  |  |  | 1068455 @@ VULCAN STEEL PTY LTD | BRCA110G1045BLK+5800 | [10 empty] | VULCAN STEEL PTY LTD | BRCA110G1045BLK+5800 | [18 empty] | https://vulcan.co/wp-content/uploads/2022/12/Vulcan_Stainless_AUS_Product_Guide_2020_web.pdf | [9 empty] | Cleansed | 30263600 Carbon steel bars | COLOUR:BLACK |  | BAR | ROUND | TYPE |  | DIAMETER | 110 MM | LENGTH |  | MATERIAL | CARBON STEEL | MATERIAL SPECIFICATION | GRADE 1045 | PROCESS |  | WEIGHT |  | COATING/FINISH |  | HAZARD CLASS |  | CERTIFICATION/STANDARD | [53 empty] | Production Completed
STP_009 - Lot7 | Data Enrichment | PVJ | OK | 2023-10-16 | 2023-10-18 |  | 1104829 | 1104829 |  |  |  | ERSA | M | 1510 | 1527843GZPCLNT100 | EA |  | BAR,RND;120 MM,BLK,75027475 | BAR,RND;120 MM,BLK,75027475 | BAR,RND;ADDITIONAL FEATURES:120 MM,BLK,75027475 |  |  |  |  | 1069960 @@ VOESTALPINE HIGH PERFORMANCE METALS | 75027475 | [10 empty] | VOESTALPINE HIGH PERFORMANCE METALS | 75027475 | [18 empty] | URL NOT FOUND | [9 empty] | Cleansed | 30260000 Structural materials |  |  | BAR | ROUND | TYPE |  | DIAMETER | 120 MM | LENGTH |  | MATERIAL |  | MATERIAL SPECIFICATION |  | PROCESS |  | WEIGHT |  | COATING/FINISH |  | HAZARD CLASS |  | CERTIFICATION/STANDARD | [53 empty] | Production Completed
STP_009 - Lot7 | Data Enrichment | PVJ | OK | 2023-10-16 | 2023-10-18 | URL for Reference only | 1035945 | 1035945 |  |  |  | ERSA | M | 1510 | 1532972GZPCLNT100 | M |  | BAR,RND;120MM,100,BRAH120G4140HTBLK+5800 | BAR,RND;120MM,100,BRAH120G4140HTBLK+5800 | BAR,RND;ADDITIONAL FEATURES:120MM,100,BRAH120G4140HTBLK+5800 |  |  |  |  | 1068455 @@ VULCAN STEEL PTY LTD | BRAH120G4140HTBLK+5800 | [10 empty] | VULCAN STEEL PTY LTD | BRAH120G4140HTBLK+5800 | [18 empty] | https://vulcan.co/wp-content/uploads/2022/12/Vulcan_Stainless_AUS_Product_Guide_2020_web.pdf | [9 empty] | Cleansed | 30263700 Steel alloy bars | COLOUR:BLACK,REF:100 |  | BAR | ROUND | TYPE |  | DIAMETER | 120 MM | LENGTH |  | MATERIAL | ALLOY STEEL | MATERIAL SPECIFICATION | GRADE 4140 | PROCESS | HEAT TREATED | WEIGHT |  | COATING/FINISH |  | HAZARD CLASS |  | CERTIFICATION/STANDARD | [53 empty] | Production Completed
STP_009 - Lot7 | Data Enrichment | PVJ | OK | 2023-10-16 | 2023-10-18 | URL for Reference only | 1035795 | 1035795 |  |  |  | ERSA | M | 1510 | 1535619GZPCLNT100 | M |  | BAR,RND;120MM,CARBO,BRCA120G1045BLK+5800 | BAR,RND;120MM,CARBO,BRCA120G1045BLK+5800 | BAR,RND;ADDITIONAL FEATURES:120MM,CARBO,BRCA120G1045BLK+5800 |  |  |  |  | 1068455 @@ VULCAN STEEL PTY LTD | BRCA120G1045BLK+5800 | [10 empty] | VULCAN STEEL PTY LTD | BRCA120G1045BLK+5800 | [18 empty] | https://vulcan.co/wp-content/uploads/2022/12/Vulcan_Stainless_AUS_Product_Guide_2020_web.pdf | [9 empty] | Cleansed | 30263600 Carbon steel bars | COLOUR:BLACK |  | BAR | ROUND | TYPE |  | DIAMETER | 120 MM | LENGTH |  | MATERIAL | CARBON STEEL | MATERIAL SPECIFICATION | GRADE 1045 | PROCESS |  | WEIGHT |  | COATING/FINISH |  | HAZARD CLASS |  | CERTIFICATION/STANDARD | [53 empty] | Production Completed
STP_009 - Lot7 | Data Enrichment | PVJ | OK | 2023-10-16 | 2023-10-18 |  | 1102803 | 1102803 |  |  |  | ERSA | M | 1510 | 1527755GZPCLNT100 | EA |  | BAR,RND;130 MM,1.240 M,BLK,75027476 | BAR,RND;130 MM,1.240 M,BLK,75027476 | BAR,RND;ADDITIONAL FEATURES:130 MM,1.240 M,BLK,75027476 |  |  |  |  | 1069960 @@ VOESTALPINE HIGH PERFORMANCE METALS | 75027476 | [10 empty] | VOESTALPINE HIGH PERFORMANCE METALS | 75027476 | [18 empty] | URL NOT FOUND | [9 empty] | Cleansed | 30260000 Structural materials | COLOUR:BLACK |  | BAR | ROUND | TYPE |  | DIAMETER | 130 MM | LENGTH | 1.24 M | MATERIAL |  | MATERIAL SPECIFICATION |  | PROCESS |  | WEIGHT |  | COATING/FINISH |  | HAZARD CLASS |  | CERTIFICATION/STANDARD | [53 empty] | Production Completed
STP_009 - Lot7 | Data Enrichment | PVJ | OK | 2023-10-16 | 2023-10-18 | URL for Reference only | 1035944 | 1035944 |  |  |  | ERSA | M | 1510 | 1532973GZPCLNT100 | M |  | BAR,RND;130MM,100,BRAH130G4140HTBLK+5800 | BAR,RND;130MM,100,BRAH130G4140HTBLK+5800 | BAR,RND;ADDITIONAL FEATURES:130MM,100,BRAH130G4140HTBLK+5800 |  |  |  |  | 1068455 @@ VULCAN STEEL PTY LTD | BRAH130G4140HTBLK+5800 | [10 empty] | VULCAN STEEL PTY LTD | BRAH130G4140HTBLK+5800 | [18 empty] | https://vulcan.co/wp-content/uploads/2022/12/Vulcan_Stainless_AUS_Product_Guide_2020_web.pdf | [9 empty] | Cleansed | 30263700 Steel alloy bars | COLOUR:BLACK,REF:100 |  | BAR | ROUND | TYPE |  | DIAMETER | 130 MM | LENGTH |  | MATERIAL | ALLOY STEEL | MATERIAL SPECIFICATION | GRADE 4140 | PROCESS | HEAT TREATED | WEIGHT |  | COATING/FINISH |  | HAZARD CLASS |  | CERTIFICATION/STANDARD | [53 empty] | Production Completed
STP_009 - Lot7 | Data Enrichment | PVJ | OK | 2023-10-16 | 2023-10-18 | URL for Reference only | 1035794 | 1035794 |  |  |  | ERSA | M | 1510 | 1535620GZPCLNT100 | M |  | BAR,RND;130MM,CARBO,BRCA130G1045BLK+5800 | BAR,RND;130MM,CARBO,BRCA130G1045BLK+5800 | BAR,RND;ADDITIONAL FEATURES:130MM,CARBO,BRCA130G1045BLK+5800 |  |  |  |  | 1068455 @@ VULCAN STEEL PTY LTD | BRCA130G1045BLK+5800 | [10 empty] | VULCAN STEEL PTY LTD | BRCA130G1045BLK+5800 | [18 empty] | https://vulcan.co/wp-content/uploads/2022/12/Vulcan_Stainless_AUS_Product_Guide_2020_web.pdf | [9 empty] | Cleansed | 30263600 Carbon steel bars | COLOUR:BLACK |  | BAR | ROUND | TYPE |  | DIAMETER | 130 MM | LENGTH |  | MATERIAL | CARBON STEEL | MATERIAL SPECIFICATION | GRADE 1045 | PROCESS |  | WEIGHT |  | COATING/FINISH |  | HAZARD CLASS |  | CERTIFICATION/STANDARD | [53 empty] | Production Completed
STP_009 - Lot7 | Data Enrichment | PVJ | OK | 2023-10-16 | 2023-10-18 | URL for Reference only | 1035943 | 1035943 |  |  |  | ERSA | M | 1510 | 1532974GZPCLNT100 | M |  | BAR,RND;140MM,100,BRAH140G4140HTBLK+5800 | BAR,RND;140MM,100,BRAH140G4140HTBLK+5800 | BAR,RND;ADDITIONAL FEATURES:140MM,100,BRAH140G4140HTBLK+5800 |  |  |  |  | 1068455 @@ VULCAN STEEL PTY LTD | BRAH140G4140HTBLK+5800 | [10 empty] | VULCAN STEEL PTY LTD | BRAH140G4140HTBLK+5800 | [18 empty] | https://vulcan.co/wp-content/uploads/2022/12/Vulcan_Stainless_AUS_Product_Guide_2020_web.pdf | [9 empty] | Cleansed | 30263700 Steel alloy bars | COLOUR:BLACK,REF:100 |  | BAR | ROUND | TYPE |  | DIAMETER | 140 MM | LENGTH |  | MATERIAL | ALLOY STEEL | MATERIAL SPECIFICATION | GRADE 4140 | PROCESS | HEAT TREATED | WEIGHT |  | COATING/FINISH |  | HAZARD CLASS |  | CERTIFICATION/STANDARD | [53 empty] | Production Completed
STP_009 - Lot7 | Data Enrichment | PVJ | OK | 2023-10-16 | 2023-10-18 | URL for Reference only | 1035793 | 1035793 |  |  |  | ERSA | M | 1510 | 1535621GZPCLNT100 | M |  | BAR,RND;140MM,CARBO,BRCA140G1045BLK+5800 | BAR,RND;140MM,CARBO,BRCA140G1045BLK+5800 | BAR,RND;ADDITIONAL FEATURES:140MM,CARBO,BRCA140G1045BLK+5800 |  |  |  |  | 1068455 @@ VULCAN STEEL PTY LTD | BRCA140G1045BLK+5800 | [10 empty] | VULCAN STEEL PTY LTD | BRCA140G1045BLK+5800 | [18 empty] | https://vulcan.co/wp-content/uploads/2022/12/Vulcan_Stainless_AUS_Product_Guide_2020_web.pdf | [9 empty] | Cleansed | 30263600 Carbon steel bars | COLOUR:BLACK |  | BAR | ROUND | TYPE |  | DIAMETER | 140 MM | LENGTH |  | MATERIAL | CARBON STEEL | MATERIAL SPECIFICATION | GRADE 1045 | PROCESS |  | WEIGHT |  | COATING/FINISH |  | HAZARD CLASS |  | CERTIFICATION/STANDARD | [53 empty] | Production Completed
STP_009 - Lot7 | Data Enrichment | PVJ | OK | 2023-10-16 | 2023-10-18 | URL for Reference only | 1035942 | 1035942 |  |  |  | ERSA | M | 1510 | 1532975GZPCLNT100 | M |  | BAR,RND;150MM,100,BRAH150G4140HTBLK+5800 | BAR,RND;150MM,100,BRAH150G4140HTBLK+5800 | BAR,RND;ADDITIONAL FEATURES:150MM,100,BRAH150G4140HTBLK+5800 |  |  |  |  | 1068455 @@ VULCAN STEEL PTY LTD | BRAH150G4140HTBLK+5800 | [10 empty] | VULCAN STEEL PTY LTD | BRAH150G4140HTBLK+5800 | [18 empty] | https://vulcan.co/wp-content/uploads/2022/12/Vulcan_Stainless_AUS_Product_Guide_2020_web.pdf | [9 empty] | Cleansed | 30263700 Steel alloy bars | COLOUR:BLACK,REF:100 |  | BAR | ROUND | TYPE |  | DIAMETER | 150 MM | LENGTH |  | MATERIAL | ALLOY STEEL | MATERIAL SPECIFICATION | GRADE 4140 | PROCESS | HEAT TREATED | WEIGHT |  | COATING/FINISH |  | HAZARD CLASS |  | CERTIFICATION/STANDARD | [53 empty] | Production Completed
STP_009 - Lot7 | Data Enrichment | PVJ | OK | 2023-10-16 | 2023-10-18 | URL for Reference only | 1035792 | 1035792 |  |  |  | ERSA | M | 1510 | 1535622GZPCLNT100 | M |  | BAR,RND;150MM,CARBO,BRCA150G1045BLK+5800 | BAR,RND;150MM,CARBO,BRCA150G1045BLK+5800 | BAR,RND;ADDITIONAL FEATURES:150MM,CARBO,BRCA150G1045BLK+5800 |  |  |  |  | 1068455 @@ VULCAN STEEL PTY LTD | BRCA150G1045BLK+5800 | [10 empty] | VULCAN STEEL PTY LTD | BRCA150G1045BLK+5800 | [18 empty] | https://vulcan.co/wp-content/uploads/2022/12/Vulcan_Stainless_AUS_Product_Guide_2020_web.pdf | [9 empty] | Cleansed | 30263600 Carbon steel bars | COLOUR:BLACK |  | BAR | ROUND | TYPE |  | DIAMETER | 150 MM | LENGTH |  | MATERIAL | CARBON STEEL | MATERIAL SPECIFICATION | GRADE 1045 | PROCESS |  | WEIGHT |  | COATING/FINISH |  | HAZARD CLASS |  | CERTIFICATION/STANDARD | [53 empty] | Production Completed
STP_009 - Lot7 | Data Enrichment | PVJ | OK | 2023-10-16 | 2023-10-18 | URL for Reference only | 1035941 | 1035941 |  |  |  | ERSA | M | 1510 | 1532976GZPCLNT100 | M |  | BAR,RND;160MM,100,BRAH160G4140HTBLK+5800 | BAR,RND;160MM,100,BRAH160G4140HTBLK+5800 | BAR,RND;ADDITIONAL FEATURES:160MM,100,BRAH160G4140HTBLK+5800 |  |  |  |  | 1068455 @@ VULCAN STEEL PTY LTD | BRAH160G4140HTBLK+5800 | [10 empty] | VULCAN STEEL PTY LTD | BRAH160G4140HTBLK+5800 | [18 empty] | https://vulcan.co/wp-content/uploads/2022/12/Vulcan_Stainless_AUS_Product_Guide_2020_web.pdf | [9 empty] | Cleansed | 30263700 Steel alloy bars | COLOUR:BLACK,REF:100 |  | BAR | ROUND | TYPE |  | DIAMETER | 160 MM | LENGTH |  | MATERIAL | ALLOY STEEL | MATERIAL SPECIFICATION | GRADE 4140 | PROCESS | HEAT TREATED | WEIGHT |  | COATING/FINISH |  | HAZARD CLASS |  | CERTIFICATION/STANDARD | [53 empty] | Production Completed
STP_009 - Lot7 | Data Enrichment | PVJ | OK | 2023-10-16 | 2023-10-18 | URL for Reference only | 1035791 | 1035791 |  |  |  | ERSA | M | 1510 | 1535623GZPCLNT100 | M |  | BAR,RND;160MM,CARBO,BRCA160G1045BLK+5800 | BAR,RND;160MM,CARBO,BRCA160G1045BLK+5800 | BAR,RND;ADDITIONAL FEATURES:160MM,CARBO,BRCA160G1045BLK+5800 |  |  |  |  | 1068455 @@ VULCAN STEEL PTY LTD | BRCA160G1045BLK+5800 | [10 empty] | VULCAN STEEL PTY LTD | BRCA160G1045BLK+5800 | [18 empty] | https://vulcan.co/wp-content/uploads/2022/12/Vulcan_Stainless_AUS_Product_Guide_2020_web.pdf | [9 empty] | Cleansed | 30263600 Carbon steel bars | COLOUR:BLACK |  | BAR | ROUND | TYPE |  | DIAMETER | 160 MM | LENGTH |  | MATERIAL | CARBON STEEL | MATERIAL SPECIFICATION | GRADE 1045 | PROCESS |  | WEIGHT |  | COATING/FINISH |  | HAZARD CLASS |  | CERTIFICATION/STANDARD | [53 empty] | Production Completed
STP_009 - Lot7 | Data Enrichment | PVJ | OK | 2023-10-16 | 2023-10-18 |  | 1104857 | 1104857 |  |  |  | ERSA | M | 2600 | 1527566GZPCLNT100 | EA |  | BAR,RND;16MM ROUND BAR MILD BAR 6,100422 | BAR,RND;16MM ROUND BAR MILD BAR 6,100422 | BAR,RND;ADDITIONAL FEATURES:16MM ROUND BAR MILD BAR 6,100422 |  |  |  |  | 1069512 @@ BLUESCOPE DISTRIBUTION | 100422 | 1069433 @@ TOTAL STEEL OF AUSTRALIA | 1527566 | [8 empty] | BLUESCOPE DISTRIBUTION | 100422 |  |  | TOTAL STEEL OF AUSTRALIA | 1527566 | [14 empty] | URL NOT FOUND | [9 empty] | Cleansed | 30260000 Structural materials | MILD |  | BAR | ROUND | TYPE |  | DIAMETER | 16 MM | LENGTH | 6 M | MATERIAL |  | MATERIAL SPECIFICATION |  | PROCESS |  | WEIGHT |  | COATING/FINISH |  | HAZARD CLASS |  | CERTIFICATION/STANDARD | [53 empty] | Production Completed
STP_009 - Lot7 | Data Enrichment | PVJ | OK | 2023-10-16 | 2023-10-18 | URL for Reference only | 1035940 | 1035940 |  |  |  | ERSA | M | 1510 | 1532977GZPCLNT100 | M |  | BAR,RND;170MM,100,BRAH170G4140HTBLK+5800 | BAR,RND;170MM,100,BRAH170G4140HTBLK+5800 | BAR,RND;ADDITIONAL FEATURES:170MM,100,BRAH170G4140HTBLK+5800 |  |  |  |  | 1068455 @@ VULCAN STEEL PTY LTD | BRAH170G4140HTBLK+5800 | [10 empty] | VULCAN STEEL PTY LTD | BRAH170G4140HTBLK+5800 | [18 empty] | https://vulcan.co/wp-content/uploads/2022/12/Vulcan_Stainless_AUS_Product_Guide_2020_web.pdf | [9 empty] | Cleansed | 30263700 Steel alloy bars | COLOUR:BLACK,REF:100 |  | BAR | ROUND | TYPE |  | DIAMETER | 170 MM | LENGTH |  | MATERIAL | ALLOY STEEL | MATERIAL SPECIFICATION | GRADE 4140 | PROCESS | HEAT TREATED | WEIGHT |  | COATING/FINISH |  | HAZARD CLASS |  | CERTIFICATION/STANDARD | [53 empty] | Production Completed
STP_009 - Lot7 | Data Enrichment | PVJ | OK | 2023-10-16 | 2023-10-18 | URL for Reference only | 1035790 | 1035790 |  |  |  | ERSA | M | 1510 | 1535624GZPCLNT100 | M |  | BAR,RND;170MM,CARBO,BRCA170G1045BLK+5800 | BAR,RND;170MM,CARBO,BRCA170G1045BLK+5800 | BAR,RND;ADDITIONAL FEATURES:170MM,CARBO,BRCA170G1045BLK+5800 |  |  |  |  | 1068455 @@ VULCAN STEEL PTY LTD | BRCA170G1045BLK+5800 | [10 empty] | VULCAN STEEL PTY LTD | BRCA170G1045BLK+5800 | [18 empty] | https://vulcan.co/wp-content/uploads/2022/12/Vulcan_Stainless_AUS_Product_Guide_2020_web.pdf | [9 empty] | Cleansed | 30263600 Carbon steel bars | COLOUR:BLACK |  | BAR | ROUND | TYPE |  | DIAMETER | 170 MM | LENGTH |  | MATERIAL | CARBON STEEL | MATERIAL SPECIFICATION | GRADE 1045 | PROCESS |  | WEIGHT |  | COATING/FINISH |  | HAZARD CLASS |  | CERTIFICATION/STANDARD | [53 empty] | Production Completed
STP_009 - Lot7 | Data Enrichment | PVJ | OK | 2023-10-16 | 2023-10-18 | URL for Reference only | 1035939 | 1035939 |  |  |  | ERSA | M | 1510 | 1532978GZPCLNT100 | M |  | BAR,RND;180MM,100,BRAH180G4140HTBLK+5800 | BAR,RND;180MM,100,BRAH180G4140HTBLK+5800 | BAR,RND;ADDITIONAL FEATURES:180MM,100,BRAH180G4140HTBLK+5800 |  |  |  |  | 1068455 @@ VULCAN STEEL PTY LTD | BRAH180G4140HTBLK+5800 | [10 empty] | VULCAN STEEL PTY LTD | BRAH180G4140HTBLK+5800 | [18 empty] | https://vulcan.co/wp-content/uploads/2022/12/Vulcan_Stainless_AUS_Product_Guide_2020_web.pdf | [9 empty] | Cleansed | 30263700 Steel alloy bars | COLOUR:BLACK,REF:100 |  | BAR | ROUND | TYPE |  | DIAMETER | 180 MM | LENGTH |  | MATERIAL | ALLOY STEEL | MATERIAL SPECIFICATION | GRADE 4140 | PROCESS | HEAT TREATED | WEIGHT |  | COATING/FINISH |  | HAZARD CLASS |  | CERTIFICATION/STANDARD | [53 empty] | Production Completed
STP_009 - Lot7 | Data Enrichment | PVJ | OK | 2023-10-16 | 2023-10-18 | URL for Reference only | 1035789 | 1035789 |  |  |  | ERSA | M | 1510 | 1535625GZPCLNT100 | M |  | BAR,RND;180MM,CARBO,BRCA180G1045BLK+5800 | BAR,RND;180MM,CARBO,BRCA180G1045BLK+5800 | BAR,RND;ADDITIONAL FEATURES:180MM,CARBO,BRCA180G1045BLK+5800 |  |  |  |  | 1068455 @@ VULCAN STEEL PTY LTD | BRCA180G1045BLK+5800 | [10 empty] | VULCAN STEEL PTY LTD | BRCA180G1045BLK+5800 | [18 empty] | https://vulcan.co/wp-content/uploads/2022/12/Vulcan_Stainless_AUS_Product_Guide_2020_web.pdf | [9 empty] | Cleansed | 30263600 Carbon steel bars | COLOUR:BLACK |  | BAR | ROUND | TYPE |  | DIAMETER | 180 MM | LENGTH |  | MATERIAL | CARBON STEEL | MATERIAL SPECIFICATION | GRADE 1045 | PROCESS |  | WEIGHT |  | COATING/FINISH |  | HAZARD CLASS |  | CERTIFICATION/STANDARD | [53 empty] | Production Completed
STP_009 - Lot7 | Data Enrichment | PVJ | OK | 2023-10-16 | 2023-10-18 |  | 1102804 | 1102804 |  |  |  | ERSA | M | 1510 | 1527754GZPCLNT100 | EA |  | BAR,RND;190 MM,1.620 M,BLK,75027483 | BAR,RND;190 MM,1.620 M,BLK,75027483 | BAR,RND;ADDITIONAL FEATURES:190 MM,1.620 M,BLK,75027483 |  |  |  |  | 1069960 @@ VOESTALPINE HIGH PERFORMANCE METALS | 75027483 | [10 empty] | VOESTALPINE HIGH PERFORMANCE METALS | 75027483 | [18 empty] | URL NOT FOUND | [9 empty] | Cleansed | 30260000 Structural materials | COLOUR:BLACK |  | BAR | ROUND | TYPE |  | DIAMETER | 190 MM | LENGTH | 1.62 M | MATERIAL |  | MATERIAL SPECIFICATION |  | PROCESS |  | WEIGHT |  | COATING/FINISH |  | HAZARD CLASS |  | CERTIFICATION/STANDARD | [53 empty] | Production Completed
STP_009 - Lot7 | Data Enrichment | PVJ | OK | 2023-10-16 | 2023-10-18 | URL for Reference only | 1035938 | 1035938 |  |  |  | ERSA | M | 1510 | 1532979GZPCLNT100 | M |  | BAR,RND;190MM,100,BRAH190G4140HTBLK+5800 | BAR,RND;190MM,100,BRAH190G4140HTBLK+5800 | BAR,RND;ADDITIONAL FEATURES:190MM,100,BRAH190G4140HTBLK+5800 |  |  |  |  | 1068455 @@ VULCAN STEEL PTY LTD | BRAH190G4140HTBLK+5800 | [10 empty] | VULCAN STEEL PTY LTD | BRAH190G4140HTBLK+5800 | [18 empty] | https://vulcan.co/wp-content/uploads/2022/12/Vulcan_Stainless_AUS_Product_Guide_2020_web.pdf | [9 empty] | Cleansed | 30263700 Steel alloy bars | COLOUR:BLACK,REF:100 |  | BAR | ROUND | TYPE |  | DIAMETER | 190 MM | LENGTH |  | MATERIAL | ALLOY STEEL | MATERIAL SPECIFICATION | GRADE 4140 | PROCESS | HEAT TREATED | WEIGHT |  | COATING/FINISH |  | HAZARD CLASS |  | CERTIFICATION/STANDARD | [53 empty] | Production Completed
STP_009 - Lot7 | Data Enrichment | PVJ | OK | 2023-10-16 | 2023-10-18 | URL for Reference only | 1102736 | 1102736 |  |  |  | ERSA | M | 1500 | 1530700GZPCLNT100 | EA |  | BAR,RND;190MM,1045,CARBO,BRCA190G1045BLK | BAR,RND;190MM,1045,CARBO,BRCA190G1045BLK | BAR,RND;ADDITIONAL FEATURES:190MM,1045,CARBO,BRCA190G1045BLK |  |  |  |  | 1068455 @@ VULCAN STEEL PTY LTD | BRCA190G1045BLK | [10 empty] | VULCAN STEEL PTY LTD | BRCA190G1045BLK | [18 empty] | https://vulcan.co/wp-content/uploads/2022/12/Vulcan_Stainless_AUS_Product_Guide_2020_web.pdf | [9 empty] | Cleansed | 30263600 Carbon steel bars | COLOUR:BLACK |  | BAR | ROUND | TYPE |  | DIAMETER | 190 MM | LENGTH |  | MATERIAL | CARBON STEEL | MATERIAL SPECIFICATION | GRADE 1045 | PROCESS |  | WEIGHT |  | COATING/FINISH |  | HAZARD CLASS |  | CERTIFICATION/STANDARD | [53 empty] | Production Completed
STP_009 - Lot7 | Data Enrichment | PVJ | OK | 2023-10-16 | 2023-10-18 | URL for Reference only | 1035788 | 1035788 |  |  |  | ERSA | M | 1510 | 1535626GZPCLNT100 | M |  | BAR,RND;190MM,CARBO,BRCA190G1045BLK+5800 | BAR,RND;190MM,CARBO,BRCA190G1045BLK+5800 | BAR,RND;ADDITIONAL FEATURES:190MM,CARBO,BRCA190G1045BLK+5800 |  |  |  |  | 1068455 @@ VULCAN STEEL PTY LTD | BRCA190G1045BLK+5800 | [10 empty] | VULCAN STEEL PTY LTD | BRCA190G1045BLK+5800 | [18 empty] | https://vulcan.co/wp-content/uploads/2022/12/Vulcan_Stainless_AUS_Product_Guide_2020_web.pdf | [9 empty] | Cleansed | 30263600 Carbon steel bars | COLOUR:BLACK |  | BAR | ROUND | TYPE |  | DIAMETER | 190 MM | LENGTH |  | MATERIAL | CARBON STEEL | MATERIAL SPECIFICATION | GRADE 1045 | PROCESS |  | WEIGHT |  | COATING/FINISH |  | HAZARD CLASS |  | CERTIFICATION/STANDARD | [53 empty] | Production Completed
STP_009 - Lot7 | Data Enrichment | PVJ | OK | 2023-10-16 | 2023-10-18 | URL for Reference only | 1035937 | 1035937 |  |  |  | ERSA | M | 1510 | 1532980GZPCLNT100 | M |  | BAR,RND;200MM,100,BRAH200G4140HTBLK+5800 | BAR,RND;200MM,100,BRAH200G4140HTBLK+5800 | BAR,RND;ADDITIONAL FEATURES:200MM,100,BRAH200G4140HTBLK+5800 |  |  |  |  | 1068455 @@ VULCAN STEEL PTY LTD | BRAH200G4140HTBLK+5800 | [10 empty] | VULCAN STEEL PTY LTD | BRAH200G4140HTBLK+5800 | [18 empty] | https://vulcan.co/wp-content/uploads/2022/12/Vulcan_Stainless_AUS_Product_Guide_2020_web.pdf | [9 empty] | Cleansed | 30263700 Steel alloy bars | COLOUR:BLACK,REF:100 |  | BAR | ROUND | TYPE |  | DIAMETER | 200 MM | LENGTH |  | MATERIAL | ALLOY STEEL | MATERIAL SPECIFICATION | GRADE 4140 | PROCESS | HEAT TREATED | WEIGHT |  | COATING/FINISH |  | HAZARD CLASS |  | CERTIFICATION/STANDARD | [53 empty] | Production Completed
STP_009 - Lot7 | Data Enrichment | PVJ | OK | 2023-10-16 | 2023-10-18 | URL for Reference only | 1035787 | 1035787 |  |  |  | ERSA | M | 1510 | 1535627GZPCLNT100 | M |  | BAR,RND;200MM,CARBO,BRCA200G1045BLK+5800 | BAR,RND;200MM,CARBO,BRCA200G1045BLK+5800 | BAR,RND;ADDITIONAL FEATURES:200MM,CARBO,BRCA200G1045BLK+5800 |  |  |  |  | 1068455 @@ VULCAN STEEL PTY LTD | BRCA200G1045BLK+5800 | [10 empty] | VULCAN STEEL PTY LTD | BRCA200G1045BLK+5800 | [18 empty] | https://vulcan.co/wp-content/uploads/2022/12/Vulcan_Stainless_AUS_Product_Guide_2020_web.pdf | [9 empty] | Cleansed | 30263600 Carbon steel bars | COLOUR:BLACK |  | BAR | ROUND | TYPE |  | DIAMETER | 200 MM | LENGTH |  | MATERIAL | CARBON STEEL | MATERIAL SPECIFICATION | GRADE 1045 | PROCESS |  | WEIGHT |  | COATING/FINISH |  | HAZARD CLASS |  | CERTIFICATION/STANDARD | [53 empty] | Production Completed
STP_009 - Lot7 | Data Enrichment | PVJ | OK | 2023-10-16 | 2023-10-18 | URL for Reference only | 1035936 | 1035936 |  |  |  | ERSA | M | 1510 | 1532981GZPCLNT100 | M |  | BAR,RND;210MM,1000,BRAH210G4140HTRM+0100 | BAR,RND;210MM,1000,BRAH210G4140HTRM+0100 | BAR,RND;ADDITIONAL FEATURES:210MM,1000,BRAH210G4140HTRM+0100 |  |  |  |  | 1068455 @@ VULCAN STEEL PTY LTD | BRAH210G4140HTRM+0100 | [10 empty] | VULCAN STEEL PTY LTD | BRAH210G4140HTRM+0100 | [18 empty] | https://vulcan.co/wp-content/uploads/2022/12/Vulcan_Stainless_AUS_Product_Guide_2020_web.pdf | [9 empty] | Cleansed | 30263700 Steel alloy bars |  |  | BAR | ROUND | TYPE |  | DIAMETER | 210 MM | LENGTH | 1 M | MATERIAL | ALLOY STEEL | MATERIAL SPECIFICATION | GRADE 4140 | PROCESS | HEAT TREATED | WEIGHT |  | COATING/FINISH |  | HAZARD CLASS |  | CERTIFICATION/STANDARD | [53 empty] | Production Completed
STP_009 - Lot7 | Data Enrichment | PVJ | OK | 2023-10-16 | 2023-10-18 | URL for Reference only | 1035786 | 1035786 |  |  |  | ERSA | M | 1510 | 1535628GZPCLNT100 | M |  | BAR,RND;210MM,CARBO,BRCA210G1045BLK+5800 | BAR,RND;210MM,CARBO,BRCA210G1045BLK+5800 | BAR,RND;ADDITIONAL FEATURES:210MM,CARBO,BRCA210G1045BLK+5800 |  |  |  |  | 1068455 @@ VULCAN STEEL PTY LTD | BRCA210G1045BLK+5800 | [10 empty] | VULCAN STEEL PTY LTD | BRCA210G1045BLK+5800 | [18 empty] | https://vulcan.co/wp-content/uploads/2022/12/Vulcan_Stainless_AUS_Product_Guide_2020_web.pdf | [9 empty] | Cleansed | 30263600 Carbon steel bars | COLOUR:BLACK |  | BAR | ROUND | TYPE |  | DIAMETER | 210 MM | LENGTH |  | MATERIAL | CARBON STEEL | MATERIAL SPECIFICATION | GRADE 1045 | PROCESS |  | WEIGHT |  | COATING/FINISH |  | HAZARD CLASS |  | CERTIFICATION/STANDARD | [53 empty] | Production Completed
STP_009 - Lot7 | Data Enrichment | PVJ | OK | 2023-10-16 | 2023-10-18 | URL for Reference only | 1035935 | 1035935 |  |  |  | ERSA | M | 1510 | 1532982GZPCLNT100 | M |  | BAR,RND;220MM,1000,BRAH220G4140HTRM+0100 | BAR,RND;220MM,1000,BRAH220G4140HTRM+0100 | BAR,RND;ADDITIONAL FEATURES:220MM,1000,BRAH220G4140HTRM+0100 |  |  |  |  | 1068455 @@ VULCAN STEEL PTY LTD | BRAH220G4140HTRM+0100 | [10 empty] | VULCAN STEEL PTY LTD | BRAH220G4140HTRM+0100 | [18 empty] | https://vulcan.co/wp-content/uploads/2022/12/Vulcan_Stainless_AUS_Product_Guide_2020_web.pdf | [9 empty] | Cleansed | 30263700 Steel alloy bars |  |  | BAR | ROUND | TYPE |  | DIAMETER | 220 MM | LENGTH | 1 M | MATERIAL | ALLOY STEEL | MATERIAL SPECIFICATION | GRADE 4140 | PROCESS | HEAT TREATED | WEIGHT |  | COATING/FINISH |  | HAZARD CLASS |  | CERTIFICATION/STANDARD | [53 empty] | Production Completed
STP_009 - Lot7 | Data Enrichment | PVJ | OK | 2023-10-16 | 2023-10-18 | URL for Reference only | 1035785 | 1035785 |  |  |  | ERSA | M | 1510 | 1535629GZPCLNT100 | M |  | BAR,RND;220MM,CARBO,BRCA220G1045BLK+5801 | BAR,RND;220MM,CARBO,BRCA220G1045BLK+5801 | BAR,RND;ADDITIONAL FEATURES:220MM,CARBO,BRCA220G1045BLK+5801 |  |  |  |  | 1068455 @@ VULCAN STEEL PTY LTD | BRCA220G1045BLK+5801 | [10 empty] | VULCAN STEEL PTY LTD | BRCA220G1045BLK+5801 | [18 empty] | https://vulcan.co/wp-content/uploads/2022/12/Vulcan_Stainless_AUS_Product_Guide_2020_web.pdf | [9 empty] | Cleansed | 30263600 Carbon steel bars | COLOUR:BLACK |  | BAR | ROUND | TYPE |  | DIAMETER | 220 MM | LENGTH |  | MATERIAL | CARBON STEEL | MATERIAL SPECIFICATION | GRADE 1045 | PROCESS |  | WEIGHT |  | COATING/FINISH |  | HAZARD CLASS |  | CERTIFICATION/STANDARD | [53 empty] | Production Completed
STP_009 - Lot7 | Data Enrichment | PVJ | OK | 2023-10-16 | 2023-10-18 | URL for Reference only | 1035934 | 1035934 |  |  |  | ERSA | M | 1510 | 1532983GZPCLNT100 | M |  | BAR,RND;230MM,1000,BRAH230G4140HTRM+0100 | BAR,RND;230MM,1000,BRAH230G4140HTRM+0100 | BAR,RND;ADDITIONAL FEATURES:230MM,1000,BRAH230G4140HTRM+0100 |  |  |  |  | 1068455 @@ VULCAN STEEL PTY LTD | BRAH230G4140HTRM+0100 | [10 empty] | VULCAN STEEL PTY LTD | BRAH230G4140HTRM+0100 | [18 empty] | https://vulcan.co/wp-content/uploads/2022/12/Vulcan_Stainless_AUS_Product_Guide_2020_web.pdf | [9 empty] | Cleansed | 30263700 Steel alloy bars |  |  | BAR | ROUND | TYPE |  | DIAMETER | 230 MM | LENGTH | 1 M | MATERIAL | ALLOY STEEL | MATERIAL SPECIFICATION | GRADE 4140 | PROCESS | HEAT TREATED | WEIGHT |  | COATING/FINISH |  | HAZARD CLASS |  | CERTIFICATION/STANDARD | [53 empty] | Production Completed
STP_009 - Lot7 | Data Enrichment | PVJ | OK | 2023-10-16 | 2023-10-18 | URL for Reference only | 1035784 | 1035784 |  |  |  | ERSA | M | 1510 | 1535630GZPCLNT100 | M |  | BAR,RND;230MM,CARBO,BRCA230G1045BLK+5802 | BAR,RND;230MM,CARBO,BRCA230G1045BLK+5802 | BAR,RND;ADDITIONAL FEATURES:230MM,CARBO,BRCA230G1045BLK+5802 |  |  |  |  | 1068455 @@ VULCAN STEEL PTY LTD | BRCA230G1045BLK+5802 | [10 empty] | VULCAN STEEL PTY LTD | BRCA230G1045BLK+5802 | [18 empty] | https://vulcan.co/wp-content/uploads/2022/12/Vulcan_Stainless_AUS_Product_Guide_2020_web.pdf | [9 empty] | Cleansed | 30263600 Carbon steel bars | COLOUR:BLACK |  | BAR | ROUND | TYPE |  | DIAMETER | 230 MM | LENGTH |  | MATERIAL | CARBON STEEL | MATERIAL SPECIFICATION | GRADE 1045 | PROCESS |  | WEIGHT |  | COATING/FINISH |  | HAZARD CLASS |  | CERTIFICATION/STANDARD | [53 empty] | Production Completed
STP_009 - Lot7 | Data Enrichment | PVJ | OK | 2023-10-16 | 2023-10-18 | URL for Reference only | 1035933 | 1035933 |  |  |  | ERSA | M | 1510 | 1532984GZPCLNT100 | M |  | BAR,RND;240MM,1000,BRAH240G4140HTRM+0100 | BAR,RND;240MM,1000,BRAH240G4140HTRM+0100 | BAR,RND;ADDITIONAL FEATURES:240MM,1000,BRAH240G4140HTRM+0100 |  |  |  |  | 1068455 @@ VULCAN STEEL PTY LTD | BRAH240G4140HTRM+0100 | [10 empty] | VULCAN STEEL PTY LTD | BRAH240G4140HTRM+0100 | [18 empty] | https://vulcan.co/wp-content/uploads/2022/12/Vulcan_Stainless_AUS_Product_Guide_2020_web.pdf | [9 empty] | Cleansed | 30263700 Steel alloy bars |  |  | BAR | ROUND | TYPE |  | DIAMETER | 240 MM | LENGTH | 1 M | MATERIAL | ALLOY STEEL | MATERIAL SPECIFICATION | GRADE 4140 | PROCESS | HEAT TREATED | WEIGHT |  | COATING/FINISH |  | HAZARD CLASS |  | CERTIFICATION/STANDARD | [53 empty] | Production Completed
STP_009 - Lot7 | Data Enrichment | PVJ | OK | 2023-10-16 | 2023-10-18 | URL for Reference only | 1035783 | 1035783 |  |  |  | ERSA | M | 1510 | 1535631GZPCLNT100 | M |  | BAR,RND;240MM,CARBO,BRCA240G1045BLK+5803 | BAR,RND;240MM,CARBO,BRCA240G1045BLK+5803 | BAR,RND;ADDITIONAL FEATURES:240MM,CARBO,BRCA240G1045BLK+5803 |  |  |  |  | 1068455 @@ VULCAN STEEL PTY LTD | BRCA240G1045BLK+5803 | [10 empty] | VULCAN STEEL PTY LTD | BRCA240G1045BLK+5803 | [18 empty] | https://vulcan.co/wp-content/uploads/2022/12/Vulcan_Stainless_AUS_Product_Guide_2020_web.pdf | [9 empty] | Cleansed | 30263600 Carbon steel bars | COLOUR:BLACK |  | BAR | ROUND | TYPE |  | DIAMETER | 240 MM | LENGTH |  | MATERIAL | CARBON STEEL | MATERIAL SPECIFICATION | GRADE 1045 | PROCESS |  | WEIGHT |  | COATING/FINISH |  | HAZARD CLASS |  | CERTIFICATION/STANDARD | [53 empty] | Production Completed
STP_009 - Lot7 | Data Enrichment | PVJ | OK | 2023-10-16 | 2023-10-18 | URL for Reference only | 1035932 | 1035932 |  |  |  | ERSA | M | 1510 | 1532985GZPCLNT100 | M |  | BAR,RND;250MM,1000,BRAH250G4140HTRM+0100 | BAR,RND;250MM,1000,BRAH250G4140HTRM+0100 | BAR,RND;ADDITIONAL FEATURES:250MM,1000,BRAH250G4140HTRM+0100 |  |  |  |  | 1068455 @@ VULCAN STEEL PTY LTD | BRAH250G4140HTRM+0100 | [10 empty] | VULCAN STEEL PTY LTD | BRAH250G4140HTRM+0100 | [18 empty] | https://vulcan.co/wp-content/uploads/2022/12/Vulcan_Stainless_AUS_Product_Guide_2020_web.pdf | [9 empty] | Cleansed | 30263700 Steel alloy bars |  |  | BAR | ROUND | TYPE |  | DIAMETER | 250 MM | LENGTH | 1 M | MATERIAL | ALLOY STEEL | MATERIAL SPECIFICATION | GRADE 4140 | PROCESS | HEAT TREATED | WEIGHT |  | COATING/FINISH |  | HAZARD CLASS |  | CERTIFICATION/STANDARD | [53 empty] | Production Completed
STP_009 - Lot7 | Data Enrichment | PVJ | OK | 2023-10-16 | 2023-10-18 | URL for Reference only | 1035782 | 1035782 |  |  |  | ERSA | M | 1510 | 1535632GZPCLNT100 | M |  | BAR,RND;250MM,CARBO,BRCA250G1045BLK+5804 | BAR,RND;250MM,CARBO,BRCA250G1045BLK+5804 | BAR,RND;ADDITIONAL FEATURES:250MM,CARBO,BRCA250G1045BLK+5804 |  |  |  |  | 1068455 @@ VULCAN STEEL PTY LTD | BRCA250G1045BLK+5804 | [10 empty] | VULCAN STEEL PTY LTD | BRCA250G1045BLK+5804 | [18 empty] | https://vulcan.co/wp-content/uploads/2022/12/Vulcan_Stainless_AUS_Product_Guide_2020_web.pdf | [9 empty] | Cleansed | 30263600 Carbon steel bars | COLOUR:BLACK |  | BAR | ROUND | TYPE |  | DIAMETER | 250 MM | LENGTH |  | MATERIAL | CARBON STEEL | MATERIAL SPECIFICATION | GRADE 1045 | PROCESS |  | WEIGHT |  | COATING/FINISH |  | HAZARD CLASS |  | CERTIFICATION/STANDARD | [53 empty] | Production Completed
STP_009 - Lot7 | Data Enrichment | PVJ | OK | 2023-10-16 | 2023-10-18 | URL for Reference only | 1035931 | 1035931 |  |  |  | ERSA | M | 1510 | 1532986GZPCLNT100 | M |  | BAR,RND;260MM,1000,BRAH260G4140HTRM+0100 | BAR,RND;260MM,1000,BRAH260G4140HTRM+0100 | BAR,RND;ADDITIONAL FEATURES:260MM,1000,BRAH260G4140HTRM+0100 |  |  |  |  | 1068455 @@ VULCAN STEEL PTY LTD | BRAH260G4140HTRM+0100 | [10 empty] | VULCAN STEEL PTY LTD | BRAH260G4140HTRM+0100 | [18 empty] | https://vulcan.co/wp-content/uploads/2022/12/Vulcan_Stainless_AUS_Product_Guide_2020_web.pdf | [9 empty] | Cleansed | 30263700 Steel alloy bars |  |  | BAR | ROUND | TYPE |  | DIAMETER | 260 MM | LENGTH | 1 M | MATERIAL | ALLOY STEEL | MATERIAL SPECIFICATION | GRADE 4140 | PROCESS | HEAT TREATED | WEIGHT |  | COATING/FINISH |  | HAZARD CLASS |  | CERTIFICATION/STANDARD | [53 empty] | Production Completed
STP_009 - Lot7 | Data Enrichment | PVJ | OK | 2023-10-16 | 2023-10-18 | URL for Reference only | 1035781 | 1035781 |  |  |  | ERSA | M | 1510 | 1535633GZPCLNT100 | M |  | BAR,RND;260MM,CARBO,BRCA260G1045BLK+5805 | BAR,RND;260MM,CARBO,BRCA260G1045BLK+5805 | BAR,RND;ADDITIONAL FEATURES:260MM,CARBO,BRCA260G1045BLK+5805 |  |  |  |  | 1068455 @@ VULCAN STEEL PTY LTD | BRCA260G1045BLK+5805 | [10 empty] | VULCAN STEEL PTY LTD | BRCA260G1045BLK+5805 | [18 empty] | https://vulcan.co/wp-content/uploads/2022/12/Vulcan_Stainless_AUS_Product_Guide_2020_web.pdf | [9 empty] | Cleansed | 30263600 Carbon steel bars | COLOUR:BLACK |  | BAR | ROUND | TYPE |  | DIAMETER | 260 MM | LENGTH |  | MATERIAL | CARBON STEEL | MATERIAL SPECIFICATION | GRADE 1045 | PROCESS |  | WEIGHT |  | COATING/FINISH |  | HAZARD CLASS |  | CERTIFICATION/STANDARD | [53 empty] | Production Completed
STP_009 - Lot7 | Data Enrichment | PVJ | OK | 2023-10-16 | 2023-10-18 | URL for Reference only | 1035930 | 1035930 |  |  |  | ERSA | M | 1510 | 1532987GZPCLNT100 | M |  | BAR,RND;270MM,1000,BRAH270G4140HTRM+0100 | BAR,RND;270MM,1000,BRAH270G4140HTRM+0100 | BAR,RND;ADDITIONAL FEATURES:270MM,1000,BRAH270G4140HTRM+0100 |  |  |  |  | 1068455 @@ VULCAN STEEL PTY LTD | BRAH270G4140HTRM+0100 | [10 empty] | VULCAN STEEL PTY LTD | BRAH270G4140HTRM+0100 | [18 empty] | https://vulcan.co/wp-content/uploads/2022/12/Vulcan_Stainless_AUS_Product_Guide_2020_web.pdf | [9 empty] | Cleansed | 30263700 Steel alloy bars |  |  | BAR | ROUND | TYPE |  | DIAMETER | 270 MM | LENGTH | 1 M | MATERIAL | ALLOY STEEL | MATERIAL SPECIFICATION | GRADE 4140 | PROCESS | HEAT TREATED | WEIGHT |  | COATING/FINISH |  | HAZARD CLASS |  | CERTIFICATION/STANDARD | [53 empty] | Production Completed
STP_009 - Lot7 | Data Enrichment | PVJ | OK | 2023-10-16 | 2023-10-18 | URL for Reference only | 1035780 | 1035780 |  |  |  | ERSA | M | 1510 | 1535634GZPCLNT100 | M |  | BAR,RND;270MM,CARBO,BRCA270G1045BLK+5806 | BAR,RND;270MM,CARBO,BRCA270G1045BLK+5806 | BAR,RND;ADDITIONAL FEATURES:270MM,CARBO,BRCA270G1045BLK+5806 |  |  |  |  | 1068455 @@ VULCAN STEEL PTY LTD | BRCA270G1045BLK+5806 | [10 empty] | VULCAN STEEL PTY LTD | BRCA270G1045BLK+5806 | [18 empty] | https://vulcan.co/wp-content/uploads/2022/12/Vulcan_Stainless_AUS_Product_Guide_2020_web.pdf | [9 empty] | Cleansed | 30263600 Carbon steel bars | COLOUR:BLACK |  | BAR | ROUND | TYPE |  | DIAMETER | 270 MM | LENGTH |  | MATERIAL | CARBON STEEL | MATERIAL SPECIFICATION | GRADE 1045 | PROCESS |  | WEIGHT |  | COATING/FINISH |  | HAZARD CLASS |  | CERTIFICATION/STANDARD | [53 empty] | Production Completed
STP_009 - Lot7 | Data Enrichment | PVJ | OK | 2023-10-16 | 2023-10-18 | URL for Reference only | 1035929 | 1035929 |  |  |  | ERSA | M | 1510 | 1532988GZPCLNT100 | M |  | BAR,RND;280MM,1000,BRAH280G4140HTRM+0100 | BAR,RND;280MM,1000,BRAH280G4140HTRM+0100 | BAR,RND;ADDITIONAL FEATURES:280MM,1000,BRAH280G4140HTRM+0100 |  |  |  |  | 1068455 @@ VULCAN STEEL PTY LTD | BRAH280G4140HTRM+0100 | [10 empty] | VULCAN STEEL PTY LTD | BRAH280G4140HTRM+0100 | [18 empty] | https://vulcan.co/wp-content/uploads/2022/12/Vulcan_Stainless_AUS_Product_Guide_2020_web.pdf | [9 empty] | Cleansed | 30263700 Steel alloy bars |  |  | BAR | ROUND | TYPE |  | DIAMETER | 280 MM | LENGTH | 1 M | MATERIAL | ALLOY STEEL | MATERIAL SPECIFICATION | GRADE 4140 | PROCESS | HEAT TREATED | WEIGHT |  | COATING/FINISH |  | HAZARD CLASS |  | CERTIFICATION/STANDARD | [53 empty] | Production Completed
STP_009 - Lot7 | Data Enrichment | PVJ | OK | 2023-10-16 | 2023-10-18 | URL for Reference only | 1035779 | 1035779 |  |  |  | ERSA | M | 1510 | 1535635GZPCLNT100 | M |  | BAR,RND;280MM,CARBO,BRCA280G1045BLK+5807 | BAR,RND;280MM,CARBO,BRCA280G1045BLK+5807 | BAR,RND;ADDITIONAL FEATURES:280MM,CARBO,BRCA280G1045BLK+5807 |  |  |  |  | 1068455 @@ VULCAN STEEL PTY LTD | BRCA280G1045BLK+5800 | [10 empty] | VULCAN STEEL PTY LTD | BRCA280G1045BLK+5800 | [18 empty] | https://vulcan.co/wp-content/uploads/2022/12/Vulcan_Stainless_AUS_Product_Guide_2020_web.pdf | [9 empty] | Cleansed | 30263600 Carbon steel bars | COLOUR:BLACK |  | BAR | ROUND | TYPE |  | DIAMETER | 280 MM | LENGTH |  | MATERIAL | CARBON STEEL | MATERIAL SPECIFICATION | GRADE 1045 | PROCESS |  | WEIGHT |  | COATING/FINISH |  | HAZARD CLASS |  | CERTIFICATION/STANDARD | [53 empty] | Production Completed
STP_009 - Lot7 | Data Enrichment | PVJ | OK | 2023-10-16 | 2023-10-18 | URL for Reference only | 1035928 | 1035928 |  |  |  | ERSA | M | 1510 | 1532989GZPCLNT100 | M |  | BAR,RND;290MM,1000,BRAH290G4140HTRM+0100 | BAR,RND;290MM,1000,BRAH290G4140HTRM+0100 | BAR,RND;ADDITIONAL FEATURES:290MM,1000,BRAH290G4140HTRM+0100 |  |  |  |  | 1068455 @@ VULCAN STEEL PTY LTD | BRAH290G4140HTRM+0100 | [10 empty] | VULCAN STEEL PTY LTD | BRAH290G4140HTRM+0100 | [18 empty] | https://vulcan.co/wp-content/uploads/2022/12/Vulcan_Stainless_AUS_Product_Guide_2020_web.pdf | [9 empty] | Cleansed | 30263700 Steel alloy bars |  |  | BAR | ROUND | TYPE |  | DIAMETER | 290 MM | LENGTH | 1 M | MATERIAL | ALLOY STEEL | MATERIAL SPECIFICATION | GRADE 4140 | PROCESS | HEAT TREATED | WEIGHT |  | COATING/FINISH |  | HAZARD CLASS |  | CERTIFICATION/STANDARD | [53 empty] | Production Completed
STP_009 - Lot7 | Data Enrichment | PVJ | OK | 2023-10-16 | 2023-10-18 | URL for Reference only | 1035778 | 1035778 |  |  |  | ERSA | M | 1510 | 1535636GZPCLNT100 | M |  | BAR,RND;290MM,CARBO,BRCA290G1045BLK+5808 | BAR,RND;290MM,CARBO,BRCA290G1045BLK+5808 | BAR,RND;ADDITIONAL FEATURES:290MM,CARBO,BRCA290G1045BLK+5808 |  |  |  |  | 1068455 @@ VULCAN STEEL PTY LTD | BRCA290G1045BLK+5808 | [10 empty] | VULCAN STEEL PTY LTD | BRCA290G1045BLK+5808 | [18 empty] | https://vulcan.co/wp-content/uploads/2022/12/Vulcan_Stainless_AUS_Product_Guide_2020_web.pdf | [9 empty] | Cleansed | 30263600 Carbon steel bars | COLOUR:BLACK |  | BAR | ROUND | TYPE |  | DIAMETER | 290 MM | LENGTH |  | MATERIAL | CARBON STEEL | MATERIAL SPECIFICATION | GRADE 1045 | PROCESS |  | WEIGHT |  | COATING/FINISH |  | HAZARD CLASS |  | CERTIFICATION/STANDARD | [53 empty] | Production Completed
STP_009 - Lot7 | Data Enrichment | PVJ | OK | 2023-10-16 | 2023-10-18 | URL for Reference only | 1035927 | 1035927 |  |  |  | ERSA | M | 1510 | 1532990GZPCLNT100 | M |  | BAR,RND;300MM,1000,BRAH300G4140HTRM+0100 | BAR,RND;300MM,1000,BRAH300G4140HTRM+0100 | BAR,RND;ADDITIONAL FEATURES:300MM,1000,BRAH300G4140HTRM+0100 |  |  |  |  | 1068455 @@ VULCAN STEEL PTY LTD | BRAH300G4140HTRM+0100 | [10 empty] | VULCAN STEEL PTY LTD | BRAH300G4140HTRM+0100 | [18 empty] | https://vulcan.co/wp-content/uploads/2022/12/Vulcan_Stainless_AUS_Product_Guide_2020_web.pdf | [9 empty] | Cleansed | 30263700 Steel alloy bars |  |  | BAR | ROUND | TYPE |  | DIAMETER | 300 MM | LENGTH | 1 M | MATERIAL | ALLOY STEEL | MATERIAL SPECIFICATION | GRADE 4140 | PROCESS | HEAT TREATED | WEIGHT |  | COATING/FINISH |  | HAZARD CLASS |  | CERTIFICATION/STANDARD | [53 empty] | Production Completed
STP_009 - Lot7 | Data Enrichment | PVJ | OK | 2023-10-16 | 2023-10-18 | URL for Reference only | 1035777 | 1035777 |  |  |  | ERSA | M | 1510 | 1535637GZPCLNT100 | M |  | BAR,RND;300MM,CARBON,BRCA300G1045RM+0100 | BAR,RND;300MM,CARBON,BRCA300G1045RM+0100 | BAR,RND;ADDITIONAL FEATURES:300MM,CARBON,BRCA300G1045RM+0100 |  |  |  |  | 1068455 @@ VULCAN STEEL PTY LTD | BRCA300G1045RM+0100 | [10 empty] | VULCAN STEEL PTY LTD | BRCA300G1045RM+0100 | [18 empty] | https://vulcan.co/wp-content/uploads/2022/12/Vulcan_Stainless_AUS_Product_Guide_2020_web.pdf | [9 empty] | Cleansed | 30263600 Carbon steel bars |  |  | BAR | ROUND | TYPE |  | DIAMETER | 300 MM | LENGTH | 1 M | MATERIAL | CARBON STEEL | MATERIAL SPECIFICATION | GRADE 1045 | PROCESS |  | WEIGHT |  | COATING/FINISH |  | HAZARD CLASS |  | CERTIFICATION/STANDARD | [53 empty] | Production Completed
STP_009 - Lot7 | Data Enrichment | PVJ | OK | 2023-10-16 | 2023-10-18 | URL for Reference only | 1035926 | 1035926 |  |  |  | ERSA | M | 1510 | 1532991GZPCLNT100 | M |  | BAR,RND;310MM,1000,BRAH310G4140HTRM+0100 | BAR,RND;310MM,1000,BRAH310G4140HTRM+0100 | BAR,RND;ADDITIONAL FEATURES:310MM,1000,BRAH310G4140HTRM+0100 |  |  |  |  | 1068455 @@ VULCAN STEEL PTY LTD | BRAH310G4140HTRM+0100 | [10 empty] | VULCAN STEEL PTY LTD | BRAH310G4140HTRM+0100 | [18 empty] | https://vulcan.co/wp-content/uploads/2022/12/Vulcan_Stainless_AUS_Product_Guide_2020_web.pdf | [9 empty] | Cleansed | 30263700 Steel alloy bars |  |  | BAR | ROUND | TYPE |  | DIAMETER | 310 MM | LENGTH | 1 M | MATERIAL | ALLOY STEEL | MATERIAL SPECIFICATION | GRADE 4140 | PROCESS | HEAT TREATED | WEIGHT |  | COATING/FINISH |  | HAZARD CLASS |  | CERTIFICATION/STANDARD | [53 empty] | Production Completed
STP_009 - Lot7 | Data Enrichment | PVJ | OK | 2023-10-16 | 2023-10-18 | URL for Reference only | 1036966 | 1036966 |  |  |  | ERSA | M | 1510 | 1532965GZPCLNT100 | M |  | BAR,RND;310MM,1000MM,BRCA310G1045RM+0100 | BAR,RND;310MM,1000MM,BRCA310G1045RM+0100 | BAR,RND;ADDITIONAL FEATURES:310MM,1000MM,BRCA310G1045RM+0100 |  |  |  |  | 1068455 @@ VULCAN STEEL PTY LTD | BRCA310G1045RM+0100 | [10 empty] | VULCAN STEEL PTY LTD | BRCA310G1045RM+0100 | [18 empty] | https://vulcan.co/wp-content/uploads/2022/12/Vulcan_Stainless_AUS_Product_Guide_2020_web.pdf | [9 empty] | Cleansed | 30263600 Carbon steel bars |  |  | BAR | ROUND | TYPE |  | DIAMETER | 310 MM | LENGTH | 1 M | MATERIAL | CARBON STEEL | MATERIAL SPECIFICATION | GRADE 1045 | PROCESS |  | WEIGHT |  | COATING/FINISH |  | HAZARD CLASS |  | CERTIFICATION/STANDARD | [53 empty] | Production Completed
STP_009 - Lot7 | Data Enrichment | PVJ | OK | 2023-10-16 | 2023-10-18 | URL for Reference only | 1035925 | 1035925 |  |  |  | ERSA | M | 1510 | 1532992GZPCLNT100 | M |  | BAR,RND;320MM,1000,BRAH320G4140HTRM+0100 | BAR,RND;320MM,1000,BRAH320G4140HTRM+0100 | BAR,RND;ADDITIONAL FEATURES:320MM,1000,BRAH320G4140HTRM+0100 |  |  |  |  | 1068455 @@ VULCAN STEEL PTY LTD | BRAH320G4140HTRM+0100 | [10 empty] | VULCAN STEEL PTY LTD | BRAH320G4140HTRM+0100 | [18 empty] | https://vulcan.co/wp-content/uploads/2022/12/Vulcan_Stainless_AUS_Product_Guide_2020_web.pdf | [9 empty] | Cleansed | 30263700 Steel alloy bars |  |  | BAR | ROUND | TYPE |  | DIAMETER | 320 MM | LENGTH | 1 M | MATERIAL | ALLOY STEEL | MATERIAL SPECIFICATION | GRADE 4140 | PROCESS | HEAT TREATED | WEIGHT |  | COATING/FINISH |  | HAZARD CLASS |  | CERTIFICATION/STANDARD | [53 empty] | Production Completed
STP_009 - Lot7 | Data Enrichment | PVJ | OK | 2023-10-16 | 2023-10-18 | URL for Reference only | 1035951 | 1035951 |  |  |  | ERSA | M | 1510 | 1532966GZPCLNT100 | M |  | BAR,RND;320MM,1000MM,BRCA320G1045RM+0100 | BAR,RND;320MM,1000MM,BRCA320G1045RM+0100 | BAR,RND;ADDITIONAL FEATURES:320MM,1000MM,BRCA320G1045RM+0100 |  |  |  |  | 1068455 @@ VULCAN STEEL PTY LTD | BRCA320G1045RM+0100 | [10 empty] | VULCAN STEEL PTY LTD | BRCA320G1045RM+0100 | [18 empty] | https://vulcan.co/wp-content/uploads/2022/12/Vulcan_Stainless_AUS_Product_Guide_2020_web.pdf | [9 empty] | Cleansed | 30263600 Carbon steel bars |  |  | BAR | ROUND | TYPE |  | DIAMETER | 320 MM | LENGTH | 1 M | MATERIAL | CARBON STEEL | MATERIAL SPECIFICATION | GRADE 1045 | PROCESS |  | WEIGHT |  | COATING/FINISH |  | HAZARD CLASS |  | CERTIFICATION/STANDARD | [53 empty] | Production Completed
STP_009 - Lot7 | Data Enrichment | PVJ | OK | 2023-10-16 | 2023-10-18 | URL for Reference only | 1035924 | 1035924 |  |  |  | ERSA | M | 1510 | 1532993GZPCLNT100 | M |  | BAR,RND;330MM,1000,BRAH330G4140HTRM+0100 | BAR,RND;330MM,1000,BRAH330G4140HTRM+0100 | BAR,RND;ADDITIONAL FEATURES:330MM,1000,BRAH330G4140HTRM+0100 |  |  |  |  | 1068455 @@ VULCAN STEEL PTY LTD | BRAH330G4140HTRM+0100 | [10 empty] | VULCAN STEEL PTY LTD | BRAH330G4140HTRM+0100 | [18 empty] | https://vulcan.co/wp-content/uploads/2022/12/Vulcan_Stainless_AUS_Product_Guide_2020_web.pdf | [9 empty] | Cleansed | 30263700 Steel alloy bars |  |  | BAR | ROUND | TYPE |  | DIAMETER | 330 MM | LENGTH | 1 M | MATERIAL | ALLOY STEEL | MATERIAL SPECIFICATION | GRADE 4140 | PROCESS | HEAT TREATED | WEIGHT |  | COATING/FINISH |  | HAZARD CLASS |  | CERTIFICATION/STANDARD | [53 empty] | Production Completed
STP_009 - Lot7 | Data Enrichment | PVJ | OK | 2023-10-16 | 2023-10-18 | URL for Reference only | 1035950 | 1035950 |  |  |  | ERSA | M | 1510 | 1532967GZPCLNT100 | M |  | BAR,RND;330MM,1000MM,BRCA330G1045RM+0100 | BAR,RND;330MM,1000MM,BRCA330G1045RM+0100 | BAR,RND;ADDITIONAL FEATURES:330MM,1000MM,BRCA330G1045RM+0100 |  |  |  |  | 1068455 @@ VULCAN STEEL PTY LTD | BRCA330G1045RM+0100 | [10 empty] | VULCAN STEEL PTY LTD | BRCA330G1045RM+0100 | [18 empty] | https://vulcan.co/wp-content/uploads/2022/12/Vulcan_Stainless_AUS_Product_Guide_2020_web.pdf | [9 empty] | Cleansed | 30263600 Carbon steel bars |  |  | BAR | ROUND | TYPE |  | DIAMETER | 330 MM | LENGTH | 1 M | MATERIAL | CARBON STEEL | MATERIAL SPECIFICATION | GRADE 1045 | PROCESS |  | WEIGHT |  | COATING/FINISH |  | HAZARD CLASS |  | CERTIFICATION/STANDARD | [53 empty] | Production Completed
STP_009 - Lot7 | Data Enrichment | PVJ | OK | 2023-10-16 | 2023-10-18 | URL for Reference only | 1035923 | 1035923 |  |  |  | ERSA | M | 1510 | 1532994GZPCLNT100 | M |  | BAR,RND;340MM,1000,BRAH340G4140HTRM+0100 | BAR,RND;340MM,1000,BRAH340G4140HTRM+0100 | BAR,RND;ADDITIONAL FEATURES:340MM,1000,BRAH340G4140HTRM+0100 |  |  |  |  | 1068455 @@ VULCAN STEEL PTY LTD | BRAH340G4140HTRM+0100 | [10 empty] | VULCAN STEEL PTY LTD | BRAH340G4140HTRM+0100 | [18 empty] | https://vulcan.co/wp-content/uploads/2022/12/Vulcan_Stainless_AUS_Product_Guide_2020_web.pdf | [9 empty] | Cleansed | 30263700 Steel alloy bars |  |  | BAR | ROUND | TYPE |  | DIAMETER | 340 MM | LENGTH | 1 M | MATERIAL | ALLOY STEEL | MATERIAL SPECIFICATION | GRADE 4140 | PROCESS | HEAT TREATED | WEIGHT |  | COATING/FINISH |  | HAZARD CLASS |  | CERTIFICATION/STANDARD | [53 empty] | Production Completed
STP_009 - Lot7 | Data Enrichment | PVJ | OK | 2023-10-16 | 2023-10-18 | URL for Reference only | 1035949 | 1035949 |  |  |  | ERSA | M | 1510 | 1532968GZPCLNT100 | M |  | BAR,RND;340MM,1000MM,BRCA340G1045RM+0100 | BAR,RND;340MM,1000MM,BRCA340G1045RM+0100 | BAR,RND;ADDITIONAL FEATURES:340MM,1000MM,BRCA340G1045RM+0100 |  |  |  |  | 1068455 @@ VULCAN STEEL PTY LTD | BRCA340G1045RM+0100 | [10 empty] | VULCAN STEEL PTY LTD | BRCA340G1045RM+0100 | [18 empty] | https://vulcan.co/wp-content/uploads/2022/12/Vulcan_Stainless_AUS_Product_Guide_2020_web.pdf | [9 empty] | Cleansed | 30263600 Carbon steel bars |  |  | BAR | ROUND | TYPE |  | DIAMETER | 340 MM | LENGTH | 1 M | MATERIAL | CARBON STEEL | MATERIAL SPECIFICATION | GRADE 1045 | PROCESS |  | WEIGHT |  | COATING/FINISH |  | HAZARD CLASS |  | CERTIFICATION/STANDARD | [53 empty] | Production Completed
STP_009 - Lot7 | Data Enrichment | PVJ | OK | 2023-10-16 | 2023-10-18 | URL for Reference only | 1035922 | 1035922 |  |  |  | ERSA | M | 1510 | 1532995GZPCLNT100 | M |  | BAR,RND;350MM,1000,BRAH350G4140HTRM+0100 | BAR,RND;350MM,1000,BRAH350G4140HTRM+0100 | BAR,RND;ADDITIONAL FEATURES:350MM,1000,BRAH350G4140HTRM+0100 |  |  |  |  | 1068455 @@ VULCAN STEEL PTY LTD | BRAH350G4140HTRM+0100 | [10 empty] | VULCAN STEEL PTY LTD | BRAH350G4140HTRM+0100 | [18 empty] | https://vulcan.co/wp-content/uploads/2022/12/Vulcan_Stainless_AUS_Product_Guide_2020_web.pdf | [9 empty] | Cleansed | 30263700 Steel alloy bars |  |  | BAR | ROUND | TYPE |  | DIAMETER | 350 MM | LENGTH | 1 M | MATERIAL | ALLOY STEEL | MATERIAL SPECIFICATION | GRADE 4140 | PROCESS | HEAT TREATED | WEIGHT |  | COATING/FINISH |  | HAZARD CLASS |  | CERTIFICATION/STANDARD | [53 empty] | Production Completed
STP_009 - Lot7 | Data Enrichment | PVJ | OK | 2023-10-16 | 2023-10-18 | URL for Reference only | 1035948 | 1035948 |  |  |  | ERSA | M | 1510 | 1532969GZPCLNT100 | M |  | BAR,RND;350MM,1000MM,BRCA350G1045RM+0100 | BAR,RND;350MM,1000MM,BRCA350G1045RM+0100 | BAR,RND;ADDITIONAL FEATURES:350MM,1000MM,BRCA350G1045RM+0100 |  |  |  |  | 1068455 @@ VULCAN STEEL PTY LTD | BRCA350G1045RM+0100 | [10 empty] | VULCAN STEEL PTY LTD | BRCA350G1045RM+0100 | [18 empty] | https://vulcan.co/wp-content/uploads/2022/12/Vulcan_Stainless_AUS_Product_Guide_2020_web.pdf | [9 empty] | Cleansed | 30263600 Carbon steel bars |  |  | BAR | ROUND | TYPE |  | DIAMETER | 350 MM | LENGTH | 1 M | MATERIAL | CARBON STEEL | MATERIAL SPECIFICATION | GRADE 1045 | PROCESS |  | WEIGHT |  | COATING/FINISH |  | HAZARD CLASS |  | CERTIFICATION/STANDARD | [53 empty] | Production Completed
STP_009 - Lot7 | Data Enrichment | PVJ | OK | 2023-10-16 | 2023-10-18 |  | 1121838 | 1121838 |  |  |  | ERSA | M | 1510 | 1513538GZPCLNT100 | EA |  | BAR,RND;4140 160 MM RD H&T PL,75026836 | BARRA REDO; | BAR,RND;ADDITIONAL FEATURES:4140 160 MM RD H&T PL,75026836 |  |  |  |  | 1069960 @@ VOESTALPINE HIGH PERFORMANCE METALS | 75026836 | [10 empty] | VOESTALPINE HIGH PERFORMANCE METALS | 75026836 | [18 empty] | URL NOT FOUND | [9 empty] | Cleansed | 30263700 Steel alloy bars |  |  | BAR | ROUND | TYPE |  | DIAMETER | 160 MM | LENGTH |  | MATERIAL | ALLOY STEEL | MATERIAL SPECIFICATION | GRADE 4140 | PROCESS | HEAT TREATED,PEELED | WEIGHT |  | COATING/FINISH |  | HAZARD CLASS |  | CERTIFICATION/STANDARD | [53 empty] | Production Completed
STP_009 - Lot7 | Data Enrichment | PVJ | OK | 2023-10-16 | 2023-10-18 |  | 1149970 | 1149970 |  |  |  | ERSA | M | 1500 | 1530709GZPCLNT100 | EA |  | BAR,RND;50.8MM,G316,,BRS0508G316H10+0600 | BAR,RND;50.8MM,G316,,BRS0508G316H10+0600 | BAR,RND;ADDITIONAL FEATURES:50.8MM,G316,,BRS0508G316H10+0600 |  |  |  |  | 1068455 @@ VULCAN STEEL PTY LTD | BRS0508G316H10+0600 | [12 empty] | VULCAN STEEL PTY LTD | BRS0508G316H10+0600 | [16 empty] | https://vulcan.co/wp-content/uploads/2022/12/Vulcan_Stainless_AUS_Product_Guide_2020_web.pdf | [9 empty] | Enriched | 30264502 Stainless steel SAE 300 series cold drawn bar |  |  | BAR | ROUND | TYPE |  | DIAMETER | 50.8 MM | LENGTH | 6 M | MATERIAL | STAINLESS STEEL 316 | MATERIAL SPECIFICATION | ASTM A276/A479 | PROCESS | COLD DRAWN H10 | WEIGHT | 16.21 KG/M | COATING/FINISH |  | HAZARD CLASS |  | CERTIFICATION/STANDARD | [53 empty] | Production Completed
STP_009 - Lot7 | Data Enrichment | PVJ | OK | 2023-10-16 | 2023-10-18 | URL for Reference only | 1149971 | 1149971 |  |  |  | ERSA | M | 1500 | 1530708GZPCLNT100 | EA |  | BAR,RND;75MM,4140,BRAH075G4140HTH11+0100 | BAR,RND;75MM,4140,BRAH075G4140HTH11+0100 | BAR,RND;ADDITIONAL FEATURES:75MM,4140,BRAH075G4140HTH11+0100 |  |  |  |  | 1068455 @@ VULCAN STEEL PTY LTD | BRAH075G4140HTH11+0100 | [10 empty] | VULCAN STEEL PTY LTD | BRAH075G4140HTH11+0100 | [18 empty] | https://vulcan.co/wp-content/uploads/2022/12/Vulcan_Stainless_AUS_Product_Guide_2020_web.pdf | [9 empty] | Cleansed | 30263700 Steel alloy bars |  |  | BAR | ROUND | TYPE |  | DIAMETER | 75 MM | LENGTH | 1 M | MATERIAL | ALLOY STEEL | MATERIAL SPECIFICATION | GRADE 4140 | PROCESS | HEAT TREATED | WEIGHT |  | COATING/FINISH |  | HAZARD CLASS |  | CERTIFICATION/STANDARD | [53 empty] | Production Completed
STP_009 - Lot7 | Data Enrichment | PVJ | OK | 2023-10-16 | 2023-10-18 | URL for Reference only | 1102749 | 1102749 |  |  |  | ERSA | M | 1510 | 1527858GZPCLNT100 | EA |  | BAR,RND;ALLOY,110 MM,1,BRAH110G4140HTH11 | BAR,RND;ALLOY,110 MM,1,BRAH110G4140HTH11 | BAR,RND;ADDITIONAL FEATURES:ALLOY,110 MM,1,BRAH110G4140HTH11 |  |  |  |  | 1068455 @@ VULCAN STEEL PTY LTD | BRAH110G4140HTH11 | [10 empty] | VULCAN STEEL PTY LTD | BRAH110G4140HTH11 | [18 empty] | https://vulcan.co/wp-content/uploads/2022/12/Vulcan_Stainless_AUS_Product_Guide_2020_web.pdf | [9 empty] | Cleansed | 30263700 Steel alloy bars |  |  | BAR | ROUND | TYPE |  | DIAMETER | 110 MM | LENGTH | 1 M | MATERIAL | ALLOY STEEL | MATERIAL SPECIFICATION | GRADE 4140 | PROCESS | HEAT TREATED | WEIGHT |  | COATING/FINISH |  | HAZARD CLASS |  | CERTIFICATION/STANDARD | [53 empty] | Production Completed
STP_009 - Lot7 | Data Enrichment | PVJ | OK | 2023-10-16 | 2023-10-18 | URL for Reference only | 1102798 | 1102798 |  |  |  | ERSA | M | 1510 | 1527857GZPCLNT100 | EA |  | BAR,RND;CARBN,250 MM,1 M,BRCA250G1045BLK | BAR,RND;CARBN,250 MM,1 M,BRCA250G1045BLK | BAR,RND;ADDITIONAL FEATURES:CARBN,250 MM,1 M,BRCA250G1045BLK |  |  |  |  | 1068455 @@ VULCAN STEEL PTY LTD | BRCA250G1045BLK | [10 empty] | VULCAN STEEL PTY LTD | BRCA250G1045BLK | [18 empty] | https://vulcan.co/wp-content/uploads/2022/12/Vulcan_Stainless_AUS_Product_Guide_2020_web.pdf | [9 empty] | Cleansed | 30263600 Carbon steel bars | COLOUR:BLACK |  | BAR | ROUND | TYPE |  | DIAMETER | 250 MM | LENGTH | 1 M | MATERIAL | CARBON STEEL | MATERIAL SPECIFICATION | GRADE 1045 | PROCESS |  | WEIGHT |  | COATING/FINISH |  | HAZARD CLASS |  | CERTIFICATION/STANDARD | [53 empty] | Production Completed
STP_009 - Lot7 | Data Enrichment | PVJ | OK | 2023-10-16 | 2023-10-18 | URL for Reference only | 1102799 | 1102799 |  |  |  | ERSA | M | 1510 | 1527856GZPCLNT100 | EA |  | BAR,RND;CARBON,350 MM,1 M,BRCA350G1045RM | BAR,RND;CARBON,350 MM,1 M,BRCA350G1045RM | BAR,RND;ADDITIONAL FEATURES:CARBON,350 MM,1 M,BRCA350G1045RM |  |  |  |  | 1068455 @@ VULCAN STEEL PTY LTD | BRCA350G1045RM | [10 empty] | VULCAN STEEL PTY LTD | BRCA350G1045RM | [18 empty] | https://vulcan.co/wp-content/uploads/2022/12/Vulcan_Stainless_AUS_Product_Guide_2020_web.pdf | [9 empty] | Cleansed | 30263600 Carbon steel bars |  |  | BAR | ROUND | TYPE |  | DIAMETER | 350 MM | LENGTH | 1 M | MATERIAL | CARBON STEEL | MATERIAL SPECIFICATION | GRADE 1045 | PROCESS |  | WEIGHT |  | COATING/FINISH |  | HAZARD CLASS |  | CERTIFICATION/STANDARD | [53 empty] | Production Completed
STP_009 - Lot7 | Data Enrichment | PVJ | OK | 2023-10-16 | 2023-10-18 | SERIES MATCH | 1058077 | 1058077 |  |  |  | ERSA | M | 4090 | 1584737GZPCLNT100 | EA |  | BAR,RND;DIA 140 MM,SS304,PEELED K12 | BARRA REDO;DIA 140 MM | BAR,ROUND;DIAMETER:140 MM,MATERIAL:SS304,MATERIAL SPECIFICATION:ASTM A276/A479-G304,ADDITIONAL FEATURES EN:PEELED K12 | BARRA REDONDA;DIAMETRO:140 MM |  |  |  | 1068455 @@ VULCAN STEEL PTY LTD | BRS140G304K12 - 540MM | [12 empty] | VULCAN STEEL PTY LTD | BRS140G304K12 - 540MM | [16 empty] | https://vulcan.co/wp-content/uploads/2022/12/Vulcan_Stainless_AUS_Product_Guide_2020_web.pdf | [9 empty] | Enriched | 30264500 Stainless steel bars |  |  | BAR | ROUND | TYPE |  | DIAMETER | 140 MM | LENGTH | 540 MM | MATERIAL | STAINLESS STEEL 304 | MATERIAL SPECIFICATION | ASTM A276/A479 | PROCESS | PEELED K12 | WEIGHT | 123.15 KG/M | COATING/FINISH |  | HAZARD CLASS |  | CERTIFICATION/STANDARD | [53 empty] | Production Completed
STP_009 - Lot7 | Data Enrichment | PVJ | OK | 2023-10-16 | 2023-10-18 | SERIES MATCH | 1058076 | 1058076 |  |  |  | ERSA | M | 4090 | 1584736GZPCLNT100 | EA |  | BAR,RND;DIA 140 MM,SS316,PEELED K12 | BARRA REDO;DIA 140 MM | BAR,ROUND;DIAMETER:140 MM,MATERIAL:SS316,MATERIAL SPECIFICATION:ASTM A276/A479-G316,ADDITIONAL FEATURES EN:PEELED K12,SANMAC | BARRA REDONDA;DIAMETRO:140 MM |  |  |  | 1068455 @@ VULCAN STEEL PTY LTD | BRS140G316K12 - 540MM | [12 empty] | VULCAN STEEL PTY LTD | BRS140G316K12 - 540MM | SANMAC | [15 empty] | https://vulcan.co/wp-content/uploads/2022/12/Vulcan_Stainless_AUS_Product_Guide_2020_web.pdf | [9 empty] | Enriched | 30264500 Stainless steel bars |  |  | BAR | ROUND | TYPE |  | DIAMETER | 140 MM | LENGTH | 540 MM | MATERIAL | STAINLESS STEEL 316 | MATERIAL SPECIFICATION | ASTM A276/A479 | PROCESS | PEELED K12 | WEIGHT | 121 KG/M | COATING/FINISH |  | HAZARD CLASS |  | CERTIFICATION/STANDARD | [53 empty] | Production Completed
STP_009 - Lot7 | Data Enrichment | PVJ | OK | 2023-10-16 | 2023-10-18 | SERIES MATCH | 1054091 | 1054091 |  |  |  | ERSA | M | 1510 | 1608599GZPCLNT100 | EA |  | BAR,RND;DIA 60 MM,LG 3 M,G316 STEEL | BARRA REDO;DIA 60 MM,LG 3 M | BAR,ROUND;DIAMETER:60 MM,LENGTH:3 M,MATERIAL:G316 STEEL,MATERIAL SPECIFICATION:ASTM A276/A484 ST H10 | BARRA REDONDA;DIAMETRO:60 MM,LONGITUD:3 M |  |  |  | 1068455 @@ VULCAN STEEL PTY LTD | BRS060G316H10-3000MM | [12 empty] | VULCAN STEEL PTY LTD | BRS060G316H10-3000MM | [16 empty] | https://vulcan.co/wp-content/uploads/2022/12/Vulcan_Stainless_AUS_Product_Guide_2020_web.pdf | [9 empty] | Cleansed | 30264500 Stainless steel bars |  |  | BAR | ROUND | TYPE |  | DIAMETER | 60 MM | LENGTH | 3 M | MATERIAL | STAINLESS STEEL 316 | MATERIAL SPECIFICATION | ASTM A276/A484 | PROCESS | SMOOTH TURNED H10 | WEIGHT |  | COATING/FINISH |  | HAZARD CLASS |  | CERTIFICATION/STANDARD | [53 empty] | Production Completed
STP_009 - Lot7 | Data Enrichment | PVJ | OK | 2023-10-16 | 2023-10-18 | SERIES MATCH | 1053468 | 1053468 |  |  |  | ERSA | M | 2600 | 1578403GZPCLNT100 | M |  | BAR,RND;G316 ASTM K12,60 MM X 1 M | BARRA REDO; | BAR,ROUND;MATERIAL:G316 ASTM K12,ADDITIONAL FEATURES EN:60 MM X 1 M | BARRA REDONDA; |  |  |  | 1068455 @@ VULCAN STEEL PTY LTD | BRS060G316K12 | [12 empty] | VULCAN STEEL PTY LTD | BRS060G316K12 | [16 empty] | https://vulcan.co/wp-content/uploads/2022/12/Vulcan_Stainless_AUS_Product_Guide_2020_web.pdf | [9 empty] | Enriched | 30264500 Stainless steel bars |  |  | BAR | ROUND | TYPE |  | DIAMETER | 60 MM | LENGTH | 1 M | MATERIAL | STAINLESS STEEL 316 | MATERIAL SPECIFICATION | ASTM A276/A479 | PROCESS | PEELED K12 | WEIGHT |  | COATING/FINISH |  | HAZARD CLASS |  | CERTIFICATION/STANDARD | [53 empty] | Production Completed
STP_009 - Lot7 | Data Enrichment | PVJ | OK | 2023-10-16 | 2023-10-18 |  | 1052945 | 1052945 |  |  |  | ERSA | M | 2600 | 1578805GZPCLNT100 | EA |  | BAR,RND;G316 SS,20 X 6000 MM | BARRA REDO; | BAR,ROUND;MATERIAL:G316 SS,ADDITIONAL FEATURES EN:20 X 6000 MM | BARRA REDONDA; |  |  |  | 1068455 @@ VULCAN STEEL PTY LTD | BRS020G316H9+0600 | [12 empty] | VULCAN STEEL PTY LTD | BRS020G316H9+0600 | [16 empty] | https://vulcan.co/wp-content/uploads/2022/12/Vulcan_Stainless_AUS_Product_Guide_2020_web.pdf | [9 empty] | Enriched | 30264502 Stainless steel SAE 300 series cold drawn bar |  |  | BAR | ROUND | TYPE |  | DIAMETER | 20 MM | LENGTH | 6 M | MATERIAL | STAINLESS STEEL 316 | MATERIAL SPECIFICATION | ASTM A276/A479 | PROCESS | COLD DRAWN H10 | WEIGHT |  | COATING/FINISH |  | HAZARD CLASS |  | CERTIFICATION/STANDARD | [53 empty] | Production Completed
STP_009 - Lot7 | Data Enrichment | PVJ | OK | 2023-10-16 | 2023-10-18 | MATERIAL SPECIFICATION UPDATED AS PER WEBSOURCE | 1184582 | 1184582 |  |  |  | ERSA | M | 1510 | 1558897GZPCLNT100 | EA |  | BAR,RND;SS | BARRA REDO; | BAR,ROUND;MATERIAL:STAINLESS STEEL,ADDITIONAL FEATURES EN:6.35MM,G316,ASTM A276/A484,CD,H9,4M LG | BARRA REDONDA; |  |  |  | 1068455 @@ VULCAN STEEL PTY LTD | BRS0064G316H9+0400 | [12 empty] | VULCAN STEEL PTY LTD | BRS0064G316H9+0400 | [16 empty] | https://vulcan.co/wp-content/uploads/2022/12/Vulcan_Stainless_AUS_Product_Guide_2020_web.pdf | [9 empty] | Cleansed | 30264502 Stainless steel SAE 300 series cold drawn bar |  |  | BAR | ROUND | TYPE |  | DIAMETER | 6.35 MM | LENGTH | 4 M | MATERIAL | STAINLESS STEEL 316 | MATERIAL SPECIFICATION | ASTM A276/A479 | PROCESS | COLD DRAWN H10 | WEIGHT |  | COATING/FINISH |  | HAZARD CLASS |  | CERTIFICATION/STANDARD | [53 empty] | Production Completed
STP_009 - Lot7 | Data Enrichment | PVJ | OK | 2023-10-16 | 2023-10-18 | SERIES MATCH | 1053286 | 1053286 |  |  |  | ERSA | M | 2600 | 1583166GZPCLNT100 | EA |  | BAR,RND;SS 316,40 X 1000MM | BARRA REDO; | BAR,ROUND;MATERIAL:SS 316,ADDITIONAL FEATURES EN:40 X 1000MM | BARRA REDONDA; |  |  |  | 1068455 @@ VULCAN STEEL PTY LTD | BRS040G316LANNH9 | [12 empty] | VULCAN STEEL PTY LTD | BRS040G316LANNH9 | [16 empty] | https://vulcan.co/wp-content/uploads/2022/12/Vulcan_Stainless_AUS_Product_Guide_2020_web.pdf | [9 empty] | Enriched | 30264502 Stainless steel SAE 300 series cold drawn bar |  |  | BAR | ROUND | TYPE |  | DIAMETER | 40 MM | LENGTH | 1 M | MATERIAL | STAINLESS STEEL 316 | MATERIAL SPECIFICATION | ASTM A276/A479 | PROCESS | COLD DRAWN H10 | WEIGHT |  | COATING/FINISH |  | HAZARD CLASS |  | CERTIFICATION/STANDARD | [53 empty] | Production Completed
STP_009 - Lot7 | Data Enrichment | PVJ | OK | 2023-10-16 | 2023-10-18 | SERIES MATCH | 1102759 | 1102759 |  |  |  | ERSA | M | 1510 | 1517185GZPCLNT100 | EA |  | BAR;ROUND,304L,160 MM,BRS160G304LANNK12 | BAR;ROUND,304L,160 MM,BRS160G304LANNK12 | BAR;ADDITIONAL FEATURES:ROUND,304L,160 MM,BRS160G304LANNK12 |  |  |  |  | 1068455 @@ VULCAN STEEL PTY LTD | BRS160G304LANNK12 | [12 empty] | VULCAN STEEL PTY LTD | BRS160G304LANNK12 | [16 empty] | https://vulcan.co/wp-content/uploads/2022/12/Vulcan_Stainless_AUS_Product_Guide_2020_web.pdf | [9 empty] | Enriched | 30264500 Stainless steel bars |  |  | BAR | ROUND | TYPE |  | DIAMETER | 160 MM | LENGTH |  | MATERIAL | STAINLESS STEEL 304L | MATERIAL SPECIFICATION | ASTM A276/A479 | PROCESS | PEELED K12 | WEIGHT |  | COATING/FINISH |  | HAZARD CLASS |  | CERTIFICATION/STANDARD | [53 empty] | Production Completed
STP_009 - Lot7 | Data Enrichment | PVJ | OK | 2023-10-16 | 2023-10-18 | SERIES MATCH | 1102760 | 1102760 |  |  |  | ERSA | M | 1510 | 1517184GZPCLNT100 | EA |  | BAR;ROUND,316L,70 MM,BRS070G316LANNH9 | BAR;ROUND,316L,70 MM,BRS070G316LANNH9 | BAR;ADDITIONAL FEATURES:ROUND,316L,70 MM,BRS070G316LANNH9 |  |  |  |  | 1068455 @@ VULCAN STEEL PTY LTD | BRS070G316LANNH9 | [12 empty] | VULCAN STEEL PTY LTD | BRS070G316LANNH9 | [16 empty] | https://vulcan.co/wp-content/uploads/2022/12/Vulcan_Stainless_AUS_Product_Guide_2020_web.pdf | [9 empty] | Enriched | 30264502 Stainless steel SAE 300 series cold drawn bar |  |  | BAR | ROUND | TYPE |  | DIAMETER | 70 MM | LENGTH |  | MATERIAL | STAINLESS STEEL 316L | MATERIAL SPECIFICATION | ASTM A276/A479 | PROCESS | COLD DRAWN H10 | WEIGHT |  | COATING/FINISH |  | HAZARD CLASS |  | CERTIFICATION/STANDARD | [53 empty] | Production Completed
STP_009 - Lot7 | Data Enrichment | PVJ | OK | 2023-10-16 | 2023-10-18 |  | 1134287 | 1134287 | 1415307 | AU_QM_000260965 |  | ERSA | M | 5915 | 1415307GZPCLNT100 | EA |  | BREAKER,CIRCT;32A,1P; N,10KA,DIN RL | BREAKER,CIRCT;32A,1P; N,10KA,DIN RL | BREAKER,CIRCT;MNFR: ,PTNO:32A,1P; N,10KA,DIN RL |  | BREAKER,CIRCT;32A,1P; N,10KA,DIN RLBREAKER,CIRCT;32A,1P; N,10KA,DIN RL | [34 empty] | URL NOT FOUND | [9 empty] | Cleansed | 39121601 Circuit breakers | C/W NEUTRAL |  | CIRCUIT BREAKER | NO MODIFIER | TYPE |  | CURRENT RATING | 32 A | VOLTAGE RATING |  | FRAME RATING |  | INTERRUPT RATING | 10 KA | NUMBER OF POLES | 1 | OVERALL SIZE |  | TRIP SETTING |  | TERMINAL TYPE |  | MOUNTING TYPE | DIN RAIL | CERTIFICATION/STANDARD | [51 empty] | Production Completed
STP_009 - Lot7 | Data Enrichment | PVJ | OK | 2023-10-16 | 2023-10-18 |  | 1186297 | 1186297 |  |  |  | ERSA | M | 1600 | 1552921GZPCLNT100 | EA | 3000422 | BREAKER,CIRCT;CNW,NHPDTCB10140C,MCB DIN- | DISYUNTORA;CNW,NHPDTCB10140C | BREAKER,CIRCUIT;MNFR:CNW,PTNO:NHPDTCB10140C,ADDITIONAL FEATURES EN:MCB DIN-T10 10KA 1P 40A C CURVE DIN | DISYUNTORA;MNFR:CNW,PTNO:NHPDTCB10140C |  | CNW | NHPDTCB10140C | 1068181 @@ CNW (MOUNT ISA) ELECT WHOLESALER | NHPDTCB10140C | [12 empty] | NHP | DTCB10140C | CNW (MOUNT ISA) ELECT WHOLESALER | NHPDTCB10140C | [14 empty] | https://nhpnz.co.nz/Product/DTCB10140C | [9 empty] | Enriched | 39121603 Miniature circuit breakers | SERIES:DIN-T10 | DEGREE OF PROTECTION:IP20/IP40,TEMPERATURE RATING:-25 TO 55 DEG C | CIRCUIT BREAKER | MINIATURE | TYPE |  | CURRENT RATING | 40 A | VOLTAGE RATING | 240 VAC,48 VDC | NUMBER OF POLES | 1 | INTERRUPT RATING | 10 KA | FREQUENCY RATING | 50/60 HZ | TRIP CLASS | C | TRIP SETTING |  | MOUNTING TYPE | 35 MM DIN RAIL | TERMINAL TYPE |  | SIZE | 18 WDX86 HTX76 DP MM | CERTIFICATION/STANDARD | AS/NZS 3111,CE, DIN 40046,IEC 60898, IEC 60077-16-3, IEC 60947-2, IEC 60068-2, RCM, UL 94 V-2 | [48 empty] | Production Completed
STP_009 - Lot7 | Data Enrichment | PVJ | OK | 2023-10-16 | 2023-10-18 |  | 1185875 | 1185875 |  |  |  | ERSA | M | 1600 | 1555615GZPCLNT100 | EA | 3000422 | BREAKER,CIRCT;CNW,NHPDTCB10363D,MCB,10KA | DISYUNTORA;CNW,NHPDTCB10363D | BREAKER,CIRCUIT;MNFR:CNW,PTNO:NHPDTCB10363D,ADDITIONAL FEATURES EN:MCB,10KA,3P,63A,D CURVE,415V | DISYUNTORA;MNFR:CNW,PTNO:NHPDTCB10363D |  | CNW | NHPDTCB10363D | 1068181 @@ CNW (MOUNT ISA) ELECT WHOLESALER | NHPDTCB10363D | [12 empty] | NHP | DTCB10363D | CNW (MOUNT ISA) ELECT WHOLESALER | NHPDTCB10363D | [14 empty] | https://nhpnz.co.nz/product/DTCB10363D | [9 empty] | Enriched | 39121603 Miniature circuit breakers |  | SERIES:DIN-T10,DEGREE OF PROTECTION:IP20/IP40,TEMPERATURE RATING:-25 TO 55 DEG C | CIRCUIT BREAKER | MINIATURE | TYPE |  | CURRENT RATING | 63 A | VOLTAGE RATING | 400/415 VAC | NUMBER OF POLES | 3 | INTERRUPT RATING | 10 KA | FREQUENCY RATING | 50/60 HZ | TRIP CLASS | D | TRIP SETTING |  | MOUNTING TYPE | 35 MM DIN RAIL | TERMINAL TYPE |  | SIZE | 54 WDX86 HTX76 DP MM | CERTIFICATION/STANDARD | AS/NZS 3111,CE, DIN 40046,IEC 60898, IEC 60077-16-3, IEC 60947-2, IEC 60068-2, RCM, UL 94 V-2 | [48 empty] | Production Completed
STP_009 - Lot7 | Data Enrichment | PVJ | OK | 2023-10-16 | 2023-10-18 |  | 1183223 | 1183223 |  |  |  | ERSA | M | 1600 | 1563808GZPCLNT100 | EA | 3000422 | BREAKER,CIRCT;CNW,NHPDTCB10H380D,MCB DIN | DISYUNTORA;CNW,NHPDTCB10H380D | BREAKER,CIRCUIT;MNFR:CNW,PTNO:NHPDTCB10H380D,ADDITIONAL FEATURES EN:MCB DIN-T 10H 3P 80A D CURVE | DISYUNTORA;MNFR:CNW,PTNO:NHPDTCB10H380D |  | CNW | NHPDTCB10H380D | 1068181 @@ CNW (MOUNT ISA) ELECT WHOLESALER | NHPDTCB10H380D | [12 empty] | NHP | DTCB10H380D | CNW (MOUNT ISA) ELECT WHOLESALER | NHPDTCB10H380D | [14 empty] | https://nhpnz.co.nz/product/DTCB10H380D | [9 empty] | Enriched | 39121603 Miniature circuit breakers | SERIES:DIN-T10H | DEGREE OF PROTECTION:IP20,TEMPERATURE RATING:-25 TO 60 DEG C | CIRCUIT BREAKER | MINIATURE | TYPE |  | CURRENT RATING | 80 A | VOLTAGE RATING | 440 VAC | NUMBER OF POLES | 3 | INTERRUPT RATING | 10 KA | FREQUENCY RATING | 50/60 HZ | TRIP CLASS | D | TRIP SETTING |  | MOUNTING TYPE | DIN RAIL | TERMINAL TYPE |  | SIZE | 81 WDX100 HTX90 DP MM | CERTIFICATION/STANDARD | AS/NZS 60947-2, CCC,DIN 40046, IEC 60068-2, IEC 60077 -16-3, IEC 60947-2, UL 94 V-2,EN 60898-1, IEC 60898-1, IEC 60947-2, UL 489 | [48 empty] | Production Completed
STP_009 - Lot7 | Data Enrichment | PVJ | OK | 2023-10-16 | 2023-10-18 |  | 1190065 | 1190065 |  |  |  | ERSA | M | 1600 | 1575134GZPCLNT100 | EA |  | BREAKER,CIRCT;DC C CURVE,2P 2A 6KA | DISYUNTORA; | BREAKER,CIRCUIT;TYPE:DC C CURVE,INTERRUPT RATING:2P 2A 6KA,ADDITIONAL FEATURES EN:DIN RAIL | DISYUNTORA; |  |  |  | 1068740 @@ METAL MANUFACTURES PTY LTD | TERDTCBD202C | [10 empty] | METAL MANUFACTURES PTY LTD | TERDTCBD202C | [18 empty] | URL NOT FOUND | [9 empty] | Cleansed | 39121601 Circuit breakers | TRIP CLASS:C CURVE |  | CIRCUIT BREAKER | NO MODIFIER | TYPE | DC | CURRENT RATING | 2 A | VOLTAGE RATING |  | FRAME RATING |  | INTERRUPT RATING | 6 KA | NUMBER OF POLES | 2 | OVERALL SIZE |  | TRIP SETTING |  | TERMINAL TYPE |  | MOUNTING TYPE | DIN RAIL | CERTIFICATION/STANDARD | [51 empty] | Production Completed
STP_009 - Lot7 | Data Enrichment | PVJ | OK | 2023-10-16 | 2023-10-18 | CURRENT RATING UPDATED AS PER WEBSOURCE | 1059989 | 1059989 |  |  |  | ERSA | M | 1650 | 1610611GZPCLNT100 | EA |  | BREAKER,CIRCT;MANUAL RESET,10 A,ACX1913 | DISYUNTORA;10 A | BREAKER,CIRCUIT;TYPE:MANUAL RESET,CURRENT RATING:10 A,INTERRUPT RATING:,ADDITIONAL FEATURES EN:ACX1913 | DISYUNTORA;CORRIENTE NOMINAL:10 A |  |  |  | 1071809 @@ ASHDOWN ENTERPRISES | ACX1913 | 1068087 @@ ASHDOWN INGRAM | 1610611 | [10 empty] | OEX | ACX1913 | ASHDOWN ENTERPRISES | ACX1913 | ASHDOWN INGRAM | 1610611 | [12 empty] | https://jtkautoelectrical.com/products/oex-circuit-breaker-manual-reset-15a-2 | https://www.sparesbox.com.au/part/oex-circuit-breaker-manual-reset-15a-m4-x-6mm-screw-terminals-acx1913 | [8 empty] | Enriched | 39121601 Circuit breakers |  | MOUNTING HOLE SIZE:10 MM | CIRCUIT BREAKER | NO MODIFIER | TYPE | MANUAL RESET | CURRENT RATING | 15A | VOLTAGE RATING |  | FRAME RATING |  | INTERRUPT RATING |  | NUMBER OF POLES |  | OVERALL SIZE |  | TRIP SETTING |  | TERMINAL TYPE | SCREW | MOUNTING TYPE | PANEL | CERTIFICATION/STANDARD | [51 empty] | Production Completed
STP_009 - Lot7 | Data Enrichment | PVJ | OK | 2023-10-16 | 2023-10-18 | CURRENT RATING UPDATED AS PER WEBSOURCE | 1059990 | 1059990 |  |  |  | ERSA | M | 1650 | 1610612GZPCLNT100 | EA |  | BREAKER,CIRCT;MANUAL RESET,15 A,ACX1913 | DISYUNTORA;15 A | BREAKER,CIRCUIT;TYPE:MANUAL RESET,CURRENT RATING:15 A,INTERRUPT RATING:,ADDITIONAL FEATURES EN:ACX1913 | DISYUNTORA;CORRIENTE NOMINAL:15 A |  |  |  | 1071809 @@ ASHDOWN ENTERPRISES | ACX1914 | 1068087 @@ ASHDOWN INGRAM | 1610612 | [10 empty] | OEX | ACX1914 | ASHDOWN ENTERPRISES | ACX1914 | ASHDOWN INGRAM | 1610612 | [12 empty] | https://www.repco.co.nz/globes-batteries-electrical/electrical-accessories/fuses-circuit-breakers/oex-circuit-breaker-manual-reset-20a-1-pce-acx1914/p/A1193790?kwSearch=control | https://www.sparesbox.com.au/part/oex-circuit-breaker-manual-reset-20a-acx1914 | [8 empty] | Enriched | 39121601 Circuit breakers |  | MOUNTING HOLE SIZE:10 MM | CIRCUIT BREAKER | NO MODIFIER | TYPE | MANUAL RESET | CURRENT RATING | 20 A | VOLTAGE RATING |  | FRAME RATING |  | INTERRUPT RATING |  | NUMBER OF POLES |  | OVERALL SIZE |  | TRIP SETTING |  | TERMINAL TYPE | SCREW | MOUNTING TYPE | PANEL | CERTIFICATION/STANDARD | [51 empty] | Production Completed
STP_009 - Lot7 | Data Enrichment | PVJ | OK | 2023-10-16 | 2023-10-18 | CURRENT RATING UPDATED AS PER WEBSOURCE | 1059988 | 1059988 |  |  |  | ERSA | M | 1650 | 1610610GZPCLNT100 | EA |  | BREAKER,CIRCT;MANUAL RESET,20 A,ACX1914 | DISYUNTORA;20 A | BREAKER,CIRCUIT;TYPE:MANUAL RESET,CURRENT RATING:20 A,INTERRUPT RATING:,ADDITIONAL FEATURES EN:ACX1914 | DISYUNTORA;CORRIENTE NOMINAL:20 A |  |  |  | 1071809 @@ ASHDOWN ENTERPRISES | ACX1912 | 1068087 @@ ASHDOWN INGRAM | 1610610 | [10 empty] | OEX | ACX1912 | ASHDOWN ENTERPRISES | ACX1912 | ASHDOWN INGRAM | 1610610 | [12 empty] | https://www.repco.co.nz/globes-batteries-electrical/electrical-accessories/fuses-circuit-breakers/oex-circuit-breaker-manual-reset-10a-1-pce-acx1912/p/A1193788?kwSearch=OEX%20Circuit%20Breaker%20Manual%20Reset%2010A%201%20Pce%20-%20ACX1912 | [9 empty] | Enriched | 39121601 Circuit breakers |  | MOUNTING HOLE SIZE:10 MM | CIRCUIT BREAKER | NO MODIFIER | TYPE | MANUAL RESET | CURRENT RATING | 10 A | VOLTAGE RATING |  | FRAME RATING |  | INTERRUPT RATING |  | NUMBER OF POLES |  | OVERALL SIZE |  | TRIP SETTING |  | TERMINAL TYPE | SCREW | MOUNTING TYPE | PANEL | CERTIFICATION/STANDARD | [51 empty] | Production Completed
STP_009 - Lot7 | Data Enrichment | PVJ | OK | 2023-10-16 | 2023-10-18 |  | 1059991 | 1059991 |  |  |  | ERSA | M | 1650 | 1610613GZPCLNT100 | EA |  | BREAKER,CIRCT;MANUAL RESET,25 A,ACX1915 | DISYUNTORA;25 A | BREAKER,CIRCUIT;TYPE:MANUAL RESET,CURRENT RATING:25 A,INTERRUPT RATING:,ADDITIONAL FEATURES EN:ACX1915 | DISYUNTORA;CORRIENTE NOMINAL:25 A |  |  |  | 1071809 @@ ASHDOWN ENTERPRISES | ACX1915 | 1068087 @@ ASHDOWN INGRAM | 1610613 | [10 empty] | OEX | ACX1915 | ASHDOWN ENTERPRISES | ACX1915 | ASHDOWN INGRAM | 1610613 | [12 empty] | https://www.repco.co.nz/globes-batteries-electrical/electrical-accessories/fuses-circuit-breakers/oex-circuit-breaker-manual-reset-25a-1-pce-acx1915/p/A1193791?kwSearch=car%20co | https://www.sparesbox.com.au/part/oex-circuit-breaker-manual-reset-25a-acx1915 | [8 empty] | Enriched | 39121601 Circuit breakers |  | MOUNTING HOLE SIZE:10 MM | CIRCUIT BREAKER | NO MODIFIER | TYPE | MANUAL RESET | CURRENT RATING | 25 A | VOLTAGE RATING |  | FRAME RATING |  | INTERRUPT RATING |  | NUMBER OF POLES |  | OVERALL SIZE |  | TRIP SETTING |  | TERMINAL TYPE | SCREW | MOUNTING TYPE | PANEL | CERTIFICATION/STANDARD | [51 empty] | Production Completed
STP_009 - Lot7 | Data Enrichment | PVJ | OK | 2023-10-16 | 2023-10-18 |  | 1059992 | 1059992 |  |  |  | ERSA | M | 1650 | 1610614GZPCLNT100 | EA |  | BREAKER,CIRCT;MANUAL RESET,30 A,ACX1916 | DISYUNTORA;30 A | BREAKER,CIRCUIT;TYPE:MANUAL RESET,CURRENT RATING:30 A,INTERRUPT RATING:,ADDITIONAL FEATURES EN:ACX1916 | DISYUNTORA;CORRIENTE NOMINAL:30 A |  |  |  | 1071809 @@ ASHDOWN ENTERPRISES | ACX1916 | 1068087 @@ ASHDOWN INGRAM | 1610614 | [10 empty] | OEX | ACX1916 | ASHDOWN ENTERPRISES | ACX1916 | ASHDOWN INGRAM | 1610614 | [12 empty] | https://www.repco.co.nz/in-car-technology/car-audio-accessories/fuses-power-distribution/oex-circuit-breaker-manual-reset-30a-1-pce-acx1916/p/A1193792 | https://www.sparesbox.com.au/part/oex-circuit-breaker-manual-reset-30a-panel-mount-acx1916 | [8 empty] | Enriched | 39121601 Circuit breakers |  | MOUNTING HOLE SIZE:10 MM | CIRCUIT BREAKER | NO MODIFIER | TYPE | MANUAL RESET | CURRENT RATING | 30 A | VOLTAGE RATING |  | FRAME RATING |  | INTERRUPT RATING |  | NUMBER OF POLES |  | OVERALL SIZE |  | TRIP SETTING |  | TERMINAL TYPE | SCREW | MOUNTING TYPE | PANEL | CERTIFICATION/STANDARD | [51 empty] | Production Completed
STP_009 - Lot7 | Data Enrichment | PVJ | OK | 2023-10-16 | 2023-10-18 |  | 1145815 | 1145815 |  |  |  | ERSA | M | 1600 | 1538801GZPCLNT100 | EA |  | BREAKER,CIRCT;MCB,DIN-T10,NHPDTCB10220C | BREAKER,CIRCT;MCB,DIN-T10,NHPDTCB10220C | BREAKER,CIRCT;ADDITIONAL FEATURES:MCB,DIN-T10,NHPDTCB10220C |  |  |  |  | 1068181 @@ CNW (MOUNT ISA) ELECT WHOLESALER | DTCB10220C | [12 empty] | NHP | DTCB10220C | CNW (MOUNT ISA) ELECT WHOLESALER | DTCB10220C | [14 empty] | https://nhpnz.co.nz/Product/DTCB10220C | [9 empty] | Enriched | 39121603 Miniature circuit breakers | SERIES:DIN-T10 | DEGREE OF PROTECTION:IP20/IP40,TEMPERATURE RATING:-25 TO 55 DEG C | CIRCUIT BREAKER | MINIATURE | TYPE |  | CURRENT RATING | 20 A | VOLTAGE RATING | 415 VAC,110 VDC | NUMBER OF POLES | 2 | INTERRUPT RATING | 10 KA | FREQUENCY RATING | 50/60 HZ | TRIP CLASS | C | TRIP SETTING |  | MOUNTING TYPE | 35 MM DIN RAIL | TERMINAL TYPE |  | SIZE | 36 WDX86 HTX76 DP MM | CERTIFICATION/STANDARD | AS/NZS 3111,CE, DIN 40046,IEC 60898, IEC 60077-16-3, IEC 60947-2, IEC 60068-2, RCM, UL 94 V-2 | [48 empty] | Production Completed
STP_009 - Lot7 | Data Enrichment | PVJ | OK | 2023-10-16 | 2023-10-18 |  | 1036866 | 1036866 |  |  |  | ERSA | M | 1600 | 1569225GZPCLNT100 | EA |  | BREAKER,CIRCT;MINI,10KA | DISYUNTORA; | BREAKER,CIRCUIT;TYPE:MINI,INTERRUPT RATING:10KA,ADDITIONAL FEATURES EN:D CURVE,1P,16A,DIN MOUNT | DISYUNTORA; |  |  |  | 1072013 @@ METAL MANUFACTURES PTY LTD | TERDIN-T10116D | 1070129 @@ HAYMANS ELECTRICAL (SERVICES) | 1569225 | [10 empty] | TERASAKI | TERDIN-T10116D | METAL MANUFACTURES PTY LTD | TERDIN-T10116D | HAYMANS ELECTRICAL (SERVICES) | 1569225 | [12 empty] | https://haymans.mmem.com.au/terdin-t10116d | [9 empty] | Enriched | 39121603 Miniature circuit breakers |  | DEGREE OF PROTECTION: IP20/IP40,TEMPERATURE RATING:-25 TO 55 DEG C | CIRCUIT BREAKER | MINIATURE | TYPE |  | CURRENT RATING | 16 A | VOLTAGE RATING | 240 VAC,48 VDC | NUMBER OF POLES | 1 | INTERRUPT RATING | 10 KA | FREQUENCY RATING | 50/60 HZ | TRIP CLASS | D | TRIP SETTING |  | MOUNTING TYPE | 35 MM DIN RAIL | TERMINAL TYPE | PIN/FORK | SIZE | 18 WDX86 HTX76 DP MM | CERTIFICATION/STANDARD | [49 empty] | Production Completed
STP_009 - Lot7 | Data Enrichment | PVJ | OK | 2023-10-16 | 2023-10-18 |  | 1036867 | 1036867 |  |  |  | ERSA | M | 1600 | 1569224GZPCLNT100 | EA |  | BREAKER,CIRCT;MINI,10KA | DISYUNTORA; | BREAKER,CIRCUIT;TYPE:MINI,INTERRUPT RATING:10KA,ADDITIONAL FEATURES EN:D CURVE,1P,20A,DIN MOUNT | DISYUNTORA; |  |  |  | 1072013 @@ METAL MANUFACTURES PTY LTD | TERDIN-T10120D | 1070129 @@ HAYMANS ELECTRICAL (SERVICES) | 1569224 | [10 empty] | TERASAKI | TERDIN-T10120D | METAL MANUFACTURES PTY LTD | TERDIN-T10120D | HAYMANS ELECTRICAL (SERVICES) | 1569224 | [12 empty] | https://haymans.mmem.com.au/terdin-t10120d | [9 empty] | Enriched | 39121603 Miniature circuit breakers |  | DEGREE OF PROTECTION: IP20/IP40,TEMPERATURE RATING:-25 TO 55 DEG C | CIRCUIT BREAKER | MINIATURE | TYPE |  | CURRENT RATING | 20 A | VOLTAGE RATING | 240 VAC,48 VDC | NUMBER OF POLES | 1 | INTERRUPT RATING | 10 KA | FREQUENCY RATING | 50/60 HZ | TRIP CLASS | D | TRIP SETTING |  | MOUNTING TYPE | 35 MM DIN RAIL | TERMINAL TYPE | PIN/FORK | SIZE | 18 WDX86 HTX76 DP MM | CERTIFICATION/STANDARD | [49 empty] | Production Completed
STP_009 - Lot7 | Data Enrichment | PVJ | OK | 2023-10-16 | 2023-10-18 |  | 1036868 | 1036868 |  |  |  | ERSA | M | 1600 | 1569223GZPCLNT100 | EA |  | BREAKER,CIRCT;MINI,10KA | DISYUNTORA; | BREAKER,CIRCUIT;TYPE:MINI,INTERRUPT RATING:10KA,ADDITIONAL FEATURES EN:D CURVE,1P,25A,DIN MOUNT | DISYUNTORA; |  |  |  | 1072013 @@ METAL MANUFACTURES PTY LTD | TERDIN-T10125D | [12 empty] | TERASAKI | TERDIN-T10125D | METAL MANUFACTURES PTY LTD | TERDIN-T10125D | [14 empty] | https://haymans.mmem.com.au/terdin-t10125d | [9 empty] | Enriched | 39121603 Miniature circuit breakers |  | DEGREE OF PROTECTION: IP20/IP40,TEMPERATURE RATING:-25 TO 55 DEG C | CIRCUIT BREAKER | MINIATURE | TYPE |  | CURRENT RATING | 25 A | VOLTAGE RATING | 240 VAC,48 VDC | NUMBER OF POLES | 1 | INTERRUPT RATING | 10 KA | FREQUENCY RATING | 50/60 HZ | TRIP CLASS | D | TRIP SETTING |  | MOUNTING TYPE | 35 MM DIN RAIL | TERMINAL TYPE | PIN/FORK | SIZE | 18 WDX86 HTX76 DP MM | CERTIFICATION/STANDARD | [49 empty] | Production Completed
STP_009 - Lot7 | Data Enrichment | PVJ | OK | 2023-10-16 | 2023-10-18 |  | 1036869 | 1036869 |  |  |  | ERSA | M | 1600 | 1569222GZPCLNT100 | EA |  | BREAKER,CIRCT;MINI,10KA | DISYUNTORA; | BREAKER,CIRCUIT;TYPE:MINI,INTERRUPT RATING:10KA,ADDITIONAL FEATURES EN:D CURVE,1P,32A,DIN MOUNT | DISYUNTORA; |  |  |  | 1072013 @@ METAL MANUFACTURES PTY LTD | TERDIN-T10132D | [12 empty] | TERASAKI | TERDIN-T10132D | METAL MANUFACTURES PTY LTD | TERDIN-T10132D | [14 empty] | https://haymans.mmem.com.au/terdin-t10132d | [9 empty] | Enriched | 39121603 Miniature circuit breakers |  | DEGREE OF PROTECTION: IP20/IP40,TEMPERATURE RATING:-25 TO 55 DEG C | CIRCUIT BREAKER | MINIATURE | TYPE |  | CURRENT RATING | 32 A | VOLTAGE RATING | 240 VAC,48 VDC | NUMBER OF POLES | 1 | INTERRUPT RATING | 10 KA | FREQUENCY RATING | 50/60 HZ | TRIP CLASS | D | TRIP SETTING |  | MOUNTING TYPE | 35 MM DIN RAIL | TERMINAL TYPE | PIN/FORK | SIZE | 18 WDX86 HTX76 DP MM | CERTIFICATION/STANDARD | [49 empty] | Production Completed
STP_009 - Lot7 | Data Enrichment | PVJ | OK | 2023-10-16 | 2023-10-18 |  | 1183566 | 1183566 |  |  |  | ERSA | M | 1600 | 1562260GZPCLNT100 | EA |  | BREAKER,CIRCT;MINI,TERDTCB10102C | DISYUNTORA; | BREAKER,CIRCUIT;TYPE:MINI,INTERRUPT RATING:TBC,ADDITIONAL FEATURES EN:TERDTCB10102C,C CURVE,1P,2A,10KA,DIN | DISYUNTORA; |  |  |  | 1072013 @@ METAL MANUFACTURES PTY LTD | TERDTCB10102C | [12 empty] | TERASAKI | TERDTCB10102C | METAL MANUFACTURES PTY LTD | TERDTCB10102C | [14 empty] | https://haymans.mmem.com.au/terdtcb10102c | [9 empty] | Enriched | 39121603 Miniature circuit breakers | INTERRUPT RATING:TBC | DEGREE OF PROTECTION: IP20/IP40,TEMPERATURE RATING:-25 TO 55 DEG C | CIRCUIT BREAKER | MINIATURE | TYPE |  | CURRENT RATING | 2 A | VOLTAGE RATING | 240 VAC,48 VDC | NUMBER OF POLES | 1 | INTERRUPT RATING | 10 KA | FREQUENCY RATING | 50/60 HZ | TRIP CLASS | C | TRIP SETTING |  | MOUNTING TYPE | 35 MM DIN RAIL | TERMINAL TYPE |  | SIZE | 18 WDX86 HTX76 DP MM | CERTIFICATION/STANDARD | [49 empty] | Production Completed
STP_009 - Lot7 | Data Enrichment | PVJ | OK | 2023-10-16 | 2023-10-18 |  | 1183567 | 1183567 |  |  |  | ERSA | M | 1600 | 1562259GZPCLNT100 | EA |  | BREAKER,CIRCT;MINI,TERDTCB10340C | DISYUNTORA; | BREAKER,CIRCUIT;TYPE:MINI,INTERRUPT RATING:TBC,ADDITIONAL FEATURES EN:TERDTCB10340C,C CURVE,3P,40A,10KA,3MOD,DIN | DISYUNTORA; |  |  |  | 1072013 @@ METAL MANUFACTURES PTY LTD | TERDTCB10340C | [12 empty] | TERASAKI | TERDTCB10340C | METAL MANUFACTURES PTY LTD | TERDTCB10340C | [14 empty] | https://haymans.mmem.com.au/terdtcb10340c | [9 empty] | Enriched | 39121603 Miniature circuit breakers | INTERRUPT RATING:TBC,3 MODULE | DEGREE OF PROTECTION: IP20/IP40,TEMPERATURE RATING:-25 TO 55 DEG C | CIRCUIT BREAKER | MINIATURE | TYPE |  | CURRENT RATING | 40 A | VOLTAGE RATING | 415 VAC | NUMBER OF POLES | 3 | INTERRUPT RATING | 10 KA | FREQUENCY RATING | 50/60 HZ | TRIP CLASS | C | TRIP SETTING |  | MOUNTING TYPE | 35 MM DIN RAIL | TERMINAL TYPE |  | SIZE | 54 WDX86 HTX76 DP MM | CERTIFICATION/STANDARD | [49 empty] | Production Completed
STP_009 - Lot7 | Data Enrichment | PVJ | OK | 2023-10-16 | 2023-10-18 |  | 1010794 | 1010794 |  |  |  | ERSA | M | 1600 | 1613782GZPCLNT100 | EA | 3000664 | BREAKER,CIRCT;NHP,DTCB10120B,MCB,DIN-T1 | DISYUNTORA;NHP,DTCB10120B | BREAKER,CIRCUIT;MNFR:NHP,PTNO:DTCB10120B,ADDITIONAL FEATURES EN:MCB,DIN-T1,010KA,1P,20A B CURVE | DISYUNTORA;MNFR:NHP,PTNO:DTCB10120B |  | NHP | DTCB10120B | 1068181 @@ CNW (MOUNT ISA) ELECT WHOLESALER | NHPDTCB10120B | [12 empty] | NHP | DTCB10120B | CNW (MOUNT ISA) ELECT WHOLESALER | NHPDTCB10120B | [14 empty] | https://www.nhp.com.au/Catalogs/NHP_AU_Catalog/NHP_AU_Catalog-Categories/NHP_AU_Catalog-217587/NHP_AU_Catalog-387/NHP_AU_Catalog-388/NHP_AU_Catalog-418/DTCB10120B | [9 empty] | Enriched | 39121603 Miniature circuit breakers | SERIES:DIN-T10 | DEGREE OF PROTECTION:IP20/IP40,TEMPERATURE RATING:-25 TO 55 DEG C | CIRCUIT BREAKER | MINIATURE | TYPE |  | CURRENT RATING | 20 A | VOLTAGE RATING | 240 VAC,48 VDC | NUMBER OF POLES | 1 | INTERRUPT RATING | 10 KA | FREQUENCY RATING | 50/60 HZ | TRIP CLASS | B | TRIP SETTING |  | MOUNTING TYPE | 35 MM DIN RAIL | TERMINAL TYPE |  | SIZE | 18 WDX86 HTX76 DP MM | CERTIFICATION/STANDARD | AS/NZS 3111,CE, DIN 40046,IEC 60898, IEC 60077-16-3, IEC 60947-2, IEC 60068-2, RCM, UL 94 V-2 | [48 empty] | Production Completed
STP_009 - Lot7 | Data Enrichment | PVJ | OK | 2023-10-16 | 2023-10-18 |  | 1187265 | 1187265 |  |  |  | ERSA | M | 1650 | 1616452GZPCLNT100 | EA | 3000664 | BREAKER,CIRCT;NHP,DTCB10340D,DIN-T10,40A | DISYUNTORA;NHP,DTCB10340D | BREAKER,CIRCUIT;MNFR:NHP,PTNO:DTCB10340D,ADDITIONAL FEATURES EN:DIN-T10,40A,10KA,3P,D CURVE | DISYUNTORA;MNFR:NHP,PTNO:DTCB10340D |  | NHP | DTCB10340D | 1068181 @@ CNW (MOUNT ISA) ELECT WHOLESALER | NHPDTCB10340D | [12 empty] | NHP | DTCB10340D | CNW (MOUNT ISA) ELECT WHOLESALER | NHPDTCB10340D | [14 empty] | https://nhp.com.au/product/DTCB10340D | [9 empty] | Enriched | 39121603 Miniature circuit breakers | SERIES:DIN-T10 | DEGREE OF PROTECTION:IP20/IP40,TEMPERATURE RATING:-25 TO 55 DEG C | CIRCUIT BREAKER | MINIATURE | TYPE |  | CURRENT RATING | 40 A | VOLTAGE RATING | 415 VAC | NUMBER OF POLES | 3 | INTERRUPT RATING | 10 KA | FREQUENCY RATING | 50/60 HZ | TRIP CLASS | D | TRIP SETTING |  | MOUNTING TYPE | 35 MM DIN RAIL | TERMINAL TYPE |  | SIZE | 54 WDX86 HTX76 DP MM | CERTIFICATION/STANDARD | AS/NZS 3111,CE, DIN 40046,IEC 60898, IEC 60077-16-3, IEC 60947-2, IEC 60068-2, RCM, UL 94 V-2 | [48 empty] | Production Completed
STP_009 - Lot7 | Data Enrichment | PVJ | OK | 2023-10-16 | 2023-10-18 | SIZE UPDATED AS PER WEBSOURCE | 1010887 | 1010887 |  |  |  | ERSA | M | 1600 | 1615733GZPCLNT100 | EA | 3000664 | BREAKER,CIRCT;NHP,DTCB10416C,415VAC,16A | DISYUNTORA;NHP,DTCB10416C | BREAKER,CIRCUIT;MNFR:NHP,PTNO:DTCB10416C,ADDITIONAL FEATURES EN:415VAC,16A,10KA,4POLE,50/60 HZ,CURVE CHARACTERSTIC: C,DIELECTRIC STRENGTH: 2.5 KV,MOUNTING TYPE: DIN 35,L:68MM,W:72MM,H:86MM,TEMPERATURE RATING: -25 TO 55 DEG C | DISYUNTORA;MNFR:NHP,PTNO:DTCB10416C |  | NHP | DTCB10416C | 1068181 @@ CNW (MOUNT ISA) ELECT WHOLESALER | NHPDTCB10216C | [12 empty] | NHP | DTCB10416C | CNW (MOUNT ISA) ELECT WHOLESALER | NHPDTCB10216C | [14 empty] | https://nhp.com.au/product/DTCB10416C | [9 empty] | Enriched | 39121603 Miniature circuit breakers | DIELECTRIC STRENGTH: 2.5 KV,TEMPERATURE RATING: -25 TO 55 DEG C | DEGREE OF PROTECTION:IP20/IP40 | CIRCUIT BREAKER | MINIATURE | TYPE |  | CURRENT RATING | 16 A | VOLTAGE RATING | 415 VAC | NUMBER OF POLES | 4 | INTERRUPT RATING | 10 KA | FREQUENCY RATING | 50/60 HZ | TRIP CLASS | C | TRIP SETTING |  | MOUNTING TYPE | 35 MM DIN RAIL | TERMINAL TYPE |  | SIZE | 72 WDX86 HTX76 DP MM | CERTIFICATION/STANDARD | AS/NZS 3111,CE, DIN 40046,IEC 60898, IEC 60077-16-3, IEC 60947-2, IEC 60068-2, RCM, UL 94 V-2 | [48 empty] | Production Completed
STP_009 - Lot7 | Data Enrichment | PVJ | OK | 2023-10-16 | 2023-10-18 |  | 1013336 | 1013336 |  |  |  | ERSA | M | 1650 | 1615206GZPCLNT100 | EA | 3000664 | BREAKER,CIRCT;NHP,KTC725S1P6A,MOTOR PROT | DISYUNTORA;NHP,KTC725S1P6A | BREAKER,CIRCUIT;MNFR:NHP,PTNO:KTC725S1P6A,ADDITIONAL FEATURES EN:MOTOR PROTECTION,1 TO 1.6 A | DISYUNTORA;MNFR:NHP,PTNO:KTC725S1P6A |  | NHP | KTC725S1P6A | 1068181 @@ CNW (MOUNT ISA) ELECT WHOLESALER | NHPKTC940H1P6A | [12 empty] | NHP | KTC725S1P6A | CNW (MOUNT ISA) ELECT WHOLESALER | NHPKTC940H1P6A | [14 empty] | https://nhpnz.co.nz/product/ktc725s1p6a | [9 empty] | Enriched | 39121601 Circuit breakers |  |  | CIRCUIT BREAKER | MOTOR PROTECTION | TYPE | HIGH MAGNETIC | CURRENT RATING | 1 TO 1.6 A | VOLTAGE RATING | 400/415 VAC | NUMBER OF POLES |  | INTERRUPT RATING | 100 KA | POWER RATING | 0.37 TO 0.55 KW | FREQUENCY RATING |  | MOUNTING TYPE |  | TEMPERATURE RATING |  | SIZE |  | CERTIFICATION/STANDARD | [51 empty] | Production Completed
STP_009 - Lot7 | Data Enrichment | PVJ | OK | 2023-10-16 | 2023-10-18 |  | 1036870 | 1036870 |  |  |  | ERSA | M | 1600 | 1569221GZPCLNT100 | EA |  | BREAKER,CIRCT;OVERCURRENT,10KA | DISYUNTORA; | BREAKER,CIRCUIT;TYPE:OVERCURRENT,INTERRUPT RATING:10KA,ADDITIONAL FEATURES EN:NUMBER OF POLES:1,10KA,1P+N,16A,D CURVE,30MA,TYPE A,LONGBODY | DISYUNTORA; |  |  |  | 1072013 @@ METAL MANUFACTURES PTY LTD | TERDSRCBH1630AD | [12 empty] | TERASAKI | TERDSRCBH1630AD | METAL MANUFACTURES PTY LTD | TERDSRCBH1630AD | [14 empty] | https://mybranch.middys.com.au/product/251309 | https://tle.mmem.com.au/terdsrcbh1630a | [8 empty] | Enriched | 39121601 Circuit breakers | C/W OVERCURRENT,SERIES:DIN-SAFE,NUMBER OF POLES:1 C/W NEUTRAL,TRIP CLASS:D CURVE,TRIP SETTING:30 MA,TYPE A,LONG BODY | DEGREE OF PROTECTION:IP20/IP40 | CIRCUIT BREAKER | RESIDUAL CURRENT | TYPE |  | WIRE SIZE |  | CONTACT CONFIGURATION |  | INPUT RATING | 240 V,16 A,50/60 HZ | INTERRUPT RATING | 10 KA | MATERIAL |  | MOUNTING TYPE | DIN RAIL | SIZE | 18 WDX125 HTX76 DP MM | TEMPERATURE RATING | -5 TO 55 DEG C | CERTIFICATION/STANDARD | [53 empty] | Production Completed
STP_009 - Lot7 | Data Enrichment | PVJ | OK | 2023-10-16 | 2023-10-18 | SERIES MATCH | 1036872 | 1036872 |  |  |  | ERSA | M | 1600 | 1569219GZPCLNT100 | EA |  | BREAKER,CIRCT;OVERCURRENT,10KA | DISYUNTORA; | BREAKER,CIRCUIT;TYPE:OVERCURRENT,INTERRUPT RATING:10KA,ADDITIONAL FEATURES EN:DIN-SAFE,10KA,1P+N,25A,D CURVE,30MA,TYPE A,LONGBODY | DISYUNTORA; |  |  |  | 1072013 @@ METAL MANUFACTURES PTY LTD | TERDSRCBH2530AD | 1070129 @@ HAYMANS ELECTRICAL (SERVICES) | 1569219 | [10 empty] | TERASAKI | TERDSRCBH2530AD | METAL MANUFACTURES PTY LTD | TERDSRCBH2530AD | HAYMANS ELECTRICAL (SERVICES) | 1569219 | [12 empty] | https://mm.mmem.com.au/terdsrcbh2530a | [9 empty] | Enriched | 39121601 Circuit breakers | C/W OVERCURRENT,SERIES:DIN-SAFE,NUMBER OF POLES:1 C/W NEUTRAL,TRIP CLASS:D CURVE,TRIP SETTING:30 MA,TYPE A,LONG BODY | DEGREE OF PROTECTION:IP20/IP40 | CIRCUIT BREAKER | RESIDUAL CURRENT | TYPE |  | WIRE SIZE |  | CONTACT CONFIGURATION |  | INPUT RATING | 240 V,25 A,50/60 HZ | INTERRUPT RATING | 10 KA | MATERIAL |  | MOUNTING TYPE | DIN RAIL | SIZE | 18 WDX125 HTX76 DP MM | TEMPERATURE RATING | -5 TO 55 DEG C | CERTIFICATION/STANDARD | [53 empty] | Production Completed
STP_009 - Lot7 | Data Enrichment | PVJ | OK | 2023-10-16 | 2023-10-18 |  | 1036873 | 1036873 |  |  |  | ERSA | M | 1600 | 1569218GZPCLNT100 | EA |  | BREAKER,CIRCT;OVERCURRENT,10KA | DISYUNTORA; | BREAKER,CIRCUIT;TYPE:OVERCURRENT,INTERRUPT RATING:10KA,ADDITIONAL FEATURES EN:DIN-SAFE,10KA,1P+N,32A,D CURVE,30MA,TYPE A,LONGBODY, TERDSRCBH3230AD | DISYUNTORA; |  |  |  | 1072013 @@ METAL MANUFACTURES PTY LTD | TERDSRCBH3230AD | 1070129 @@ HAYMANS ELECTRICAL (SERVICES) | 1569218 | [10 empty] | TERASAKI | TERDSRCBH3230AD | METAL MANUFACTURES PTY LTD | TERDSRCBH3230AD | HAYMANS ELECTRICAL (SERVICES) | 1569218 | [12 empty] | https://www.goelectrical.com.au/terdsrcbh3230ad | [9 empty] | Enriched | 39121601 Circuit breakers | C/W OVERCURRENT,SERIES:DIN-SAFE,NUMBER OF POLES:1 C/W NEUTRAL,TRIP CLASS:D CURVE,TRIP SETTING:30 MA,TYPE A,LONG BODY | DEGREE OF PROTECTION:IP20/IP40 | CIRCUIT BREAKER | RESIDUAL CURRENT | TYPE |  | WIRE SIZE |  | CONTACT CONFIGURATION |  | INPUT RATING | 240 V,32 A,50/60 HZ | INTERRUPT RATING | 10 KA | MATERIAL |  | MOUNTING TYPE | DIN RAIL | SIZE | 18 WDX125 HTX76 DP MM | TEMPERATURE RATING | -5 TO 55 DEG C | CERTIFICATION/STANDARD | [53 empty] | Production Completed
STP_009 - Lot7 | Data Enrichment | PVJ | OK | 2023-10-16 | 2023-10-18 |  | 1187693 | 1187693 |  |  |  | ERSA | M | 1600 | 1610204GZPCLNT100 | EA |  | BREAKER,CIRCT;RCBO,10 A,240 V,10 KA,P 1 | DISYUNTORA;10 A,240 V,POL 1,DIN RAIL | BREAKER,CIRCUIT;TYPE:RCBO,CURRENT RATING:10 A,VOLTAGE RATING:240 V,INTERRUPT RATING:10 KA,NUMBER OF POLES:1,OVERALL SIZE: 76DX125HX18W MM,MOUNTING TYPE:DIN RAIL,ADDITIONAL FEATURES EN:TEMP:-5 TO 55 DEG C | DISYUNTORA;CORRIENTE NOMINAL:10 A,VOLTAJE:240 V,NUMERO POLOS:1,TIPO MONTAJE:DIN RAIL,CARACTERISTICAS ADICIONALES ES:BRAND: TERASAKI |  |  |  | 1068740 @@ METAL MANUFACTURES PTY LTD | TERDSRCBH1030A | [12 empty] | TERASAKI | TERDSRCBH1030A | METAL MANUFACTURES PTY LTD | TERDSRCBH1030A | [14 empty] | https://tle.mmem.com.au/terdsrcbh1030a | [9 empty] | Enriched | 39121601 Circuit breakers | NUMBER OF POLES:1 | DEGREE OF PROTECTION:IP20/IP40,TRIP CLASS:C CURVE,TRIP SETTING:30 MA | CIRCUIT BREAKER | RESIDUAL CURRENT | TYPE |  | WIRE SIZE |  | CONTACT CONFIGURATION |  | INPUT RATING | 240 V,10 A,50/60 HZ | INTERRUPT RATING | 10 KA | MATERIAL |  | MOUNTING TYPE | DIN RAIL | SIZE | 18 WDX125 HTX76 DP MM | TEMPERATURE RATING | -5 TO 55 DEG C | CERTIFICATION/STANDARD | [53 empty] | Production Completed
STP_009 - Lot7 | Data Enrichment | PVJ | OK | 2023-10-16 | 2023-10-18 |  | 1187692 | 1187692 |  |  |  | ERSA | M | 1600 | 1610205GZPCLNT100 | EA |  | BREAKER,CIRCT;RCBO,25 A,240 V,10KA,P 1 | DISYUNTORA;25 A,240 V,POL 1,DIN RAIL | BREAKER,CIRCUIT;TYPE:RCBO,CURRENT RATING:25 A,VOLTAGE RATING:240 V,INTERRUPT RATING:10KA,NUMBER OF POLES:1,OVERALL SIZE: 76DX125HX18W MM,MOUNTING TYPE:DIN RAIL,ADDITIONAL FEATURES EN:TEMP:-5 TO 55 DEG C,BRAND:TERASAKI | DISYUNTORA;CORRIENTE NOMINAL:25 A,VOLTAJE:240 V,NUMERO POLOS:1,TIPO MONTAJE:DIN RAIL |  |  |  | 1068740 @@ METAL MANUFACTURES PTY LTD | TERDSRCBH2530A | [12 empty] | TERASAKI | TERDSRCBH2530A | METAL MANUFACTURES PTY LTD | TERDSRCBH2530A | [14 empty] | https://mm.mmem.com.au/terdsrcbh2530a | [9 empty] | Enriched | 39121601 Circuit breakers | NUMBER OF POLES:1 | DEGREE OF PROTECTION:IP20/IP40,TRIP CLASS:C CURVE,TRIP SETTING:30 MA | CIRCUIT BREAKER | RESIDUAL CURRENT | TYPE |  | WIRE SIZE |  | CONTACT CONFIGURATION |  | INPUT RATING | 240 VAC,25 A,50/60 HZ | INTERRUPT RATING | 10 KA | MATERIAL |  | MOUNTING TYPE | DIN RAIL | SIZE | 18 WDX125 HTX76 DP MM | TEMPERATURE RATING | -5 TO 55 DEG C | CERTIFICATION/STANDARD | [53 empty] | Production Completed
STP_009 - Lot7 | Data Enrichment | PVJ | OK | 2023-10-16 | 2023-10-18 |  | 1187691 | 1187691 |  |  |  | ERSA | M | 1600 | 1610206GZPCLNT100 | EA |  | BREAKER,CIRCT;RCBO,40 A,240 V,10KA,P 1 | DISYUNTORA;40 A,240 V,POL 1,DIN RAIL | BREAKER,CIRCUIT;TYPE:RCBO,CURRENT RATING:40 A,VOLTAGE RATING:240 V,INTERRUPT RATING:10KA,NUMBER OF POLES:1,OVERALL SIZE: 76DX125HX18W MM,MOUNTING TYPE:DIN RAIL,ADDITIONAL FEATURES EN:TEMP:-5 TO 55 DEG C | DISYUNTORA;CORRIENTE NOMINAL:40 A,VOLTAJE:240 V,NUMERO POLOS:1,TIPO MONTAJE:DIN RAIL,CARACTERISTICAS ADICIONALES ES:BRAND: TERASAKI |  |  |  | 1068740 @@ METAL MANUFACTURES PTY LTD | TERDSRCBH4030A | [12 empty] | TERASAKI | TERDSRCBH4030A | METAL MANUFACTURES PTY LTD | TERDSRCBH4030A | [14 empty] | https://dw.mmem.com.au/terdsrcbh4030a | [9 empty] | Enriched | 39121601 Circuit breakers | NUMBER OF POLES:1 | DEGREE OF PROTECTION:IP20/IP40,TRIP CLASS:C CURVE,TRIP SETTING:30 MA | CIRCUIT BREAKER | RESIDUAL CURRENT | TYPE |  | WIRE SIZE |  | CONTACT CONFIGURATION |  | INPUT RATING | 240 V,40 A,50/60 HZ | INTERRUPT RATING | 10 KA | MATERIAL |  | MOUNTING TYPE | DIN RAIL | SIZE | 18 WDX125 HTX76 DP MM | TEMPERATURE RATING | -5 TO 55 DEG C | CERTIFICATION/STANDARD | [53 empty] | Production Completed
STP_009 - Lot7 | Data Enrichment | PVJ | OK | 2023-10-16 | 2023-10-18 |  | 1187694 | 1187694 |  |  |  | ERSA | M | 1600 | 1610203GZPCLNT100 | EA |  | BREAKER,CIRCT;RCBO,6 A,240 V,1O KA,P 1 | DISYUNTORA;6 A,240 V,POL 1,DIN RAIL | BREAKER,CIRCUIT;TYPE:RCBO,CURRENT RATING:6 A,VOLTAGE RATING:240 V,INTERRUPT RATING:1O KA,NUMBER OF POLES:1,OVERALL SIZE: 76DX125HX18W MM,TRIP SETTING:10 MA,MOUNTING TYPE:DIN RAIL,ADDITIONAL FEATURES EN:TEMP:-5 TO 55 DEG C,BRAND:TERASAKI | DISYUNTORA;CORRIENTE NOMINAL:6 A,VOLTAJE:240 V,NUMERO POLOS:1,TIPO MONTAJE:DIN RAIL |  |  |  | 1068740 @@ METAL MANUFACTURES PTY LTD | TERDSRCBH0610A | [12 empty] | TERASAKI | TERDSRCBH0610A | METAL MANUFACTURES PTY LTD | TERDSRCBH0610A | [14 empty] | https://awm.mmem.com.au/terdsrcbh0610a | [9 empty] | Enriched | 39121601 Circuit breakers | NUMBER OF POLES:1,TRIP SETTING:10 MA | DEGREE OF PROTECTION:IP20/IP40,TRIP CLASS:C CURVE | CIRCUIT BREAKER | RESIDUAL CURRENT | TYPE |  | WIRE SIZE |  | CONTACT CONFIGURATION |  | INPUT RATING | 240 V,6 A,50/60 HZ | INTERRUPT RATING | 10 KA | MATERIAL |  | MOUNTING TYPE | DIN RAIL | SIZE | 18 WDX125 HTX76 DP MM | TEMPERATURE RATING | -5 TO 55 DEG C | CERTIFICATION/STANDARD | [53 empty] | Production Completed
STP_009 - Lot7 | Data Enrichment | PVJ | OK | 2023-10-16 | 2023-10-18 |  | 1146701 | 1146701 |  |  |  | ERSA | M | 1600 | 1516436GZPCLNT100 | EA |  | BREAKER,CIRCUIT;MCB DIN-T1,NHPDTCB10340C | BREAKER,CIRCUIT;MCB DIN-T1,NHPDTCB10340C | BREAKER,CIRCUIT;ADDITIONAL FEATURES:MCB DIN-T1,NHPDTCB10340C |  |  |  |  | 1068181 @@ CNW (MOUNT ISA) ELECT WHOLESALER | NHPDTCB10340C | [12 empty] | NHP | DTCB10340C | CNW (MOUNT ISA) ELECT WHOLESALER | NHPDTCB10340C | [14 empty] | https://www.nhpnz.co.nz/Catalogs/NHP_NZ_Catalog/NHP_NZ_Catalog-Categories/NHP_NZ_Catalog-217587/NHP_NZ_Catalog-387/NHP_NZ_Catalog-388/NHP_NZ_Catalog-418/DTCB10340C | [9 empty] | Enriched | 39121603 Miniature circuit breakers | SERIES:DIN-T10 | DEGREE OF PROTECTION:IP20/IP40,TEMPERATURE RATING:-25 TO 55 DEG C | CIRCUIT BREAKER | MINIATURE | TYPE |  | CURRENT RATING | 40 A | VOLTAGE RATING | 415 VAC | NUMBER OF POLES | 3 | INTERRUPT RATING | 10 KA | FREQUENCY RATING | 50/60 HZ | TRIP CLASS | C | TRIP SETTING |  | MOUNTING TYPE | 35 MM DIN RAIL | TERMINAL TYPE |  | SIZE | 54 WDX86 HTX76 DP MM | CERTIFICATION/STANDARD | AS/NZS 3111,CE, DIN 40046,IEC 60898, IEC 60077-16-3, IEC 60947-2, IEC 60068-2, RCM, UL 94 V-2 | [48 empty] | Production Completed