## Sheet1
Project | Activities | Production User | Production Comments | Start Date | End Date | Remarks | Griha ID | MATNR | SAP MATERIAL NUMBER | ELLIPSE | LVORM | MTART | MBRSH | MATKL | BISMT | MEINS | MFRNR | MAKTX_EN | MAKTX_ES | TEXT_EN | TEXT_ES | ENRICHED DATA | Manufacturer Name | P/N | Manufacturer Name 1 | P/N 1 | Manufacturer Name 2 | P/N 2 | Manufacturer Name 3 | P/N 3 | Manufacturer Name 4 | P/N 4 | Manufacturer Name 5 | P/N 5 | Manufacturer Name 6 | P/N 6 | Input MNFR | Input PTNO | Verified MNFR from web | Verified MPN from Web | MNFR 1 | PTNO 1 | MNFR 2 | PTNO 2 | MNFR 3 | PTNO 3 | MNFR 4 | PTNO 4 | MNFR 5 | PTNO 5 | MNFR 6 | PTNO 6 | Vendor NAME | Vendor Part Number | Vendor NAME1 | Vendor Part Number1 | Reference URL | Reference URL1 | Item Number | Equipment Type | Equipment Manufacturer | Equipment Model | Equipment Serial | DWG | DRAWING VERSION | POS/TAG | Enriched/Cleansed | UNSPSC Ver.23.07 | ADDITIONAL FEATURES FROM INPUT | Additional Features from WEBSOURCE | Noun | Modifier | Attribute Name 1 | Attribute Value 1 | Attribute Name 2 | Attribute Value 2 | Attribute Name 3 | Attribute Value 3 | Attribute Name 4 | Attribute Value 4 | Attribute Name 5 | Attribute Value 5 | Attribute Name 6 | Attribute Value 6 | Attribute Name 7 | Attribute Value 7 | Attribute Name 8 | Attribute Value 8 | Attribute Name 9 | Attribute Value 9 | Attribute Name 10 | Attribute Value 10 | Attribute Name 11 | Attribute Value 11 | Attribute Name 12 | Attribute Value 12 | Attribute Name 13 | Attribute Value 13 | Attribute Name 14 | Attribute Value 14 | Attribute Name 15 | Attribute Value 15 | Attribute Name 16 | Attribute Value 16 | Attribute Name 17 | Attribute Value 17 | Attribute Name 18 | Attribute Value 18 | Attribute Name 19 | Attribute Value 19 | Attribute Name 20 | Attribute Value 20 | Attribute Name 21 | Attribute Value 21 | Attribute Name 22 | Attribute Value 22 | Attribute Name 23 | Attribute Value 23 | Attribute Name 24 | Attribute Value 24 | Attribute Name 25 | Attribute Value 25 | Attribute Name 26 | Attribute Value 26 | Attribute Name 27 | Attribute Value 27 | Attribute Name 28 | Attribute Value 28 | Attribute Name 29 | Attribute Value 29 | Attribute Name 30 | Attribute Value 30 | Attribute Name 31 | Attribute Value 31 | Attribute Name 32 | Attribute Value 32 | Attribute Name 33 | Attribute Value 33 | Attribute Name 34 | Attribute Value 34 | Attribute Name 35 | Attribute Value 35 | Attribute Name 36 | Attribute Value 36 | Status
STP_009 - Lot7 | Data Enrichment | SCV | ok | 2023-10-16 | 2023-10-18 |  | 1207126 | 1207126 |  |  |  | ERSA | M | 5920 | 682761MRM | EA |  | COIL SPRING:5-" ID X 1/8" DIA (NBR,70)DE | COIL SPRING:5-" ID X 1/8" DIA (NBR,70)DE | COIL SPRING:5-" ID X 1/8" DIA (NBR,70)DETENT | [36 empty] | URL NOT FOUND | [9 empty] | CLEANSED | 39121529 Contactors |  |  | SPRING | HELICAL/COIL | TYPE |  | SIZE |  | WIRE SIZE |  | FREE LENGTH |  | MATERIAL |  | MATERIAL SPECIFICATION |  | LOAD CAPACITY |  | NUMBER OF COILS |  | END TYPE |  | MEAN COIL DIAMETER |  | HAZARD CLASS |  | CERTIFICATION/STANDARD | [49 empty] | Production Completed
STP_009 - Lot7 | Data Enrichment | SCV | ok | 2023-10-16 | 2023-10-18 |  | 1205071 | 1205071 |  |  |  | ERSA | M | 5955 | 627521MRM | EA |  | COIL SPRING:CAT 4N7352 VALVE LIFTER MECH | COIL SPRING:CAT 4N7352 VALVE LIFTER MECH | COIL SPRING:CAT 4N7352 VALVE LIFTER MECHANISM;GUIDE SPRING; | [36 empty] | URL NOT FOUND |  |  | VALVE LIFTER MECHANISM | CATERPILLAR | 4N7352 |  |  |  |  | CLEANSED | 39121529 Contactors |  |  | SPRING | HELICAL/COIL | TYPE | GUIDE | SIZE |  | WIRE SIZE |  | FREE LENGTH |  | MATERIAL |  | MATERIAL SPECIFICATION |  | LOAD CAPACITY |  | NUMBER OF COILS |  | END TYPE |  | MEAN COIL DIAMETER |  | HAZARD CLASS |  | CERTIFICATION/STANDARD | [49 empty] | Production Completed
STP_009 - Lot7 | Data Enrichment | SCV | ok | 2023-10-16 | 2023-10-18 |  | 1205072 | 1205072 |  |  |  | ERSA | M | 5955 | 627526MRM | EA |  | COIL SPRING:CAT 612356 GOVERNOR/INJECTIO | COIL SPRING:CAT 612356 GOVERNOR/INJECTIO | COIL SPRING:CAT 612356 GOVERNOR/INJECTION PUMPSPRING | [36 empty] | URL NOT FOUND |  |  | GOVERNOR/INJECTION PUMP | CATERPILLAR | 612356 |  |  |  |  | CLEANSED | 39121529 Contactors |  |  | SPRING | HELICAL/COIL | TYPE |  | SIZE |  | WIRE SIZE |  | FREE LENGTH |  | MATERIAL |  | MATERIAL SPECIFICATION |  | LOAD CAPACITY |  | NUMBER OF COILS |  | END TYPE |  | MEAN COIL DIAMETER |  | HAZARD CLASS |  | CERTIFICATION/STANDARD | [49 empty] | Production Completed
STP_009 - Lot7 | Data Enrichment | SCV | ok | 2023-10-16 | 2023-10-18 |  | 1205073 | 1205073 |  |  |  | ERSA | M | 5955 | 627531MRM | EA |  | COIL SPRING:CAT 6N1030 ENGINE OIL PUMP;S | COIL SPRING:CAT 6N1030 ENGINE OIL PUMP;S | COIL SPRING:CAT 6N1030 ENGINE OIL PUMP;SPRING | [36 empty] | URL NOT FOUND |  |  | ENGINE OIL PUMP | CATERPILLAR | 6N1030 |  |  |  |  | CLEANSED | 39121529 Contactors |  |  | SPRING | HELICAL/COIL | TYPE |  | SIZE |  | WIRE SIZE |  | FREE LENGTH |  | MATERIAL |  | MATERIAL SPECIFICATION |  | LOAD CAPACITY |  | NUMBER OF COILS |  | END TYPE |  | MEAN COIL DIAMETER |  | HAZARD CLASS |  | CERTIFICATION/STANDARD | [49 empty] | Production Completed
STP_009 - Lot7 | Data Enrichment | SCV | ok | 2023-10-16 | 2023-10-18 |  | 1207125 | 1207125 |  |  |  | ERSA | M | 5955 | 682756MRM | EA |  | COIL SPRING:CAT 7C9201 GOVERNOR/INJECTIO | COIL SPRING:CAT 7C9201 GOVERNOR/INJECTIO | COIL SPRING:CAT 7C9201 GOVERNOR/INJECTION PUMPGOVERNOR | [36 empty] | URL NOT FOUND |  |  | GOVERNOR/INJECTION PUMP | CATERPILLAR | 7C9201 |  |  |  |  | CLEANSED | 39121529 Contactors |  |  | SPRING | HELICAL/COIL | TYPE |  | SIZE |  | WIRE SIZE |  | FREE LENGTH |  | MATERIAL |  | MATERIAL SPECIFICATION |  | LOAD CAPACITY |  | NUMBER OF COILS |  | END TYPE |  | MEAN COIL DIAMETER |  | HAZARD CLASS |  | CERTIFICATION/STANDARD | [49 empty] | Production Completed
STP_009 - Lot7 | Data Enrichment | SCV | ok | 2023-10-16 | 2023-10-18 |  | 1205074 | 1205074 |  |  |  | ERSA | M | 5955 | 627536MRM | EA |  | COIL SPRING:CAT 7E0524 GOVERNOR & FUEL P | COIL SPRING:CAT 7E0524 GOVERNOR & FUEL P | COIL SPRING:CAT 7E0524 GOVERNOR <(>&<)> FUEL PUMP;SPRING | [36 empty] | URL NOT FOUND |  |  | GOVERNOR & FUEL PUMP | CATERPILLAR | 7E0524 |  |  |  |  | CLEANSED | 39121529 Contactors |  |  | SPRING | HELICAL/COIL | TYPE |  | SIZE |  | WIRE SIZE |  | FREE LENGTH |  | MATERIAL |  | MATERIAL SPECIFICATION |  | LOAD CAPACITY |  | NUMBER OF COILS |  | END TYPE |  | MEAN COIL DIAMETER |  | HAZARD CLASS |  | CERTIFICATION/STANDARD | [49 empty] | Production Completed
STP_009 - Lot7 | Data Enrichment | SCV | ok | 2023-10-16 | 2023-10-18 |  | 1206571 | 1206571 |  |  |  | ERSA | M | 5955 | 681791MRM | EA |  | COIL SPRING:CAT 8N0426 CYL HEAD VALVE SP | COIL SPRING:CAT 8N0426 CYL HEAD VALVE SP | COIL SPRING:CAT 8N0426 CYL HEAD VALVE SPRING | [36 empty] | URL NOT FOUND |  |  |  | CATERPILLAR | 8N0426 |  |  |  |  | CLEANSED | 39121529 Contactors |  |  | SPRING | VALVE | TYPE | CYLINDRICAL HEAD | FREE LENGTH |  | LOAD CAPACITY |  | SIZE |  | MATERIAL |  | NUMBER OF COILS |  | HAZARD CLASS |  | CERTIFICATION/STANDARD | [57 empty] | Production Completed
STP_009 - Lot7 | Data Enrichment | SCV | ok | 2023-10-16 | 2023-10-18 |  | 1215236 | 1215236 |  |  |  | ERSA | M | 5955 | 778133MRM | EA |  | COIL SPRING:PLUTON 30 RECOIL VALVE SPRIN | COIL SPRING:PLUTON 30 RECOIL VALVE SPRIN | COIL SPRING:PLUTON 30 RECOIL VALVE SPRING;AUTO RECOIL VALVE ASSY;SECOMA PLUTON 30 ROCK BOLTER | [36 empty] | URL NOT FOUND |  |  | ROCK BOLTER | SECOMA | PLUTON 30 |  |  |  |  | CLEANSED | 39121529 Contactors | AUTO RECOIL VALVE ASSEMBLY |  | SPRING | VALVE | TYPE |  | FREE LENGTH |  | LOAD CAPACITY |  | SIZE |  | MATERIAL |  | NUMBER OF COILS |  | HAZARD CLASS |  | CERTIFICATION/STANDARD | [57 empty] | Production Completed
STP_009 - Lot7 | Data Enrichment | SCV | ok | 2023-10-16 | 2023-10-18 |  | 1206734 | 1206734 |  |  |  | ERSA | M | 5920 | 1044288MRM | EA |  | COIL SPRING:PRESSURE SPRING;29.8MM X 4MM | COIL SPRING:PRESSURE SPRING;29.8MM X 4MM | COIL SPRING:PRESSURE SPRING;29.8MM X 4MM THK;COMPAIR SIRIUS 10/250 COMPRESSOR | [36 empty] | URL NOT FOUND | [9 empty] | CLEANSED | 39121529 Contactors |  |  | SPRING | HELICAL/COIL | TYPE |  | SIZE |  | WIRE SIZE |  | FREE LENGTH |  | MATERIAL |  | MATERIAL SPECIFICATION |  | LOAD CAPACITY |  | NUMBER OF COILS |  | END TYPE |  | MEAN COIL DIAMETER |  | HAZARD CLASS |  | CERTIFICATION/STANDARD | [49 empty] | Production Completed
STP_009 - Lot7 | Data Enrichment | SCV | ok | 2023-10-16 | 2023-10-18 |  | 1138347 | 1138347 | 1401221 | AU_QM_000245719 |  | ERSA | M | 5915 | 1401221GZPCLNT100 | EA |  | CONTACTOR,ELEC;230V,97A,3P,CA7-97 | CONTACTOR,ELEC;230V,97A,3P,CA7-97 | CONTACTOR,ELEC;MNFR: ,PTNO:230V,97A,3P,CA7-97 |  | CONTACTOR,ELEC;230V,97A,3P,CA7-97CONTACTOR,ELEC;230V,97A,3P,CA7-97 | [16 empty] | NHP | CA7-97 | [16 empty] | https://www.nhp.com.au/-/media/Project/NHP/Sites/Shared/Technical-Catalogues/Files/CA7_Contactors_Technical.pdf | [9 empty] | ENRICHED | 39121529 Contactors |  |  | CONTACTOR | ELECTRICAL | TYPE |  | LINE VOLTAGE | 690 VAC | CURRENT RATING | 97 A | COIL VOLTAGE | 230 VAC | NUMBER OF POLES | 3 | CONTACT ARRANGEMENT |  | POWER RATING |  | AUXILIARY CONTACT |  | TERMINAL TYPE |  | MOUNTING TYPE |  | ENCLOSURE |  | HAZARD CLASS |  | CERTIFICATION/STANDARD | UL,CSA | [46 empty] | Production Completed
STP_009 - Lot7 | Data Enrichment | SCV | ok | 2023-10-16 | 2023-10-18 |  | 1162250 | 1162250 | 1402745 | AU_QM_000247399 |  | ERSA | M | 5915 | 1402745GZPCLNT100 | EA |  | CONTACTOR,ELEC;LINE | CONTACTOR,ELEC;LINE | CONTACTOR,ELECTRICAL;TYPE:LINE,MNFR:01)CNW,PTNO:01)CA 7-43 110VAC |  | CONTACTOR,ELEC;LINECONTACTOR,ELEC;LINE,CA 7-43 110VAC | [16 empty] | CNW | CA7-43-00-110VAC | [16 empty] | https://shop.cnw.com.au/medias/NHPCA74300110VAC.pdf?context=bWFzdGVyfHJvb3R8OTYyNjAyfGFwcGxpY2F0aW9uL3BkZnxoMDIvaDQzLzk0MzYxNTQ3MjQzODIvTkhQQ0E3NDMwMDExMFZBQy5wZGZ8ZmViN2FhOTg0MjJmNjk1ZTIyMmRkNzE0YzQ5N2VhNDk2ODU5YWI1MWQxODJmZWEwOGQzNTA2MmNkMTU5ZWExNA | [9 empty] | ENRICHED | 39121529 Contactors |  |  | CONTACTOR | ELECTRICAL | TYPE | LINE | LINE VOLTAGE | 415 VAC | CURRENT RATING | 43 A | COIL VOLTAGE | 110 VAC | NUMBER OF POLES | 3 | CONTACT ARRANGEMENT | 3NO | POWER RATING | 22 KW | AUXILIARY CONTACT |  | TERMINAL TYPE |  | MOUNTING TYPE | SIDE/TOP | ENCLOSURE | IP20 | HAZARD CLASS |  | CERTIFICATION/STANDARD | [47 empty] | Production Completed
STP_009 - Lot7 | Data Enrichment | SCV | ok | 2023-10-16 | 2023-10-18 | Conflict in Description,Processed Based on Websource | 1167314 | 1167314 | 1434564 | AU_QM_000770471 |  | ERSA | M | 5100 | 1434564GZPCLNT100 | EA |  | CONTACTOR,MAG;OPEN,415 VAC,130 A,75 KW | CONTACTOR,MAG;OPEN,415 VAC,130 A,75 KW | CONTACTOR,MAGNETIC;TYPE:OPEN,VOLTAGE RATING:415 VAC,CURRENT RATING:130 A,COIL RATING:110/130 VAC 50/60 HZ,POWER RATING:75 KW, AUXILIARY CONTACT:1NO 1NC,ENCLOSURE:IP00,CERTIFICATION/STANDARD:AS 3497, IEC 947,ADDITIONAL FEATURES EN:95 A, 55 KW, RATED AC1/AC3,MNFR:01)CNW,PTNO:01)CA6115EI11110VA |  | CONTACTOR,MAGNETIC: 110VAC COIL;95A;55KW(AC3);3P;1N/O 1N/C; | [16 empty] | SPRECHER + SCHUH | CA6115EI11110VA | [16 empty] | https://www.sprecherschuh.com/content/dam/sprecher-schuh/ecatalog/a/CA6_Contactors.pdf | [9 empty] | ENRICHED | 39121529 Contactors | UTILIZATION CATEGORY:AC1,AC3 |  | CONTACTOR | MAGNETIC | TYPE |  | VOLTAGE RATING | 415 VAC | CURRENT RATING | 115 A | NUMBER OF POLES | 3 | COIL RATING | 110/130 VAC | POWER RATING | 66 KW | AUXILIARY CONTACT | 1NO 1NC | TERMINAL TYPE |  | MOUNTING TYPE |  | ENCLOSURE | IP00 OPEN | SIZE |  | HAZARD CLASS |  | CERTIFICATION/STANDARD | AS3497,IEC947 | [46 empty] | Production Completed
STP_009 - Lot7 | Data Enrichment | SCV | ok | 2023-10-16 | 2023-10-18 |  | 1207048 | 1207048 |  |  |  | ERSA | M | 1600 | 335461MRM | EA |  | CONTACTOR,MAGNETIC:110V;50HZ;TYPE B16301 | CONTACTOR,MAGNETIC:110V;50HZ;TYPE B16301 | CONTACTOR,MAGNETIC:110V;50HZ;TYPE B163010 | [18 empty] | ABB | B163010 | [16 empty] | https://maraindustrial.com/cart/electrical/contactors/abb-b163010-contactor-b163010-w-rvbc660-used.html | [9 empty] | ENRICHED | 39121529 Contactors |  |  | CONTACTOR | MAGNETIC | TYPE |  | VOLTAGE RATING | 690 VAC | CURRENT RATING | 28 A | NUMBER OF POLES | 3 | COIL RATING | 24 VDC | POWER RATING |  | AUXILIARY CONTACT |  | TERMINAL TYPE |  | MOUNTING TYPE | DIN RAIL | ENCLOSURE |  | SIZE |  | HAZARD CLASS |  | CERTIFICATION/STANDARD | [47 empty] | Production Completed
STP_009 - Lot7 | Data Enrichment | SCV | ok | 2023-10-16 | 2023-10-18 |  | 1206468 | 1206468 |  |  |  | ERSA | M | 1600 | 333521MRM | EA |  | CONTACTOR,MAGNETIC:240VAC COIL;39 AMP;22 | CONTACTOR,MAGNETIC:240VAC COIL;39 AMP;22 | CONTACTOR,MAGNETIC:240VAC COIL;39 AMP;22KW;3P;3N/O 1N/C AUXOPEN TYPE;IEC947 AS1029 415V;C/W 3 N/O 1 N/C AUX CONTACTS;CONTAINS P/N CA 7-37-00-240VAC+CS7-PV-31; | [18 empty] | NHP | CA7-37-00-240VAC+CS7-PV-31 | [16 empty] | https://www.nhp.com.au/Catalogs/NHP_AU_Catalog/NHP_AU_Catalog-Categories/NHP_AU_Catalog-217586/NHP_AU_Catalog-361/NHP_AU_Catalog-362/NHP_AU_Catalog-371/CA73700240VAC | https://prdsccdnstorage.blob.core.windows.net/techdatasheets/CA73700240VAC-4324-datasheet.pdf?sv=2019-02-02&ss=b&srt=sco&sp=rwdlac&se=2050-02-24T14:36:22Z&st=2020-02-24T06:36:22Z&spr=https&sig=ZYSSzNvPIpdF2duj%2B0Q%2Fxscgj9MvyEATcIdm%2Bn6Urmc%3D | [8 empty] | ENRICHED | 39121529 Contactors |  |  | CONTACTOR | MAGNETIC | TYPE | NON-REVERSING | VOLTAGE RATING | 415 VAC | CURRENT RATING | 37 A | NUMBER OF POLES | 3 | COIL RATING | 240 VAC | POWER RATING | 20 KW | AUXILIARY CONTACT | 1NC | TERMINAL TYPE |  | MOUNTING TYPE | SIDE/TOP | ENCLOSURE | IP20 | SIZE | 45 WDX81 HT MM | HAZARD CLASS |  | CERTIFICATION/STANDARD | IEC947,AS3497 | [46 empty] | Production Completed
STP_009 - Lot7 | Data Enrichment | SCV | ok | 2023-10-16 | 2023-10-18 |  | 1216684 | 1216684 |  |  |  | ERSA | M | 5955 | 7128455MRM | EA |  | CONTACTOR,MAGNETIC:24V DC;PS1000 SWITCHG | CONTACTOR,MAGNETIC:24V DC;PS1000 SWITCHG | CONTACTOR,MAGNETIC:24V DC;PS1000 SWITCHGEAR;POS K300 <(>&<)> K350;TC200 CARRIER ELECTRICS | [36 empty] | URL NOT FOUND | [9 empty] | CLEANSED | 39121529 Contactors | FOR PS1000 SWITCHGEAR,POS K300 & K350,TC200 CARRIER ELECTRICS |  | CONTACTOR | MAGNETIC | TYPE |  | VOLTAGE RATING |  | CURRENT RATING |  | NUMBER OF POLES |  | COIL RATING |  | POWER RATING |  | AUXILIARY CONTACT |  | TERMINAL TYPE |  | MOUNTING TYPE |  | ENCLOSURE |  | SIZE |  | HAZARD CLASS |  | CERTIFICATION/STANDARD | [47 empty] | Production Completed
STP_009 - Lot7 | Data Enrichment | SCV | ok | 2023-10-16 | 2023-10-18 |  | 1208139 | 1208139 |  |  |  | ERSA | M | 1600 | 133128MRM | EA |  | CONTACTOR,MAGNETIC:CONTACTOR 3P 9A 240VA | CONTACTOR,MAGNETIC:CONTACTOR 3P 9A 240VA | CONTACTOR,MAGNETIC:CONTACTOR 3P 9A 240VAC COIL;HPU CONTROLPANEL;100 SERIES ROCKBREAKER;MRM1400RB002; | [17 empty] | MRM1400RB002 | [18 empty] | URL NOT FOUND |  |  | 100 SERIES ROCKBREAKER | [6 empty] | CLEANSED | 39121529 Contactors | HPU CONTROL PANEL |  | CONTACTOR | MAGNETIC | TYPE |  | VOLTAGE RATING |  | CURRENT RATING | 9 A | NUMBER OF POLES | 3 | COIL RATING | 240 VAC | POWER RATING |  | AUXILIARY CONTACT |  | TERMINAL TYPE |  | MOUNTING TYPE |  | ENCLOSURE |  | SIZE |  | HAZARD CLASS |  | CERTIFICATION/STANDARD | [47 empty] | Production Completed
STP_009 - Lot7 | Data Enrichment | SCV | ok | 2023-10-16 | 2023-10-18 |  | 1214542 | 1214542 |  |  |  | ERSA | M | 1600 | 367791MRM | EA |  | CONTACTOR,MAGNETIC:FRYER MAIN CONTACTOR; | CONTACTOR,MAGNETIC:FRYER MAIN CONTACTOR; | CONTACTOR,MAGNETIC:FRYER MAIN CONTACTOR;GOLDSTEIN DEEP FRYER FRE-18/2 10972GOLDSTEIN TILT PAN FRYER NO.24236 | [36 empty] | URL NOT FOUND | [9 empty] | CLEANSED | 39121529 Contactors | GOLDSTEIN DEEP FRYER FRE-18/2 10972,GOLDSTEIN TILT PAN FRYER NO 24236 |  | CONTACTOR | MAGNETIC | TYPE | FRYER MAIN | VOLTAGE RATING |  | CURRENT RATING |  | NUMBER OF POLES |  | COIL RATING |  | POWER RATING |  | AUXILIARY CONTACT |  | TERMINAL TYPE |  | MOUNTING TYPE |  | ENCLOSURE |  | SIZE |  | HAZARD CLASS |  | CERTIFICATION/STANDARD | [47 empty] | Production Completed
STP_009 - Lot7 | Data Enrichment | SCV | ok | 2023-10-16 | 2023-10-18 |  | 1214605 | 1214605 |  |  |  | ERSA | M | 1600 | 368191MRM | EA |  | CONTACTOR,MAGNETIC:PFC8 OVEN CONTACTOR;B | CONTACTOR,MAGNETIC:PFC8 OVEN CONTACTOR;B | CONTACTOR,MAGNETIC:PFC8 OVEN CONTACTOR;BENEDIKT <(>&<)> JAGER K2-23A10;GOLDSTEIN OVEN PFC 8 40E 24653 | [17 empty] | K2-23A10 | [18 empty] | URL NOT FOUND | [9 empty] | CLEANSED | 39121529 Contactors | BENEDIKT & JAGER K2-23A10,GOLDSTEIN OVEN PFC 8 40E 24653 |  | CONTACTOR | MAGNETIC | TYPE | OVEN | VOLTAGE RATING |  | CURRENT RATING |  | NUMBER OF POLES |  | COIL RATING |  | POWER RATING |  | AUXILIARY CONTACT |  | TERMINAL TYPE |  | MOUNTING TYPE |  | ENCLOSURE |  | SIZE |  | HAZARD CLASS |  | CERTIFICATION/STANDARD | [47 empty] | Production Completed
STP_009 - Lot7 | Data Enrichment | SCV | ok | 2023-10-16 | 2023-10-18 |  | 1214579 | 1214579 |  |  |  | ERSA | M | 1600 | 368001MRM | EA |  | CONTACTOR,MAGNETIC:RATIONAL STEAMER;MINI | CONTACTOR,MAGNETIC:RATIONAL STEAMER;MINI | CONTACTOR,MAGNETIC:RATIONAL STEAMER;MINIATURE;24V E3250;COMBISTEAMER CCM101 C11M9410-5678 | [36 empty] | URL NOT FOUND | [9 empty] | CLEANSED | 39121529 Contactors |  |  | CONTACTOR | MAGNETIC | TYPE |  | VOLTAGE RATING |  | CURRENT RATING |  | NUMBER OF POLES |  | COIL RATING |  | POWER RATING |  | AUXILIARY CONTACT |  | TERMINAL TYPE |  | MOUNTING TYPE |  | ENCLOSURE |  | SIZE |  | HAZARD CLASS |  | CERTIFICATION/STANDARD | [47 empty] | Production Completed
STP_009 - Lot7 | Data Enrichment | SCV | ok | 2023-10-16 | 2023-10-18 |  | 1138373 | 1138373 | 1400651 | AU_QM_000245090 |  | ERSA | M | 5915 | 1400651GZPCLNT100 | EA |  | CONTACTOR;CA-85-00 | CONTACTOR;CA-85-00 | CONTACTOR;MNFR: ,PTNO:CA-85-00 |  | CONTACTOR;CA-85-00CONTACTOR;CA-85-00 | [17 empty] | CA-85-00 | [16 empty] | URL NOT FOUND | [9 empty] | CLEANSED | 39121529 Contactors |  |  | CONTACTOR | NO MODIFIER | TYPE |  | SIZE |  | ENCLOSURE |  | HAZARD CLASS |  | CERTIFICATION/STANDARD | [63 empty] | Production Completed
STP_009 - Lot7 | Data Enrichment | SCV | ok | 2023-10-16 | 2023-10-18 |  | 1103374 | 1103374 |  |  |  | ERSA | M | 1600 | 1570868GZPCLNT100 | EA | 3000422 | CONTACTOR;CNW,ABBAF09301014,4KW 3P 250/5 | CONTACTOR;CNW,ABBAF09301014 | CONTACTOR;MNFR:CNW,PTNO:ABBAF09301014,ADDITIONAL FEATURES EN:4KW 3P 250/500V AC/DC COIL ABBAF09301014 ITEM #26 | CONTACTOR;MNFR:CNW,PTNO:ABBAF09301014 |  | CNW | ABBAF09301014 | [12 empty] | CNW |  | ABB | AF09301014 | [16 empty] | https://new.abb.com/products/1SBL137001R1410/af09-30-10-14 |  | 26 | [7 empty] | ENRICHED | 39121529 Contactors |  |  | CONTACTOR | MAGNETIC | TYPE |  | VOLTAGE RATING | 400 VAC | CURRENT RATING | 25 A | NUMBER OF POLES | 3 | COIL RATING | 250/500 VAC | POWER RATING | 4 KW | AUXILIARY CONTACT | 1NO | TERMINAL TYPE | SCREW | MOUNTING TYPE | DIN RAIL | ENCLOSURE | IP20 | SIZE | 45 WDX86 HTX77 DP MM | HAZARD CLASS |  | CERTIFICATION/STANDARD | IEC/EN 60947-1, IEC/EN 60947-4-1, UL 60947-4-1, CSA C22.2 No. 60947-4-1 | [46 empty] | Production Completed
STP_009 - Lot7 | Data Enrichment | SCV | ok | 2023-10-16 | 2023-10-18 |  | 1103373 | 1103373 |  |  |  | ERSA | M | 1600 | 1570869GZPCLNT100 | EA | 3000422 | CONTACTOR;CNW,ABBTEF4-OFF | CONTACTOR;CNW,ABBTEF4-OFF | CONTACTOR;MNFR:CNW,PTNO:ABBTEF4-OFF | CONTACTOR;MNFR:CNW,PTNO:ABBTEF4-OFF |  | CNW | ABBTEF4-OFF | [12 empty] | CNW |  | ABB | TEF4-OFF | [16 empty] | https://new.abb.com/products/1SBN020114R1000/tef4-off | [9 empty] | ENRICHED | 39121523 Timer controls |  |  | TIMER | ELECTRONIC | TYPE |  | TIMING RANGE | 0.1 TO 100 SEC | VOLTAGE RATING | 220/240 VAC | CURRENT RATING | 1.5 A | NUMBER OF CHANNELS |  | ACCURACY |  | OPERATION MODE |  | COLOUR |  | OPERATING TEMPERATURE RANGE | -25 TO 70 DEG C | MOUNTING TYPE | FRONT | SIZE | 43 WDX41.6 HTX67.7 DP MM | HAZARD CLASS |  | CERTIFICATION/STANDARD | IEC/EN 60947-5-1, UL 508, CSA C22-2 No. 14-18 | [46 empty] | Production Completed
STP_009 - Lot7 | Data Enrichment | SCV | ok | 2023-10-16 | 2023-10-18 |  | 1021671 | 1021671 | 1377894 | AU_QM_000217155 |  | ERSA | M | 5955 | 1377894GZPCLNT100 | EA | 3000001 | CONTACTOR;EPI,5112 0018 31 | CONTACTOR;EPI,5112 0018 31 | CONTACTOR;MNFR:EPIROC,PTNO:5112 0018 31 |  | CONTACTOR;EPI,5112 0018 31CONTACTOR;EPI,5112 0018 31 | EPIROC | 5112 0018 31 | [14 empty] | EPIROC | 5112 0018 31 | [16 empty] | URL NOT FOUND | [9 empty] | CLEANSED | 39121529 Contactors |  |  | CONTACTOR | NO MODIFIER | TYPE |  | SIZE |  | ENCLOSURE |  | HAZARD CLASS |  | CERTIFICATION/STANDARD | [63 empty] | Production Completed
STP_009 - Lot7 | Data Enrichment | SCV | ok | 2023-10-16 | 2023-10-18 |  | 1021670 | 1021670 | 1377917 | AU_QM_000217179 |  | ERSA | M | 5955 | 1377917GZPCLNT100 | EA | 3000001 | CONTACTOR;EPI,5112 0018 32 | CONTACTOR;EPI,5112 0018 32 | CONTACTOR;MNFR:EPIROC,PTNO:5112 0018 32 |  | CONTACTOR;EPI,5112 0018 32CONTACTOR;EPI,5112 0018 32 | EPIROC | 5112 0018 32 | [14 empty] | EPIROC | 5112 0018 32 | [16 empty] | URL NOT FOUND | [9 empty] | CLEANSED | 39121529 Contactors |  |  | CONTACTOR | NO MODIFIER | TYPE |  | SIZE |  | ENCLOSURE |  | HAZARD CLASS |  | CERTIFICATION/STANDARD | [63 empty] | Production Completed
STP_009 - Lot7 | Data Enrichment | SCV | ok | 2023-10-16 | 2023-10-18 |  | 1021674 | 1021674 | 1377866 | AU_QM_000217126 |  | ERSA | M | 5955 | 1377866GZPCLNT100 | EA | 3000001 | CONTACTOR;EPI,5112 3150 79 | CONTACTOR;EPI,5112 3150 79 | CONTACTOR;MNFR:EPIROC,PTNO:5112 3150 79 |  | CONTACTOR;EPI,5112 3150 79CONTACTOR;EPI,5112 3150 79 | EPIROC | 5112 3150 79 | [14 empty] | EPIROC | 5112 3150 79 | [16 empty] | https://expa-parts.com/atlas.copco/termin/5112315079/ | [9 empty] | CLEANSED | 39121522 Electrical contacts |  |  | CONTACT | ELECTRICAL | TYPE | TERMINAL | VOLTAGE RATING |  | SIZE |  | TERMINAL TYPE |  | MOUNTING TYPE |  | MATERIAL |  | CERTIFICATION/STANDARD | [59 empty] | Production Completed
STP_009 - Lot7 | Data Enrichment | SCV | ok | 2023-10-16 | 2023-10-18 |  | 1146705 | 1146705 |  |  |  | ERSA | M | 1600 | 1506018GZPCLNT100 | EA |  | CONTACTOR;LC1D18 | CONTACTOR;LC1D18 | CONTACTOR;ADDITIONAL FEATURES:LC1D18 | [18 empty] | SCHNEIDER INC | LC1D18 | [16 empty] | https://www.bestofelectricals.com/schneider-lc1d18-18a-three-pole-ac-contactor | [9 empty] | CLEANSED | 39121529 Contactors |  | C | CONTACTOR | ELECTRICAL | TYPE |  | LINE VOLTAGE |  | CURRENT RATING | 18 A | COIL VOLTAGE |  | NUMBER OF POLES | 3 | CONTACT ARRANGEMENT |  | POWER RATING | 9 KW | AUXILIARY CONTACT | 1NO 1NC | TERMINAL TYPE |  | MOUNTING TYPE |  | ENCLOSURE |  | HAZARD CLASS |  | CERTIFICATION/STANDARD | IS/IEC 60947-4-1 | [46 empty] | Production Completed
STP_009 - Lot7 | Data Enrichment | SCV | ok | 2023-10-16 | 2023-10-18 |  | 1146706 | 1146706 |  |  |  | ERSA | M | 1600 | 1506017GZPCLNT100 | EA |  | CONTACTOR;LC1D32 | CONTACTOR;LC1D32 | CONTACTOR;ADDITIONAL FEATURES:LC1D32 | [18 empty] | SCHNEIDER INC | LC1D32 | [16 empty] | URL NOT FOUND | [9 empty] | CLEANSED | 39121529 Contactors |  | C | CONTACTOR | ELECTRICAL | TYPE |  | LINE VOLTAGE |  | CURRENT RATING |  | COIL VOLTAGE |  | NUMBER OF POLES |  | CONTACT ARRANGEMENT |  | POWER RATING |  | AUXILIARY CONTACT |  | TERMINAL TYPE |  | MOUNTING TYPE |  | ENCLOSURE |  | HAZARD CLASS |  | CERTIFICATION/STANDARD | [47 empty] | Production Completed
STP_009 - Lot7 | Data Enrichment | SCV | ok | 2023-10-16 | 2023-10-18 |  | 1138298 | 1138298 | 1402304 | AU_QM_000246917 |  | ERSA | M | 5915 | 1402304GZPCLNT100 | EA |  | CONTACTOR;S S CA1-40N | CONTACTOR;S S CA1-40N | CONTACTOR;MNFR: ,PTNO:S S CA1-40N |  | CONTACTOR;S S CA1-40NCONTACTOR;S&S CA1-40N | [16 empty] | S & S | CA140N | [16 empty] | https://www.kkes.biz/store.php/KINGOFPARTS/pd9719430/contactor_obsolete_sprecher_amp_schuh_ca140n_208_vac_coil___ | [9 empty] | ENRICHED | 39121529 Contactors |  |  | CONTACTOR | ELECTRICAL | TYPE |  | LINE VOLTAGE |  | CURRENT RATING |  | COIL VOLTAGE | 208 VAC | NUMBER OF POLES |  | CONTACT ARRANGEMENT |  | POWER RATING |  | AUXILIARY CONTACT |  | TERMINAL TYPE |  | MOUNTING TYPE |  | ENCLOSURE |  | HAZARD CLASS |  | CERTIFICATION/STANDARD | [47 empty] | Production Completed
STP_009 - Lot7 | Data Enrichment | SCV | ok | 2023-10-16 | 2023-10-18 |  | 1138356 | 1138356 | 1400986 | AU_QM_000245460 |  | ERSA | M | 5915 | 1400986GZPCLNT100 | EA |  | CONTACTOR;S S CA40N | CONTACTOR;S S CA40N | CONTACTOR;MNFR: ,PTNO:S S CA40N |  | CONTACTOR;S S CA40NCONTACTOR;S&S CA40N | [16 empty] | S & S | CA40N | [16 empty] | URL NOT FOUND | [9 empty] | CLEANSED | 39121529 Contactors |  |  | CONTACTOR | ELECTRICAL | TYPE |  | LINE VOLTAGE |  | CURRENT RATING |  | COIL VOLTAGE |  | NUMBER OF POLES |  | CONTACT ARRANGEMENT |  | POWER RATING |  | AUXILIARY CONTACT |  | TERMINAL TYPE |  | MOUNTING TYPE |  | ENCLOSURE |  | HAZARD CLASS |  | CERTIFICATION/STANDARD | [47 empty] | Production Completed
STP_009 - Lot7 | Data Enrichment | SCV | ok | 2023-10-16 | 2023-10-18 |  | 1153965 | 1153965 |  |  |  | ERSA | M | 1600 | 1505468GZPCLNT100 | EA |  | CONTACTOR;SAFETY,CAS730E14C24VDC | CONTACTOR;SAFETY,CAS730E14C24VDC | CONTACTOR;ADDITIONAL FEATURES:SAFETY,CAS730E14C24VDC | [18 empty] | NHP | CAS730E14C24VDC | [16 empty] | https://www.nhpnz.co.nz/Catalogs/NHP_NZ_Catalog/NHP_NZ_Catalog-Categories/NHP_NZ_Catalog-217586/NHP_NZ_Catalog-361/NHP_NZ_Catalog-362/NHP_NZ_Catalog-371/CAS730E14C24VDC | https://prdsccdnstorage.blob.core.windows.net/techdatasheets/CAS730E14C24VDC-61899-datasheet.pdf?sv=2019-02-02&ss=b&srt=sco&sp=rwdlac&se=2050-02-24T14:36:22Z&st=2020-02-24T06:36:22Z&spr=https&sig=ZYSSzNvPIpdF2duj%2B0Q%2Fxscgj9MvyEATcIdm%2Bn6Urmc%3D | [8 empty] | ENRICHED | 39121529 Contactors |  |  | CONTACTOR | ELECTRICAL | TYPE | SAFETY | LINE VOLTAGE | 415 VAC | CURRENT RATING | 30 A | COIL VOLTAGE | 24 VDC | NUMBER OF POLES | 3 | CONTACT ARRANGEMENT | 3NO | POWER RATING | 15 KW | AUXILIARY CONTACT | 1NO 4NC | TERMINAL TYPE |  | MOUNTING TYPE |  | ENCLOSURE | IP20 | HAZARD CLASS |  | CERTIFICATION/STANDARD | [47 empty] | Production Completed
STP_009 - Lot7 | Data Enrichment | SCV | ok | 2023-10-16 | 2023-10-18 |  | 1009843 | 1009843 |  |  |  | ERSA | M | 1600 | 1615124GZPCLNT100 | EA | 3000014 | CONTACTOR;ABB,1SFL487002R1322,AF190-30-2 | CONTACTOR;ABB,1SFL487002R1322 | CONTACTOR;MNFR:ABB,PTNO:1SFL487002R1322,ADDITIONAL FEATURES EN:AF190-30-22-13,3 POLE,CONTROL VOLTAGE:100-250 V | CONTACTOR;MNFR:ABB,PTNO:1SFL487002R1322 |  | ABB | 1SFL487002R1322 | 1068212 @@ ABB AUSTRALIA PTY LTD | 1SFL487002R1322 | [12 empty] | ABB | 1SFL487002R1322 | [16 empty] | https://new.abb.com/products/1SFL487002R1322/af190-30-22-13 | [9 empty] | ENRICHED | 39121529 Contactors |  |  | CONTACTOR | MAGNETIC | TYPE |  | VOLTAGE RATING | 1000 VAC | CURRENT RATING | 250 A | NUMBER OF POLES | 3 | COIL RATING | 100 TO 250 VAC,50/60 HZ | POWER RATING | 110 KW | AUXILIARY CONTACT | 2NO 2NC | TERMINAL TYPE | BAR | MOUNTING TYPE |  | ENCLOSURE | IP20 | SIZE | 105 WDX196 HTX152 DP MM | HAZARD CLASS |  | CERTIFICATION/STANDARD | ABS,BV,CB,CCS,CQC,DNV,EAC,GL,KC,LR,PRS,UL | [46 empty] | Production Completed
STP_009 - Lot7 | Data Enrichment | SCV | ok | 2023-10-16 | 2023-10-18 |  | 1009850 | 1009850 |  |  |  | ERSA | M | 1600 | 1615131GZPCLNT100 | EA | 3000014 | CONTACTOR;ABB,1SBL137005R1310,AF09-30-10 | CONTACTOR;ABB,1SBL137005R1310 | CONTACTOR;MNFR:ABB,PTNO:1SBL137005R1310,ADDITIONAL FEATURES EN:AF09-30-10K-13,3 POLE,CONTROL VOLTAGE:100-250 V,50/60 HZ | CONTACTOR;MNFR:ABB,PTNO:1SBL137005R1310 |  | ABB | 1SBL137005R1310 | 1068212 @@ ABB AUSTRALIA PTY LTD | 1SBL137005R1310 | [12 empty] | ABB | 1SBL137005R1310 | [16 empty] | https://new.abb.com/products/1SBL137005R1310/af09-30-10k-13 | [9 empty] | ENRICHED | 39121529 Contactors |  |  | CONTACTOR | MAGNETIC | TYPE |  | VOLTAGE RATING | 690 VAC | CURRENT RATING | 25 A | NUMBER OF POLES | 3 | COIL RATING | 100 TO 250 VAC,50/60 HZ | POWER RATING | 5.5 KW | AUXILIARY CONTACT | 1NO | TERMINAL TYPE | PUSH IN SPRING | MOUNTING TYPE | DIN RAIL | ENCLOSURE | IP20 | SIZE | 45 WDX92.3 HTX77 DP MM | HAZARD CLASS |  | CERTIFICATION/STANDARD | IEC/EN 60947-1, IEC/EN 60947-4-1, UL 60947-4-1, CSA C22.2 No. 60947-4-1 | [46 empty] | Production Completed
STP_009 - Lot7 | Data Enrichment | SCV | ok | 2023-10-16 | 2023-10-18 |  | 1010865 | 1010865 |  |  |  | ERSA | M | 1600 | 1615244GZPCLNT100 | EA | 3000032 | CONTACTOR;SIE,LDZ10506435,3TF43110XK2,50 | CONTACTOR;SIE,LDZ10506435 | CONTACTOR;MNFR:SIEMENS,PTNO:LDZ10506435,ADDITIONAL FEATURES EN:3TF43110XK2,50/60HZ | CONTACTOR;MNFR:SIEMENS,PTNO:LDZ10506435 |  | SIEMENS | LDZ10506435 | 1068113 @@ SIEMENS LTD | LDZ10506435 | [12 empty] | SIEMENS | LDZ10506435 | [16 empty] | https://unifysolutions.in/shop/contactorboiler-fanauxiliary400vac120vac22a3p1no-1nccsa-ul11kw3phpnldz10506435-oem/ | [9 empty] | ENRICHED | 39121529 Contactors | FREQUENCY RATING:50/60 HZ |  | CONTACTOR | ELECTRICAL | TYPE |  | LINE VOLTAGE | 400 VAC | CURRENT RATING | 22 A | COIL VOLTAGE | 120 VAC | NUMBER OF POLES | 3 | CONTACT ARRANGEMENT | 1NO 1NC | POWER RATING | 11 KW | AUXILIARY CONTACT |  | TERMINAL TYPE |  | MOUNTING TYPE |  | ENCLOSURE |  | HAZARD CLASS |  | CERTIFICATION/STANDARD | CSA,UL | [46 empty] | Production Completed
STP_009 - Lot7 | Data Enrichment | SCV | ok | 2023-10-16 | 2023-10-18 |  | 1012298 | 1012298 |  |  |  | ERSA | M | 1600 | 1607710GZPCLNT100 | EA | 3000010 | CONTACTOR;SAN,BG00871035,NORMAL OPEN ALT | CONTACTOR;SAN,BG00871035 | CONTACTOR;MNFR:SANDVIK,PTNO:BG00871035,ADDITIONAL FEATURES EN:NORMAL OPEN ALTERNATIVE AUXILIARY CONTACTS | CONTACTOR;MNFR:SANDVIK,PTNO:BG00871035 |  | SANDVIK | BG00871035 | 1068089 @@ SANDVIK MINING & CONSTRUCTION | BG00871035 | [10 empty] | SANDVIK | BG00871035 | [18 empty] | URL NOT FOUND | [9 empty] | CLEANSED | 39121529 Contactors |  |  | CONTACTOR | ELECTRICAL | TYPE |  | LINE VOLTAGE |  | CURRENT RATING |  | COIL VOLTAGE |  | NUMBER OF POLES |  | CONTACT ARRANGEMENT |  | POWER RATING |  | AUXILIARY CONTACT | 1NO | TERMINAL TYPE |  | MOUNTING TYPE |  | ENCLOSURE |  | HAZARD CLASS |  | CERTIFICATION/STANDARD | [47 empty] | Production Completed
STP_009 - Lot7 | Data Enrichment | SCV | ok | 2023-10-16 | 2023-10-18 |  | 1021698 | 1021698 |  |  |  | ERSA | M | 5955 | 1377698GZPCLNT100 | EA | 3000001 | CONTACTOR;EPI,3176 1003 16 | CONTACTOR;EPI,3176100316 | CONTACTOR;MNFR:EPIROC,PTNO:3176 1003 16 |  |  | EPIROC | 3176 1003 16 | 1068108 @@ EPIROC AUSTRALIA PTY LTD | 3176100316 | [10 empty] | EPIROC |  |  | 3176 1003 16 | [16 empty] | https://root-parts.com/index.php/page/457/ | [9 empty] | CLEANSED | 39121529 Contactors |  |  | CONTACTOR | ELECTRICAL | TYPE |  | LINE VOLTAGE |  | CURRENT RATING |  | COIL VOLTAGE |  | NUMBER OF POLES |  | CONTACT ARRANGEMENT |  | POWER RATING |  | AUXILIARY CONTACT |  | TERMINAL TYPE |  | MOUNTING TYPE |  | ENCLOSURE |  | HAZARD CLASS |  | CERTIFICATION/STANDARD | [47 empty] | Production Completed
STP_009 - Lot7 | Data Enrichment | SCV | ok | 2023-10-16 | 2023-10-18 |  | 1037010 | 1037010 |  |  |  | ERSA | M | 1600 | 1495079GZPCLNT100 | PAC |  | CONTACTOR,ELECTRICAL;5 THGA CON,B0504036 | CONTACTOR,ELECTRICAL;5 THGA CON,B0504036 | CONTACTOR,ELECTRICAL;ADDITIONAL FEATURES:5 THGA CON,B0504036 |  |  |  |  | 1068650 @@ PERKIN ELMER PTY LTD | 1495079 | [10 empty] | PERKIN ELMER PTY LTD | 1495079 | [18 empty] | URL NOT FOUND |  |  | 5 THGA CON |  | B0504036 |  |  |  |  | CLEANSED | 39121529 Contactors |  |  | CONTACTOR | ELECTRICAL | TYPE |  | LINE VOLTAGE |  | CURRENT RATING |  | COIL VOLTAGE |  | NUMBER OF POLES |  | CONTACT ARRANGEMENT |  | POWER RATING |  | AUXILIARY CONTACT |  | TERMINAL TYPE |  | MOUNTING TYPE |  | ENCLOSURE |  | HAZARD CLASS |  | CERTIFICATION/STANDARD | [47 empty] | Production Completed
STP_009 - Lot7 | Data Enrichment | SCV | ok | 2023-10-16 | 2023-10-18 |  | 1062068 | 1062068 |  |  |  | ERSA | M | 5935 | 1558732GZPCLNT100 | EA |  | CONTACTOR;MAIN HOIST,TE,110V,25A,4MNO1NO | CONTACTOR; | CONTACTOR;ADDITIONAL FEATURES EN:MAIN HOIST,TE,110V,25A,4MNO1NO | CONTACTOR; |  |  |  | 1069063 @@ EILBECK CRANES | 1558732 | [10 empty] | EILBECK CRANES | 1558732 | [18 empty] | URL NOT FOUND |  |  | MAIN HOIST | [6 empty] | CLEANSED | 39121529 Contactors | 4MNO |  | CONTACTOR | ELECTRICAL | TYPE |  | LINE VOLTAGE |  | CURRENT RATING | 25 A | COIL VOLTAGE | 110 V | NUMBER OF POLES |  | CONTACT ARRANGEMENT | 1NO | POWER RATING |  | AUXILIARY CONTACT |  | TERMINAL TYPE |  | MOUNTING TYPE |  | ENCLOSURE |  | HAZARD CLASS |  | CERTIFICATION/STANDARD | [47 empty] | Production Completed
STP_009 - Lot7 | Data Enrichment | SCV | ok | 2023-10-16 | 2023-10-18 |  | 1062816 | 1062816 |  |  |  | ERSA | M | 1600 | 1471944GZPCLNT100 | EA |  | COIL SPRING: | COIL SPRING: | COIL SPRING: |  |  |  |  | 1070551 @@ QUARRY MINING & CONSTRUCTION | P72019 | [10 empty] | QUARRY MINING & CONSTRUCTION |  |  | P72019 | [16 empty] | URL NOT FOUND | [9 empty] | CLEANSED | 39121529 Contactors |  |  | SPRING | HELICAL/COIL | TYPE |  | SIZE |  | WIRE SIZE |  | FREE LENGTH |  | MATERIAL |  | MATERIAL SPECIFICATION |  | LOAD CAPACITY |  | NUMBER OF COILS |  | END TYPE |  | MEAN COIL DIAMETER |  | HAZARD CLASS |  | CERTIFICATION/STANDARD | [49 empty] | Production Completed
STP_009 - Lot7 | Data Enrichment | SCV | ok | 2023-10-16 | 2023-10-18 |  | 1062843 | 1062843 | 1461512 | AU_QM_002703690 |  | ERSA | M | 1600 | 1461512GZPCLNT100 | EA |  | CHECK VALVE (FOR C2-815-S8) | CHECK VALVE (FOR C2-815-S8) | COIL SPRING: CHECK VALVE (FOR C2-815-S8) |  | COIL SPRING:CHECK VALVE (FOR C2-815-S8) |  |  | 1068100 @@ BERENDSEN FLUID POWER | 32999 | [10 empty] | BERENDSEN FLUID POWER |  |  | 32999 | [16 empty] | URL NOT FOUND | [9 empty] | CLEANSED | 39121529 Contactors | FOR CHECK VALVE (C2-815-S8) |  | SPRING | VALVE | TYPE |  | FREE LENGTH |  | LOAD CAPACITY |  | SIZE |  | MATERIAL |  | NUMBER OF COILS |  | HAZARD CLASS |  | CERTIFICATION/STANDARD | [57 empty] | Production Completed
STP_009 - Lot7 | Data Enrichment | SCV | ok | 2023-10-16 | 2023-10-18 |  | 1062846 | 1062846 |  |  |  | ERSA | M | 1600 | 1461153GZPCLNT100 | EA |  | CONTACT | CONTACT | SPRING: CONTACT USED AT L/JULIUS PUMP STATION |  |  |  |  | 1069379 @@ OTIS ELEVATOR CO. PTY LTD | SP-200 | [10 empty] | OTIS ELEVATOR CO. PTY LTD | SP-200 | [18 empty] | URL NOT FOUND | [9 empty] | CLEANSED | 39121529 Contactors | CONTACT USED AT L/JULIUS PUMP STATION |  | SPRING | NO MODIFIER | TYPE |  | SIZE |  | MATERIAL |  | MATERIAL SPECIFICATION |  | COATING/FINISH |  | HAZARD CLASS |  | CERTIFICATION/STANDARD | [59 empty] | Production Completed
STP_009 - Lot7 | Data Enrichment | SCV | ok | 2023-10-16 | 2023-10-18 |  | 1062847 | 1062847 | 1461152 | AU_QM_002599838 |  | ERSA | M | 1600 | 1461152GZPCLNT100 | EA |  | CONTACT | CONTACT | SPRING: CONTACT USED AT L/JULIUS PUMP STATION |  | SPRING:CONTACT |  |  | 1069379 @@ OTIS ELEVATOR CO. PTY LTD | SP198 | [10 empty] | OTIS ELEVATOR CO. PTY LTD | SP198 | [18 empty] | URL NOT FOUND | [9 empty] | CLEANSED | 39121529 Contactors | CONTACT USED AT L/JULIUS PUMP STATION |  | SPRING | NO MODIFIER | TYPE |  | SIZE |  | MATERIAL |  | MATERIAL SPECIFICATION |  | COATING/FINISH |  | HAZARD CLASS |  | CERTIFICATION/STANDARD | [59 empty] | Production Completed
STP_009 - Lot7 | Data Enrichment | SCV | ok | 2023-10-16 | 2023-10-18 |  | 1063309 | 1063309 | 1439550 | AU_QM_000982408 |  | ERSA | M | 5100 | 1439550GZPCLNT100 | EA |  | 3P;5.5KW;12A;240VAC 50HZ COIL; | 3P;5.5KW;12A;240VAC 50HZ COIL; | CONTACTOR,MAGNETIC: 3P;5.5KW;12A;240VAC 50HZ COIL; 1NC AUX CONTACT;D-RANGE; RATED AC3 415VAC; |  | CONTACTOR,MAGNETIC: 3P;5.5KW;12A;240VAC 50HZ COIL; |  |  | 1072012 @@ CNW (TOWNSVILLE) ELECT SUPPLIES | LC1-D1201U5 | [10 empty] | CNW (TOWNSVILLE) ELECT SUPPLIES |  | SCHNEIDER INC | LC1D1201U5 | [16 empty] | URL NOT FOUND | [9 empty] | CLEANSED | 39121529 Contactors | D-RANGE | C | CONTACTOR | MAGNETIC | TYPE |  | VOLTAGE RATING | 415 VAC (AC3) | CURRENT RATING | 12 A | NUMBER OF POLES | 3 | COIL RATING | 240 VAC,50 HZ | POWER RATING | 5.5 KW | AUXILIARY CONTACT | 1NC | TERMINAL TYPE |  | MOUNTING TYPE |  | ENCLOSURE |  | SIZE |  | HAZARD CLASS |  | CERTIFICATION/STANDARD | [47 empty] | Production Completed
STP_009 - Lot7 | Data Enrichment | SCV | ok | 2023-10-16 | 2023-10-18 |  | 1063323 | 1063323 | 1430137 | AU_QM_000639484 |  | ERSA | M | 5100 | 1430137GZPCLNT100 | EA |  | 3P;22KW;40A;240VAC 50HZ COIL; | 3P;22KW;40A;240VAC 50HZ COIL; | CONTACTOR,MAGNETIC: 3P;22KW;40A;240VAC 50HZ COIL; 3NO 3NC AUX CONTACTS;D-RANGE; RATED AC3 415VAC;CONTACTOR AND COIL; LC1-D4011U5 PLU |  | CONTACTOR,MAGNETIC: 3P;22KW;40A;240VAC 50HZ COIL; |  |  | 1070031 @@ LAWRENCE & HANSON PTY. LTD. | T-ELC1D4011U522 | 1072012 @@ CNW (TOWNSVILLE) ELECT SUPPLIES | 1430137 | [8 empty] | LAWRENCE & HANSON PTY. LTD. | T-ELC1D4011U522 | SCHNEIDER INC | LC1-D4011U5 | [16 empty] | https://www.se.com/uk/en/product/LC1D4011U5/contactor-lc1d-3p-ac3-440v-40-a-coil-240-v-ac/ | [9 empty] | ENRICHED | 39121529 Contactors | D-RANGE |  | CONTACTOR | MAGNETIC | TYPE |  | VOLTAGE RATING | 415 VAC (AC3) | CURRENT RATING | 40 A | NUMBER OF POLES | 3 | COIL RATING | 240 VAC,50 HZ | POWER RATING | 22 KW | AUXILIARY CONTACT | 3NO 3NC | TERMINAL TYPE |  | MOUNTING TYPE |  | ENCLOSURE |  | SIZE |  | HAZARD CLASS |  | CERTIFICATION/STANDARD | [47 empty] | Production Completed
STP_009 - Lot7 | Data Enrichment | SCV | ok | 2023-10-16 | 2023-10-18 |  | 1067094 | 1067094 | 1356549 | AU_QM_000148174 |  | ERSA | M | 5915 | 1356549GZPCLNT100 | EA |  | 9 LEAF REAR SPRING KIT TO SUIT TOYOTA 79 | 9 LEAF REAR SPRING KIT TO SUIT TOYOTA 79 | SPRING ASSY,LEAF: 9 LEAF REAR SPRING KIT TO SUIT TOYOTA 79 SERIES LANDCRUISERS |  | SPRING ASSY,LEAF: 9 LEAF REAR SPRING KIT TO SUIT TOYOTA 79 |  |  | 1068114 @@ BELL & MOIR - PARTS ORDERS ONLY | 1356549 | [10 empty] | BELL & MOIR - PARTS ORDERS ONLY | 1356549 | [18 empty] | URL NOT FOUND |  |  | 79 SERIES LANDCRUISERS | TOYOTA | [5 empty] | CLEANSED | 39121529 Contactors | REAR SPRING KIT |  | SPRING | LEAF ASSEMBLY | DESIGN TYPE |  | INDIVIDUAL LEAF TYPE |  | MATERIAL |  | NUMBER OF LEAVES | 9 | LOAD CAPACITY |  | END TYPE |  | HAZARD CLASS |  | CERTIFICATION/STANDARD | [57 empty] | Production Completed
STP_009 - Lot7 | Data Enrichment | SCV | ok | 2023-10-16 | 2023-10-18 |  | 1067095 | 1067095 | 1356550 | AU_QM_000148175 |  | ERSA | M | 5915 | 1356550GZPCLNT100 | EA |  | 10 LEAF REAR SPRING KIT TO SUIT TOYOTA 7 | 10 LEAF REAR SPRING KIT TO SUIT TOYOTA 7 | SPRING ASSY,LEAF: 10 LEAF REAR SPRING KIT TO SUIT TOYOTA 7 9 SERIES LANDCRUISERS |  | SPRING ASSY,LEAF: 10 LEAF REAR SPRING KIT TO SUIT TOYOTA 7 |  |  | 1068114 @@ BELL & MOIR - PARTS ORDERS ONLY | 1356550 | [10 empty] | BELL & MOIR - PARTS ORDERS ONLY | 1356550 | [18 empty] | URL NOT FOUND | [9 empty] | CLEANSED | 39121529 Contactors | REAR SPRING KIT |  | SPRING | LEAF ASSEMBLY | DESIGN TYPE |  | INDIVIDUAL LEAF TYPE |  | MATERIAL |  | NUMBER OF LEAVES | 10 | LOAD CAPACITY |  | END TYPE |  | HAZARD CLASS |  | CERTIFICATION/STANDARD | [57 empty] | Production Completed
STP_009 - Lot7 | Data Enrichment | SCV | ok | 2023-10-16 | 2023-10-18 |  | 1067229 | 1067229 | 1424088 | AU_QM_000324327 |  | ERSA | M | 1600 | 1424088GZPCLNT100 | EA |  | BRAKE SPRING;TOYOTA SR HILUX; | BRAKE SPRING;TOYOTA SR HILUX; | SPRING: BRAKE SPRING;TOYOTA SR HILUX; |  | SPRING:BRAKE SPRING;TOYOTA SR HILUX; |  |  | 1068114 @@ BELL & MOIR - PARTS ORDERS ONLY | 049420K130 | [10 empty] | BELL & MOIR - PARTS ORDERS ONLY |  | TOYOTA | 049420K130 | [16 empty] | https://www.toyotapartsdeal.com/oem/toyota~spring~kit~rear~brake~04942-0k130.html | [9 empty] | CLEANSED | 31161900 Springs |  |  | KIT | NO MODIFIER | TYPE | REAR BRAKE SPRING | CONTENTS |  | NUMBER OF ITEMS |  | HAZARD CLASS |  | CERTIFICATION/STANDARD | [63 empty] | Production Completed
STP_009 - Lot7 | Data Enrichment | SCV | ok | 2023-10-16 | 2023-10-18 | Conflict in Description,Processed Based on Websource | 1087465 | 1087465 |  |  |  | ERSA | M | 1600 | 1572354GZPCLNT100 | EA | 3000422 | CONTACTOR;CNW,CAC785240VA,COIL,SPRECHER | CONTACTOR;CNW,CAC785240VA | CONTACTOR;MNFR:CNW,PTNO:CAC785240VA,ADDITIONAL FEATURES EN:COIL,SPRECHER CA7-60/85 240VAC | CONTACTOR;MNFR:CNW,PTNO:CAC785240VA |  | CNW | CAC785240VA | 1072012 @@ CNW (TOWNSVILLE) ELECT SUPPLIES | CAC785240VA | [10 empty] | CNW |  | SPRECHER | CAC785240VA | [16 empty] | https://www.nhp.com.au/Catalogs/NHP_AU_Catalog/NHP_AU_Catalog-Categories/NHP_AU_Catalog-217586/NHP_AU_Catalog-361/NHP_AU_Catalog-362/NHP_AU_Catalog-371/CAC785240VA | [9 empty] | ENRICHED | 39121500 Electrical controls and accessories | FOR CONTACTOR | FREQUENCY RATING:50/60 HZ | COIL | ELECTRICAL | TYPE |  | SIZE |  | VOLTAGE RATING | 240/277 VAC | CURRENT RATING |  | TEMPERATURE RATING |  | INSULATION CLASS |  | HAZARD CLASS |  | CERTIFICATION/STANDARD | [57 empty] | Production Completed
STP_009 - Lot7 | Data Enrichment | SCV | ok | 2023-10-16 | 2023-10-18 |  | 1089112 | 1089112 | 1384795 | AU_QM_000225446 |  | ERSA | M | 5955 | 1384795GZPCLNT100 | EA | 3000438 | CONTACT;NRMT,100016011 | CONTACT;NRMT,100016011 | CONTACTO;MNFR:NORMET,PTNO:100016011 | CONTACTO;,MNFR:NORMET,PTNO:100016011 | CONTACT;NRMT,100016011CONTACT;NOR,100016011 | NORMET | 100016011 | 1068143 @@ NORMET ASIA PACIFIC PTY LTD | 100016011 | [10 empty] | NORMET | 100016011 | [18 empty] | URL NOT FOUND | [9 empty] | CLEANSED | 39121529 Contactors |  |  | CONTACTOR | NO MODIFIER | TYPE |  | SIZE |  | ENCLOSURE |  | HAZARD CLASS |  | CERTIFICATION/STANDARD | [63 empty] | Production Completed
STP_009 - Lot7 | Data Enrichment | SCV | ok | 2023-10-16 | 2023-10-18 |  | 1089127 | 1089127 | 1384378 | AU_QM_000224941 |  | ERSA | M | 5955 | 1384378GZPCLNT100 | EA | 3000438 | CONTACT;NRMT,100016424 | CONTACT;NRMT,100016424 | CONTACTO;MNFR:NORMET,PTNO:100016424 | CONTACTO;,MNFR:NORMET,PTNO:100016424 | CONTACT;NRMT,100016424CONTACT;NOR,100016424 | NORMET | 100016424 | 1068143 @@ NORMET ASIA PACIFIC PTY LTD | 100016424 | [10 empty] | NORMET | 100016424 | [18 empty] | URL NOT FOUND | [9 empty] | CLEANSED | 39121529 Contactors |  |  | CONTACTOR | NO MODIFIER | TYPE |  | SIZE |  | ENCLOSURE |  | HAZARD CLASS |  | CERTIFICATION/STANDARD | [63 empty] | Production Completed
STP_009 - Lot7 | Data Enrichment | SCV | ok | 2023-10-16 | 2023-10-18 |  | 1089148 | 1089148 | 1383591 | AU_QM_000224002 |  | ERSA | M | 5955 | 1383591GZPCLNT100 | EA | 3000438 | CONTACT;NRMT,100012135 | CONTACT;NRMT,100012135 | CONTACTO;MNFR:NORMET,PTNO:100012135 | CONTACTO;,MNFR:NORMET,PTNO:100012135 | CONTACT;NRMT,100012135CONTACT;NOR,100012135 | NORMET | 100012135 | 1068143 @@ NORMET ASIA PACIFIC PTY LTD | 100012135 | [10 empty] | NORMET | 100012135 | [18 empty] | URL NOT FOUND | [9 empty] | CLEANSED | 39121529 Contactors |  |  | CONTACTOR | NO MODIFIER | TYPE |  | SIZE |  | ENCLOSURE |  | HAZARD CLASS |  | CERTIFICATION/STANDARD | [63 empty] | Production Completed
STP_009 - Lot7 | Data Enrichment | SCV | ok | 2023-10-16 | 2023-10-18 | Conflict in Description,Processed Based on Websource | 1103744 | 1103744 |  |  |  | ERSA | M | 1600 | 1570454GZPCLNT100 | EA | 3000422 | CONTACTOR,ELEC;CNW, PHO2979469,OUTPUT MO | CONTACTOR ELEC;CNW, PHO2979469 | CONTACTOR,ELECTRICAL;MNFR:CNW,PTNO: PHO2979469,ADDITIONAL FEATURES EN:OUTPUT MODULE,8 MINI RELAYS,1N/O,24VDC | CONTACTOR ELECTRICO;MNFR:CNW,PTNO: PHO2979469 |  | CNW | PHO2979469 | 1068181 @@ CNW (MOUNT ISA) ELECT WHOLESALER | PHO2979469 | [10 empty] | CNW |  | PHOENIX CONTACT | 2979469 | [16 empty] | https://www.phoenixcontact.com/product/pdf/api/v1/Mjk3OTQ2OQ?_realm=pc&_locale=en-PC&blocks=commercial-data%2Ctechnical-data%2Cdrawings%2Capprovals%2Cclassifications%2Cenvironmental-compliance-data%2Call-accessories | https://in.rsdelivers.com/product/phoenix-contact/2979469/phoenix-contact/8572124 | [8 empty] | ENRICHED | 39121552 Electrical control modules |  |  | MODULE | INTERFACE | TYPE | ACTIVE | INTERFACE TYPE | 8 MINIATURE RELAY | VOLTAGE RATING | 24 VDC | CURRENT RATING | 6.5 MA | WIRE RANGE | 0.14 TO 1.5 MM2 | STRIPPING LENGTH | 6 MM | NUMBER OF POLES |  | NUMBER OF CHANNELS | 8 | COIL VOLTAGE RATING |  | CONNECTION TYPE | IDC/FLK PIN STRIP | SIZE | 56.5 WDX77 HTX52.5 DP MM | ENCLOSURE TYPE | IP00 | MOUNTING TYPE | DIN RAIL | TEMPERATURE RATING | -20 TO 50 DEG C | CERTIFICATION/STANDARD | EN 61010-2-201,IEC 60664 | [42 empty] | Production Completed
STP_009 - Lot7 | Data Enrichment | SCV | ok | 2023-10-16 | 2023-10-18 |  | 1107506 | 1107506 | 1427428 | AU_QM_000460675 |  | ERSA | M | 1600 | 1427428GZPCLNT100 | EA |  | COIL SPRING | COIL SPRING | SPRING: COIL SPRING SANDPIPER AOD PUMP |  | SPRING:COIL SPRING |  |  | 1068399 @@ TRUFLO PUMPING SYSTEMS | M780-026-025 | [10 empty] | TRUFLO PUMPING SYSTEMS | M780-026-025 | [18 empty] | URL NOT FOUND |  |  | AOD PUMP | SANDPIPER | [5 empty] | CLEANSED | 39121529 Contactors |  |  | SPRING | HELICAL/COIL | TYPE |  | SIZE |  | WIRE SIZE |  | FREE LENGTH |  | MATERIAL |  | MATERIAL SPECIFICATION |  | LOAD CAPACITY |  | NUMBER OF COILS |  | END TYPE |  | MEAN COIL DIAMETER |  | HAZARD CLASS |  | CERTIFICATION/STANDARD | [49 empty] | Production Completed
STP_009 - Lot7 | Data Enrichment | SCV | ok | 2023-10-16 | 2023-10-18 |  | 1107554 | 1107554 | 1426604 | AU_QM_000399907 |  | ERSA | M | 1600 | 1426604GZPCLNT100 | EA |  | CM2 VALVE | CM2 VALVE | SPRING: CM2 VALVE |  | SPRING:CM2 VALVE |  |  | 1068100 @@ BERENDSEN FLUID POWER | 238085 | [10 empty] | BERENDSEN FLUID POWER |  | DANFOSS | 238085 | [16 empty] | https://www.eatonpowersource.com/products/configure/mobile-valves/details/238085/ | [9 empty] | CLEANSED | 39121529 Contactors | MODEL:CM2 |  | SPRING | VALVE | TYPE |  | FREE LENGTH |  | LOAD CAPACITY |  | SIZE |  | MATERIAL |  | NUMBER OF COILS |  | HAZARD CLASS |  | CERTIFICATION/STANDARD | [57 empty] | Production Completed
STP_009 - Lot7 | Data Enrichment | SCV | ok | 2023-10-16 | 2023-10-18 |  | 1107720 | 1107720 |  |  |  | ERSA | M | 1600 | 1461951GZPCLNT100 | EA |  | COIL SPRING: | COIL SPRING: | COIL SPRING: |  |  |  |  | 1068100 @@ BERENDSEN FLUID POWER | 246632 | [10 empty] | BERENDSEN FLUID POWER |  | DANFOSS | 246632 | [16 empty] | https://www.eatonpowersource.com/products/configure/mobile-valves/details/246632/ | [9 empty] | CLEANSED | 39121529 Contactors |  |  | SPRING | HELICAL/COIL | TYPE |  | SIZE |  | WIRE SIZE |  | FREE LENGTH |  | MATERIAL |  | MATERIAL SPECIFICATION |  | LOAD CAPACITY |  | NUMBER OF COILS |  | END TYPE |  | MEAN COIL DIAMETER |  | HAZARD CLASS |  | CERTIFICATION/STANDARD | [49 empty] | Production Completed
STP_009 - Lot7 | Data Enrichment | SCV | ok | 2023-10-16 | 2023-10-18 |  | 1108270 | 1108270 | 1446089 | AU_QM_001028638 |  | ERSA | M | 5100 | 1446089GZPCLNT100 | EA |  | CA6-110 CONTACTOR; C/W 110VAC COIL; | CA6-110 CONTACTOR; C/W 110VAC COIL; | CONTACTOR,MAGNETIC: CA6-110 CONTACTOR; C/W 110VAC COIL; GF MINE AR150 CRUSHER |  | CONTACTOR,MAGNETIC: CA6-110 CONTACTOR; C/W 110VAC COIL; |  |  | 1068181 @@ CNW (MOUNT ISA) ELECT WHOLESALER | CA6110EI11110VA | [10 empty] | CNW (MOUNT ISA) ELECT WHOLESALER |  | SPRECHER + SCHUH | CA6110EI11110VA | [16 empty] | https://www.sprecherschuh.com/content/dam/sprecher-schuh/ecatalog/a/CA6_Contactors.pdf |  |  | GF MINE CRUSHER |  | AR150 |  |  |  |  | ENRICHED | 39121529 Contactors |  |  | CONTACTOR | MAGNETIC | TYPE |  | VOLTAGE RATING | 415 VAC | CURRENT RATING | 116 A | NUMBER OF POLES | 3 | COIL RATING | 110 VAC | POWER RATING | 55 KW | AUXILIARY CONTACT | 1NO 1NC | TERMINAL TYPE |  | MOUNTING TYPE |  | ENCLOSURE | IP00 | SIZE |  | HAZARD CLASS |  | CERTIFICATION/STANDARD | [47 empty] | Production Completed
STP_009 - Lot7 | Data Enrichment | SCV | ok | 2023-10-16 | 2023-10-18 |  | 1109125 | 1109125 | 1358514 | AU_QM_000153551 |  | ERSA | M | 1600 | 1358514GZPCLNT100 | EA |  | D250E CAB DOOR HANDLE; | D250E CAB DOOR HANDLE; | SPRING,EXTENSION: D250E CAB DOOR HANDLE; CATERPILLAR D250E ARTICULATED TRUCK |  | SPRING,EXTENSION: D250E CAB DOOR HANDLE; |  |  | 1068181 @@ CNW (MOUNT ISA) ELECT WHOLESALER | 1358514 | 1068196 @@ HASTINGS DEERING(AUSTRALIA) LTD | 8Y4501 | [8 empty] | CNW (MOUNT ISA) ELECT WHOLESALER | 1358514 | CATERPILLAR | 8Y-4501 | HASTINGS DEERING(AUSTRALIA) LTD | [15 empty] | https://parts.cat.com/en/catcorp/8Y-4501 |  |  | CAB DOOR HANDLE, ARTICULATED TRUCK | CATERPILLAR | D250E |  |  |  |  | ENRICHED | 39121529 Contactors |  |  | SPRING | COMPRESSION | TYPE | TENSION | OUTSIDE DIAMETER | 6.35 MM | WIRE SIZE |  | FREE LENGTH | 47.2 MM | LOAD CAPACITY |  | MATERIAL | SPRING STEEL | MATERIAL SPECIFICATION |  | NUMBER OF COILS |  | HAZARD CLASS |  | CERTIFICATION/STANDARD | [53 empty] | Production Completed
STP_009 - Lot7 | Data Enrichment | SCV | ok | 2023-10-16 | 2023-10-18 |  | 1109945 | 1109945 |  |  |  | ERSA | M | 1600 | 1469740GZPCLNT100 | EA |  | COIL SPRING: | COIL SPRING: | COIL SPRING: |  |  |  |  | 1068100 @@ BERENDSEN FLUID POWER | 1469740 | [10 empty] | BERENDSEN FLUID POWER | 1469740 | [18 empty] | URL NOT FOUND | [9 empty] | CLEANSED | 39121529 Contactors |  |  | SPRING | HELICAL/COIL | TYPE |  | SIZE |  | WIRE SIZE |  | FREE LENGTH |  | MATERIAL |  | MATERIAL SPECIFICATION |  | LOAD CAPACITY |  | NUMBER OF COILS |  | END TYPE |  | MEAN COIL DIAMETER |  | HAZARD CLASS |  | CERTIFICATION/STANDARD | [49 empty] | Production Completed
STP_009 - Lot7 | Data Enrichment | SCV | ok | 2023-10-16 | 2023-10-18 |  | 1110873 | 1110873 | 1426633 | AU_QM_000401190 |  | ERSA | M | 1600 | 1426633GZPCLNT100 | EA |  | COIL SPRING: | COIL SPRING: | COIL SPRING: |  | COIL SPRING: |  |  | 1070664 @@ MESCO Inc | Y013Z-NFD012 | [10 empty] | MESCO Inc | Y013Z-NFD012 | [18 empty] | URL NOT FOUND | [9 empty] | CLEANSED | 39121529 Contactors |  |  | SPRING | HELICAL/COIL | TYPE |  | SIZE |  | WIRE SIZE |  | FREE LENGTH |  | MATERIAL |  | MATERIAL SPECIFICATION |  | LOAD CAPACITY |  | NUMBER OF COILS |  | END TYPE |  | MEAN COIL DIAMETER |  | HAZARD CLASS |  | CERTIFICATION/STANDARD | [49 empty] | Production Completed
STP_009 - Lot7 | Data Enrichment | SCV | ok | 2023-10-16 | 2023-10-18 |  | 1112758 | 1112758 |  |  |  | ERSA | M | 1600 | 1573864GZPCLNT100 | EA |  | CONTACTOR;CONTROL RELAY SWITCHING 4P | CONTACTOR; | CONTACTOR;ADDITIONAL FEATURES EN:CONTROL RELAY SWITCHING 4P,10/6A 110V 4NO DIN RAIL | CONTACTOR; |  |  |  | 1072013 @@ METAL MANUFACTURES PTY LTD | S&SCS8-40E-110VAC | [10 empty] | METAL MANUFACTURES PTY LTD |  | S&S | CS8-40E-110VAC | [16 empty] | https://www.sprecherschuh.com/content/dam/sprecher-schuh/ecatalog/g/CS8_ControlRelays.pdf | https://www.goelectrical.com.au/s-26-scs8-40e-110vac | [8 empty] | ENRICHED | 39122331 Control relay |  |  | RELAY | NO MODIFIER | TYPE | CONTACTOR CONTROL | COIL RATING | 110 VAC | CONTACT RATING | 240/415 VAC,10/6 A | CONTACT CONFIGURATION | 4NO | NUMBER OF POLES | 4 | CONTACT MATERIAL |  | TERMINAL TYPE |  | MOUNTING TYPE | DIN RAIL | SIZE | 44.9 WDX50 HTX49 DP MM | ENCLOSURE | IP2X | HAZARD CLASS |  | CERTIFICATION/STANDARD | [49 empty] | Production Completed
STP_009 - Lot7 | Data Enrichment | SCV | ok | 2023-10-16 | 2023-10-18 |  | 1134877 | 1134877 |  |  |  | ERSA | M | 5915 | 1418916GZPCLNT100 | EA |  | CONTACTOR,ELEC;24V AC,3P,1NC,11KW | CONTACTOR,ELEC;24V AC,3P,1NC,11KW | CONTACTOR,ELEC;MNFR: ,PTNO:24V AC,3P,1NC,11KW |  |  |  |  | 1069016 @@ SHERRIFF ELECTRICAL PTY LTD | 1418916 | [10 empty] | SHERRIFF ELECTRICAL PTY LTD | 1418916 | [18 empty] | URL NOT FOUND | [9 empty] | CLEANSED | 39121529 Contactors |  |  | CONTACTOR | ELECTRICAL | TYPE |  | LINE VOLTAGE |  | CURRENT RATING |  | COIL VOLTAGE | 24 VAC | NUMBER OF POLES | 3 | CONTACT ARRANGEMENT |  | POWER RATING | 11 KW | AUXILIARY CONTACT | 1NC | TERMINAL TYPE |  | MOUNTING TYPE |  | ENCLOSURE |  | HAZARD CLASS |  | CERTIFICATION/STANDARD | [47 empty] | Production Completed
STP_009 - Lot7 | Data Enrichment | SCV | ok | 2023-10-16 | 2023-10-18 |  | 1135108 | 1135108 | 1359050 | AU_QM_000154623 |  | ERSA | M | 1600 | 1359050GZPCLNT100 | EA |  | COIL SPRING TO SUIT FRONT DISCHARGE HANG | COIL SPRING TO SUIT FRONT DISCHARGE HANG | COIL SPRING: COIL SPRING TO SUIT FRONT DISCHARGE HANG ER ASSEMBLY |  | COIL SPRING:COIL SPRING TO SUIT FRONT DISCHARGE HANG |  |  | 1068907 @@ SYNTECHTRON PTY LTD | 1359050 | [10 empty] | SYNTECHTRON PTY LTD | 1359050 | [18 empty] | URL NOT FOUND | [9 empty] | CLEANSED | 39121529 Contactors | FOR FRONT DISCHARGE HANGER ASSEMBLY |  | SPRING | HELICAL/COIL | TYPE |  | SIZE |  | WIRE SIZE |  | FREE LENGTH |  | MATERIAL |  | MATERIAL SPECIFICATION |  | LOAD CAPACITY |  | NUMBER OF COILS |  | END TYPE |  | MEAN COIL DIAMETER |  | HAZARD CLASS |  | CERTIFICATION/STANDARD | [49 empty] | Production Completed
STP_009 - Lot7 | Data Enrichment | SCV | ok | 2023-10-16 | 2023-10-18 |  | 1136942 | 1136942 | 1451221 | AU_QM_001148857 |  | ERSA | M | 5100 | 1451221GZPCLNT100 | EA |  | CA6-180-E1-11,VAC 110 VOLT AC COIL; | CA6-180-E1-11,VAC 110 VOLT AC COIL; | CONTACTOR,MAGNETIC: CA6-180-E1-11,VAC 110 VOLT AC COIL; 1000 VOLT; |  | CONTACTOR,MAGNETIC: CA6-180-E1-11,VAC 110 VOLT AC COIL; |  |  | 1068181 @@ CNW (MOUNT ISA) ELECT WHOLESALER | NHPCA9205EI11120W | [10 empty] | CNW (MOUNT ISA) ELECT WHOLESALER | CA6-180-E1-11 | NHP | CA9205EI11120W | [16 empty] | https://www.nhp.com.au/-/media/Project/NHP/Sites/Shared/Brochures/Motor-Control-and-Drives/CA9-BR-001-EN.pdf | [9 empty] | ENRICHED | 39121529 Contactors |  |  | CONTACTOR | ELECTRICAL | TYPE |  | LINE VOLTAGE | 1000 VAC | CURRENT RATING | 860 A | COIL VOLTAGE | 100 TO 250 VAC/VDC | NUMBER OF POLES | 3 | CONTACT ARRANGEMENT |  | POWER RATING | 500 KW | AUXILIARY CONTACT | 1NO 1NC | TERMINAL TYPE |  | MOUNTING TYPE | PANEL | ENCLOSURE | IP00 | HAZARD CLASS |  | CERTIFICATION/STANDARD | IEC/EN60947-4-1: 2010 +A1:2012 | [46 empty] | Production Completed
STP_009 - Lot7 | Data Enrichment | SCV | ok | 2023-10-16 | 2023-10-18 |  | 1138691 | 1138691 | 1431279 | AU_QM_000710142 |  | ERSA | M | 1600 | 1431279GZPCLNT100 | EA |  | CENTERING (WILLISON COUPLING) | CENTERING (WILLISON COUPLING) | COIL SPRING: CENTERING (WILLISON COUPLING) ASTM GRADE.316 STAINLESS STEEL |  | COIL SPRING:CENTERING (WILLISON COUPLING) |  |  | 1068221 @@ BRADKEN RESOURCES PTY LIMITED | 1899 | 1068226 @@ BRADKEN RESOURCES PTY LIMITED | 1899 | 1068213 @@ MOLY-COP (COMMONWEALTH STEEL CO) | 1899 | 1068164 @@ BRADKEN RESOURCES PTY LIMITED | 1899 |  |  |  |  | BRADKEN RESOURCES PTY LIMITED | 1899 |  |  | MOLY-COP (COMMONWEALTH STEEL CO) | 1899 | [14 empty] | URL NOT FOUND |  |  | (WILLISON COUPLING) | [6 empty] | CLEANSED | 39121529 Contactors |  |  | SPRING | HELICAL/COIL | TYPE |  | SIZE |  | WIRE SIZE |  | FREE LENGTH |  | MATERIAL | STAINLESS STEEL 316 | MATERIAL SPECIFICATION | ASTM | LOAD CAPACITY |  | NUMBER OF COILS |  | END TYPE |  | MEAN COIL DIAMETER |  | HAZARD CLASS |  | CERTIFICATION/STANDARD | [49 empty] | Production Completed
STP_009 - Lot7 | Data Enrichment | SCV | ok | 2023-10-16 | 2023-10-18 |  | 1142752 | 1142752 | 1420826 | AU_QM_000267009 |  | ERSA | M | 5915 | 1420826GZPCLNT100 | EA |  | CONTACTOR,ELEC;110 VAC,NHPCA723M40 | CONTACTOR,ELEC;110 VAC,NHPCA723M40 | CONTACTOR,ELECTRICAL;COIL VOLTAGE:110 VAC,ADDITIONAL FEATURES EN:NHPCA723M40,MNFR:01)CNW,PTNO:01)1 BI10919 |  | CONTACTOR,ELEC;110 VAC,NHPCA723M40CONTACTOR,ELEC;110V AC,NHPCA723M40 |  |  | 1068181 @@ CNW (MOUNT ISA) ELECT WHOLESALER | 1420826 | [10 empty] | CNW (MOUNT ISA) ELECT WHOLESALER | 1420826 | NHP | CA723M40110VAC | [16 empty] | https://www.nhpnz.co.nz/Catalogs/NHP_NZ_Catalog/NHP_NZ_Catalog-Categories/NHP_NZ_Catalog-217586/NHP_NZ_Catalog-361/NHP_NZ_Catalog-362/NHP_NZ_Catalog-371/CA723M40110VAC | [9 empty] | ENRICHED | 39121529 Contactors |  |  | CONTACTOR | ELECTRICAL | TYPE |  | LINE VOLTAGE | 415 VAC | CURRENT RATING | 23 A | COIL VOLTAGE | 110 VAC | NUMBER OF POLES | 4 | CONTACT ARRANGEMENT | 4NO | POWER RATING | 11 KW | AUXILIARY CONTACT |  | TERMINAL TYPE |  | MOUNTING TYPE |  | ENCLOSURE | IP20 | HAZARD CLASS |  | CERTIFICATION/STANDARD | [47 empty] | Production Completed
STP_009 - Lot7 | Data Enrichment | SCV | ok | 2023-10-16 | 2023-10-18 |  | 1146754 | 1146754 |  |  |  | ERSA | M | 1600 | 1505652GZPCLNT100 | EA |  | CONTACTOR;S&SCA7-23-10/110VAC | CONTACTOR;S&SCA7-23-10/110VAC | CONTACTOR;ADDITIONAL FEATURES:S&SCA7-23-10/110VAC |  |  |  |  | 1072013 @@ METAL MANUFACTURES PTY LTD | S&SCA7-23-10/110VAC | [10 empty] | METAL MANUFACTURES PTY LTD |  | NHP | CA72310110VAC | S&S | [15 empty] | https://www.nhp.com.au/product/ca72310110vac | https://prdsccdnstorage.blob.core.windows.net/techdatasheets/CA72310110VAC-4285-datasheet.pdf?sv=2019-02-02&ss=b&srt=sco&sp=rwdlac&se=2050-02-24T14:36:22Z&st=2020-02-24T06:36:22Z&spr=https&sig=ZYSSzNvPIpdF2duj%2B0Q%2Fxscgj9MvyEATcIdm%2Bn6Urmc%3D | [8 empty] | ENRICHED | 39121529 Contactors |  |  | CONTACTOR | ELECTRICAL | TYPE |  | LINE VOLTAGE | 415 VAC | CURRENT RATING | 23 A | COIL VOLTAGE | 110 VAC | NUMBER OF POLES | 3 | CONTACT ARRANGEMENT | 3NO | POWER RATING | 11 KW | AUXILIARY CONTACT | 1NO | TERMINAL TYPE |  | MOUNTING TYPE | SIDE/TOP | ENCLOSURE | IP20 | HAZARD CLASS |  | CERTIFICATION/STANDARD | [47 empty] | Production Completed
STP_009 - Lot7 | Data Enrichment | SCV | ok | 2023-10-16 | 2023-10-18 |  | 1151183 | 1151183 | 1475897 | AU_QM_000234722 |  | ERSA | M | 5100 | 1475897GZPCLNT100 | EA |  | CONTACTOR;SPRECHER,S&SCA911611120WKIT | CONTACTOR;SPRECHER,S&SCA911611120WKIT |  |  | CONTACTOR:KIT CONTACTOR;55KW;3P;24-60V AC/DC COIL; |  |  | 1072013 @@ METAL MANUFACTURES PTY LTD | S&SCA911611120WKIT | [10 empty] | METAL MANUFACTURES PTY LTD |  | NHP | CA911611120W | S&S | [15 empty] | https://www.nhp.com.au/-/media/Project/NHP/Sites/Shared/Brochures/Motor-Control-and-Drives/CA9-BR-001-EN.pdf | [9 empty] | ENRICHED | 39121529 Contactors | KIT |  | CONTACTOR | ELECTRICAL | TYPE | ELECTRONIC CONTROLLED | LINE VOLTAGE | 400 VAC | CURRENT RATING | 116 A | COIL VOLTAGE | 100 TO 250 VAC/VDC | NUMBER OF POLES | 3 | CONTACT ARRANGEMENT |  | POWER RATING | 55 KW | AUXILIARY CONTACT | 1NO 1NC | TERMINAL TYPE |  | MOUNTING TYPE | PANEL | ENCLOSURE | IP00 | HAZARD CLASS |  | CERTIFICATION/STANDARD | IEC/EN60947-4-1: 2010 +A1:2012 | [46 empty] | Production Completed
STP_009 - Lot7 | Data Enrichment | SCV | ok | 2023-10-16 | 2023-10-18 |  | 1151184 | 1151184 | 1475896 | AU_QM_000234721 |  | ERSA | M | 5100 | 1475896GZPCLNT100 | EA |  | CONTACTOR;SPRECHER,S&SCA91161148WKIT | CONTACTOR;SPRECHER,S&SCA91161148WKIT |  |  | CONTACTOR:KIT CONTACTOR;55KW;3P;48-130V AC/DC COIL |  |  | 1072013 @@ METAL MANUFACTURES PTY LTD | S&SCA91161148WKIT | [10 empty] | METAL MANUFACTURES PTY LTD |  | NHP | CA91161148W | S&S | [15 empty] | https://www.nhp.com.au/-/media/Project/NHP/Sites/Shared/Brochures/Motor-Control-and-Drives/CA9-BR-001-EN.pdf | [9 empty] | ENRICHED | 39121529 Contactors |  |  | CONTACTOR | ELECTRICAL | TYPE | ELECTRONIC CONTROLLED | LINE VOLTAGE | 400 VAC | CURRENT RATING | 116 A | COIL VOLTAGE | 48 TO 130 VAC/VDC | NUMBER OF POLES | 3 | CONTACT ARRANGEMENT |  | POWER RATING | 55 KW | AUXILIARY CONTACT | 1NO 1NC | TERMINAL TYPE |  | MOUNTING TYPE | PANEL | ENCLOSURE | IP00 | HAZARD CLASS |  | CERTIFICATION/STANDARD | IEC/EN60947-4-1: 2010 +A1:2012 | [46 empty] | Production Completed
STP_009 - Lot7 | Data Enrichment | SCV | ok | 2023-10-16 | 2023-10-18 |  | 1153770 | 1153770 |  |  |  | ERSA | M | 1600 | 1508699GZPCLNT100 | EA |  | CONTACTOR,ELECTRICAL;AUXILIARY CONTACT,2 | CONTACTOR,ELECTRICAL;AUXILIARY CONTACT,2 | CONTACTOR,ELECTRICAL;ADDITIONAL FEATURES:AUXILIARY CONTACT,2 |  |  |  |  | 1068181 @@ CNW (MOUNT ISA) ELECT WHOLESALER | ABBCA422M | [10 empty] | CNW (MOUNT ISA) ELECT WHOLESALER |  | ABB | CA422M | [16 empty] | https://new.abb.com/products/1SBN010140R1122/ca4-22m | [9 empty] | ENRICHED | 39121522 Electrical contacts |  |  | CONTACT | AUXILIARY | TYPE |  | CONTACT CONFIGURATION | 2NO 2NC | VOLTAGE RATING | 690 VAC | CURRENT RATING | 2 A | MATERIAL |  | TERMINAL TYPE | SCREW | MOUNTING TYPE | FRONT | HAZARD CLASS |  | CERTIFICATION/STANDARD | IEC/EN 60947-5-1, UL 60947-5-1, CSA C22.2 No. 60947-5-1-14 | [54 empty] | Production Completed
STP_009 - Lot7 | Data Enrichment | SCV | ok | 2023-10-16 | 2023-10-18 |  | 1167558 | 1167558 | 1456430 | AU_QM_001282847 |  | ERSA | M | 5100 | 1456430GZPCLNT100 | EA |  | CONTACTOR,MAG;110 VDC | CONTACTOR,MAG;110 VDC | CONTACTOR,MAGNETIC;COIL RATING:110 VDC,MNFR:01)CNW,PTNO:01)NHPLTCS250P2CON110VDC |  | CONTACTOR,MAGNETIC: LTCS DC CONTACTOR;110VDC; |  |  | 1068181 @@ CNW (MOUNT ISA) ELECT WHOLESALER | NHPLTCS250P2CON110VDC | [10 empty] | CNW (MOUNT ISA) ELECT WHOLESALER |  | NHP | LTCS250P2CON110VDC | [16 empty] | https://www.nhp.com.au/Catalogs/NHP_AU_Catalog/NHP_AU_Catalog-Categories/NHP_AU_Catalog-217586/NHP_AU_Catalog-361/NHP_AU_Catalog-362/NHP_AU_Catalog-371/LTCS250P2CON110 | https://prdsccdnstorage.blob.core.windows.net/techdatasheets/LTCS250P2CON110-8496-datasheet.pdf?sv=2019-02-02&ss=b&srt=sco&sp=rwdlac&se=2050-02-24T14:36:22Z&st=2020-02-24T06:36:22Z&spr=https&sig=ZYSSzNvPIpdF2duj%2B0Q%2Fxscgj9MvyEATcIdm%2Bn6Urmc%3D | [8 empty] | ENRICHED | 39121529 Contactors |  |  | CONTACTOR | MAGNETIC | TYPE |  | VOLTAGE RATING | 750 V | CURRENT RATING | 250 A | NUMBER OF POLES | 2 | COIL RATING | 110 VDC | POWER RATING |  | AUXILIARY CONTACT | 2NO 2NC | TERMINAL TYPE |  | MOUNTING TYPE |  | ENCLOSURE |  | SIZE |  | HAZARD CLASS |  | CERTIFICATION/STANDARD | [47 empty] | Production Completed
STP_009 - Lot7 | Data Enrichment | SCV | ok | 2023-10-16 | 2023-10-18 |  | 1179688 | 1179688 |  |  |  | ERSA | M | 1600 | 1513415GZPCLNT100 | EA |  | CONTACTOR,ELEC;SIE3RT2015-1AK64-3MA0 | CONTACTOR ELEC; | CONTACTOR,ELECTRICAL;COIL VOLTAGE:SIE3RT2015-1AK64-3MA0 | CONTACTOR ELECTRICO; |  |  |  | 1068181 @@ CNW (MOUNT ISA) ELECT WHOLESALER | SIE3RT2015-1AK64-3MA0 | [10 empty] | CNW (MOUNT ISA) ELECT WHOLESALER |  | SIEMENS | 3RT2015-1AK64-3MA0 | [16 empty] | https://mall.industry.siemens.com/mall/en/en/Catalog/product?mlfb=3RT2015-1AK64-3MA0 | [9 empty] | ENRICHED | 39121529 Contactors |  |  | CONTACTOR | MAGNETIC | TYPE |  | VOLTAGE RATING | 400 VAC | CURRENT RATING | 7 A | NUMBER OF POLES | 3 | COIL RATING | 110 VAC,50/60 HZ | POWER RATING | 3 KW | AUXILIARY CONTACT | 2NO 2NC | TERMINAL TYPE | SCREW | MOUNTING TYPE | DIN RAIL | ENCLOSURE | IP20 | SIZE | 45 WDX58 HTX117 DP MM | HAZARD CLASS |  | CERTIFICATION/STANDARD | CSA,CCC,UL,EAC,CE | [46 empty] | Production Completed
STP_009 - Lot7 | Data Enrichment | SCV | ok | 2023-10-16 | 2023-10-18 |  | 1184328 | 1184328 |  |  |  | ERSA | M | 5810 | 1559552GZPCLNT100 | EA | 3000011 | CONTACTOR;TER,60502571,AUX,LADN22 | CONTACTOR;TER,60502571 | CONTACTOR;MNFR:TEREX,PTNO:60502571,ADDITIONAL FEATURES EN:AUX,LADN22 | CONTACTOR;MNFR:TEREX,PTNO:60502571 |  | TEREX | 60502571 | 1068354 @@ FINLAY SCREENING & CRUSHING | 60502571 | [10 empty] | TEREX | 60502571 |  |  | FINLAY SCREENING & CRUSHING | [15 empty] | URL NOT FOUND | [9 empty] | CLEANSED | 39121529 Contactors | C/W AUXILLARY BLOCK LADN22 |  | CONTACTOR | ELECTRICAL | TYPE |  | LINE VOLTAGE |  | CURRENT RATING |  | COIL VOLTAGE |  | NUMBER OF POLES |  | CONTACT ARRANGEMENT |  | POWER RATING |  | AUXILIARY CONTACT |  | TERMINAL TYPE |  | MOUNTING TYPE |  | ENCLOSURE |  | HAZARD CLASS |  | CERTIFICATION/STANDARD | [47 empty] | Production Completed
STP_009 - Lot7 | Data Enrichment | SCV | ok | 2023-10-16 | 2023-10-18 |  | 1188818 | 1188818 |  |  |  | ERSA | M | 1600 | 1576686GZPCLNT100 | EA |  | CONTACTOR;30KW 3P 110V AC COIL | CONTACTOR; | CONTACTOR;ADDITIONAL FEATURES EN:30KW 3P 110V AC COIL | CONTACTOR; |  |  |  | 1072013 @@ METAL MANUFACTURES PTY LTD | S&SCA7-55-00-110VAC | [10 empty] | METAL MANUFACTURES PTY LTD |  | S&S | CA7-55-00-110VAC | [16 empty] | https://prdsccdnstorage.blob.core.windows.net/techdatasheets/CA75500110VAC-203433-datasheet.pdf?sv=2019-02-02&ss=b&srt=sco&sp=rwdlac&se=2050-02-24T14:36:22Z&st=2020-02-24T06:36:22Z&spr=https&sig=ZYSSzNvPIpdF2duj%2B0Q%2Fxscgj9MvyEATcIdm%2Bn6Urmc%3D | [9 empty] | ENRICHED | 39121529 Contactors |  |  | CONTACTOR | ELECTRICAL | TYPE |  | LINE VOLTAGE | 415 VAC | CURRENT RATING | 55 A | COIL VOLTAGE | 110 VAC | NUMBER OF POLES | 3 | CONTACT ARRANGEMENT | 3NO | POWER RATING | 30 KW | AUXILIARY CONTACT |  | TERMINAL TYPE |  | MOUNTING TYPE | SIDE/TOP | ENCLOSURE | IP20 | HAZARD CLASS |  | CERTIFICATION/STANDARD | [47 empty] | Production Completed
STP_009 - Lot7 | Data Enrichment | SCV | ok | 2023-10-16 | 2023-10-18 |  | 1203758 | 1203758 |  |  |  | ERSA | M | 1600 | 270928MRM | EA |  | CONTACTOR,MAGNETIC:POWER CONTACTOR;AC-3; | CONTACTOR,MAGNETIC:POWER CONTACTOR;AC-3; | CONTACTOR,MAGNETIC:POWER CONTACTOR;AC-3;32 A;15 KW/400 V;2NO + 2 NC;24 V DC WITH PLUGGED-IN DIODECOMBINATION;3-POLE SIZE;SCREW TERMINAL CAPTIVE AUXILIARY SWITCH |  |  |  |  | 1071180 @@ MM ELECTRICAL MERCHANDISING | 3RT2027-1FB44-3MA0 | [10 empty] | MM ELECTRICAL MERCHANDISING |  | SIEMENS | 3RT2027-1FB44-3MA0 | [16 empty] | https://mall.industry.siemens.com/mall/en/us/Catalog/Product/3RT20271FB443MA0 | https://mall.industry.siemens.com/teddatasheet/?format=PDF&caller=Mall&mlfbs=3RT20271FB443MA0&language=en | [8 empty] | ENRICHED | 39121529 Contactors | C/W PLUGGED-IN DIODE COMBINATION,CAPTIVE AUXILIARY SWITCH |  | CONTACTOR | MAGNETIC | TYPE | POWER | VOLTAGE RATING | 400 VAC (AC3) | CURRENT RATING | 32 A | NUMBER OF POLES | 3 | COIL RATING | 24 VDC | POWER RATING | 15 KW | AUXILIARY CONTACT | 2NO 2NC | TERMINAL TYPE | SCREW | MOUNTING TYPE | DIN RAIL | ENCLOSURE | IP20 | SIZE | 45 WDX85 HTX151 DP MM | HAZARD CLASS |  | CERTIFICATION/STANDARD | CSA,CCC,UL,EAC | [46 empty] | Production Completed
STP_009 - Lot7 | Data Enrichment | SCV | ok | 2023-10-16 | 2023-10-18 |  | 1203760 | 1203760 |  |  |  | ERSA | M | 1600 | 270930MRM | EA |  | CONTACTOR,MAGNETIC:POWER CONTACTOR;AC-3 | CONTACTOR,MAGNETIC:POWER CONTACTOR;AC-3 | CONTACTOR,MAGNETIC:POWER CONTACTOR;AC-3 25 A;11 KW / 400 V;1 NO + 1 NC;24 V DC;3-POLE;SIZE S0 SCREWTERMINAL |  |  |  |  | 1071180 @@ MM ELECTRICAL MERCHANDISING | 3RT2026-1BB40 | [10 empty] | MM ELECTRICAL MERCHANDISING |  | SIEMENS | 3RT2026-1BB40 | [16 empty] | https://mall.industry.siemens.com/mall/en/ww/Catalog/Product/3RT2026-1BB40 | https://mall.industry.siemens.com/teddatasheet/?format=PDF&caller=Mall&mlfbs=3RT2026-1BB40&language=en | [8 empty] | ENRICHED | 39121529 Contactors |  |  | CONTACTOR | MAGNETIC | TYPE | POWER | VOLTAGE RATING | 400 VAC (AC3) | CURRENT RATING | 25 A | NUMBER OF POLES | 3 | COIL RATING | 24 VDC | POWER RATING | 11 KW | AUXILIARY CONTACT | 1NO 1NC | TERMINAL TYPE | SCREW | MOUNTING TYPE | DIN RAIL | ENCLOSURE | IP20 | SIZE | 45 WDX85 HTX107 DP MM | HAZARD CLASS |  | CERTIFICATION/STANDARD | CSA,CCC,UL,EAC | [46 empty] | Production Completed
STP_009 - Lot7 | Data Enrichment | SCV | ok | 2023-10-16 | 2023-10-18 |  | 1203762 | 1203762 |  |  |  | ERSA | M | 1600 | 270932MRM | EA |  | CONTACTOR,MAGNETIC:POWER CONTACTOR;AC-3 | CONTACTOR,MAGNETIC:POWER CONTACTOR;AC-3 | CONTACTOR,MAGNETIC:POWER CONTACTOR;AC-3 25 A;11 KW / 400 V;2 NO + 2 NC;24 V;DC 4-POLE;SIZE S0;SCREWTERMINALS 1 NO + 1 NC INTEGRATED |  |  |  |  | 1071180 @@ MM ELECTRICAL MERCHANDISING | 3RT2526-1BB40 | [10 empty] | MM ELECTRICAL MERCHANDISING |  | SIEMENS | 3RT2526-1BB40 | [16 empty] | https://mall.industry.siemens.com/mall/en/ww/Catalog/Product/?mlfb=3RT2526-1BB40 | https://mall.industry.siemens.com/teddatasheet/?format=PDF&caller=Mall&mlfbs=3RT2526-1BB40&language=en | [8 empty] | ENRICHED | 39121529 Contactors | SIZE S0 |  | CONTACTOR | MAGNETIC | TYPE | POWER | VOLTAGE RATING | 400 VAC (AC3) | CURRENT RATING | 25 A | NUMBER OF POLES | 4 | COIL RATING | 24 VDC | POWER RATING | 11 KW | AUXILIARY CONTACT | 1NO 1NC | TERMINAL TYPE | SCREW | MOUNTING TYPE | DIN RAIL | ENCLOSURE | IP20 | SIZE | 61 WDX85 HTX107 DP MM | HAZARD CLASS |  | CERTIFICATION/STANDARD | CSA,CCC,UL,EAC | [46 empty] | Production Completed
STP_009 - Lot7 | Data Enrichment | SCV | ok | 2023-10-16 | 2023-10-18 |  | 1203763 | 1203763 |  |  |  | ERSA | M | 1600 | 270933MRM | EA |  | CONTACTOR,MAGNETIC:POWER CONTACTOR;AC-3 | CONTACTOR,MAGNETIC:POWER CONTACTOR;AC-3 | CONTACTOR,MAGNETIC:POWER CONTACTOR;AC-3 7 A;3 KW;400 V;1 NC;24 V;DC 3-POLE;SIZE S00 SCREW TERMINAL |  |  |  |  | 1071180 @@ MM ELECTRICAL MERCHANDISING | 3RT2015-1BB42 | [10 empty] | MM ELECTRICAL MERCHANDISING |  | SIEMENS | 3RT2015-1BB42 | [16 empty] | https://mall.industry.siemens.com/mall/en/ww/Catalog/Product/3RT2015-1BB42 | https://mall.industry.siemens.com/teddatasheet/?format=PDF&caller=Mall&mlfbs=3RT2015-1BB42&language=en | [8 empty] | ENRICHED | 39121529 Contactors | SIZE S00 |  | CONTACTOR | MAGNETIC | TYPE | POWER | VOLTAGE RATING | 400 VAC (AC3) | CURRENT RATING | 7 A | NUMBER OF POLES | 3 | COIL RATING | 24 VDC | POWER RATING | 3 KW | AUXILIARY CONTACT | 1NC | TERMINAL TYPE | SCREW | MOUNTING TYPE | DIN RAIL | ENCLOSURE | IP20 | SIZE | 45 WDX58 HTX73 DP MM | HAZARD CLASS |  | CERTIFICATION/STANDARD | CSA,CCC,UL,EAC | [46 empty] | Production Completed
STP_009 - Lot7 | Data Enrichment | SCV | ok | 2023-10-16 | 2023-10-18 |  | 1203765 | 1203765 |  |  |  | ERSA | M | 1600 | 270936MRM | EA |  | CONTACTOR,MAGNETIC:POWER CONTACTOR;AC-3 | CONTACTOR,MAGNETIC:POWER CONTACTOR;AC-3 | CONTACTOR,MAGNETIC:POWER CONTACTOR;AC-3 9 A;4 KW;400 V;2 NO+ 2 NC;24 V;DC 4-POLE;SIZE S00 SCREW TERMINALS |  |  |  |  | 1071180 @@ MM ELECTRICAL MERCHANDISING | 3RT2516-1BB40 | [10 empty] | MM ELECTRICAL MERCHANDISING |  | SIEMENS | 3RT2516-1BB40 | [16 empty] | https://mall.industry.siemens.com/mall/en/ww/Catalog/Product/3RT2516-1BB40 | https://mall.industry.siemens.com/teddatasheet/?format=PDF&caller=Mall&mlfbs=3RT2516-1BB40&language=en | [8 empty] | ENRICHED | 39121529 Contactors | SIZE S00 |  | CONTACTOR | MAGNETIC | TYPE | POWER | VOLTAGE RATING | 400 VAC (AC3) | CURRENT RATING | 9 A | NUMBER OF POLES | 4 | COIL RATING | 24 VDC | POWER RATING | 4 KW | AUXILIARY CONTACT | 2NO 2NC | TERMINAL TYPE | SCREW | MOUNTING TYPE | DIN RAIL | ENCLOSURE | IP20 | SIZE | 45 WDX57.5 HTX73 DP MM | HAZARD CLASS |  | CERTIFICATION/STANDARD | CSA,CCC,UL,EAC | [46 empty] | Production Completed
STP_009 - Lot7 | Data Enrichment | SCV | ok | 2023-10-16 | 2023-10-18 | Conflict in Description,Processed Based on Websource | 1203772 | 1203772 |  |  |  | ERSA | M | 1600 | 270944MRM | EA |  | CONTACTOR,MAGNETIC:AUXILIARY CONTACT BLO | CONTACTOR,MAGNETIC:AUXILIARY CONTACT BLO | CONTACTOR,MAGNETIC:AUXILIARY CONTACT BLOCK;690V;TESYS DECA;1NO + 1NC;FRONT MOUNTING;SCREW CLAMP TERMINALS |  |  |  |  | 1071180 @@ MM ELECTRICAL MERCHANDISING | LADN11 | [10 empty] | MM ELECTRICAL MERCHANDISING |  | SCHNEIDER INC | LADN11 | [16 empty] | https://www.se.com/in/en/product/LADN11/auxiliary-contact-block-tesys-d-1no-+-1nc-front-mounting-screw-clamp-terminals/ | [9 empty] | ENRICHED | 39121522 Electrical contacts | RANGE:TECYS DECA,FOR CONTACTOR MAGNETIC |  | CONTACT | AUXILIARY | TYPE |  | CONTACT CONFIGURATION | 1NO 1NC | VOLTAGE RATING | 690 VAC | CURRENT RATING | 10 A | MATERIAL |  | TERMINAL TYPE | SCREW CLAMP | MOUNTING TYPE | CLIP ON FRONT | HAZARD CLASS |  | CERTIFICATION/STANDARD | EN/IEC 60947-5-1,UL 60947-5-1,CSA C22.2 No 60947-5-1,GB/T 14048.5 | [54 empty] | Production Completed
STP_009 - Lot7 | Data Enrichment | SCV | ok | 2023-10-16 | 2023-10-18 | Conflict in Description,Processed Based on Websource | 1203773 | 1203773 |  |  |  | ERSA | M | 1600 | 270945MRM | EA |  | CONTACTOR,MAGNETIC:AUXILIARY CONTACT BLO | CONTACTOR,MAGNETIC:AUXILIARY CONTACT BLO | CONTACTOR,MAGNETIC:AUXILIARY CONTACT BLOCK, 690V, TESYS DECA, 2NO, FRONT MOUNTING, SCREW CLAMP TERMINALS |  |  |  |  | 1071180 @@ MM ELECTRICAL MERCHANDISING | TEELAD-N20 | [10 empty] | MM ELECTRICAL MERCHANDISING |  | SCHNEIDER INC | TEELAD-N20 | [16 empty] | https://www.goelectrical.com.au/teelad-n20 | [9 empty] | ENRICHED | 39121522 Electrical contacts | RANGE:TECYS DECA,FOR CONTACTOR MAGNETIC |  | CONTACT | AUXILIARY | TYPE |  | CONTACT CONFIGURATION | 2NO | VOLTAGE RATING | 690 VAC | CURRENT RATING | 10 A | MATERIAL |  | TERMINAL TYPE | SCREW CLAMP | MOUNTING TYPE | CLIP ON FRONT | HAZARD CLASS |  | CERTIFICATION/STANDARD | UL 60947-5-1,CSA C22.2 No 60947-5-1,GB/T 14048.5,EN 50012 | [54 empty] | Production Completed
STP_009 - Lot7 | Data Enrichment | SCV | ok | 2023-10-16 | 2023-10-18 |  | 1206471 | 1206471 |  |  |  | ERSA | M | 1600 | 333556MRM | EA |  | CONTACTOR,MAGNETIC:240VAC COIL;450 AMP;2 | CONTACTOR,MAGNETIC:240VAC COIL;450 AMP;2 | CONTACTOR,MAGNETIC:240VAC COIL;450 AMP;255KW;3P;2 N/O 2 N/COPEN TYPE;AS3497 415V AC2 AC3 RATED; |  |  |  |  | 1079056 @@ CNW (NT) ELECTRICAL WHOLESALERS | PN1206471 | [10 empty] | CNW (NT) ELECTRICAL WHOLESALERS | PN1206471 | [18 empty] | URL NOT FOUND | [9 empty] | CLEANSED | 39121529 Contactors | UTILIZATION CATEGORY:AC2,AC3 |  | CONTACTOR | MAGNETIC | TYPE |  | VOLTAGE RATING |  | CURRENT RATING | 450 A | NUMBER OF POLES | 3 | COIL RATING | 240 VAC | POWER RATING | 255 KW | AUXILIARY CONTACT | 2NO 2NC | TERMINAL TYPE |  | MOUNTING TYPE |  | ENCLOSURE | OPEN | SIZE |  | HAZARD CLASS |  | CERTIFICATION/STANDARD | AS3497 | [46 empty] | Production Completed
STP_009 - Lot7 | Data Enrichment | SCV | ok | 2023-10-16 | 2023-10-18 |  | 1208188 | 1208188 |  |  |  | ERSA | M | 4090 | 339461MRM | EA |  | COIL SPRING:COMPRESSION;INNER;390MM FL; | COIL SPRING:COMPRESSION;INNER;390MM FL; | COIL SPRING:COMPRESSION;INNER;390MM FL; DISCHARGE END;GALV STEEL; ALLIS VIBRATING SCREEN |  |  |  |  | 1068104 @@ METSO OUTOTEC AUSTRALIA LIMITED | PN1208188 | [10 empty] | METSO OUTOTEC AUSTRALIA LIMITED | PN1208188 | [18 empty] | URL NOT FOUND | [9 empty] | CLEANSED | 39121529 Contactors | ALLIS VIBRATING SCREEN,FEED & DISCHARGE END |  | SPRING | COMPRESSION | TYPE | INNER | OUTSIDE DIAMETER |  | WIRE SIZE |  | FREE LENGTH | 390 MM | LOAD CAPACITY |  | MATERIAL | STEEL GALVANIZED | MATERIAL SPECIFICATION |  | NUMBER OF COILS |  | HAZARD CLASS |  | CERTIFICATION/STANDARD | [53 empty] | Production Completed
STP_009 - Lot7 | Data Enrichment | SCV | ok | 2023-10-16 | 2023-10-18 |  | 1208189 | 1208189 |  |  |  | ERSA | M | 4090 | 339466MRM | EA |  | COIL SPRING:COMPRESSION;OUTER;470MM FL; | COIL SPRING:COMPRESSION;OUTER;470MM FL; | COIL SPRING:COMPRESSION;OUTER;470MM FL; FEED <(>&<)> DISCHARGE END;GALV STEEL; ALLIS VIBRATING SCREEN |  |  |  |  | 1068104 @@ METSO OUTOTEC AUSTRALIA LIMITED | PN1208189 | [10 empty] | METSO OUTOTEC AUSTRALIA LIMITED | PN1208189 | [18 empty] | URL NOT FOUND | [9 empty] | CLEANSED | 39121529 Contactors | ALLIS VIBRATING SCREEN,FEED & DISCHARGE END |  | SPRING | COMPRESSION | TYPE | OUTER | OUTSIDE DIAMETER |  | WIRE SIZE |  | FREE LENGTH | 470 MM | LOAD CAPACITY |  | MATERIAL | STEEL GALVANIZED | MATERIAL SPECIFICATION |  | NUMBER OF COILS |  | HAZARD CLASS |  | CERTIFICATION/STANDARD | [53 empty] | Production Completed
STP_009 - Lot7 | Data Enrichment | SCV | ok | 2023-10-16 | 2023-10-18 |  | 1209743 | 1209743 |  |  |  | ERSA | M | 1600 | 134363MRM | EA |  | CONTACTOR,MAGNETIC:CONTACTOR 400KW 240VA | CONTACTOR,MAGNETIC:CONTACTOR 400KW 240VA | CONTACTOR,MAGNETIC:CONTACTOR 400KW 240VAC; |  |  |  |  | 1078852 @@ SCHNEIDER ELECTRIC (AUS) PTY LTD | LC1F630U7 | [12 empty] | SCHNEIDER INC | LC1F630U7 | [16 empty] | https://docs.rs-online.com/4a96/0900766b8137a3e0.pdf | [9 empty] | ENRICHED | 39121529 Contactors |  |  | CONTACTOR | MAGNETIC | TYPE |  | VOLTAGE RATING | 440 VAC | CURRENT RATING | 630 A | NUMBER OF POLES | 3 | COIL RATING | 240 VAC | POWER RATING | 400 KW | AUXILIARY CONTACT |  | TERMINAL TYPE | SCREW CLAMP | MOUNTING TYPE | PLATE | ENCLOSURE | IP20 | SIZE | 309 WDX255 HTX304 DP MM | HAZARD CLASS |  | CERTIFICATION/STANDARD | EN 60947-1,EN 60947-4-1,IEC 60947-1,IEC 60947-4-1,JEM 1038 | [46 empty] | Production Completed
STP_009 - Lot7 | Data Enrichment | SCV | ok | 2023-10-16 | 2023-10-18 |  | 1210500 | 1210500 |  |  |  | ERSA | M | 1600 | 1198423MRM | EA |  | CONTACTOR,MAGNETIC:11KW 240V 3P 50/60Hz; | CONTACTOR,MAGNETIC:11KW 240V 3P 50/60Hz; | CONTACTOR,MAGNETIC:11KW 240V 3P 50/60Hz; 1NO/1NC CONTACTS; |  |  |  |  | 1079056 @@ CNW (NT) ELECTRICAL WHOLESALERS | PN1210500 | [10 empty] | CNW (NT) ELECTRICAL WHOLESALERS | PN1210500 | [18 empty] | URL NOT FOUND | [9 empty] | CLEANSED | 39121529 Contactors |  |  | CONTACTOR | MAGNETIC | TYPE |  | VOLTAGE RATING |  | CURRENT RATING |  | NUMBER OF POLES | 3 | COIL RATING | 240 VAC,50/60 HZ | POWER RATING | 11 KW | AUXILIARY CONTACT | 1NO 1NC | TERMINAL TYPE |  | MOUNTING TYPE |  | ENCLOSURE |  | SIZE |  | HAZARD CLASS |  | CERTIFICATION/STANDARD | [47 empty] | Production Completed
STP_009 - Lot7 | Data Enrichment | SCV | ok | 2023-10-16 | 2023-10-18 |  | 1212740 | 1212740 |  |  |  | ERSA | M | 1600 | 137402MRM | EA |  | CONTACTOR,MAGNETIC:CONT 220KW 3 POLE 240 | CONTACTOR,MAGNETIC:CONT 220KW 3 POLE 240 | CONTACTOR,MAGNETIC:CONT 220KW 3 POLE 240VAC;SEC CRUSHING SWITCHROOM; |  |  |  |  | 1069483 @@ INTERGRATED SWITCHGEAR & SYSTEMS | PN1212740 | [10 empty] | INTERGRATED SWITCHGEAR & SYSTEMS | PN1212740 | [18 empty] | URL NOT FOUND | [9 empty] | CLEANSED | 39121529 Contactors | SEC CRUSHING SWITCHROOM |  | CONTACTOR | MAGNETIC | TYPE |  | VOLTAGE RATING |  | CURRENT RATING |  | NUMBER OF POLES | 3 | COIL RATING | 240 VAC | POWER RATING | 220 KW | AUXILIARY CONTACT | 1NO 1NC | TERMINAL TYPE |  | MOUNTING TYPE |  | ENCLOSURE |  | SIZE |  | HAZARD CLASS |  | CERTIFICATION/STANDARD | [47 empty] | Production Completed
STP_009 - Lot7 | Data Enrichment | SCV | ok | 2023-10-16 | 2023-10-18 |  | 1217891 | 1217891 |  |  |  | ERSA | M | 1600 | 270253MRM | EA |  | CONTACTOR:AUX;SIDE;1NO/1NC | CONTACTOR:AUX;SIDE;1NO/1NC | CONTACTOR:AUX;SIDE;1NO/1NC |  |  |  |  | 1078784 @@ ELECTRICAL SUPPLY SOLUTIONS | CAL511 | [10 empty] | ELECTRICAL SUPPLY SOLUTIONS |  | ABB | CAL511 | [16 empty] | https://new.abb.com/products/1SBN010020R1011/cal5-11 | [9 empty] | ENRICHED | 39121522 Electrical contacts | FOR CONTACTOR |  | CONTACT | AUXILIARY | TYPE |  | CONTACT CONFIGURATION | 1NO 1NC | VOLTAGE RATING | 690 VAC | CURRENT RATING | 2 A | MATERIAL |  | TERMINAL TYPE | SCREW | MOUNTING TYPE | SIDE | HAZARD CLASS |  | CERTIFICATION/STANDARD | UL/CSA,IEC | [54 empty] | Production Completed