## Sheet1
Project | Activities | Production User | Production Comments | Start Date | End Date | Remarks | Griha ID | MATNR | SAP MATERIAL NUMBER | ELLIPSE | LVORM | MTART | MBRSH | MATKL | BISMT | MEINS | MFRNR | MAKTX_EN | MAKTX_ES | TEXT_EN | TEXT_ES | ENRICHED DATA | Manufacturer Name | P/N | Manufacturer Name 1 | P/N 1 | Manufacturer Name 2 | P/N 2 | Manufacturer Name 3 | P/N 3 | Manufacturer Name 4 | P/N 4 | Manufacturer Name 5 | P/N 5 | Manufacturer Name 6 | P/N 6 | Input MNFR | Input PTNO | Verified MNFR from web | Verified MPN from Web | MNFR 1 | PTNO 1 | MNFR 2 | PTNO 2 | MNFR 3 | PTNO 3 | MNFR 4 | PTNO 4 | MNFR 5 | PTNO 5 | MNFR 6 | PTNO 6 | Vendor NAME | Vendor Part Number | Vendor NAME1 | Vendor Part Number1 | Reference URL | Reference URL1 | Item Number | Equipment Type | Equipment Manufacturer | Equipment Model | Equipment Serial | DWG | DRAWING VERSION | POS/TAG | Enriched/Cleansed | UNSPSC Ver.23.07 | ADDITIONAL FEATURES FROM INPUT | Additional Features from WEBSOURCE | Noun | Modifier | Attribute Name 1 | Attribute Value 1 | Attribute Name 2 | Attribute Value 2 | Attribute Name 3 | Attribute Value 3 | Attribute Name 4 | Attribute Value 4 | Attribute Name 5 | Attribute Value 5 | Attribute Name 6 | Attribute Value 6 | Attribute Name 7 | Attribute Value 7 | Attribute Name 8 | Attribute Value 8 | Attribute Name 9 | Attribute Value 9 | Attribute Name 10 | Attribute Value 10 | Attribute Name 11 | Attribute Value 11 | Attribute Name 12 | Attribute Value 12 | Attribute Name 13 | Attribute Value 13 | Attribute Name 14 | Attribute Value 14 | Attribute Name 15 | Attribute Value 15 | Attribute Name 16 | Attribute Value 16 | Attribute Name 17 | Attribute Value 17 | Attribute Name 18 | Attribute Value 18 | Attribute Name 19 | Attribute Value 19 | Attribute Name 20 | Attribute Value 20 | Attribute Name 21 | Attribute Value 21 | Attribute Name 22 | Attribute Value 22 | Attribute Name 23 | Attribute Value 23 | Attribute Name 24 | Attribute Value 24 | Attribute Name 25 | Attribute Value 25 | Attribute Name 26 | Attribute Value 26 | Attribute Name 27 | Attribute Value 27 | Attribute Name 28 | Attribute Value 28 | Attribute Name 29 | Attribute Value 29 | Attribute Name 30 | Attribute Value 30 | Attribute Name 31 | Attribute Value 31 | Attribute Name 32 | Attribute Value 32 | Attribute Name 33 | Attribute Value 33 | Attribute Name 34 | Attribute Value 34 | Attribute Name 35 | Attribute Value 35 | Attribute Name 36 | Attribute Value 36 | Status
STP_009 - Lot7 | Data Enrichment | NGB | ok | 2023-10-16 | 2023-10-19 |  | 1092178 | 1092178 | 1379784 | AU_QM_000219232 |  | ERSA | M | 5910 | 1379784GZPCLNT100 | EA | 3000001 | CLAMP;EPI,5535 7388 00 | CLAMP;EPI,5535 7388 00 | CLAMP;MNFR:EPIROC,PTNO:5535 7388 00 |  | CLAMP;EPI,5535 7388 00CLAMP;EPI,5535 7388 00 | EPIROC | 5535 7388 00 | [14 empty] | EPIROC | 5535 7388 00 | [16 empty] | https://www.aircompressorstrade.com/ultimate-genuine-atlas-copco-spare-part-catalog-section-36/ | [9 empty] | Cleansed | 31162900 Clamps |  |  | CLAMP | NO MODIFIER | TYPE |  | CAPACITY |  | SIZE |  | MATERIAL |  | CLAMPING PRESSURE |  | HAZARD CLASS |  | CERTIFICATION/STANDARD | [59 empty] | Production Completed
STP_009 - Lot7 | Data Enrichment | NGB | ok | 2023-10-16 | 2023-10-19 |  | 1092145 | 1092145 | 1380912 | AU_QM_000220474 |  | ERSA | M | 5910 | 1380912GZPCLNT100 | EA | 3000001 | CLAMP;EPI,5535 9579 00 | CLAMP;EPI,5535 9579 00 | CLAMP;MNFR:EPIROC,PTNO:5535 9579 00 |  | CLAMP;EPI,5535 9579 00CLAMP;EPI,5535 9579 00 | EPIROC | 5535 9579 00 | [14 empty] | EPIROC | 5535 9579 00 | [16 empty] | https://www.aircompressorstrade.com/ultimate-genuine-atlas-copco-spare-part-catalog-section-36/ | [9 empty] | Cleansed | 31162906 Hose or pipe clamps |  |  | CLAMP | HOSE | TYPE |  | HOSE SIZE |  | WIDTH |  | LOAD CAPACITY |  | MOUNTING SIZE |  | MATERIAL |  | MATERIAL SPECIFICATION |  | COATING/FINISH |  | PRESSURE RATING |  | TEMPERATURE RATING |  | FASTENING DEVICE TYPE |  | HAZARD CLASS |  | CERTIFICATION/STANDARD | [47 empty] | Production Completed
STP_009 - Lot7 | Data Enrichment | NGB | ok | 2023-10-16 | 2023-10-19 |  | 1092135 | 1092135 | 1381026 | AU_QM_000220599 |  | ERSA | M | 5910 | 1381026GZPCLNT100 | EA | 3000001 | CLAMP;EPI,5536 3858 00 | CLAMP;EPI,5536 3858 00 | CLAMP;MNFR:EPIROC,PTNO:5536 3858 00 |  | CLAMP;EPI,5536 3858 00CLAMP;EPI,5536 3858 00 | EPIROC | 5536 3858 00 | [14 empty] | EPIROC | 5536 3858 00 | [16 empty] | https://www.aircompressorstrade.com/ultimate-genuine-atlas-copco-spare-part-catalog-section-36/ | [9 empty] | Enriched | 31162906 Hose or pipe clamps |  |  | CLAMP | HOSE | TYPE |  | HOSE SIZE |  | WIDTH |  | LOAD CAPACITY |  | MOUNTING SIZE |  | MATERIAL |  | MATERIAL SPECIFICATION |  | COATING/FINISH |  | PRESSURE RATING |  | TEMPERATURE RATING |  | FASTENING DEVICE TYPE | WORM GEAR | HAZARD CLASS |  | CERTIFICATION/STANDARD | [47 empty] | Production Completed
STP_009 - Lot7 | Data Enrichment | NGB | ok | 2023-10-16 | 2023-10-19 |  | 1092215 | 1092215 | 1378712 | AU_QM_000218053 |  | ERSA | M | 5910 | 1378712GZPCLNT100 | EA | 3000001 | CLAMP;EPI,5541 2564 00 | CLAMP;EPI,5541 2564 00 | CLAMP;MNFR:EPIROC,PTNO:5541 2564 00 |  | CLAMP;EPI,5541 2564 00CLAMP;EPI,5541 2564 00 | EPIROC | 5541 2564 00 | [14 empty] | EPIROC | 5541256400 | [16 empty] | https://shanghaisanto.com/epiroc-loaders-trucks-8/ | [9 empty] | Cleansed | 31162900 Clamps |  |  | CLAMP | NO MODIFIER | TYPE |  | CAPACITY |  | SIZE |  | MATERIAL |  | CLAMPING PRESSURE |  | HAZARD CLASS |  | CERTIFICATION/STANDARD | [59 empty] | Production Completed
STP_009 - Lot7 | Data Enrichment | NGB | ok | 2023-10-16 | 2023-10-19 |  | 1092175 | 1092175 | 1379849 | AU_QM_000219305 |  | ERSA | M | 5910 | 1379849GZPCLNT100 | EA | 3000001 | CLAMP;EPI,5590 0149 47 | CLAMP;EPI,5590 0149 47 | CLAMP;MNFR:EPIROC,PTNO:5590 0149 47 |  | CLAMP;EPI,5590 0149 47CLAMP;EPI,5590 0149 47 | EPIROC | 5590 0149 47 | [14 empty] | EPIROC | 5590 0149 47 | [16 empty] | https://www.aircompressorstrade.com/epiroc-5590009989-tools-to-bend-0560500300-parts-catalog-china-supplier/ | [9 empty] | Cleansed | 31162906 Hose or pipe clamps |  |  | CLAMP | PIPE | TYPE |  | TUBE SIZE |  | LOAD CAPACITY |  | MOUNTING SIZE |  | MATERIAL |  | MATERIAL SPECIFICATION |  | COATING/FINISH |  | PRESSURE RATING |  | TEMPERATURE RATING |  | MOUNTING TYPE |  | CERTIFICATION/STANDARD | [51 empty] | Production Completed
STP_009 - Lot7 | Data Enrichment | NGB | ok | 2023-10-16 | 2023-10-19 |  | 1092134 | 1092134 | 1381032 | AU_QM_000220605 |  | ERSA | M | 5910 | 1381032GZPCLNT100 | EA | 3000001 | CLAMP;EPI,5590 0160 55 | CLAMP;EPI,5590 0160 55 | CLAMP;MNFR:EPIROC,PTNO:5590 0160 55 |  | CLAMP;EPI,5590 0160 55CLAMP;EPI,5590 0160 55 | EPIROC | 5590 0160 55 | [14 empty] | EPIROC | 5590 0160 55 | [16 empty] | https://www.aircompressorstrade.com/epiroc-5590009989-tools-to-bend-0560500300-parts-catalog-china-supplier/ | [9 empty] | Cleansed | 31162900 Clamps |  |  | CLAMP | NO MODIFIER | TYPE |  | CAPACITY |  | SIZE |  | MATERIAL |  | CLAMPING PRESSURE |  | HAZARD CLASS |  | CERTIFICATION/STANDARD | [59 empty] | Production Completed
STP_009 - Lot7 | Data Enrichment | NGB | ok | 2023-10-16 | 2023-10-19 |  | 1092133 | 1092133 | 1381049 | AU_QM_000220625 |  | ERSA | M | 5910 | 1381049GZPCLNT100 | EA | 3000001 | CLAMP;EPI,5590 0160 56 | CLAMP;EPI,5590 0160 56 | CLAMP;MNFR:EPIROC,PTNO:5590 0160 56 |  | CLAMP;EPI,5590 0160 56CLAMP;EPI,5590 0160 56 | EPIROC | 5590 0160 56 | [14 empty] | EPIROC | 5590 0160 56 | [16 empty] | https://css.cobiro.com/dk/s/?q=pipe%20bracket%20clamp | [9 empty] | Cleansed | 31162900 Clamps |  |  | CLAMP | NO MODIFIER | TYPE |  | CAPACITY |  | SIZE |  | MATERIAL |  | CLAMPING PRESSURE |  | HAZARD CLASS |  | CERTIFICATION/STANDARD | [59 empty] | Production Completed
STP_009 - Lot7 | Data Enrichment | NGB | ok | 2023-10-16 | 2023-10-19 |  | 1092226 | 1092226 | 1378419 | AU_QM_000217733 |  | ERSA | M | 5910 | 1378419GZPCLNT100 | EA | 3000001 | CLAMP;EPI,9106 0142 88 | CLAMP;EPI,9106 0142 88 | CLAMP;MNFR:EPIROC,PTNO:9106 0142 88 |  | CLAMP;EPI,9106 0142 88CLAMP;EPI,9106 0142 88 | EPIROC | 9106 0142 88 | [14 empty] | EPIROC | 9106 0142 88 | [16 empty] | https://www.aircompressorstrade.com/atlas-copco-epiroc-regular-spare-parts-list-china-reliable-dealer/ | [9 empty] | Cleansed | 31162900 Clamps |  |  | CLAMP | NO MODIFIER | TYPE |  | CAPACITY |  | SIZE |  | MATERIAL |  | CLAMPING PRESSURE |  | HAZARD CLASS |  | CERTIFICATION/STANDARD | [59 empty] | Production Completed
STP_009 - Lot7 | Data Enrichment | NGB | ok | 2023-10-16 | 2023-10-19 |  | 1092293 | 1092293 | 1376406 | AU_QM_000215515 |  | ERSA | M | 5910 | 1376406GZPCLNT100 | EA | 3000001 | CLAMP;EPI,9106 1579 87 | CLAMP;EPI,9106 1579 87 | CLAMP;MNFR:EPIROC,PTNO:9106 1579 87 |  | CLAMP;EPI,9106 1579 87CLAMP;EPI,9106 1579 87 | EPIROC | 9106 1579 87 | [14 empty] | EPIROC | 9106 1579 87 | [16 empty] | https://www.aircompressorstrade.com/atlas-copco-epiroc-boomer-t1d-spare-parts-catalogue-5/ | [9 empty] | Enriched | 31162900 Clamps |  |  | CLAMP | NO MODIFIER | TYPE |  | CAPACITY |  | SIZE | 4 TO 5 MM | MATERIAL |  | CLAMPING PRESSURE |  | HAZARD CLASS |  | CERTIFICATION/STANDARD | [59 empty] | Production Completed
STP_009 - Lot7 | Data Enrichment | NGB | ok | 2023-10-16 | 2023-10-19 |  | 1092227 | 1092227 | 1378407 | AU_QM_000217720 |  | ERSA | M | 5910 | 1378407GZPCLNT100 | EA | 3000001 | CLAMP;EPI,9106 1938 74 | CLAMP;EPI,9106 1938 74 | CLAMP;MNFR:EPIROC,PTNO:9106 1938 74 |  | CLAMP;EPI,9106 1938 74CLAMP;EPI,9106 1938 74 | EPIROC | 9106 1938 74 | [14 empty] | EPIROC | 9106 1938 74 | [16 empty] | https://www.aircompressorstrade.com/9106185676-atlas-copco-epiroc-boltec-lc-spare-parts-catalog/ | [9 empty] | Cleansed | 31162900 Clamps |  |  | CLAMP | NO MODIFIER | TYPE |  | CAPACITY |  | SIZE |  | MATERIAL |  | CLAMPING PRESSURE |  | HAZARD CLASS |  | CERTIFICATION/STANDARD | [59 empty] | Production Completed
STP_009 - Lot7 | Data Enrichment | NGB | ok | 2023-10-16 | 2023-10-19 |  | 1092281 | 1092281 | 1376600 | AU_QM_000215730 |  | ERSA | M | 5910 | 1376600GZPCLNT100 | EA | 3000001 | CLAMP;EPI,9106 1940 61 | CLAMP;EPI,9106 1940 61 | CLAMP;MNFR:EPIROC,PTNO:9106 1940 61 |  | CLAMP;EPI,9106 1940 61CLAMP;EPI,9106 1940 61 | EPIROC | 9106 1940 61 | [14 empty] | EPIROC | 9106 1940 61 | [16 empty] | https://gzbosenjx.en.made-in-china.com/product/hJiUtTLljmcu/China-Epiroc-BS-Atlas-Copco-BS-Sandvil-BS-for-Gold-Mining-Chine-Briquette-Machine-Stone-Crusher-Price-Mining-Machine-Caterpillarbs-Triple-Pump-2310016228.html | [9 empty] | Cleansed | 31162900 Clamps |  |  | CLAMP | NO MODIFIER | TYPE |  | CAPACITY |  | SIZE |  | MATERIAL |  | CLAMPING PRESSURE |  | HAZARD CLASS |  | CERTIFICATION/STANDARD | [59 empty] | Production Completed
STP_009 - Lot7 | Data Enrichment | NGB | ok | 2023-10-16 | 2023-10-19 |  | 1092303 | 1092303 | 1376208 | AU_QM_000215297 |  | ERSA | M | 5910 | 1376208GZPCLNT100 | EA | 3000001 | CLAMP;EPI,9111 0003 09 | CLAMP;EPI,9111 0003 09 | CLAMP;MNFR:EPIROC,PTNO:9111 0003 09 |  | CLAMP;EPI,9111 0003 09CLAMP;EPI,9111 0003 09 | EPIROC | 9111 0003 09 | [14 empty] | EPIROC | 9111 0003 09 | [16 empty] | https://www.aircompressorstrade.com/atlas-copco-epiroc-popular-spare-parts-list-china-reliable-supplier/ | [9 empty] | Cleansed | 31162900 Clamps |  |  | CLAMP | NO MODIFIER | TYPE |  | CAPACITY |  | SIZE |  | MATERIAL |  | CLAMPING PRESSURE |  | HAZARD CLASS |  | CERTIFICATION/STANDARD | [59 empty] | Production Completed
STP_009 - Lot7 | Data Enrichment | NGB | ok | 2023-10-16 | 2023-10-19 |  | 1091670 | 1091670 | 1393712 | AU_QM_000237201 |  | ERSA | M | 5910 | 1393712GZPCLNT100 | EA | 3000011 | CLAMP;TER,PP0722700 | CLAMP;TER,PP0722700 | CLAMP;MNFR:TEREX,PTNO:PP0722700 |  | OEM-E-LISTCLAMP;TER,PP0722700 | TEREX | PP0722700 | [12 empty] | TEREX | PP0722700 | [18 empty] | URL Not Found | [9 empty] | Cleansed | 31162900 Clamps |  |  | CLAMP | NO MODIFIER | TYPE |  | CAPACITY |  | SIZE |  | MATERIAL |  | CLAMPING PRESSURE |  | HAZARD CLASS |  | CERTIFICATION/STANDARD | [59 empty] | Production Completed
STP_009 - Lot7 | Data Enrichment | NGB | ok | 2023-10-16 | 2023-10-19 |  | 1091669 | 1091669 | 1393713 | AU_QM_000237202 |  | ERSA | M | 5910 | 1393713GZPCLNT100 | EA | 3000011 | CLAMP;TER,PP0722800 | CLAMP;TER,PP0722800 | CLAMP;MNFR:TEREX,PTNO:PP0722800 |  | OEM-E-LISTCLAMP;TER,PP0722800 | TEREX | PP0722800 | [12 empty] | TEREX | PP0722800 | [18 empty] | URL Not Found | [9 empty] | Cleansed | 31162900 Clamps |  |  | CLAMP | NO MODIFIER | TYPE |  | CAPACITY |  | SIZE |  | MATERIAL |  | CLAMPING PRESSURE |  | HAZARD CLASS |  | CERTIFICATION/STANDARD | [59 empty] | Production Completed
STP_009 - Lot7 | Data Enrichment | NGB | ok | 2023-10-16 | 2023-10-19 |  | 1091668 | 1091668 | 1393714 | AU_QM_000237203 |  | ERSA | M | 5910 | 1393714GZPCLNT100 | EA | 3000011 | CLAMP;TER,PP2160900 | CLAMP;TER,PP2160900 | CLAMP;MNFR:TEREX,PTNO:PP2160900 |  | OEM-E-LISTCLAMP;TER,PP2160900 | TEREX | PP2160900 | [12 empty] | TEREX | PP2160900 | [18 empty] | URL Not Found | [9 empty] | Cleansed | 31162900 Clamps |  |  | CLAMP | NO MODIFIER | TYPE |  | CAPACITY |  | SIZE |  | MATERIAL |  | CLAMPING PRESSURE |  | HAZARD CLASS |  | CERTIFICATION/STANDARD | [59 empty] | Production Completed
STP_009 - Lot7 | Data Enrichment | NGB | ok | 2023-10-16 | 2023-10-19 |  | 1092060 | 1092060 | 1382275 | AU_QM_000222366 |  | ERSA | M | 5910 | 1382275GZPCLNT100 | EA | 3000011 | CLAMP;TER,PP2164800 | CLAMP;TER,PP2164800 | CLAMP;MNFR:TEREX,PTNO:PP2164800 |  | CLAMP;TER,PP2164800CLAMP;TER,PP2164800 | TEREX | PP2164800 | [12 empty] | TEREX | PP2164800 | [18 empty] | URL Not Found | [9 empty] | Cleansed | 31162900 Clamps |  |  | CLAMP | NO MODIFIER | TYPE |  | CAPACITY |  | SIZE |  | MATERIAL |  | CLAMPING PRESSURE |  | HAZARD CLASS |  | CERTIFICATION/STANDARD | [59 empty] | Production Completed
STP_009 - Lot7 | Data Enrichment | NGB | ok | 2023-10-16 | 2023-10-19 |  | 1092059 | 1092059 | 1382298 | AU_QM_000222393 |  | ERSA | M | 5910 | 1382298GZPCLNT100 | EA | 3000011 | CLAMP;TER,PP2286900 | CLAMP;TER,PP2286900 | CLAMP;MNFR:TEREX,PTNO:PP2286900 |  | CLAMP;TER,PP2286900CLAMP;TER,PP2286900 | TEREX | PP2286900 | [12 empty] | TEREX | PP2286900 | [18 empty] | URL Not Found | [9 empty] | Cleansed | 31162900 Clamps |  |  | CLAMP | NO MODIFIER | TYPE |  | CAPACITY |  | SIZE |  | MATERIAL |  | CLAMPING PRESSURE |  | HAZARD CLASS |  | CERTIFICATION/STANDARD | [59 empty] | Production Completed
STP_009 - Lot7 | Data Enrichment | NGB | ok | 2023-10-16 | 2023-10-19 |  | 1091756 | 1091756 | 1390824 | AU_QM_000232540 |  | ERSA | M | 5910 | 1390824GZPCLNT100 | EA | 3000011 | CLAMP;TER,PP2336100 | CLAMP;TER,PP2336100 | CLAMP;MNFR:TEREX,PTNO:PP2336100 |  | CLAMP;TER,PP2336100CLAMP;TER,PP2336100 | TEREX | PP2336100 | [12 empty] | TEREX | PP2336100 | [18 empty] | URL Not Found | [9 empty] | Cleansed | 31162900 Clamps |  |  | CLAMP | NO MODIFIER | TYPE |  | CAPACITY |  | SIZE |  | MATERIAL |  | CLAMPING PRESSURE |  | HAZARD CLASS |  | CERTIFICATION/STANDARD | [59 empty] | Production Completed
STP_009 - Lot7 | Data Enrichment | NGB | ok | 2023-10-16 | 2023-10-19 |  | 1091758 | 1091758 | 1390820 | AU_QM_000232535 |  | ERSA | M | 5910 | 1390820GZPCLNT100 | EA | 3000011 | CLAMP;TER,PP2336500 | CLAMP;TER,PP2336500 | CLAMP;MNFR:TEREX,PTNO:PP2336500 |  | CLAMP;TER,PP2336500CLAMP;TER,PP2336500 | TEREX | PP2336500 | [12 empty] | TEREX | PP2336500 | [18 empty] | URL Not Found | [9 empty] | Cleansed | 31162900 Clamps |  |  | CLAMP | NO MODIFIER | TYPE |  | CAPACITY |  | SIZE |  | MATERIAL |  | CLAMPING PRESSURE |  | HAZARD CLASS |  | CERTIFICATION/STANDARD | [59 empty] | Production Completed
STP_009 - Lot7 | Data Enrichment | NGB | ok | 2023-10-16 | 2023-10-19 |  | 1091667 | 1091667 | 1393715 | AU_QM_000237204 |  | ERSA | M | 5910 | 1393715GZPCLNT100 | EA | 3000011 | CLAMP;TER,PP8004095 | CLAMP;TER,PP8004095 | CLAMP;MNFR:TEREX,PTNO:PP8004095 |  | OEM-E-LISTCLAMP;TER,PP8004095 | TEREX | PP8004095 | [12 empty] | TEREX | PP8004095 | [18 empty] | URL Not Found | [9 empty] | Cleansed | 31162900 Clamps |  |  | CLAMP | NO MODIFIER | TYPE |  | CAPACITY |  | SIZE |  | MATERIAL |  | CLAMPING PRESSURE |  | HAZARD CLASS |  | CERTIFICATION/STANDARD | [59 empty] | Production Completed
STP_009 - Lot7 | Data Enrichment | NGB | ok | 2023-10-16 | 2023-10-19 |  | 1003982 | 1003982 |  |  |  | ERSA | M | 5910 | 1453937GZPCLNT100 | EA | 3000003 | CLAMP:HOSE CLAMP; | ZZ - REPLACED BY 1393656 | CLAMP;MNFR:CATERPILLAR,PTNO:209-4573 |  |  | CATERPILLAR | ZZ - 209-4573 | 1068196 @@ HASTINGS DEERING(AUSTRALIA) LTD | 2094573 | [12 empty] | CATERPILLAR | 209-4573 | HASTINGS DEERING (AUSTRALIA) LTD | [15 empty] | https://parts.cat.com/en/catcorp/209-4573 | [9 empty] | Enriched | 31162906 Hose or pipe clamps |  |  | CLAMP | HOSE | TYPE | CONSTANT TENSION | HOSE SIZE | 71.4 TO 79.2 MM | WIDTH | 19 MM | LOAD CAPACITY |  | MOUNTING SIZE |  | MATERIAL | STEEL | MATERIAL SPECIFICATION |  | COATING/FINISH |  | PRESSURE RATING |  | TEMPERATURE RATING |  | FASTENING DEVICE TYPE | T-BOLT SPRING | HAZARD CLASS |  | CERTIFICATION/STANDARD | [47 empty] | Production Completed
STP_009 - Lot7 | Data Enrichment | NGB | ok | 2023-10-16 | 2023-10-19 |  | 1005442 | 1005442 |  |  |  | ERSA | M | 3730 | 1615419GZPCLNT100 | EA | 3000003 | CLAMP;CAT,347-4163,BND | ABRAZADERA;CAT,347-4163 | CLAMP;MNFR:CATERPILLAR,PTNO:347-4163,ADDITIONAL FEATURES EN:BAND | ABRAZADERA;MNFR:CATERPILLAR,PTNO:347-4163 |  | CATERPILLAR | 347-4163 | 1068196 @@ HASTINGS DEERING(AUSTRALIA) LTD | 347-4163 | [12 empty] | CATERPILLAR | 347-4163 | HASTINGS DEERING (AUSTRALIA) LTD | [15 empty] | https://parts.cat.com/en/catcorp/347-4163 | [9 empty] | Enriched | 31162906 Hose or pipe clamps |  |  | CLAMP | HOSE | TYPE | CONSTANT TENSION,WAVE LINER | HOSE SIZE | 46 TO 67 MM | WIDTH | 14.25 MM | LOAD CAPACITY |  | MOUNTING SIZE |  | MATERIAL | STAINLESS STEEL | MATERIAL SPECIFICATION |  | COATING/FINISH |  | PRESSURE RATING |  | TEMPERATURE RATING |  | FASTENING DEVICE TYPE |  | HAZARD CLASS |  | CERTIFICATION/STANDARD | [47 empty] | Production Completed
STP_009 - Lot7 | Data Enrichment | NGB | ok | 2023-10-16 | 2023-10-19 |  | 1010422 | 1010422 |  |  |  | ERSA | M | 3730 | 1607239GZPCLNT100 | EA | 3000003 | CLAMP;CAT,225-4340,5.5 IN V-BAND EXHAUST | ABRAZADERA;CAT,225-4340 | CLAMP;MNFR:CATERPILLAR,PTNO:225-4340,ADDITIONAL FEATURES EN:5.5 IN V-BAND EXHAUST | ABRAZADERA;MNFR:CATERPILLAR,PTNO:225-4340 |  | CATERPILLAR | 225-4340 | 1068196 @@ HASTINGS DEERING(AUSTRALIA) LTD | 2254340 | [12 empty] | CATERPILLAR | 225-4340 | HASTINGS DEERING (AUSTRALIA) LTD | [15 empty] | https://parts.cat.com/en/catcorp/225-4340 | [9 empty] | Enriched | 31162906 Hose or pipe clamps |  |  | CLAMP | HOSE | TYPE | V-BAND EXHAUST | HOSE SIZE | 135.1 MM | WIDTH | 31.75 MM | LOAD CAPACITY |  | MOUNTING SIZE |  | MATERIAL | STEEL | MATERIAL SPECIFICATION |  | COATING/FINISH |  | PRESSURE RATING |  | TEMPERATURE RATING |  | FASTENING DEVICE TYPE |  | HAZARD CLASS |  | CERTIFICATION/STANDARD | [47 empty] | Production Completed
STP_009 - Lot7 | Data Enrichment | NGB | ok | 2023-10-16 | 2023-10-19 |  | 1011417 | 1011417 |  |  |  | ERSA | M | 3730 | 1606690GZPCLNT100 | EA | 3000003 | CLAMP;CAT,A000020057,HSE,33-57 MM | ABRAZADERA;CAT,A000020057 | CLAMP;MNFR:CATERPILLAR,PTNO:A000020057,ADDITIONAL FEATURES EN:HOSE,33-57 MM | ABRAZADERA;MNFR:CATERPILLAR,PTNO:A000020057 |  | CATERPILLAR | A000020057 | 1068288 @@ UNITED EQUIPMENT | A000020057 | [12 empty] | CATERPILLAR | A000020057 | UNITED EQUIPMENT | [15 empty] | https://intellaparts.com/p/CAT-A000020057/caterpillar-mitsubishi-a000020057-clamp-hose-rad-24.html | [9 empty] | Cleansed | 31162906 Hose or pipe clamps |  |  | CLAMP | HOSE | TYPE |  | HOSE SIZE |  | WIDTH |  | LOAD CAPACITY |  | MOUNTING SIZE |  | MATERIAL |  | MATERIAL SPECIFICATION |  | COATING/FINISH |  | PRESSURE RATING |  | TEMPERATURE RATING |  | FASTENING DEVICE TYPE |  | HAZARD CLASS |  | CERTIFICATION/STANDARD | [47 empty] | Production Completed
STP_009 - Lot7 | Data Enrichment | NGB | ok | 2023-10-16 | 2023-10-19 |  | 1011928 | 1011928 |  |  |  | ERSA | M | 3730 | 1615641GZPCLNT100 | EA | 3000003 | CLAMP;CAT,163-6237 | ABRAZADERA;CAT,163-6237 | CLAMP;MNFR:CATERPILLAR,PTNO:163-6237 | ABRAZADERA;MNFR:CATERPILLAR,PTNO:163-6237 |  | CATERPILLAR | 163-6237 | 1068196 @@ HASTINGS DEERING(AUSTRALIA) LTD | 163-6237 | [12 empty] | CATERPILLAR | 163-6237 | HASTINGS DEERING (AUSTRALIA) LTD | [15 empty] | https://parts.cat.com/en/catcorp/163-6237 | [9 empty] | Enriched | 31162900 Clamps |  | SIZE:33 LGX26 WD MM,FASTENING DEVICE TYPE:M12 BOLT | CLAMP | TUBE | TYPE | SINGLE | TUBE SIZE | 36 MM | LOAD CAPACITY |  | MOUNTING SIZE |  | MATERIAL | STEEL | MATERIAL SPECIFICATION |  | COATING/FINISH |  | PRESSURE RATING |  | TEMPERATURE RATING |  | MOUNTING TYPE |  | HAZARD CLASS |  | CERTIFICATION/STANDARD | ANSI,ASTM,DIN | [48 empty] | Production Completed
STP_009 - Lot7 | Data Enrichment | NGB | ok | 2023-10-16 | 2023-10-19 |  | 1012186 | 1012186 |  |  |  | ERSA | M | 3730 | 1604734GZPCLNT100 | EA | 3000003 | CLAMP;CAT,91262-16600,EXHST | ABRAZADERA;CAT,91262-16600 | CLAMP;MNFR:CATERPILLAR,PTNO:91262-16600,ADDITIONAL FEATURES EN:EXHAUST | ABRAZADERA;MNFR:CATERPILLAR,PTNO:91262-16600 |  | CATERPILLAR | 91262-16600 | 1068288 @@ UNITED EQUIPMENT | 9126216600 | 1068196 @@ HASTINGS DEERING(AUSTRALIA) LTD | 91262-16600 | [10 empty] | CATERPILLAR | 91262-16600 | UNITED EQUIPMENT |  | HASTINGS DEERING (AUSTRALIA) LTD | [13 empty] | https://www.liftpartswarehouse.com/product-p/mb91262-16600.htm | [9 empty] | Cleansed | 31162900 Clamps |  |  | CLAMP | NO MODIFIER | TYPE | EXHAUST | CAPACITY |  | SIZE |  | MATERIAL |  | CLAMPING PRESSURE |  | HAZARD CLASS |  | CERTIFICATION/STANDARD | [59 empty] | Production Completed
STP_009 - Lot7 | Data Enrichment | NGB | ok | 2023-10-16 | 2023-10-19 |  | 1012576 | 1012576 |  |  |  | ERSA | M | 3730 | 1613766GZPCLNT100 | EA | 3000003 | CLAMP;CAT,132-1144 | ABRAZADERA;CAT,132-1144 | CLAMP;MNFR:CATERPILLAR,PTNO:132-1144 | ABRAZADERA;MNFR:CATERPILLAR,PTNO:132-1144 |  | CATERPILLAR | 132-1144 | 1068196 @@ HASTINGS DEERING(AUSTRALIA) LTD | 132-1144 | [12 empty] | CATERPILLAR | 132-1144 | HASTINGS DEERING (AUSTRALIA) LTD | [15 empty] | https://parts.cat.com/en/catcorp/132-1144 | [9 empty] | Enriched | 31162900 Clamps |  | SIZE:2-19/32 LGX2-3/32 WDX1-13/32 IN | CLAMP | NO MODIFIER | TYPE | STEERING TIE ROD | CAPACITY |  | SIZE |  | MATERIAL |  | CLAMPING PRESSURE |  | HAZARD CLASS |  | CERTIFICATION/STANDARD | [59 empty] | Production Completed
STP_009 - Lot7 | Data Enrichment | NGB | ok | 2023-10-16 | 2023-10-19 |  | 1014467 | 1014467 | 1311134 | AU_QM_001222330 |  | ERSA | M | 3730 | 1311134GZPCLNT100 | EA | 3000003 | CLAMP;CAT,2147458 | ABRAZADERA;CAT,2147458 | CLAMP;MNFR:CATERPILLAR,PTNO:2147458 | ABRAZADERA;MNFR:CATERPILLAR,PTNO:2147458 | CLAMP: CLAMP T BOLT; | CATERPILLAR | 2147458 | 1068196 @@ HASTINGS DEERING(AUSTRALIA) LTD | 2147458 | [12 empty] | CATERPILLAR | 214-7458 | HASTINGS DEERING (AUSTRALIA) LTD | [15 empty] | https://parts.cat.com/en/catcorp/214-7458 | [9 empty] | Enriched | 31162906 Hose or pipe clamps |  |  | CLAMP | HOSE | TYPE | CONSTANT TENSION | HOSE SIZE | 58.7 TO 66.5 MM | WIDTH | 0.54 MM | LOAD CAPACITY |  | MOUNTING SIZE |  | MATERIAL | STEEL | MATERIAL SPECIFICATION |  | COATING/FINISH |  | PRESSURE RATING |  | TEMPERATURE RATING |  | FASTENING DEVICE TYPE | T-BOLT SPRING | HAZARD CLASS |  | CERTIFICATION/STANDARD | [47 empty] | Production Completed
STP_009 - Lot7 | Data Enrichment | NGB | ok | 2023-10-16 | 2023-10-19 |  | 1016321 | 1016321 | 1292223 | AU_QM_001265263 |  | ERSA | M | 3730 | 1292223GZPCLNT100 | EA | 3000003 | CLAMP;CAT,2298912,R2900G | CLAMP;CAT,2298912,R2900G | CLAMP;MNFR:CATERPILLAR,PTNO:2298912,ADDITIONAL FEATURES EN:R2900G |  | CLAMP,LOOP: EXHAUST CLAMP; | CATERPILLAR | 2298912 | 1068196 @@ HASTINGS DEERING(AUSTRALIA) LTD | 2298912 | [12 empty] | CATERPILLAR | 229-8912 | HASTINGS DEERING (AUSTRALIA) LTD | [15 empty] | https://parts.cat.com/en/catcorp/229-8912 | [9 empty] | Enriched | 31162900 Clamps |  | SIZE:207 LGX25 WD MM,FASTENING DEVICE TYPE:M10 BOLT | CLAMP | TUBE | TYPE | SADDLE | TUBE SIZE | 156 MM | LOAD CAPACITY |  | MOUNTING SIZE |  | MATERIAL | STEEL | MATERIAL SPECIFICATION |  | COATING/FINISH |  | PRESSURE RATING |  | TEMPERATURE RATING |  | MOUNTING TYPE |  | HAZARD CLASS |  | CERTIFICATION/STANDARD | ANSI,ASTM,DIN | [48 empty] | Production Completed
STP_009 - Lot7 | Data Enrichment | NGB | ok | 2023-10-16 | 2023-10-19 |  | 1016390 | 1016390 |  |  |  | ERSA | M | 2210 | 1221227GZPCLNT100 | EA | 3000003 | CLAMP;CAT,2168081,CAT,1464112,CAT | CLAMP;CAT,2168081,CAT,1464112,CAT | CLAMP;MNFR:CATERPILLAR,PTNO:2168081,MNFR 1:CATERPILLAR,PTNO 1:1464112,MNFR 2:CATERPILLAR,PTNO 2:4318539,MNFR 3:CATERPILLAR,PTNO 3:2168080,MNFR 4:CATERPILLAR,PTNO 4:4020329,ADDITIONAL FEATURES EN:COLLAR |  |  | CATERPILLAR | 2168081 | 1068196 @@ HASTINGS DEERING(AUSTRALIA) LTD | 2168081 | [12 empty] | CATERPILLAR | 431-8539 | CATERPILLAR | 146-4112 | CATERPILLAR | 216-8081 | CATERPILLAR | 216-8080 | CATERPILLAR | 402-0329 | HASTINGS DEERING (AUSTRALIA) LTD | [7 empty] | https://parts.cat.com/en/catcorp/431-8539 | [9 empty] | Enriched | 31162906 Hose or pipe clamps |  |  | CLAMP | HOSE | TYPE | CONSTANT TENSION | HOSE SIZE | 182 TO 197 MM | WIDTH | 19 MM | LOAD CAPACITY |  | MOUNTING SIZE |  | MATERIAL | STAINLESS STEEL | MATERIAL SPECIFICATION |  | COATING/FINISH |  | PRESSURE RATING |  | TEMPERATURE RATING |  | FASTENING DEVICE TYPE | T-BOLT | HAZARD CLASS |  | CERTIFICATION/STANDARD | ANSI,ASTM,DIN | [46 empty] | Production Completed
STP_009 - Lot7 | Data Enrichment | NGB | ok | 2023-10-16 | 2023-10-19 | Processed based on Websource, Conflict w.r.t Input | 1016723 | 1016723 |  |  |  | ERSA | M | 1540 | 1297767GZPCLNT100 | EA | 3000003 | Clamp R2900G CAT 9K2522 | Clamp R2900G CAT 9K2522 | CLAMP;MNFR:CATERPILLAR,PTNO:9K2522 | ABRAZADERA;MNFR:CATERPILLAR,PTNO:9K2522 |  | CATERPILLAR | 9K2522 | 1068196 @@ HASTINGS DEERING(AUSTRALIA) LTD | 9K2522 | [12 empty] | CATERPILLAR | 9K-2522 | HASTINGS DEERING (AUSTRALIA) LTD | [15 empty] | https://parts.cat.com/en/catcorp/9K-2522 | [9 empty] | Enriched | 31163200 Retaining hardware |  |  | CLIP | TUBING | TYPE | SADDLE | TUBING SIZE | 44 MM | MATERIAL | STEEL | SIZE | 95 LGX38 WD MM | HAZARD CLASS |  | CERTIFICATION/STANDARD | ANSI,ASTM,DIN | [60 empty] | Production Completed
STP_009 - Lot7 | Data Enrichment | NGB | ok | 2023-10-16 | 2023-10-19 |  | 1016792 | 1016792 |  |  |  | ERSA | M | 3730 | 1287906GZPCLNT100 | EA | 3000003 | CLAMP;CAT,3006036 | ABRAZADERA;CAT,3006036 | CLAMP;MNFR:CATERPILLAR,PTNO:3006036 | ABRAZADERA;MNFR:CATERPILLAR,PTNO:3006036 |  | CATERPILLAR | 3006036 | 1068196 @@ HASTINGS DEERING(AUSTRALIA) LTD | 3006036 | [12 empty] | CATERPILLAR | 300-6036 | HASTINGS DEERING (AUSTRALIA) LTD | [15 empty] | https://parts.cat.com/en/catcorp/300-6036 | [9 empty] | Enriched | 31162906 Hose or pipe clamps |  |  | CLAMP | HOSE | TYPE | CONSTANT TENSION,WAVE LINER | HOSE SIZE | 39 TO 57 MM | WIDTH | 14.25 MM | LOAD CAPACITY |  | MOUNTING SIZE |  | MATERIAL | STAINLESS STEEL | MATERIAL SPECIFICATION |  | COATING/FINISH |  | PRESSURE RATING |  | TEMPERATURE RATING |  | FASTENING DEVICE TYPE |  | HAZARD CLASS |  | CERTIFICATION/STANDARD | [47 empty] | Production Completed
STP_009 - Lot7 | Data Enrichment | NGB | ok | 2023-10-16 | 2023-10-19 |  | 1016938 | 1016938 |  |  |  | ERSA | M | 3730 | 1262133GZPCLNT100 | EA | 3000003 | CLAMP;CAT,3147599 | ABRAZADERA;CAT,3147599 | CLAMP;MNFR:CATERPILLAR,PTNO:3147599 | ABRAZADERA;MNFR:CATERPILLAR,PTNO:3147599 |  | CATERPILLAR | 3147599 | 1068196 @@ HASTINGS DEERING(AUSTRALIA) LTD | 3147599 | [12 empty] | CATERPILLAR | 314-7599 | HASTINGS DEERING (AUSTRALIA) LTD | [15 empty] | https://parts.cat.com/en/catcorp/314-7599 | [9 empty] | Enriched | 31162906 Hose or pipe clamps |  |  | CLAMP | HOSE | TYPE | WAVE LINER | HOSE SIZE | 48 TO 70 MM | WIDTH | 14.2 MM | LOAD CAPACITY |  | MOUNTING SIZE |  | MATERIAL | STAINLESS STEEL | MATERIAL SPECIFICATION |  | COATING/FINISH |  | PRESSURE RATING | 50 PSI | TEMPERATURE RATING |  | FASTENING DEVICE TYPE |  | HAZARD CLASS |  | CERTIFICATION/STANDARD | [47 empty] | Production Completed
STP_009 - Lot7 | Data Enrichment | NGB | ok | 2023-10-16 | 2023-10-19 |  | 1017061 | 1017061 |  |  |  | ERSA | M | 3730 | 1104022GZPCLNT100 | EA | 3000003 | CLAMP,BND;CAT,3430596 | BANDA SUJEC;CAT,3430596 | CLAMP,BAND;MNFR:CATERPILLAR,PTNO:3430596 | BANDA SUJECION;MNFR:CATERPILLAR,PTNO:3430596 |  | CATERPILLAR | 3430596 | 1068196 @@ HASTINGS DEERING(AUSTRALIA) LTD | 3430596 | [12 empty] | CATERPILLAR | 343-0596 | HASTINGS DEERING (AUSTRALIA) LTD | [15 empty] | https://parts.cat.com/en/catcorp/343-0596 | [9 empty] | Enriched | 31162906 Hose or pipe clamps |  | SIZE:132.7 IDX1.8 THK MM | CLAMP | BAND | TYPE |  | HOLDING CAPACITY |  | MATERIAL | STAINLESS STEEL | LENGTH |  | WIDTH | 31.8 MM | HANDLE MATERIAL |  | HAZARD CLASS |  | CERTIFICATION/STANDARD | [57 empty] | Production Completed
STP_009 - Lot7 | Data Enrichment | NGB | ok | 2023-10-16 | 2023-10-19 | Processed based on Websource, Conflict w.r.t Input | 1017303 | 1017303 |  |  |  | ERSA | M | 3730 | 1139936GZPCLNT100 | EA | 3000003 | CLAMP;CAT,4T3981 | ABRAZADERA;CAT,4T3981 | CLAMP;MNFR:CATERPILLAR,PTNO:4T3981 | ABRAZADERA;MNFR:CATERPILLAR,PTNO:4T3981 |  | CATERPILLAR | 4T3981 | 1068196 @@ HASTINGS DEERING(AUSTRALIA) LTD | 4T3981 | [12 empty] | CATERPILLAR | 4T-3981 | HASTINGS DEERING (AUSTRALIA) LTD | [15 empty] | https://parts.cat.com/en/catcorp/4T-3981 | [9 empty] | Enriched | 31163200 Retaining hardware |  | FASTENING DEVICE TYPE:M10 BOLT | CLIP | TUBING | TYPE | SADDLE | TUBING SIZE | 26 MM | MATERIAL | STEEL | SIZE | 98 LGX30 WD MM | HAZARD CLASS |  | CERTIFICATION/STANDARD | ANSI,ASTM,DIN | [60 empty] | Production Completed
STP_009 - Lot7 | Data Enrichment | NGB | ok | 2023-10-16 | 2023-10-19 |  | 1026193 | 1026193 | 1391455 | AU_QM_000233317 |  | ERSA | M | 5910 | 1391455GZPCLNT100 | EA | 3000003 | CLAMP;CAT,3429511 | CLAMP;CAT,3429511 | CLAMP;MNFR:CATERPILLAR,PTNO:3429511 |  | CLAMP;CAT,3429511CLAMP;HAS,3429511 | CATERPILLAR | 3429511 | 1068196 @@ HASTINGS DEERING(AUSTRALIA) LTD | 3429511 | [12 empty] | CATERPILLAR | 342-9511 | HASTINGS DEERING (AUSTRALIA) LTD | [15 empty] | https://parts.cat.com/en/catcorp/342-9511 | [9 empty] | Enriched | 31162906 Hose or pipe clamps |  | C/W SPRING LINER | CLAMP | HOSE | TYPE | CONSTANT TENSION,WAVE LINER | HOSE SIZE | 124 TO 173 MM | WIDTH | 14.25 MM | LOAD CAPACITY |  | MOUNTING SIZE |  | MATERIAL | STEEL | MATERIAL SPECIFICATION |  | COATING/FINISH |  | PRESSURE RATING |  | TEMPERATURE RATING |  | FASTENING DEVICE TYPE | WORM DRIVE | HAZARD CLASS |  | CERTIFICATION/STANDARD | ANSI,ASTM,DIN | [46 empty] | Production Completed
STP_009 - Lot7 | Data Enrichment | NGB | ok | 2023-10-16 | 2023-10-19 |  | 1029757 | 1029757 | 1383515 | AU_QM_000223910 |  | ERSA | M | 5910 | 1383515GZPCLNT100 | EA | 3000003 | CLAMP;CAT,2154012 | CLAMP;CAT,2154012 | CLAMP;MNFR:CATERPILLAR,PTNO:2154012 |  | CLAMP;CAT,2154012CLAMP;HAS,2154012 | CATERPILLAR | 2154012 | 1068196 @@ HASTINGS DEERING(AUSTRALIA) LTD | 2154012 | [12 empty] | CATERPILLAR | 215-4012 | HASTINGS DEERING (AUSTRALIA) LTD | [15 empty] | https://parts.cat.com/en/catcorp/215-4012 | [9 empty] | Enriched | 31162906 Hose or pipe clamps |  |  | CLAMP | HOSE | TYPE | CONSTANT TENSION | HOSE SIZE | 54.1 TO 62 MM | WIDTH | 19 MM | LOAD CAPACITY |  | MOUNTING SIZE |  | MATERIAL | STEEL | MATERIAL SPECIFICATION |  | COATING/FINISH |  | PRESSURE RATING |  | TEMPERATURE RATING |  | FASTENING DEVICE TYPE | T-BOLT SPRING | HAZARD CLASS |  | CERTIFICATION/STANDARD | [47 empty] | Production Completed
STP_009 - Lot7 | Data Enrichment | NGB | ok | 2023-10-16 | 2023-10-19 |  | 1029880 | 1029880 |  |  |  | ERSA | M | 5910 | 1376037GZPCLNT100 | EA | 3000001 | CLAMP;EPI,3128 3063 18 | CLAMP;EPI,3128 3063 18 | CLAMP;MNFR:EPIROC,PTNO:3128 3063 18 |  |  | EPIROC | 3128 3063 18 | 1068108 @@ EPIROC AUSTRALIA PTY LTD | 1495459 | [12 empty] | EPIROC | 3128 3063 18 | EPIROC AUSTRALIA PTY LTD | 1495459 | [14 empty] | https://www.hidrosoyglobal.com/product/clamp-3128-3063-18-3128306318/ | [9 empty] | Cleansed | 31162900 Clamps |  |  | CLAMP | NO MODIFIER | TYPE |  | CAPACITY |  | SIZE |  | MATERIAL |  | CLAMPING PRESSURE |  | HAZARD CLASS |  | CERTIFICATION/STANDARD | [59 empty] | Production Completed
STP_009 - Lot7 | Data Enrichment | NGB | ok | 2023-10-16 | 2023-10-19 |  | 1032923 | 1032923 |  |  |  | ERSA | M | 3750 | 1523764GZPCLNT100 | EA | 3000001 | CLAMP;EPI,3128003136 | CLAMP;EPI,3128003136 | CLAMP;MNFR:EPIROC,PTNO:3128003136 |  |  | EPIROC | 3128003136 | 1068108 @@ EPIROC AUSTRALIA PTY LTD | 3128003136 | 1068106 @@ EPIROC AUSTRALIA RDT | 3128 0031 36 | [10 empty] | EPIROC | 3128003136 | [16 empty] | https://gzbosenjx.en.made-in-china.com/product/hxXRMebGaQkP/China-Epiroc-BS-Atlas-Copco-BS-Sandvil-BS-for-Gold-Mining-Chine-Briquette-Machine-Stone-Crusher-Price-Mining-Machine-Stone-Crushing-Machine-Gas-Spring-26800930.html | [9 empty] | Cleansed | 31162900 Clamps |  |  | CLAMP | NO MODIFIER | TYPE |  | CAPACITY |  | SIZE |  | MATERIAL |  | CLAMPING PRESSURE |  | HAZARD CLASS |  | CERTIFICATION/STANDARD | [59 empty] | Production Completed
STP_009 - Lot7 | Data Enrichment | NGB | ok | 2023-10-16 | 2023-10-19 |  | 1034758 | 1034758 | 1381017 | AU_QM_000220589 |  | ERSA | M | 5910 | 1381017GZPCLNT100 | EA | 3000001 | CLAMP;EPI,5533 8545 00 | CLAMP;EPI,5533 8545 00 | CLAMP;MNFR:EPIROC,PTNO:5533 8545 00 |  | CLAMP;EPI,5533 8545 00CLAMP;EPI,5533 8545 00 | EPIROC | 5533 8545 00 | 1068108 @@ EPIROC AUSTRALIA PTY LTD | 5533854500 | [12 empty] | EPIROC | 5533 8545 00 | [16 empty] | https://www.aircompressorstrade.com/2695219721-atlas-copco-epiroc-spare-parts-update-catalog-by-cpmc-china-supplier/ | [9 empty] | Cleansed | 31162900 Clamps |  |  | CLAMP | NO MODIFIER | TYPE |  | CAPACITY |  | SIZE |  | MATERIAL |  | CLAMPING PRESSURE |  | HAZARD CLASS |  | CERTIFICATION/STANDARD | [59 empty] | Production Completed
STP_009 - Lot7 | Data Enrichment | NGB | ok | 2023-10-16 | 2023-10-19 |  | 1034783 | 1034783 | 1380285 | AU_QM_000219786 |  | ERSA | M | 5910 | 1380285GZPCLNT100 | EA | 3000001 | CLAMP;EPI,5535 5007 00 | CLAMP;EPI,5535 5007 00 | CLAMP;MNFR:EPIROC,PTNO:5535 5007 00 |  | CLAMP;EPI,5535 5007 00CLAMP;EPI,5535 5007 00 | EPIROC | 5535 5007 00 | 1068108 @@ EPIROC AUSTRALIA PTY LTD | 5535500700 | [12 empty] | EPIROC | 5535 5007 00 | [16 empty] | https://www.aircompressorstrade.com/2695219721-atlas-copco-epiroc-spare-parts-update-catalog-by-cpmc-china-supplier/ | [9 empty] | Cleansed | 31162900 Clamps |  |  | CLAMP | NO MODIFIER | TYPE |  | CAPACITY |  | SIZE |  | MATERIAL |  | CLAMPING PRESSURE |  | HAZARD CLASS |  | CERTIFICATION/STANDARD | [59 empty] | Production Completed
STP_009 - Lot7 | Data Enrichment | NGB | ok | 2023-10-16 | 2023-10-19 |  | 1034784 | 1034784 | 1380284 | AU_QM_000219785 |  | ERSA | M | 5910 | 1380284GZPCLNT100 | EA | 3000001 | CLAMP;EPI,5534 8014 00 | CLAMP;EPI,5534 8014 00 | CLAMP;MNFR:EPIROC,PTNO:5534 8014 00 |  | CLAMP;EPI,5534 8014 00CLAMP;EPI,5534 8014 00 | EPIROC | 5534 8014 00 | 1068108 @@ EPIROC AUSTRALIA PTY LTD | 5534801400 | [12 empty] | EPIROC | 5534 8014 00 | [16 empty] | https://www.aircompressorstrade.com/5534738000-genuine-atlas-copco-epiroc-spare-parts-catalog-by-cpmc-china-supplier/ | [9 empty] | Cleansed | 31162900 Clamps |  |  | CLAMP | NO MODIFIER | TYPE |  | CAPACITY |  | SIZE |  | MATERIAL |  | CLAMPING PRESSURE |  | HAZARD CLASS |  | CERTIFICATION/STANDARD | [59 empty] | Production Completed
STP_009 - Lot7 | Data Enrichment | NGB | ok | 2023-10-16 | 2023-10-19 |  | 1034801 | 1034801 | 1379709 | AU_QM_000219154 |  | ERSA | M | 5910 | 1379709GZPCLNT100 | EA | 3000001 | CLAMP;EPI,5112 2435 00 | CLAMP;EPI,5112 2435 00 | CLAMP;MNFR:EPIROC,PTNO:5112 2435 00 |  | CLAMP;EPI,5112 2435 00CLAMP;EPI,5112 2435 00 | EPIROC | 5112 2435 00 | 1068108 @@ EPIROC AUSTRALIA PTY LTD | 347405217 | [12 empty] | EPIROC | 5112 2435 00 | EPIROC AUSTRALIA PTY LTD | 347405217 | [14 empty] | https://www.aircompressorstrade.com/3217973113-atlas-copco-epiroc-spare-parts-update-catalog-by-cpmc-china-supplier/ | [9 empty] | Cleansed | 31162900 Clamps |  |  | CLAMP | NO MODIFIER | TYPE |  | CAPACITY |  | SIZE |  | MATERIAL |  | CLAMPING PRESSURE |  | HAZARD CLASS |  | CERTIFICATION/STANDARD | [59 empty] | Production Completed
STP_009 - Lot7 | Data Enrichment | NGB | ok | 2023-10-16 | 2023-10-19 |  | 1034810 | 1034810 | 1379210 | AU_QM_000218604 |  | ERSA | M | 5910 | 1379210GZPCLNT100 | EA | 3000001 | CLAMP;EPI,5575 7004 94 | CLAMP;EPI,5575 7004 94 | CLAMP;MNFR:EPIROC,PTNO:5575 7004 94 |  | CLAMP;EPI,5575 7004 94CLAMP;EPI,5575 7004 94 | EPIROC | 5575 7004 94 | 1068108 @@ EPIROC AUSTRALIA PTY LTD | 5575700494 | [12 empty] | EPIROC | 5575 7004 94 | [16 empty] | https://www.aircompressorstrade.com/5534738000-genuine-atlas-copco-epiroc-spare-parts-catalog-by-cpmc-china-supplier/ | [9 empty] | Enriched | 31162900 Clamps |  |  | CLAMP | NO MODIFIER | TYPE |  | CAPACITY |  | SIZE |  | MATERIAL | RUBBER | CLAMPING PRESSURE |  | HAZARD CLASS |  | CERTIFICATION/STANDARD | [59 empty] | Production Completed
STP_009 - Lot7 | Data Enrichment | NGB | ok | 2023-10-16 | 2023-10-19 |  | 1034835 | 1034835 | 1376322 | AU_QM_000215423 |  | ERSA | M | 5910 | 1376322GZPCLNT100 | EA | 3000001 | CLAMP;EPI,0346 1002 01 | CLAMP;EPI,0346 1002 01 | CLAMP;MNFR:EPIROC,PTNO:0346 1002 01 |  | CLAMP;EPI,0346 1002 01CLAMP;EPI,0346 1002 01 | EPIROC | 0346 1002 01 | 1068108 @@ EPIROC AUSTRALIA PTY LTD | 346100201 | [12 empty] | EPIROC | 0346 1002 01 | [16 empty] | https://gzbosenjx.en.made-in-china.com/product/VmURwpvEOtcb/China-Epiroc-BS-Atlas-Copco-BS-Sandvil-BS-for-Gold-Mining-Chine-Briquette-Machine-Stone-Crusher-Price-Mining-Machine-Stone-Crushing-Machine-Expansion-Shaft33222343508.html | [9 empty] | Cleansed | 31162906 Hose or pipe clamps |  |  | CLAMP | PIPE | TYPE |  | TUBE SIZE |  | LOAD CAPACITY |  | MOUNTING SIZE |  | MATERIAL |  | MATERIAL SPECIFICATION |  | COATING/FINISH |  | PRESSURE RATING |  | TEMPERATURE RATING |  | MOUNTING TYPE |  | CERTIFICATION/STANDARD | [51 empty] | Production Completed
STP_009 - Lot7 | Data Enrichment | NGB | ok | 2023-10-16 | 2023-10-19 |  | 1060479 | 1060479 |  |  |  | ERSA | M | 4015 | 1522796GZPCLNT100 | PAC |  | CLAMP,TUBE;INSUL,1 5/8,8002510 | ABRAZADERA TUBO; | CLAMP,TUBE;ADDITIONAL FEATURES EN:INSUL,1 5/8,8002510 | ABRAZADERA TUBO; |  |  |  | 1068500 @@ ACTROL PARTS PTY LTD | 8002510 | [10 empty] | ACTROL PARTS PTY LTD | 8002510 | [18 empty] | URL Not Found | [9 empty] | Cleansed | 31162900 Clamps |  |  | CLAMP | TUBE | TYPE | INSULATION | TUBE SIZE | 1-5/8 IN | LOAD CAPACITY |  | MOUNTING SIZE |  | MATERIAL |  | MATERIAL SPECIFICATION |  | COATING/FINISH |  | PRESSURE RATING |  | TEMPERATURE RATING |  | MOUNTING TYPE |  | HAZARD CLASS |  | CERTIFICATION/STANDARD | [49 empty] | Production Completed
STP_009 - Lot7 | Data Enrichment | NGB | ok | 2023-10-16 | 2023-10-19 |  | 1060480 | 1060480 |  |  |  | ERSA | M | 4015 | 1522795GZPCLNT100 | PAC |  | CLAMP,TUBE;INSUL,1 3/8 PAC,8002509 | ABRAZADERA TUBO; | CLAMP,TUBE;ADDITIONAL FEATURES EN:INSUL,1 3/8 PAC,8002509 | ABRAZADERA TUBO; |  |  |  | 1068500 @@ ACTROL PARTS PTY LTD | 8002509 | [10 empty] | ACTROL PARTS PTY LTD | 8002509 | [18 empty] | URL Not Found | [9 empty] | Cleansed | 31162900 Clamps |  |  | CLAMP | TUBE | TYPE | INSULATION | TUBE SIZE | 1-3/8 IN PAC | LOAD CAPACITY |  | MOUNTING SIZE |  | MATERIAL |  | MATERIAL SPECIFICATION |  | COATING/FINISH |  | PRESSURE RATING |  | TEMPERATURE RATING |  | MOUNTING TYPE |  | HAZARD CLASS |  | CERTIFICATION/STANDARD | [49 empty] | Production Completed
STP_009 - Lot7 | Data Enrichment | NGB | ok | 2023-10-16 | 2023-10-19 |  | 1060481 | 1060481 |  |  |  | ERSA | M | 4015 | 1522794GZPCLNT100 | PAC |  | CLAMP,TUBE;INSUL,1 1/8 PAC,8002508 | ABRAZADERA TUBO; | CLAMP,TUBE;ADDITIONAL FEATURES EN:INSUL,1 1/8 PAC,8002508 | ABRAZADERA TUBO; |  |  |  | 1068500 @@ ACTROL PARTS PTY LTD | 8002508 | [10 empty] | ACTROL PARTS PTY LTD | 8002508 | [18 empty] | URL Not Found | [9 empty] | Cleansed | 31162900 Clamps |  |  | CLAMP | TUBE | TYPE | INSULATION | TUBE SIZE | 1-1/8 IN PAC | LOAD CAPACITY |  | MOUNTING SIZE |  | MATERIAL |  | MATERIAL SPECIFICATION |  | COATING/FINISH |  | PRESSURE RATING |  | TEMPERATURE RATING |  | MOUNTING TYPE |  | HAZARD CLASS |  | CERTIFICATION/STANDARD | [49 empty] | Production Completed
STP_009 - Lot7 | Data Enrichment | NGB | ok | 2023-10-16 | 2023-10-19 |  | 1060482 | 1060482 |  |  |  | ERSA | M | 4015 | 1522793GZPCLNT100 | PAC |  | CLAMP,TUBE;INSUL,7/8 PAC,8002507 | ABRAZADERA TUBO; | CLAMP,TUBE;ADDITIONAL FEATURES EN:INSUL,7/8 PAC,8002507 | ABRAZADERA TUBO; |  |  |  | 1068500 @@ ACTROL PARTS PTY LTD | 8002507 | [10 empty] | ACTROL PARTS PTY LTD | 8002507 | [18 empty] | URL Not Found | [9 empty] | Cleansed | 31162900 Clamps |  |  | CLAMP | TUBE | TYPE | INSULATION | TUBE SIZE | 7/8 IN PAC | LOAD CAPACITY |  | MOUNTING SIZE |  | MATERIAL |  | MATERIAL SPECIFICATION |  | COATING/FINISH |  | PRESSURE RATING |  | TEMPERATURE RATING |  | MOUNTING TYPE |  | HAZARD CLASS |  | CERTIFICATION/STANDARD | [49 empty] | Production Completed
STP_009 - Lot7 | Data Enrichment | NGB | ok | 2023-10-16 | 2023-10-19 |  | 1060483 | 1060483 |  |  |  | ERSA | M | 4015 | 1522792GZPCLNT100 | PAC |  | CLAMP,TUBE;INSUL,3/4 PAC,8002506 | ABRAZADERA TUBO; | CLAMP,TUBE;ADDITIONAL FEATURES EN:INSUL,3/4 PAC,8002506 | ABRAZADERA TUBO; |  |  |  | 1068500 @@ ACTROL PARTS PTY LTD | 8002506 | [10 empty] | ACTROL PARTS PTY LTD | 8002506 | [18 empty] | URL Not Found | [9 empty] | Cleansed | 31162900 Clamps |  |  | CLAMP | TUBE | TYPE | INSULATION | TUBE SIZE | 3/4 IN PAC | LOAD CAPACITY |  | MOUNTING SIZE |  | MATERIAL |  | MATERIAL SPECIFICATION |  | COATING/FINISH |  | PRESSURE RATING |  | TEMPERATURE RATING |  | MOUNTING TYPE |  | HAZARD CLASS |  | CERTIFICATION/STANDARD | [49 empty] | Production Completed
STP_009 - Lot7 | Data Enrichment | NGB | ok | 2023-10-16 | 2023-10-19 |  | 1060484 | 1060484 |  |  |  | ERSA | M | 4015 | 1522791GZPCLNT100 | PAC |  | CLAMP,TUBE;INSUL,5/8 PAC,8002505 | ABRAZADERA TUBO; | CLAMP,TUBE;ADDITIONAL FEATURES EN:INSUL,5/8 PAC,8002505 | ABRAZADERA TUBO; |  |  |  | 1068500 @@ ACTROL PARTS PTY LTD | 8002505 | [10 empty] | ACTROL PARTS PTY LTD | 8002505 | [18 empty] | URL Not Found | [9 empty] | Cleansed | 31162900 Clamps |  |  | CLAMP | TUBE | TYPE | INSULATION | TUBE SIZE | 5/8 IN PAC | LOAD CAPACITY |  | MOUNTING SIZE |  | MATERIAL |  | MATERIAL SPECIFICATION |  | COATING/FINISH |  | PRESSURE RATING |  | TEMPERATURE RATING |  | MOUNTING TYPE |  | HAZARD CLASS |  | CERTIFICATION/STANDARD | [49 empty] | Production Completed
STP_009 - Lot7 | Data Enrichment | NGB | ok | 2023-10-16 | 2023-10-19 |  | 1060485 | 1060485 |  |  |  | ERSA | M | 4015 | 1522790GZPCLNT100 | PAC |  | CLAMP,TUBE;INSUL,1/2 PAC,8002504 | ABRAZADERA TUBO; | CLAMP,TUBE;ADDITIONAL FEATURES EN:INSUL,1/2 PAC,8002504 | ABRAZADERA TUBO; |  |  |  | 1068500 @@ ACTROL PARTS PTY LTD | 8002504 | [10 empty] | ACTROL PARTS PTY LTD | 8002504 | [18 empty] | URL Not Found | [9 empty] | Cleansed | 31162900 Clamps |  |  | CLAMP | TUBE | TYPE | INSULATION | TUBE SIZE | 1/2 IN PAC | LOAD CAPACITY |  | MOUNTING SIZE |  | MATERIAL |  | MATERIAL SPECIFICATION |  | COATING/FINISH |  | PRESSURE RATING |  | TEMPERATURE RATING |  | MOUNTING TYPE |  | HAZARD CLASS |  | CERTIFICATION/STANDARD | [49 empty] | Production Completed
STP_009 - Lot7 | Data Enrichment | NGB | ok | 2023-10-16 | 2023-10-19 |  | 1060486 | 1060486 |  |  |  | ERSA | M | 4015 | 1522789GZPCLNT100 | PAC |  | CLAMP,TUBE;INSUL,3/8 PAC,8002503 | ABRAZADERA TUBO; | CLAMP,TUBE;ADDITIONAL FEATURES EN:INSUL,3/8 PAC,8002503 | ABRAZADERA TUBO; |  |  |  | 1068500 @@ ACTROL PARTS PTY LTD | 8002503 | [10 empty] | ACTROL PARTS PTY LTD | 8002503 | [18 empty] | URL Not Found | [9 empty] | Cleansed | 31162900 Clamps |  |  | CLAMP | TUBE | TYPE | INSULATION | TUBE SIZE | 3/8 IN PAC | LOAD CAPACITY |  | MOUNTING SIZE |  | MATERIAL |  | MATERIAL SPECIFICATION |  | COATING/FINISH |  | PRESSURE RATING |  | TEMPERATURE RATING |  | MOUNTING TYPE |  | HAZARD CLASS |  | CERTIFICATION/STANDARD | [49 empty] | Production Completed
STP_009 - Lot7 | Data Enrichment | NGB | ok | 2023-10-16 | 2023-10-19 | Processed based on Websource, Conflict w.r.t Input | 1060487 | 1060487 |  |  |  | ERSA | M | 4015 | 1522788GZPCLNT100 | PAC |  | CLAMP,TUBE;INSUL,1/4 PAC,8002511 | ABRAZADERA TUBO; | CLAMP,TUBE;ADDITIONAL FEATURES EN:INSUL,1/4 PAC,8002511 | ABRAZADERA TUBO; |  |  |  | 1068500 @@ ACTROL PARTS PTY LTD | 8002511 | [12 empty] | ACTROL PARTS PTY LTD | 8002511 | [16 empty] | https://www.actrol.com.au/product/bbj-insulclamp-1-4-b6268p-5-8002511 | [9 empty] | Enriched | 31162906 Hose or pipe clamps |  |  | CLAMP | PIPE | TYPE | INSULATION | TUBE SIZE | 2-1/8 IN PAC | LOAD CAPACITY |  | MOUNTING SIZE |  | MATERIAL |  | MATERIAL SPECIFICATION |  | COATING/FINISH | ZINC PLATED | PRESSURE RATING |  | TEMPERATURE RATING | -25 TO 125 DEG C | MOUNTING TYPE |  | CERTIFICATION/STANDARD | [51 empty] | Production Completed
STP_009 - Lot7 | Data Enrichment | NGB | ok | 2023-10-16 | 2023-10-19 |  | 1070859 | 1070859 | 1431765 | AU_QM_000759597 |  | ERSA | M | 5910 | 1431765GZPCLNT100 | EA | 3000003 | CLAMP;CAT,301-7298 | CLAMP;CAT,301-7298 | CLAMP;MNFR:CATERPILLAR,PTNO:301-7298 |  | CLAMP,HOSE: 57MM-79MM SIZE;BAND STYLE;HEX.DRIVE; | CATERPILLAR | 301-7298 | 1068527 @@ Enzed Mount Isa(RKM Investments) | 92044 | 1068181 @@ CNW (MOUNT ISA) ELECT WHOLESALER | 301-7298 | 1068196 @@ HASTINGS DEERING(AUSTRALIA) LTD | 8T4984 | [8 empty] | CATERPILLAR | 8T-4984 | ENZED MOUNT ISA(RKM INVESTMENTS) | 92044 | CNW (MOUNT ISA) ELECT WHOLESALER |  | CATERPILLAR | 301-7298 | HASTINGS DEERING(AUSTRALIA) LTD | [9 empty] | https://parts.cat.com/en/catcorp/8T-4984 | [9 empty] | Enriched | 31162906 Hose or pipe clamps |  | C/W BELLEVILLE WASHERS | CLAMP | HOSE | TYPE | CONSTANT TENSION,BELLEVILLE | HOSE SIZE | 57 TO 79 MM | WIDTH | 16 MM | LOAD CAPACITY |  | MOUNTING SIZE |  | MATERIAL |  | MATERIAL SPECIFICATION |  | COATING/FINISH |  | PRESSURE RATING |  | TEMPERATURE RATING |  | FASTENING DEVICE TYPE | T-BOLT | HAZARD CLASS |  | CERTIFICATION/STANDARD | ANSI,ASTM,DIN,ROHS | [46 empty] | Production Completed
STP_009 - Lot7 | Data Enrichment | NGB | ok | 2023-10-16 | 2023-10-19 |  | 1071124 | 1071124 |  |  |  | ERSA | M | 3730 | 1531097GZPCLNT100 | EA | 3000003 | CLAMP;CAT,5P4868 | ABRAZADERA;CAT,5P4868 | CLAMP;MNFR:CATERPILLAR,PTNO:5P4868 | ABRAZADERA;MNFR:CATERPILLAR,PTNO:5P4868 |  | CATERPILLAR | 5P4868 | 1068196 @@ HASTINGS DEERING(AUSTRALIA) LTD | 5P4868 | [12 empty] | CATERPILLAR | 5P-4868 | HASTINGS DEERING (AUSTRALIA) LTD | [15 empty] | https://parts.cat.com/en/catcorp/5P-4868 | [9 empty] | Enriched | 31162906 Hose or pipe clamps |  |  | CLAMP | HOSE | TYPE | STANDARD | HOSE SIZE | 60.3 TO 82.6 MM | WIDTH | 15.88 MM | LOAD CAPACITY |  | MOUNTING SIZE |  | MATERIAL | STAINLESS STEEL | MATERIAL SPECIFICATION | 1E1541A | COATING/FINISH |  | PRESSURE RATING |  | TEMPERATURE RATING |  | FASTENING DEVICE TYPE |  | HAZARD CLASS |  | CERTIFICATION/STANDARD | [47 empty] | Production Completed
STP_009 - Lot7 | Data Enrichment | NGB | ok | 2023-10-16 | 2023-10-19 |  | 1071935 | 1071935 |  |  |  | ERSA | M | 5955 | 1540977GZPCLNT100 | EA | 3000001 | CLAMP;EPI,5535630200 | ABRAZADERA;EPI,5535630200 | CLAMP;MNFR:EPIROC,PTNO:5535630200 | ABRAZADERA;MNFR:EPIROC,PTNO:5535630200 |  | EPIROC | 5535630200 | 1068108 @@ EPIROC AUSTRALIA PTY LTD | 5535630200 | [12 empty] | EPIROC | 5535630200 | [16 empty] | https://www.aircompressorstrade.com/ultimate-genuine-atlas-copco-spare-part-catalog-section-36/ | [9 empty] | Cleansed | 31162900 Clamps |  |  | CLAMP | NO MODIFIER | TYPE |  | CAPACITY |  | SIZE |  | MATERIAL |  | CLAMPING PRESSURE |  | HAZARD CLASS |  | CERTIFICATION/STANDARD | [59 empty] | Production Completed
STP_009 - Lot7 | Data Enrichment | NGB | ok | 2023-10-16 | 2023-10-19 |  | 1072631 | 1072631 |  |  |  | ERSA | M | 3730 | 1326460GZPCLNT100 | EA | 3000003 | CLAMP;CAT,2530468 | ABRAZADERA;CAT,2530468 | CLAMP;MNFR:CATERPILLAR,PTNO:2530468 | ABRAZADERA;MNFR:CATERPILLAR,PTNO:2530468 |  | CATERPILLAR | 2530468 | 1068196 @@ HASTINGS DEERING(AUSTRALIA) LTD | 1326460 | [12 empty] | CATERPILLAR | 253-0468 | HASTINGS DEERING (AUSTRALIA) LTD | [15 empty] | https://parts.cat.com/en/catcorp/253-0468 | [9 empty] | Cleansed | 31162900 Clamps |  |  | CLAMP | NO MODIFIER | TYPE |  | CAPACITY |  | SIZE |  | MATERIAL |  | CLAMPING PRESSURE |  | HAZARD CLASS |  | CERTIFICATION/STANDARD | [59 empty] | Production Completed
STP_009 - Lot7 | Data Enrichment | NGB | ok | 2023-10-16 | 2023-10-19 | Processed based on Websource, Conflict w.r.t Input | 1072668 | 1072668 | 1322831 | AU_QM_000224027 |  | ERSA | M | 3730 | 1322831GZPCLNT100 | EA | 3000003 | CLAMP;CAT,3359214,BAND | CLAMP;CAT,3359214,BAND | CLAMP;BAND,MNFR:CATERPILLAR,PTNO:3359214 |  | CLAMP;CAT,3359214,BANDCLAMP;HAS,335-9214 | CATERPILLAR | 3359214 | 1068196 @@ HASTINGS DEERING(AUSTRALIA) LTD | 3359214 | [12 empty] | CATERPILLAR | 335-9214 | HASTINGS DEERING (AUSTRALIA) LTD | [15 empty] | https://parts.cat.com/en/catcorp/335-9214 | [9 empty] | Enriched | 31162906 Hose or pipe clamps |  |  | CLAMP | HOSE | TYPE | WAVE LINER | HOSE SIZE | 51 TO 76 MM | WIDTH | 14.2 MM | LOAD CAPACITY |  | MOUNTING SIZE |  | MATERIAL | STAINLESS STEEL | MATERIAL SPECIFICATION |  | COATING/FINISH |  | PRESSURE RATING | 50 PSI | TEMPERATURE RATING |  | FASTENING DEVICE TYPE |  | HAZARD CLASS |  | CERTIFICATION/STANDARD | [47 empty] | Production Completed
STP_009 - Lot7 | Data Enrichment | NGB | ok | 2023-10-16 | 2023-10-19 | Processed based on Websource, Conflict w.r.t Input | 1074202 | 1074202 |  |  |  | ERSA | M | 3730 | 1139048GZPCLNT100 | EA | 3000003 | CLAMP;CAT,5P2369 | ABRAZADERA;CAT,5P2369 | CLAMP;MNFR:CATERPILLAR,PTNO:5P2369 | ABRAZADERA;MNFR:CATERPILLAR,PTNO:5P2369 |  | CATERPILLAR | 5P2369 | 1068196 @@ HASTINGS DEERING(AUSTRALIA) LTD | [13 empty] | CATERPILLAR | 5P-2369 | HASTINGS DEERING (AUSTRALIA) LTD | [15 empty] | https://parts.cat.com/en/catcorp/5P-2369 | [9 empty] | Enriched | 31163200 Retaining hardware |  |  | CLIP | NO MODIFIER | TYPE | LOOP | SIZE | 44.45 DIAX19 WDX1.2 THK MM | MATERIAL | STEEL | HAZARD CLASS |  | CERTIFICATION/STANDARD | ANSI,ASTM,DIN,ROHS | [62 empty] | Production Completed
STP_009 - Lot7 | Data Enrichment | NGB | ok | 2023-10-16 | 2023-10-19 |  | 1074808 | 1074808 |  |  |  | ERSA | M | 3730 | 1094095GZPCLNT100 | EA | 3000003 | CLAMP;CAT,2422445,ASSY | ABRAZADERA;CAT,2422445,ENSAMBLE | CLAMP;MNFR:CATERPILLAR,PTNO:2422445,ADDITIONAL FEATURES EN:ASSEMBLY | ABRAZADERA;MNFR:CATERPILLAR,PTNO:2422445,CARACTERISTICAS ADICIONALES ES:ENSAMBLE |  | CATERPILLAR | 2422445 | 1068196 @@ HASTINGS DEERING(AUSTRALIA) LTD | 2422445 | [12 empty] | CATERPILLAR | 242-2445 | HASTINGS DEERING (AUSTRALIA) LTD | [15 empty] | https://parts.cat.com/en/catcorp/242-2445 | [9 empty] | Enriched | 31162906 Hose or pipe clamps |  |  | CLAMP | HOSE | TYPE | V-BAND | HOSE SIZE | 65 MM | WIDTH | 50 MM | LOAD CAPACITY |  | MOUNTING SIZE |  | MATERIAL | STEEL | MATERIAL SPECIFICATION |  | COATING/FINISH |  | PRESSURE RATING |  | TEMPERATURE RATING |  | FASTENING DEVICE TYPE | M10 BOLT | HAZARD CLASS |  | CERTIFICATION/STANDARD | ANSI,ASTM,DIN | [46 empty] | Production Completed
STP_009 - Lot7 | Data Enrichment | NGB | ok | 2023-10-16 | 2023-10-19 |  | 1075027 | 1075027 |  |  |  | ERSA | M | 3730 | 1057761GZPCLNT100 | EA | 3000003 | CLAMP;CAT,8T4989 | ABRAZADERA;CAT,8T4989 | CLAMP;MNFR:CATERPILLAR,PTNO:8T4989 | ABRAZADERA;MNFR:CATERPILLAR,PTNO:8T4989 |  | CATERPILLAR | 8T4989 | 1068196 @@ HASTINGS DEERING(AUSTRALIA) LTD | 8T4989 | [12 empty] | CATERPILLAR | 8T-4989 | HASTINGS DEERING (AUSTRALIA) LTD | [15 empty] | https://parts.cat.com/en/catcorp/8T-4989 | [9 empty] | Enriched | 31162906 Hose or pipe clamps |  |  | CLAMP | HOSE | TYPE | CONSTANT TENSION,BELLEVILLE | HOSE SIZE | 184 TO 206 MM | WIDTH | 16 MM | LOAD CAPACITY |  | MOUNTING SIZE |  | MATERIAL |  | MATERIAL SPECIFICATION |  | COATING/FINISH | ZINC PLATED | PRESSURE RATING |  | TEMPERATURE RATING |  | FASTENING DEVICE TYPE |  | HAZARD CLASS |  | CERTIFICATION/STANDARD | ANSI,ASTM,DIN | [46 empty] | Production Completed
STP_009 - Lot7 | Data Enrichment | NGB | ok | 2023-10-16 | 2023-10-19 |  | 1075557 | 1075557 |  |  |  | ERSA | M | 3730 | 1135031GZPCLNT100 | EA | 3000003 | CLAMP;CAT,2S3440 | ABRAZADERA;CAT,2S3440 | CLAMP;MNFR:CATERPILLAR,PTNO:2S3440 | ABRAZADERA;MNFR:CATERPILLAR,PTNO:2S3440 |  | CATERPILLAR | 2S3440 | 1068196 @@ HASTINGS DEERING(AUSTRALIA) LTD | 2S3440 | [12 empty] | CATERPILLAR | 2S-3440 | HASTINGS DEERING (AUSTRALIA) LTD | [15 empty] | https://parts.cat.com/en/catcorp/2S-3440 | [9 empty] | Enriched | 31162906 Hose or pipe clamps |  |  | CLAMP | HOSE | TYPE | STANDARD | HOSE SIZE | 23.9 TO 38.1 MM | WIDTH | 12.7 MM | LOAD CAPACITY |  | MOUNTING SIZE |  | MATERIAL | STAINLESS STEEL | MATERIAL SPECIFICATION | 1E1541A | COATING/FINISH |  | PRESSURE RATING |  | TEMPERATURE RATING |  | FASTENING DEVICE TYPE |  | HAZARD CLASS |  | CERTIFICATION/STANDARD | [47 empty] | Production Completed
STP_009 - Lot7 | Data Enrichment | NGB | ok | 2023-10-16 | 2023-10-19 |  | 1075576 | 1075576 |  |  |  | ERSA | M | 3730 | 1120129GZPCLNT100 | EA | 3000003 | CLAMP;CAT,3551790 | ABRAZADERA;CAT,3551790 | CLAMP;MNFR:CATERPILLAR,PTNO:3551790 | ABRAZADERA;MNFR:CATERPILLAR,PTNO:3551790 |  | CATERPILLAR | 3551790 | 1068196 @@ HASTINGS DEERING(AUSTRALIA) LTD | 3551790 | [12 empty] | CATERPILLAR | 355-1790 | HASTINGS DEERING (AUSTRALIA) LTD | [15 empty] | https://parts.cat.com/en/catcorp/355-1790 | [9 empty] | Enriched | 31162900 Clamps |  | SIZE:80 LGX36.8 WDX10 THK MM,HOLE SIZE:8.3 MM | CLAMP | TUBE | TYPE | DOUBLE,TXV | TUBE SIZE | 24,18 MM | LOAD CAPACITY |  | MOUNTING SIZE |  | MATERIAL | STEEL | MATERIAL SPECIFICATION |  | COATING/FINISH |  | PRESSURE RATING |  | TEMPERATURE RATING |  | MOUNTING TYPE |  | HAZARD CLASS |  | CERTIFICATION/STANDARD | [49 empty] | Production Completed
STP_009 - Lot7 | Data Enrichment | NGB | ok | 2023-10-16 | 2023-10-19 |  | 1076733 | 1076733 |  |  |  | ERSA | M | 3730 | 1047962GZPCLNT100 | EA | 3000003 | CLAMP;CAT,8T6703 | ABRAZADERA;CAT,8T6703 | CLAMP;MNFR:CATERPILLAR,PTNO:8T6703 | ABRAZADERA;MNFR:CATERPILLAR,PTNO:8T6703 |  | CATERPILLAR | 8T6703 | 1068196 @@ HASTINGS DEERING(AUSTRALIA) LTD | 8T6703 | [12 empty] | CATERPILLAR | 8T-6703 | HASTINGS DEERING (AUSTRALIA) LTD | [15 empty] | https://parts.cat.com/en/catcorp/8T-6703 | [9 empty] | Enriched | 31162906 Hose or pipe clamps |  |  | CLAMP | HOSE | TYPE | CONSTANT TENSION,BELLEVILLE | HOSE SIZE | 45 TO 67 MM | WIDTH | 16 MM | LOAD CAPACITY |  | MOUNTING SIZE |  | MATERIAL |  | MATERIAL SPECIFICATION |  | COATING/FINISH |  | PRESSURE RATING | 50 PSI | TEMPERATURE RATING |  | FASTENING DEVICE TYPE | T-BOLT | HAZARD CLASS |  | CERTIFICATION/STANDARD | ANSI,ASTM,DIN,ROHS | [46 empty] | Production Completed
STP_009 - Lot7 | Data Enrichment | NGB | ok | 2023-10-16 | 2023-10-19 |  | 1077059 | 1077059 | 1218192 | AU_QM_000165317 |  | ERSA | M | 2210 | 1218192GZPCLNT100 | EA | 3000003 | CLAMP;CAT,3E7445,BACKHOES | CLAMP;CAT,3E7445,BACKHOES | CLAMP;MNFR:CATERPILLAR,PTNO:3E7445,ADDITIONAL FEATURES EN:BACKHOES |  | CLAMP,HOSE: CLAMP LINES; GP WATER COOLING TANK | CATERPILLAR | 3E7445 | 1068196 @@ HASTINGS DEERING(AUSTRALIA) LTD | 3E7445 | [12 empty] | CATERPILLAR | 3E-7445 | HASTINGS DEERING (AUSTRALIA) LTD | [15 empty] | https://parts.cat.com/en/catcorp/3E-7445 | [9 empty] | Enriched | 31162906 Hose or pipe clamps |  |  | CLAMP | HOSE | TYPE | STANDARD | HOSE SIZE | 17 TO 32 MM | WIDTH | 12.7 MM | LOAD CAPACITY |  | MOUNTING SIZE |  | MATERIAL | STAINLESS STEEL | MATERIAL SPECIFICATION | 1E1541A | COATING/FINISH |  | PRESSURE RATING |  | TEMPERATURE RATING |  | FASTENING DEVICE TYPE |  | HAZARD CLASS |  | CERTIFICATION/STANDARD | [47 empty] | Production Completed
STP_009 - Lot7 | Data Enrichment | NGB | ok | 2023-10-16 | 2023-10-19 |  | 1077208 | 1077208 | 1210983 | AU_QM_000237165 |  | ERSA | M | 3730 | 1210983GZPCLNT100 | EA | 3000003 | CLAMP,BND;CAT,3460335 | CLAMP,BND;CAT,3460335 | CLAMP,BAND;MNFR:CATERPILLAR,PTNO:3460335 | BANDA SUJECION;MNFR:CATERPILLAR,PTNO:3460335 | OEM-E-LISTCLAMP;CAT,346-0335 | CATERPILLAR | 3460335 | 1068196 @@ HASTINGS DEERING(AUSTRALIA) LTD | 3460335 | [12 empty] | CATERPILLAR | 346-0335 | HASTINGS DEERING (AUSTRALIA) LTD | [15 empty] | https://parts.cat.com/en/catcorp/346-0335 | [9 empty] | Enriched | 31162906 Hose or pipe clamps |  | SIZE:138 IDX1.5 THK MM | CLAMP | BAND | TYPE |  | HOLDING CAPACITY |  | MATERIAL | STAINLESS STEEL | LENGTH |  | WIDTH | 34.5 MM | HANDLE MATERIAL |  | HAZARD CLASS |  | CERTIFICATION/STANDARD | [57 empty] | Production Completed
STP_009 - Lot7 | Data Enrichment | NGB | ok | 2023-10-16 | 2023-10-19 |  | 1077393 | 1077393 |  |  |  | ERSA | M | 1540 | 1203478GZPCLNT100 | EA | 3000003 | CLAMP;CAT,7N2059,ASSY,COLLIER | ABRAZADERA,CAT,7N2059 | CLAMP;MNFR:CATERPILLAR,PTNO:7N2059,ADDITIONAL FEATURES EN:ASSEMBLY,COLLIER | ABRAZADERA,MNFR:CATERPILLAR,PTNO:7N2059 |  | CATERPILLAR | 7N2059 | 1068196 @@ HASTINGS DEERING(AUSTRALIA) LTD | 7N2059 | [12 empty] | CATERPILLAR | 7N-2059 | HASTINGS DEERING (AUSTRALIA) LTD | [15 empty] | https://parts.cat.com/en/catcorp/7N-2059 | [9 empty] | Enriched | 31162906 Hose or pipe clamps |  |  | CLAMP | HOSE | TYPE |  | HOSE SIZE | 76.2 MM | WIDTH | 28.4 MM | LOAD CAPACITY |  | MOUNTING SIZE |  | MATERIAL | STAINLESS STEEL | MATERIAL SPECIFICATION | 1E1541A | COATING/FINISH |  | PRESSURE RATING |  | TEMPERATURE RATING |  | FASTENING DEVICE TYPE |  | HAZARD CLASS |  | CERTIFICATION/STANDARD | [47 empty] | Production Completed
STP_009 - Lot7 | Data Enrichment | NGB | ok | 2023-10-16 | 2023-10-19 |  | 1077562 | 1077562 | 1196981 | AU_QM_001222256 |  | ERSA | M | 2210 | 1196981GZPCLNT100 | EA | 3000003 | CLAMP;CAT,5D5017 | CLAMP;CAT,5D5017 | CLAMP;MNFR:CATERPILLAR,PTNO:5D5017 |  | CLAMP: CLAMP; | CATERPILLAR | 5D5017 | 1068196 @@ HASTINGS DEERING(AUSTRALIA) LTD | 5D5017 | 1068197 @@ HASTINGS DEERING (AUSTRALIA) LTD | 5D5017 | [10 empty] | CATERPILLAR | 5D-5017 | HASTINGS DEERING (AUSTRALIA) LTD | [15 empty] | https://parts.cat.com/en/catcorp/5D-5017 | [9 empty] | Cleansed | 31162900 Clamps |  |  | CLAMP | NO MODIFIER | TYPE |  | CAPACITY |  | SIZE |  | MATERIAL |  | CLAMPING PRESSURE |  | HAZARD CLASS |  | CERTIFICATION/STANDARD | [59 empty] | Production Completed
STP_009 - Lot7 | Data Enrichment | NGB | ok | 2023-10-16 | 2023-10-19 |  | 1077710 | 1077710 |  |  |  | ERSA | M | 2210 | 1190896GZPCLNT100 | EA | 3000003 | CLAMP,HSE;CAT,6V4372 | CLAMP,HSE;CAT,6V4372 | CLAMP;STANDARD,MNFR:CATERPILLAR,PTNO:6V4372 |  |  | CATERPILLAR | 6V4372 | 1068196 @@ HASTINGS DEERING(AUSTRALIA) LTD | 2853714 | [12 empty] | CATERPILLAR | 6V-4372 | HASTINGS DEERING (AUSTRALIA) LTD | [15 empty] | https://parts.cat.com/en/catcorp/6V-4372 | [9 empty] | Enriched | 31162906 Hose or pipe clamps |  |  | CLAMP | HOSE | TYPE | STANDARD | HOSE SIZE | 266.5 TO 282 MM | WIDTH | 15.88 MM | LOAD CAPACITY |  | MOUNTING SIZE |  | MATERIAL | STAINLESS STEEL | MATERIAL SPECIFICATION | 1E1541A | COATING/FINISH |  | PRESSURE RATING |  | TEMPERATURE RATING |  | FASTENING DEVICE TYPE |  | HAZARD CLASS |  | CERTIFICATION/STANDARD | [47 empty] | Production Completed
STP_009 - Lot7 | Data Enrichment | NGB | ok | 2023-10-16 | 2023-10-19 |  | 1077752 | 1077752 | 1189336 | AU_QM_001222231 |  | ERSA | M | 2210 | 1189336GZPCLNT100 | EA | 3000003 | CLAMP;CAT,2530467 | CLAMP;CAT,2530467 | CLAMP;MNFR:CATERPILLAR,PTNO:2530467 |  | CLAMP: CLAMP; | CATERPILLAR | 2530467 | 1068196 @@ HASTINGS DEERING(AUSTRALIA) LTD | 2530467 | [12 empty] | CATERPILLAR | 253-0467 | HASTINGS DEERING (AUSTRALIA) LTD | [15 empty] | https://parts.cat.com/en/catcorp/253-0467 | [9 empty] | Cleansed | 31162900 Clamps |  |  | CLAMP | NO MODIFIER | TYPE |  | CAPACITY |  | SIZE |  | MATERIAL |  | CLAMPING PRESSURE |  | HAZARD CLASS |  | CERTIFICATION/STANDARD | [59 empty] | Production Completed
STP_009 - Lot7 | Data Enrichment | NGB | ok | 2023-10-16 | 2023-10-19 |  | 1077828 | 1077828 | 1186622 | AU_QM_001222272 |  | ERSA | M | 1540 | 1186622GZPCLNT100 | EA | 3000003 | CLAMP,BND;CAT,2843502,10 PER PCKT | ABRAZADERA,CAT,2843502 | CLAMP,BAND;MNFR:CATERPILLAR,PTNO:2843502,ADDITIONAL FEATURES EN:10 PER PACKET | ABRAZADERA,MNFR:CATERPILLAR,PTNO:2843502 | CLAMP: CLAMP BAND; | CATERPILLAR | 2843502 | 1068196 @@ HASTINGS DEERING(AUSTRALIA) LTD | 2843502 | [12 empty] | CATERPILLAR | 284-3502 | HASTINGS DEERING (AUSTRALIA) LTD | [15 empty] | https://parts.cat.com/en/catcorp/284-3502 | [9 empty] | Enriched | 31162906 Hose or pipe clamps |  |  | CLAMP | HOSE | TYPE | WAVE LINER | HOSE SIZE | 27 TO 35 MM | WIDTH | 14.2 MM | LOAD CAPACITY |  | MOUNTING SIZE |  | MATERIAL | STAINLESS STEEL | MATERIAL SPECIFICATION |  | COATING/FINISH |  | PRESSURE RATING | 50 PSI | TEMPERATURE RATING |  | FASTENING DEVICE TYPE |  | HAZARD CLASS |  | CERTIFICATION/STANDARD | [47 empty] | Production Completed
STP_009 - Lot7 | Data Enrichment | NGB | ok | 2023-10-16 | 2023-10-19 | Processed based on Websource, Conflict w.r.t Input | 1077936 | 1077936 | 1090097 | AU_QM_001222199 |  | ERSA | M | 3730 | 1090097GZPCLNT100 | EA | 3000003 | CLAMP;CAT,1757739 | ABRAZADERA;CAT,1757739 | CLAMP;MNFR:CATERPILLAR,PTNO:1757739 | ABRAZADERA;MNFR:CATERPILLAR,PTNO:1757739 | CLAMP: CLAMP; | CATERPILLAR | 1757739 | 1068196 @@ HASTINGS DEERING(AUSTRALIA) LTD | 1757739 | [12 empty] | CATERPILLAR | 175-7739 | HASTINGS DEERING (AUSTRALIA) LTD | [15 empty] | https://parts.cat.com/en/catcorp/175-7739 | [9 empty] | Enriched | 31163200 Retaining hardware |  | C/W RUBBER CUSHION | CLIP | TUBING | TYPE | SINGLE | TUBING SIZE | 16 MM | MATERIAL | STEEL | SIZE | 25 MM WD | HAZARD CLASS |  | CERTIFICATION/STANDARD | [61 empty] | Production Completed
STP_009 - Lot7 | Data Enrichment | NGB | ok | 2023-10-16 | 2023-10-19 |  | 1084915 | 1084915 | 1313841 | AU_QM_001222173 |  | ERSA | M | 1540 | 1313841GZPCLNT100 | EA | 3000003 | CLAMP;CAT,2030421,HOSE | CLAMP;CAT,2030421,HOSE | CLAMP;MNFR:CATERPILLAR,PTNO:2030421 | ABRAZADERA;MNFR:CATERPILLAR,PTNO:2030421 | CLAMP,HOSE: CLAMP-HOSE; | CATERPILLAR | 2030421 | 1068196 @@ HASTINGS DEERING(AUSTRALIA) LTD | 2030421 | [12 empty] | CATERPILLAR | 203-0421 | HASTINGS DEERING (AUSTRALIA) LTD | [15 empty] | https://parts.cat.com/en/catcorp/203-0421 | [9 empty] | Cleansed | 31162906 Hose or pipe clamps |  |  | CLAMP | HOSE | TYPE |  | HOSE SIZE |  | WIDTH |  | LOAD CAPACITY |  | MOUNTING SIZE |  | MATERIAL |  | MATERIAL SPECIFICATION |  | COATING/FINISH |  | PRESSURE RATING |  | TEMPERATURE RATING |  | FASTENING DEVICE TYPE |  | HAZARD CLASS |  | CERTIFICATION/STANDARD | [47 empty] | Production Completed
STP_009 - Lot7 | Data Enrichment | NGB | ok | 2023-10-16 | 2023-10-19 |  | 1086106 | 1086106 |  |  |  | ERSA | M | 3730 | 1583544GZPCLNT100 | EA | 3000003 | CLAMP;CAT,1138693 | ABRAZADERA;CAT,1138693 | CLAMP;MNFR:CATERPILLAR,PTNO:1138693 | ABRAZADERA;MNFR:CATERPILLAR,PTNO:1138693 |  | CATERPILLAR | 1138693 | 1068196 @@ HASTINGS DEERING(AUSTRALIA) LTD | 1138693 | [12 empty] | CATERPILLAR | 113-8693 | HASTINGS DEERING (AUSTRALIA) LTD | [15 empty] | https://parts.cat.com/en/catcorp/113-8693 | [9 empty] | Cleansed | 31162900 Clamps |  |  | CLAMP | NO MODIFIER | TYPE |  | CAPACITY |  | SIZE |  | MATERIAL |  | CLAMPING PRESSURE |  | HAZARD CLASS |  | CERTIFICATION/STANDARD | [59 empty] | Production Completed
STP_009 - Lot7 | Data Enrichment | NGB | ok | 2023-10-16 | 2023-10-19 |  | 1086107 | 1086107 |  |  |  | ERSA | M | 3730 | 1583545GZPCLNT100 | EA | 3000003 | CLAMP;CAT,3234389 | ABRAZADERA;CAT,3234389 | CLAMP;MNFR:CATERPILLAR,PTNO:3234389 | ABRAZADERA;MNFR:CATERPILLAR,PTNO:3234389 |  | CATERPILLAR | 3234389 | 1068196 @@ HASTINGS DEERING(AUSTRALIA) LTD | 3234389 | [12 empty] | CATERPILLAR | 323-4389 | HASTINGS DEERING (AUSTRALIA) LTD | [15 empty] | https://parts.cat.com/en/catcorp/323-4389 | [9 empty] | Cleansed | 31162900 Clamps |  |  | CLAMP | NO MODIFIER | TYPE |  | CAPACITY |  | SIZE |  | MATERIAL |  | CLAMPING PRESSURE |  | HAZARD CLASS |  | CERTIFICATION/STANDARD | [59 empty] | Production Completed
STP_009 - Lot7 | Data Enrichment | NGB | ok | 2023-10-16 | 2023-10-19 |  | 1087674 | 1087674 |  |  |  | ERSA | M | 3730 | 1583820GZPCLNT100 | EA | 3000003 | CLAMP,BND;CAT,317-7012,CLAMP BAND | BANDA SUJEC;CAT,317-7012 | CLAMP,BAND;MNFR:CATERPILLAR,PTNO:317-7012,ADDITIONAL FEATURES EN:CLAMP BAND | BANDA SUJECION;MNFR:CATERPILLAR,PTNO:317-7012 |  | CATERPILLAR | 317-7012 | 1068196 @@ HASTINGS DEERING(AUSTRALIA) LTD | 3177012 | [12 empty] | CATERPILLAR | 317-7012 | HASTINGS DEERING (AUSTRALIA) LTD | [15 empty] | https://parts.cat.com/en/catcorp/317-7012 | [9 empty] | Enriched | 31162906 Hose or pipe clamps |  |  | CLAMP | HOSE | TYPE | CONSTANT TENSION,BELLEVILLE,BAND | HOSE SIZE | 12.2 TO 15.2 MM | WIDTH | 12 MM | LOAD CAPACITY |  | MOUNTING SIZE |  | MATERIAL | STEEL | MATERIAL SPECIFICATION |  | COATING/FINISH |  | PRESSURE RATING |  | TEMPERATURE RATING |  | FASTENING DEVICE TYPE | T-BOLT | HAZARD CLASS |  | CERTIFICATION/STANDARD | ANSI,ASTM,DIN,ROHS | [46 empty] | Production Completed
STP_009 - Lot7 | Data Enrichment | NGB | ok | 2023-10-16 | 2023-10-19 |  | 1091687 | 1091687 | 1393684 | AU_QM_000237169 |  | ERSA | M | 5910 | 1393684GZPCLNT100 | EA | 3000003 | CLAMP;CAT,5V0006 | CLAMP;CAT,5V0006 | CLAMP;MNFR:CATERPILLAR,PTNO:5V0006 |  | OEM-E-LISTCLAMP;CAT,5V0006 | CATERPILLAR | 5V0006 | 1068196 @@ HASTINGS DEERING(AUSTRALIA) LTD | 5V0006 | [12 empty] | CATERPILLAR | 5V-0006 | HASTINGS DEERING (AUSTRALIA) LTD | [15 empty] | https://parts.cat.com/en/catcorp/5V-0006 | [9 empty] | Cleansed | 31162900 Clamps |  |  | CLAMP | NO MODIFIER | TYPE |  | CAPACITY |  | SIZE |  | MATERIAL |  | CLAMPING PRESSURE |  | HAZARD CLASS |  | CERTIFICATION/STANDARD | [59 empty] | Production Completed
STP_009 - Lot7 | Data Enrichment | NGB | ok | 2023-10-16 | 2023-10-19 |  | 1091694 | 1091694 | 1393655 | AU_QM_000237138 |  | ERSA | M | 5910 | 1393655GZPCLNT100 | EA | 3000003 | CLAMP;CAT,195-8372 | CLAMP;CAT,195-8372 | CLAMP;MNFR:CATERPILLAR,PTNO:195-8372 |  | OEM-E-LISTCLAMP;CAT,195-8372 | CATERPILLAR | 195-8372 | 1068196 @@ HASTINGS DEERING(AUSTRALIA) LTD | 1958372 | [12 empty] | CATERPILLAR | 195-8372 | HASTINGS DEERING (AUSTRALIA) LTD | [15 empty] | https://parts.cat.com/en/catcorp/195-8372 | [9 empty] | Enriched | 31162906 Hose or pipe clamps |  |  | CLAMP | HOSE | TYPE | SPRING BAND | HOSE SIZE | 10 MM | WIDTH | 8 MM | LOAD CAPACITY |  | MOUNTING SIZE |  | MATERIAL |  | MATERIAL SPECIFICATION |  | COATING/FINISH |  | PRESSURE RATING |  | TEMPERATURE RATING |  | FASTENING DEVICE TYPE |  | HAZARD CLASS |  | CERTIFICATION/STANDARD | ANSI,ASTM,DIN,ROHS | [46 empty] | Production Completed
STP_009 - Lot7 | Data Enrichment | NGB | ok | 2023-10-16 | 2023-10-19 |  | 1091735 | 1091735 | 1391307 | AU_QM_000233135 |  | ERSA | M | 5910 | 1391307GZPCLNT100 | EA | 3000003 | CLAMP;CAT,3163120 | CLAMP;CAT,3163120 | CLAMP;MNFR:CATERPILLAR,PTNO:3163120 |  | CLAMP;CAT,3163120CLAMP;HAS,3163120 | CATERPILLAR | 3163120 | 1068196 @@ HASTINGS DEERING(AUSTRALIA) LTD | 3163120 | [12 empty] | CATERPILLAR | 316-3120 | HASTINGS DEERING (AUSTRALIA) LTD | [15 empty] | https://parts.cat.com/en/catcorp/316-3120 | [9 empty] | Cleansed | 31162900 Clamps |  |  | CLAMP | NO MODIFIER | TYPE |  | CAPACITY |  | SIZE |  | MATERIAL |  | CLAMPING PRESSURE |  | HAZARD CLASS |  | CERTIFICATION/STANDARD | [59 empty] | Production Completed
STP_009 - Lot7 | Data Enrichment | NGB | ok | 2023-10-16 | 2023-10-19 |  | 1091798 | 1091798 | 1390131 | AU_QM_000231728 |  | ERSA | M | 5910 | 1390131GZPCLNT100 | EA | 3000003 | CLAMP;CAT,1W5455 | CLAMP;CAT,1W5455 | CLAMP;MNFR:CATERPILLAR,PTNO:1W5455 |  | CLAMP;CAT,1W5455CLAMP;HAS,1W5455 | CATERPILLAR | 1W5455 | 1068196 @@ HASTINGS DEERING(AUSTRALIA) LTD | 1W5455 | [12 empty] | CATERPILLAR | 1W-5455 | HASTINGS DEERING (AUSTRALIA) LTD | [15 empty] | https://parts.cat.com/en/catcorp/1W-5455 | [9 empty] | Enriched | 31162906 Hose or pipe clamps |  |  | CLAMP | HOSE | TYPE | V-BAND | HOSE SIZE | 106.3 MM | WIDTH | 24 MM | LOAD CAPACITY |  | MOUNTING SIZE |  | MATERIAL | STAINLESS STEEL | MATERIAL SPECIFICATION | 1E1541E | COATING/FINISH |  | PRESSURE RATING |  | TEMPERATURE RATING |  | FASTENING DEVICE TYPE |  | HAZARD CLASS |  | CERTIFICATION/STANDARD | [47 empty] | Production Completed
STP_009 - Lot7 | Data Enrichment | NGB | ok | 2023-10-16 | 2023-10-19 |  | 1092165 | 1092165 | 1380041 | AU_QM_000219514 |  | ERSA | M | 5910 | 1380041GZPCLNT100 | EA | 3000001 | CLAMP;EPI,3370 0046 01 | CLAMP;EPI,3370 0046 01 | CLAMP;MNFR:EPIROC,PTNO:3370 0046 01 |  | CLAMP;EPI,3370 0046 01CLAMP;EPI,3370 0046 01 | EPIROC | 3370 0046 01 | 1068108 @@ EPIROC AUSTRALIA PTY LTD | 3370004601 | [12 empty] | EPIROC | 3370004601 | [16 empty] | https://shanghaisanto.com/epiroc-spare-parts-list-325/ | [9 empty] | Enriched | 31162900 Clamps |  |  | CLAMP | NO MODIFIER | TYPE | HALF | CAPACITY |  | SIZE |  | MATERIAL |  | CLAMPING PRESSURE |  | HAZARD CLASS |  | CERTIFICATION/STANDARD | [59 empty] | Production Completed
STP_009 - Lot7 | Data Enrichment | NGB | ok | 2023-10-16 | 2023-10-19 |  | 1092171 | 1092171 | 1379952 | AU_QM_000219417 |  | ERSA | M | 5910 | 1379952GZPCLNT100 | EA | 3000001 | CLAMP;EPI,5590 0003 65 | CLAMP;EPI,5590 0003 65 | CLAMP;MNFR:EPIROC,PTNO:5590 0003 65 |  | CLAMP;EPI,5590 0003 65CLAMP;EPI,5590 0003 65 | EPIROC | 5590 0003 65 | 1068108 @@ EPIROC AUSTRALIA PTY LTD | 5590000365 | [12 empty] | EPIROC | 5590000365 | [16 empty] | https://www.aircompressorstrade.com/5580102515-mount-to-5590001016-needle-roller-576-parts-catalog/ | [9 empty] | Cleansed | 31162900 Clamps |  |  | CLAMP | NO MODIFIER | TYPE |  | CAPACITY |  | SIZE |  | MATERIAL |  | CLAMPING PRESSURE |  | HAZARD CLASS |  | CERTIFICATION/STANDARD | [59 empty] | Production Completed
STP_009 - Lot7 | Data Enrichment | NGB | ok | 2023-10-16 | 2023-10-19 |  | 1092283 | 1092283 | 1376591 | AU_QM_000215720 |  | ERSA | M | 5910 | 1376591GZPCLNT100 | EA | 3000001 | CLAMP;EPI,5112 3202 38 | CLAMP;EPI,5112 3202 38 | CLAMP;MNFR:EPIROC,PTNO:5112 3202 38 |  | CLAMP;EPI,5112 3202 38CLAMP;EPI,5112 3202 38 | EPIROC | 5112 3202 38 | 1068108 @@ EPIROC AUSTRALIA PTY LTD | 5112320238 | [12 empty] | EPIROC | 5112 3202 38 | [16 empty] | https://www.aircompressorstrade.com/atlas-copco-epiroc-boomer-t1d-spare-parts-catalogue-5/ | [9 empty] | Cleansed | 31162900 Clamps |  |  | CLAMP | NO MODIFIER | TYPE |  | CAPACITY |  | SIZE |  | MATERIAL |  | CLAMPING PRESSURE |  | HAZARD CLASS |  | CERTIFICATION/STANDARD | [59 empty] | Production Completed
STP_009 - Lot7 | Data Enrichment | NGB | ok | 2023-10-16 | 2023-10-19 |  | 1092310 | 1092310 |  |  |  | ERSA | M | 5910 | 1375805GZPCLNT100 | EA | 3000001 | CLAMP;EPI,3128 3097 36 | ABRAZADERA;EPI,3128309736 | CLAMP;MNFR:EPIROC,PTNO:3128 3097 36 |  |  | EPIROC | 3128 3097 36 | 1068108 @@ EPIROC AUSTRALIA PTY LTD | 3128309736 | [12 empty] | EPIROC | 3128 3097 36 | [16 empty] | https://gzbosenjx.en.made-in-china.com/product/anXYSyBxHJWK/China-Epiroc-BS-Atlas-Copco-BS-Sandvil-BS-for-Gold-Mining-Chine-Briquette-Machine-Stone-Crusher-Price-Mining-Machine-Stone-Crushing-Machine-Gas-Spring-3222334003.html | [9 empty] | Cleansed | 31162900 Clamps |  |  | CLAMP | NO MODIFIER | TYPE |  | CAPACITY |  | SIZE |  | MATERIAL |  | CLAMPING PRESSURE |  | HAZARD CLASS |  | CERTIFICATION/STANDARD | [59 empty] | Production Completed
STP_009 - Lot7 | Data Enrichment | NGB | ok | 2023-10-16 | 2023-10-19 |  | 1092386 | 1092386 | 1372629 | AU_QM_000197115 |  | ERSA | M | 5910 | 1372629GZPCLNT100 | EA | 3000003 | CLAMP;CAT,1956750 | CLAMP;CAT,1956750 | CLAMP;MNFR:CATERPILLAR,PTNO:1956750 |  | CLAMP;CAT,1956750CLAMP;HAS,1956750 | CATERPILLAR | 1956750 | 1068196 @@ HASTINGS DEERING(AUSTRALIA) LTD | 1956750 | [12 empty] | CATERPILLAR | 195-6750 | HASTINGS DEERING (AUSTRALIA) LTD | [15 empty] | https://parts.cat.com/en/catcorp/195-6750 | [9 empty] | Enriched | 31162900 Clamps |  |  | CLAMP | TUBE | TYPE | HALF,DOUBLE | TUBE SIZE | 16 MM | LOAD CAPACITY |  | MOUNTING SIZE |  | MATERIAL |  | MATERIAL SPECIFICATION |  | COATING/FINISH | BLACK | PRESSURE RATING |  | TEMPERATURE RATING |  | MOUNTING TYPE |  | HAZARD CLASS |  | CERTIFICATION/STANDARD | ANSI,ASTM,DIN | [48 empty] | Production Completed
STP_009 - Lot7 | Data Enrichment | NGB | ok | 2023-10-16 | 2023-10-19 |  | 1103455 | 1103455 |  |  |  | ERSA | M | 5000 | 1570774GZPCLNT100 | EA | 3000001 | CLAMP;EPI,2235550152 | ABRAZADERA;EPI,2235550152 | CLAMP;MNFR:EPIROC,PTNO:2235550152 | ABRAZADERA;MNFR:EPIROC,PTNO:2235550152 |  | EPIROC | 2235550152 | 1068108 @@ EPIROC AUSTRALIA PTY LTD | 2235550152 | [12 empty] | EPIROC | 2235550152 | [16 empty] | https://partsmining.ru/epiroc/clamp/2235550152/ | [9 empty] | Cleansed | 31162900 Clamps |  |  | CLAMP | NO MODIFIER | TYPE |  | CAPACITY |  | SIZE |  | MATERIAL |  | CLAMPING PRESSURE |  | HAZARD CLASS |  | CERTIFICATION/STANDARD | [59 empty] | Production Completed
STP_009 - Lot7 | Data Enrichment | NGB | ok | 2023-10-16 | 2023-10-19 |  | 1187743 | 1187743 |  |  |  | ERSA | M | 3730 | 1609666GZPCLNT100 | EA | 3000003 | CLAMP;CAT,415-2804 | ABRAZADERA;CAT,415-2804 | CLAMP;MNFR:CATERPILLAR,PTNO:415-2804 | ABRAZADERA;MNFR:CATERPILLAR,PTNO:415-2804 |  | CATERPILLAR | 415-2804 | 1068196 @@ HASTINGS DEERING(AUSTRALIA) LTD | 415-2804 | [12 empty] | CATERPILLAR | 415-2804 | HASTINGS DEERING (AUSTRALIA) LTD | [15 empty] | https://parts.cat.com/en/catcorp/415-2804 | [9 empty] | Enriched | 31162906 Hose or pipe clamps |  |  | CLAMP | HOSE | TYPE |  | HOSE SIZE | 54 MM | WIDTH | 31.75 MM | LOAD CAPACITY |  | MOUNTING SIZE |  | MATERIAL | STAINLESS STEEL | MATERIAL SPECIFICATION | 1E1541A | COATING/FINISH |  | PRESSURE RATING |  | TEMPERATURE RATING |  | FASTENING DEVICE TYPE | T-BOLT | HAZARD CLASS |  | CERTIFICATION/STANDARD | [47 empty] | Production Completed
STP_009 - Lot7 | Data Enrichment | NGB | ok | 2023-10-16 | 2023-10-19 |  | 1187802 | 1187802 |  |  |  | ERSA | M | 3730 | 1608905GZPCLNT100 | EA | 3000003 | CLAMP,BND;CAT,346-4792 | BANDA SUJEC;CAT,346-4792 | CLAMP,BAND;MNFR:CATERPILLAR,PTNO:346-4792 | BANDA SUJECION;MNFR:CATERPILLAR,PTNO:346-4792 |  | CATERPILLAR | 346-4792 | 1068196 @@ HASTINGS DEERING(AUSTRALIA) LTD | 3464792 | [12 empty] | CATERPILLAR | 346-4792 | HASTINGS DEERING (AUSTRALIA) LTD | [15 empty] | https://parts.cat.com/en/catcorp/346-4792 | [9 empty] | Enriched | 31162906 Hose or pipe clamps |  |  | CLAMP | HOSE | TYPE | CONSTANT TENSION,WAVE LINER | HOSE SIZE | 102 TO 152 MM | WIDTH | 14.25 MM | LOAD CAPACITY |  | MOUNTING SIZE |  | MATERIAL | STEEL | MATERIAL SPECIFICATION |  | COATING/FINISH |  | PRESSURE RATING |  | TEMPERATURE RATING |  | FASTENING DEVICE TYPE | BOLT | HAZARD CLASS |  | CERTIFICATION/STANDARD | ANSI,ASTM,DIN | [46 empty] | Production Completed
STP_009 - Lot7 | Data Enrichment | NGB | ok | 2023-10-16 | 2023-10-19 |  | 1189315 | 1189315 |  |  |  | ERSA | M | 3750 | 1576092GZPCLNT100 | EA | 3000001 | CLAMP;EPI,5575700496,RUBR,MT65,FENDR | ABRAZADERA;EPI,5575700496 | CLAMP;MNFR:EPIROC,PTNO:5575700496,ADDITIONAL FEATURES EN:RUBBER,MT65,FENDER | ABRAZADERA;MNFR:EPIROC,PTNO:5575700496 |  | EPIROC | 5575700496 | 1068108 @@ EPIROC AUSTRALIA PTY LTD | 5575700496 | [12 empty] | EPIROC | 5575 7004 96 | [16 empty] | https://www.aircompressorstrade.com/5534738000-genuine-atlas-copco-epiroc-spare-parts-catalog-by-cpmc-china-supplier/ | [9 empty] | Enriched | 31162900 Clamps |  |  | CLAMP | NO MODIFIER | TYPE |  | CAPACITY |  | SIZE |  | MATERIAL | RUBBER | CLAMPING PRESSURE |  | HAZARD CLASS |  | CERTIFICATION/STANDARD | [59 empty] | Production Completed
STP_009 - Lot7 | Data Enrichment | NGB | ok | 2023-10-16 | 2023-10-19 |  | 1189316 | 1189316 |  |  |  | ERSA | M | 3750 | 1576091GZPCLNT100 | EA | 3000001 | CLAMP;EPI,5575700495,RUBR,MT65,FENDR | ABRAZADERA;EPI,5575700495 | CLAMP;MNFR:EPIROC,PTNO:5575700495,ADDITIONAL FEATURES EN:RUBBER,MT65,FENDER | ABRAZADERA;MNFR:EPIROC,PTNO:5575700495 |  | EPIROC | 5575700495 | 1068108 @@ EPIROC AUSTRALIA PTY LTD | 5575700495 | [12 empty] | EPIROC | 5575 7004 95 | [16 empty] | https://www.aircompressorstrade.com/5534738000-genuine-atlas-copco-epiroc-spare-parts-catalog-by-cpmc-china-supplier/ | [9 empty] | Enriched | 31162900 Clamps |  |  | CLAMP | NO MODIFIER | TYPE |  | CAPACITY |  | SIZE |  | MATERIAL | RUBBER | CLAMPING PRESSURE |  | HAZARD CLASS |  | CERTIFICATION/STANDARD | [59 empty] | Production Completed
STP_009 - Lot7 | Data Enrichment | NGB | ok | 2023-10-16 | 2023-10-19 |  | 1203396 | 1203396 |  |  |  | ERSA | M | 4090 | 270778MRM | EA |  | CLAMP,BEAM GRIPPING;BEAM CLAMP;SS GR316 | CLAMP,BEAM GRIPPING;BEAM CLAMP;SS GR316 | CLAMP,BEAM GRIPPING;BEAM CLAMP;SS GR316 |  |  |  |  | 1072110 @@ KOVEST LTD T/A EZYSTRUT | E1272S | [10 empty] | KOVEST LTD |  | EZYSTRUT | E1272S | [16 empty] | https://www.ezystrut.com.au/products/beam-clamps/e1272/e1272s/ | https://www.ezystrut.com.au/assets/Datasheets/Beam-Clamps-DataSheet.pdf | [8 empty] | Enriched | 31162905 Beam clamps |  |  | CLAMP | BEAM | TYPE | GRIPPING | CAPACITY | 373 KG | MOUNTING LOCATION |  | MATERIAL | STAINLESS STEEL 316 | MATERIAL SPECIFICATION |  | COATING/FINISH |  | MOUNTING TYPE |  | SIZE | 40 MM HT | THREAD SIZE |  | HAZARD CLASS |  | CERTIFICATION/STANDARD | NATA | [50 empty] | Production Completed
STP_009 - Lot7 | Data Enrichment | NGB | ok | 2023-10-16 | 2023-10-19 |  | 1203397 | 1203397 |  |  |  | ERSA | M | 4090 | 270779MRM | EA |  | CLAMP,BEAM GRIPPING;CHANNEL BEAM CLAMP;S | CLAMP,BEAM GRIPPING;CHANNEL BEAM CLAMP;S | CLAMP,BEAM GRIPPING;CHANNEL BEAM CLAMP;SS GR316 |  |  |  |  | 1072110 @@ KOVEST LTD T/A EZYSTRUT | E1386S | [10 empty] | KOVEST LTD |  | EZYSTRUT | E1386S | [16 empty] | https://www.ezystrut.com.au/products/beam-clamps/e1386/e1386h/ | https://www.ezystrut.com.au/assets/Datasheets/Beam-Clamps-DataSheet.pdf | [8 empty] | Enriched | 31162905 Beam clamps |  |  | CLAMP | BEAM | TYPE | GRIPPING,CHANNEL | CAPACITY | 440 KG | MOUNTING LOCATION |  | MATERIAL | STAINLESS STEEL 316 | MATERIAL SPECIFICATION |  | COATING/FINISH |  | MOUNTING TYPE |  | SIZE |  | THREAD SIZE |  | HAZARD CLASS |  | CERTIFICATION/STANDARD | NATA | [50 empty] | Production Completed
STP_009 - Lot7 | Data Enrichment | NGB | ok | 2023-10-16 | 2023-10-19 |  | 1203398 | 1203398 |  |  |  | ERSA | M | 4090 | 270780MRM | EA |  | CLAMP,BEAM GRIPPING;BEAM CLAMP;SS GR316 | CLAMP,BEAM GRIPPING;BEAM CLAMP;SS GR316 | CLAMP,BEAM GRIPPING;BEAM CLAMP;SS GR316 |  |  |  |  | 1072110 @@ KOVEST LTD T/A EZYSTRUT | E1796S | [10 empty] | KOVEST LTD |  | EZYSTRUT | E1796S | [16 empty] | https://www.ezystrut.com.au/products/beam-clamps/e1796/e1796s/ | https://www.ezystrut.com.au/assets/Datasheets/Beam-Clamps-DataSheet.pdf | [8 empty] | Enriched | 31162905 Beam clamps |  |  | CLAMP | BEAM | TYPE | GRIPPING | CAPACITY | 509 KG | MOUNTING LOCATION |  | MATERIAL | STAINLESS STEEL 316 | MATERIAL SPECIFICATION |  | COATING/FINISH |  | MOUNTING TYPE |  | SIZE | 89 MM HT | THREAD SIZE |  | HAZARD CLASS |  | CERTIFICATION/STANDARD | NATA | [50 empty] | Production Completed
STP_009 - Lot7 | Data Enrichment | NGB | ok | 2023-10-16 | 2023-10-19 |  | 1203399 | 1203399 |  |  |  | ERSA | M | 4090 | 270781MRM | EA |  | CLAMP,BEAM GRIPPING;BEAM CLAMP;SS GR316 | CLAMP,BEAM GRIPPING;BEAM CLAMP;SS GR316 | CLAMP,BEAM GRIPPING;BEAM CLAMP;SS GR316 |  |  |  |  | 1072110 @@ KOVEST LTD T/A EZYSTRUT | E2785S | [10 empty] | KOVEST LTD |  | EZYSTRUT | E2785S | [16 empty] | https://www.ezystrut.com.au/products/beam-clamps/e2785/e2785s/ | https://www.ezystrut.com.au/assets/Datasheets/Beam-Clamps-DataSheet.pdf | [8 empty] | Enriched | 31162905 Beam clamps |  |  | CLAMP | BEAM | TYPE | GRIPPING | CAPACITY | 407 KG | MOUNTING LOCATION |  | MATERIAL | STAINLESS STEEL 316 | MATERIAL SPECIFICATION |  | COATING/FINISH |  | MOUNTING TYPE |  | SIZE |  | THREAD SIZE |  | HAZARD CLASS |  | CERTIFICATION/STANDARD | NATA | [50 empty] | Production Completed
STP_009 - Lot7 | Data Enrichment | NGB | ok | 2023-10-16 | 2023-10-19 |  | 1203400 | 1203400 |  |  |  | ERSA | M | 4090 | 270782MRM | EA |  | CLAMP,BEAM GRIPPING;COLUMN CLAMP;SS GR31 | CLAMP,BEAM GRIPPING;COLUMN CLAMP;SS GR31 | CLAMP,BEAM GRIPPING;COLUMN CLAMP;SS GR316 |  |  |  |  | 1072110 @@ KOVEST LTD T/A EZYSTRUT | E3087S | [10 empty] | KOVEST LTD |  | EZYSTRUT | E3087S | [16 empty] | https://www.ezystrut.com.au/products/beam-clamps/e3087/e3087s/ | https://www.ezystrut.com.au/assets/Datasheets/Beam-Clamps-DataSheet.pdf | [8 empty] | Enriched | 31162905 Beam clamps |  |  | CLAMP | BEAM | TYPE | GRIPPING,COLUMN | CAPACITY | 398 KG | MOUNTING LOCATION |  | MATERIAL | STAINLESS STEEL 316 | MATERIAL SPECIFICATION |  | COATING/FINISH |  | MOUNTING TYPE |  | SIZE | 100 MM HT | THREAD SIZE |  | HAZARD CLASS |  | CERTIFICATION/STANDARD | NATA | [50 empty] | Production Completed
STP_009 - Lot7 | Data Enrichment | NGB | ok | 2023-10-16 | 2023-10-19 |  | 1203411 | 1203411 |  |  |  | ERSA | M | 4090 | 270795MRM | SET |  | CLAMP,BEAM GRIPPING;CONDUIT BEAM;CLAMP K | CLAMP,BEAM GRIPPING;CONDUIT BEAM;CLAMP K | CLAMP,BEAM GRIPPING;CONDUIT BEAM;CLAMP KIT;22-20;SS GR304 |  |  |  |  | 1072110 @@ KOVEST LTD T/A EZYSTRUT | ECBC-22-20S | [10 empty] | KOVEST LTD |  | EZYSTRUT | ECBC-22-20S | [16 empty] | https://www.ezystrut.com.au/products/beam-clamps/ecbc-conduit-beam-clamp/ecbcs/ | https://www.ezystrut.com.au/assets/Datasheets/ECBC-Conduit-Beam-Clamps-DataSheet.pdf | [8 empty] | Enriched | 31162905 Beam clamps |  | BEAM THICKNESS:22 MM | CLAMP | BEAM | TYPE | GRIPPING,CONDUIT | CAPACITY |  | MOUNTING LOCATION |  | MATERIAL | STAINLESS STEEL 316 | MATERIAL SPECIFICATION |  | COATING/FINISH |  | MOUNTING TYPE |  | SIZE | 20 MM DIA | THREAD SIZE |  | HAZARD CLASS |  | CERTIFICATION/STANDARD | [51 empty] | Production Completed
STP_009 - Lot7 | Data Enrichment | NGB | ok | 2023-10-16 | 2023-10-19 |  | 1203412 | 1203412 |  |  |  | ERSA | M | 4090 | 270796MRM | SET |  | CLAMP,BEAM GRIPPING;CONDUIT BEAM;CLAMP K | CLAMP,BEAM GRIPPING;CONDUIT BEAM;CLAMP K | CLAMP,BEAM GRIPPING;CONDUIT BEAM;CLAMP KIT;22-25;SS GR304 |  |  |  |  | 1072110 @@ KOVEST LTD T/A EZYSTRUT | ECBC-22-25S | [10 empty] | KOVEST LTD |  | EZYSTRUT | ECBC-22-25S | [16 empty] | https://www.ezystrut.com.au/products/beam-clamps/ecbc-conduit-beam-clamp/ecbcs/ | https://www.ezystrut.com.au/assets/Datasheets/ECBC-Conduit-Beam-Clamps-DataSheet.pdf | [8 empty] | Enriched | 31162905 Beam clamps |  | BEAM THICKNESS:22 MM | CLAMP | BEAM | TYPE | GRIPPING,CONDUIT | CAPACITY |  | MOUNTING LOCATION |  | MATERIAL | STAINLESS STEEL 316 | MATERIAL SPECIFICATION |  | COATING/FINISH |  | MOUNTING TYPE |  | SIZE | 25 MM DIA | THREAD SIZE |  | HAZARD CLASS |  | CERTIFICATION/STANDARD | [51 empty] | Production Completed
STP_009 - Lot7 | Data Enrichment | NGB | ok | 2023-10-16 | 2023-10-19 |  | 1203413 | 1203413 |  |  |  | ERSA | M | 4090 | 270797MRM | SET |  | CLAMP,BEAM GRIPPING;CONDUIT BEAM;CLAMP K | CLAMP,BEAM GRIPPING;CONDUIT BEAM;CLAMP K | CLAMP,BEAM GRIPPING;CONDUIT BEAM;CLAMP KIT;22-32;SS GR304 |  |  |  |  | 1072110 @@ KOVEST LTD T/A EZYSTRUT | ECBC-22-32S | [10 empty] | KOVEST LTD |  | EZYSTRUT | ECBC-22-32S | [16 empty] | https://www.ezystrut.com.au/products/beam-clamps/ecbc-conduit-beam-clamp/ecbcs/ | https://www.ezystrut.com.au/assets/Datasheets/ECBC-Conduit-Beam-Clamps-DataSheet.pdf | [8 empty] | Enriched | 31162905 Beam clamps |  | BEAM THICKNESS:22 MM | CLAMP | BEAM | TYPE | GRIPPING,CONDUIT | CAPACITY |  | MOUNTING LOCATION |  | MATERIAL | STAINLESS STEEL 316 | MATERIAL SPECIFICATION |  | COATING/FINISH |  | MOUNTING TYPE |  | SIZE | 32 MM DIA | THREAD SIZE |  | HAZARD CLASS |  | CERTIFICATION/STANDARD | [51 empty] | Production Completed
STP_009 - Lot7 | Data Enrichment | NGB | ok | 2023-10-16 | 2023-10-19 |  | 1203414 | 1203414 |  |  |  | ERSA | M | 4090 | 270798MRM | SET |  | CLAMP,BEAM GRIPPING;CONDUIT BEAM;CLAMP K | CLAMP,BEAM GRIPPING;CONDUIT BEAM;CLAMP K | CLAMP,BEAM GRIPPING;CONDUIT BEAM;CLAMP KIT;22-40;SS GR304 |  |  |  |  | 1072110 @@ KOVEST LTD T/A EZYSTRUT | ECBC-22-40S | [10 empty] | KOVEST LTD |  | EZYSTRUT | ECBC-22-40S | [16 empty] | https://www.ezystrut.com.au/products/beam-clamps/ecbc-conduit-beam-clamp/ecbcs/ | https://www.ezystrut.com.au/assets/Datasheets/ECBC-Conduit-Beam-Clamps-DataSheet.pdf | [8 empty] | Enriched | 31162905 Beam clamps |  | BEAM THICKNESS:22 MM | CLAMP | BEAM | TYPE | GRIPPING,CONDUIT | CAPACITY |  | MOUNTING LOCATION |  | MATERIAL | STAINLESS STEEL 316 | MATERIAL SPECIFICATION |  | COATING/FINISH |  | MOUNTING TYPE |  | SIZE | 40 MM DIA | THREAD SIZE |  | HAZARD CLASS |  | CERTIFICATION/STANDARD | [51 empty] | Production Completed
STP_009 - Lot7 | Data Enrichment | NGB | ok | 2023-10-16 | 2023-10-19 |  | 1203415 | 1203415 |  |  |  | ERSA | M | 4090 | 270799MRM | SET |  | CLAMP,BEAM GRIPPING;CONDUIT BEAM;CLAMP K | CLAMP,BEAM GRIPPING;CONDUIT BEAM;CLAMP K | CLAMP,BEAM GRIPPING;CONDUIT BEAM;CLAMP KIT;22-50;SS GR304 |  |  |  |  | 1072110 @@ KOVEST LTD T/A EZYSTRUT | ECBC-22-50S | [10 empty] | KOVEST LTD |  | EZYSTRUT | ECBC-22-50S | [16 empty] | https://www.ezystrut.com.au/products/beam-clamps/ecbc-conduit-beam-clamp/ecbcs/ | https://www.ezystrut.com.au/assets/Datasheets/ECBC-Conduit-Beam-Clamps-DataSheet.pdf | [8 empty] | Enriched | 31162905 Beam clamps |  | BEAM THICKNESS:22 MM | CLAMP | BEAM | TYPE | GRIPPING,CONDUIT | CAPACITY |  | MOUNTING LOCATION |  | MATERIAL | STAINLESS STEEL 316 | MATERIAL SPECIFICATION |  | COATING/FINISH |  | MOUNTING TYPE |  | SIZE | 50 MM DIA | THREAD SIZE |  | HAZARD CLASS |  | CERTIFICATION/STANDARD | [51 empty] | Production Completed