## Sheet1
Project | Activities | Production User | Production Comments | Start Date | End Date | Remarks | Griha ID | MATNR | SAP MATERIAL NUMBER | ELLIPSE | LVORM | MTART | MBRSH | MATKL | BISMT | MEINS | MFRNR | MAKTX_EN | MAKTX_ES | TEXT_EN | TEXT_ES | ENRICHED DATA | Manufacturer Name | P/N | Manufacturer Name 1 | P/N 1 | Manufacturer Name 2 | P/N 2 | Manufacturer Name 3 | P/N 3 | Manufacturer Name 4 | P/N 4 | Manufacturer Name 5 | P/N 5 | Manufacturer Name 6 | P/N 6 | Input MNFR | Input PTNO | Verified MNFR from web | Verified MPN from Web | MNFR 1 | PTNO 1 | MNFR 2 | PTNO 2 | MNFR 3 | PTNO 3 | MNFR 4 | PTNO 4 | MNFR 5 | PTNO 5 | MNFR 6 | PTNO 6 | Vendor NAME | Vendor Part Number | Vendor NAME1 | Vendor Part Number1 | Reference URL | Reference URL1 | Item Number | Equipment Type | Equipment Manufacturer | Equipment Model | Equipment Serial | DWG | DRAWING VERSION | POS/TAG | Enriched/Cleansed | UNSPSC Ver.23.07 | ADDITIONAL FEATURES FROM INPUT | Additional Features from WEBSOURCE | Noun | Modifier | Attribute Name 1 | Attribute Value 1 | Attribute Name 2 | Attribute Value 2 | Attribute Name 3 | Attribute Value 3 | Attribute Name 4 | Attribute Value 4 | Attribute Name 5 | Attribute Value 5 | Attribute Name 6 | Attribute Value 6 | Attribute Name 7 | Attribute Value 7 | Attribute Name 8 | Attribute Value 8 | Attribute Name 9 | Attribute Value 9 | Attribute Name 10 | Attribute Value 10 | Attribute Name 11 | Attribute Value 11 | Attribute Name 12 | Attribute Value 12 | Attribute Name 13 | Attribute Value 13 | Attribute Name 14 | Attribute Value 14 | Attribute Name 15 | Attribute Value 15 | Attribute Name 16 | Attribute Value 16 | Attribute Name 17 | Attribute Value 17 | Attribute Name 18 | Attribute Value 18 | Attribute Name 19 | Attribute Value 19 | Attribute Name 20 | Attribute Value 20 | Attribute Name 21 | Attribute Value 21 | Attribute Name 22 | Attribute Value 22 | Attribute Name 23 | Attribute Value 23 | Attribute Name 24 | Attribute Value 24 | Attribute Name 25 | Attribute Value 25 | Attribute Name 26 | Attribute Value 26 | Attribute Name 27 | Attribute Value 27 | Attribute Name 28 | Attribute Value 28 | Attribute Name 29 | Attribute Value 29 | Attribute Name 30 | Attribute Value 30 | Attribute Name 31 | Attribute Value 31 | Attribute Name 32 | Attribute Value 32 | Attribute Name 33 | Attribute Value 33 | Attribute Name 34 | Attribute Value 34 | Attribute Name 35 | Attribute Value 35 | Attribute Name 36 | Attribute Value 36 | Status
STP_009 - Lot7 | Data Enrichment | PVJ | OK | 2023-10-16 | 2023-10-19 |  | 1186530 | 1186530 |  |  |  | ERSA | M | 1510 | 1552682GZPCLNT100 | EA |  | BAR,HEX;1214,25.4MM,BRT,3600MM L | BARRA HEXA; | BAR,HEXAGON;ADDITIONAL FEATURES EN:1214,25.4MM,BRIGHT,3600MM L | BARRA HEXAGONAL; |  |  |  | 1069960 @@ VOESTALPINE HIGH PERFORMANCE METALS | 75028292 | [10 empty] | VOESTALPINE HIGH PERFORMANCE METALS | 75028292 | [18 empty] | URL NOT FOUND | [9 empty] | Cleansed | 30263600 Carbon steel bars |  |  | BAR | HEXAGON | LENGTH | 3.6 M | WIDTH ACROSS FLAT | 25.4 MM | MATERIAL | BRIGHT CARBON STEEL | MATERIAL SPECIFICATION | GRADE 1214 | PROCESS |  | WEIGHT |  | COATING/FINISH |  | HAZARD CLASS |  | CERTIFICATION/STANDARD | [55 empty] | Production Completed
STP_009 - Lot7 | Data Enrichment | PVJ | OK | 2023-10-16 | 2023-10-19 |  | 1180572 | 1180572 |  |  |  | ERSA | M | 1510 | 1505022GZPCLNT100 | EA |  | BAR,RECT;FLAT,ALUMIN,W100MM,THK6MM, L4M | BARRA RECTNG;PLANO | BAR,RECTANGULAR;TYPE:FLAT,MATERIAL:ALUMIN,ADDITIONAL FEATURES EN:W100MM,THK6MM, L4M | BARRA RECTANGULAR;TIPO:PLANO |  |  |  | 1068289 @@ INFRABUILD STEEL CENTRE | 110456 | 1069014 @@ TONKIN STEEL (NQ) PTY LTD | 1505022 | [8 empty] | INFRABUILD STEEL CENTRE | 110456 |  |  | TONKIN STEEL (NQ) PTY LTD | 1505022 | [14 empty] | URL NOT FOUND | [9 empty] | Cleansed | 30264900 Aluminum bars |  |  | BAR | RECTANGULAR | TYPE | FLAT | WIDTH | 100 MM | LENGTH | 4 M | THICKNESS | 6 MM | MATERIAL | ALUMINUM | MATERIAL SPECIFICATION |  | PROCESS |  | WEIGHT |  | COATING/FINISH |  | HAZARD CLASS |  | CERTIFICATION/STANDARD | [51 empty] | Production Completed
STP_009 - Lot7 | Data Enrichment | PVJ | OK_SIZE REVIEW | 2023-10-16 | 2023-10-19 |  | 1055923 | 1055923 |  |  |  | ERSA | M | 1510 | 1609852GZPCLNT100 | EA |  | BAR,RND CORD;E470,171.90X126.90 MM | BARRA NCL REDO; | BAR,ROUND CORED;ADDITIONAL FEATURES EN:E470,171.90X126.90 MM,EN-CHB 70MM | BARRA NUCLEO REDONDO; |  |  |  | 1069433 @@ TOTAL STEEL OF AUSTRALIA | TSA75051280 | [14 empty] | TOTAL STEEL OF AUSTRALIA | TSA75051280 | [14 empty] | URL NOT FOUND | [9 empty] | Cleansed | 30263600 Carbon steel bars | EN-CHB |  | BAR | ROUND CORED | INSIDE DIAMETER | 126.9 MM | OUTSIDE DIAMETER | 171.9 MM | LENGTH | 70 MM | MATERIAL | CARBON STEEL | MATERIAL SPECIFICATION | GRADE E470 | PROCESS |  | WEIGHT |  | COATING/FINISH |  | HAZARD CLASS |  | CERTIFICATION/STANDARD | [53 empty] | Production Completed
STP_009 - Lot7 | Data Enrichment | PVJ | OK_SIZE REVIEW | 2023-10-16 | 2023-10-19 |  | 1055924 | 1055924 |  |  |  | ERSA | M | 1510 | 1609853GZPCLNT100 | EA |  | BAR,RND CORD;E470,252.9X124.30 MM,180MM | BARRA NCL REDO; | BAR,ROUND CORED;ADDITIONAL FEATURES EN:E470,252.9X124.30 MM,180MM | BARRA NUCLEO REDONDO; |  |  |  | 1069433 @@ TOTAL STEEL OF AUSTRALIA | TSA75050992 | [14 empty] | TOTAL STEEL OF AUSTRALIA | TSA75050992 | [14 empty] | URL NOT FOUND | [9 empty] | Cleansed | 30263600 Carbon steel bars |  |  | BAR | ROUND CORED | INSIDE DIAMETER | 124.3 MM | OUTSIDE DIAMETER | 252.9 MM | LENGTH | 180 MM | MATERIAL | CARBON STEEL | MATERIAL SPECIFICATION | GRADE E470 | PROCESS |  | WEIGHT |  | COATING/FINISH |  | HAZARD CLASS |  | CERTIFICATION/STANDARD | [53 empty] | Production Completed
STP_009 - Lot7 | Data Enrichment | PVJ | OK | 2023-10-16 | 2023-10-19 |  | 1060378 | 1060378 |  |  |  | ERSA | M | 1510 | 1513539GZPCLNT100 | EA |  | BAR,RND;4140 100 MM RD H T GR,75026923 | BARRA REDO; | BAR,ROUND;MATERIAL:4140 100 MM RD HANDT GR,75026923 | BARRA REDONDA; |  |  |  | 1069960 @@ VOESTALPINE HIGH PERFORMANCE METALS | 75026923 | [10 empty] | VOESTALPINE HIGH PERFORMANCE METALS | 75026923 | [18 empty] | URL NOT FOUND | [9 empty] | Cleansed | 30263700 Steel alloy bars | GR |  | BAR | ROUND | TYPE |  | DIAMETER | 100 MM | LENGTH |  | MATERIAL | ALLOY STEEL | MATERIAL SPECIFICATION | GRADE 4140 | PROCESS | HARDENED AND TEMPERED | WEIGHT |  | COATING/FINISH |  | HAZARD CLASS |  | CERTIFICATION/STANDARD | [53 empty] | Production Completed
STP_009 - Lot7 | Data Enrichment | PVJ | OK | 2023-10-16 | 2023-10-19 | URL for Reference only | 1052846 | 1052846 |  |  |  | ERSA | M | 2600 | 1578171GZPCLNT100 | EA |  | BAR,RND;4140 ALLOY,60 MM X 1 M | BARRA REDO; | BAR,ROUND;MATERIAL:4140 ALLOY,ADDITIONAL FEATURES EN:60 MM X 1 M | BARRA REDONDA; |  |  |  | 1068455 @@ VULCAN STEEL PTY LTD | BRAH060G4140HTH11 | [10 empty] | VULCAN STEEL PTY LTD | BRAH060G4140HTH11 | [18 empty] | https://vulcan.co/wp-content/uploads/2022/12/Vulcan_Stainless_AUS_Product_Guide_2020_web.pdf | [9 empty] | Cleansed | 30263700 Steel alloy bars |  |  | BAR | ROUND | TYPE |  | DIAMETER | 60 MM | LENGTH | 1 M | MATERIAL | ALLOY STEEL | MATERIAL SPECIFICATION | GRADE 4140 | PROCESS | HEAT TREATED | WEIGHT |  | COATING/FINISH |  | HAZARD CLASS |  | CERTIFICATION/STANDARD | [53 empty] | Production Completed
STP_009 - Lot7 | Data Enrichment | PVJ | OK | 2023-10-16 | 2023-10-19 | URL for Reference only | 1056093 | 1056093 |  |  |  | ERSA | M | 1510 | 1585099GZPCLNT100 | EA |  | BAR,RND;DIA 360 MM,LG 2.4 M,AS,AISI 4140 | BARRA REDO;DIA ,LG | BAR,ROUND;DIAMETER:360 MM,LENGTH:2.4 M,MATERIAL:ALLOY STEEL,MATERIAL SPECIFICATION:AISI 4140,ADDITIONAL FEATURES EN:R/M (-0/+2MM) | BARRA REDONDA; |  |  |  | 1068455 @@ VULCAN STEEL PTY LTD | BRAH360G4140HTRM | [10 empty] | VULCAN STEEL PTY LTD | BRAH360G4140HTRM | [18 empty] | https://vulcan.co/wp-content/uploads/2022/12/Vulcan_Stainless_AUS_Product_Guide_2020_web.pdf | [9 empty] | Cleansed | 30263700 Steel alloy bars | R/M (-0/+ 2 MM) |  | BAR | ROUND | TYPE |  | DIAMETER | 360 MM | LENGTH | 2.4 M | MATERIAL | ALLOY STEEL | MATERIAL SPECIFICATION | GRADE AISI 4140 | PROCESS | HEAT TREATED | WEIGHT |  | COATING/FINISH |  | HAZARD CLASS |  | CERTIFICATION/STANDARD | [53 empty] | Production Completed
STP_009 - Lot7 | Data Enrichment | PVJ | OK | 2023-10-16 | 2023-10-19 | URL for Reference only | 1054975 | 1054975 |  |  |  | ERSA | M | 2220 | 1608213GZPCLNT100 | EA |  | BAR,RND;DIA 90 MM,LG 2 M,4140 ALLOY | BARRA REDO;DIA 90 MM,LG 2 M | BAR,ROUND;DIAMETER:90 MM,LENGTH:2 M,MATERIAL:4140 ALLOY,ADDITIONAL FEATURES EN:BAR;ROUND - 4140 ALLOY 90MM DIAM. | BARRA REDONDA;DIAMETRO:90 MM,LONGITUD:2 M |  |  |  | 1068455 @@ VULCAN STEEL PTY LTD | BRAH090G4140HTBLK | [10 empty] | VULCAN STEEL PTY LTD | BRAH090G4140HTBLK | [18 empty] | https://vulcan.co/wp-content/uploads/2022/12/Vulcan_Stainless_AUS_Product_Guide_2020_web.pdf | [9 empty] | Cleansed | 30263700 Steel alloy bars |  |  | BAR | ROUND | TYPE |  | DIAMETER | 90 MM | LENGTH | 2 M | MATERIAL | ALLOY STEEL | MATERIAL SPECIFICATION | GRADE 4140 | PROCESS | HEAT TREATED | WEIGHT |  | COATING/FINISH |  | HAZARD CLASS |  | CERTIFICATION/STANDARD | [53 empty] | Production Completed
STP_009 - Lot7 | Data Enrichment | PVJ | OK | 2023-10-16 | 2023-10-19 |  | 1180571 | 1180571 |  |  |  | ERSA | M | 1510 | 1505023GZPCLNT100 | EA |  | BAR,RND;METAL,DIA 12 MM,LG 4 M,ALUMIN | BARRA REDO;METAL,DIA 12 MM,LG | BAR,ROUND;TYPE:METAL,DIAMETER:12 MM,LENGTH:4 M,MATERIAL:ALUMIN | BARRA REDONDA;TIPO:METAL,DIAMETRO:12 MM |  |  |  | 1068289 @@ INFRABUILD STEEL CENTRE | 110470 | 1069014 @@ TONKIN STEEL (NQ) PTY LTD | 1505023 | [8 empty] | INFRABUILD STEEL CENTRE | 110470 |  |  | TONKIN STEEL (NQ) PTY LTD | 1505023 | [14 empty] | URL NOT FOUND | [9 empty] | Cleansed | 30264900 Aluminum bars | METAL |  | BAR | ROUND | TYPE |  | DIAMETER | 12 MM | LENGTH | 4 M | MATERIAL | ALUMINUM | MATERIAL SPECIFICATION |  | PROCESS |  | WEIGHT |  | COATING/FINISH |  | HAZARD CLASS |  | CERTIFICATION/STANDARD | [53 empty] | Production Completed
STP_009 - Lot7 | Data Enrichment | PVJ | OK | 2023-10-16 | 2023-10-19 |  | 1187737 | 1187737 |  |  |  | ERSA | M | 4090 | 1609719GZPCLNT100 | EA |  | BAR,RND;MTL,1045,ODXL370X700 MM | BARRA REDO; | BAR,ROUND;MATERIAL:METAL,ADDITIONAL FEATURES EN:1045,ODXL370X700 MM | BARRA REDONDA; |  |  |  | 1069960 @@ VOESTALPINE HIGH PERFORMANCE METALS | 75048831 | [10 empty] | VOESTALPINE HIGH PERFORMANCE METALS | 75048831 | [18 empty] | URL NOT FOUND | [9 empty] | Cleansed | 30263600 Carbon steel bars | METAL |  | BAR | ROUND | TYPE |  | DIAMETER | 370 MM OD | LENGTH | 700 MM | MATERIAL | CARBON STEEL | MATERIAL SPECIFICATION | GRADE 1045 | PROCESS |  | WEIGHT |  | COATING/FINISH |  | HAZARD CLASS |  | CERTIFICATION/STANDARD | [53 empty] | Production Completed
STP_009 - Lot7 | Data Enrichment | PVJ | OK | 2023-10-16 | 2023-10-19 |  | 1187736 | 1187736 |  |  |  | ERSA | M | 4090 | 1609720GZPCLNT100 | EA |  | BAR,RND;MTL,4140,ODXL 560X750 MM | BARRA REDO; | BAR,ROUND;MATERIAL:METAL,ADDITIONAL FEATURES EN:4140,ODXL 560X750 MM | BARRA REDONDA; |  |  |  | 1069960 @@ VOESTALPINE HIGH PERFORMANCE METALS | 75031156 | [10 empty] | VOESTALPINE HIGH PERFORMANCE METALS | 75031156 | [18 empty] | URL NOT FOUND | [9 empty] | Cleansed | 30263700 Steel alloy bars | METAL |  | BAR | ROUND | TYPE |  | DIAMETER | 560 MM OD | LENGTH | 750 MM | MATERIAL | ALLOY STEEL | MATERIAL SPECIFICATION | GRADE 4140 | PROCESS |  | WEIGHT |  | COATING/FINISH |  | HAZARD CLASS |  | CERTIFICATION/STANDARD | [53 empty] | Production Completed
STP_009 - Lot7 | Data Enrichment | PVJ | OK | 2023-10-16 | 2023-10-19 |  | 1184470 | 1184470 |  |  |  | ERSA | M | 1510 | 1559012GZPCLNT100 | EA |  | BAR,RND;SS | BARRA REDO; | BAR,ROUND;MATERIAL:STAINLESS STEEL,ADDITIONAL FEATURES EN:80MM,G316,1M LG,ASTM A276/A479,SANMAC,PEELED,K12 | BARRA REDONDA; |  |  |  | 1068289 @@ INFRABUILD STEEL CENTRE | 22164720 | [10 empty] | INFRABUILD STEEL CENTRE | 22164720 |  |  | SANMAC | [15 empty] | URL NOT FOUND | [9 empty] | Cleansed | 30264500 Stainless steel bars |  |  | BAR | ROUND | TYPE |  | DIAMETER | 80 MM | LENGTH | 1 M | MATERIAL | STAINLESS STEEL 316 | MATERIAL SPECIFICATION | ASTM A276/A479 | PROCESS | PEELED K12 | WEIGHT |  | COATING/FINISH |  | HAZARD CLASS |  | CERTIFICATION/STANDARD | [53 empty] | Production Completed
STP_009 - Lot7 | Data Enrichment | PVJ | OK | 2023-10-16 | 2023-10-19 |  | 1053270 | 1053270 |  |  |  | ERSA | M | 2600 | 1583005GZPCLNT100 | EA |  | BAR,RND;SS,10 X 4000MM | BARRA REDO; | BAR,ROUND;MATERIAL:SS,ADDITIONAL FEATURES EN:10 X 4000MM | BARRA REDONDA; |  |  |  | 1068289 @@ INFRABUILD STEEL CENTRE | 1583005 | [10 empty] | INFRABUILD STEEL CENTRE | 1583005 | [18 empty] | URL NOT FOUND | [9 empty] | Cleansed | 30264500 Stainless steel bars |  |  | BAR | ROUND | TYPE |  | DIAMETER | 10 MM | LENGTH | 4 M | MATERIAL | STAINLESS STEEL | MATERIAL SPECIFICATION |  | PROCESS |  | WEIGHT |  | COATING/FINISH |  | HAZARD CLASS |  | CERTIFICATION/STANDARD | [53 empty] | Production Completed
STP_009 - Lot7 | Data Enrichment | PVJ | OK | 2023-10-16 | 2023-10-19 |  | 1053273 | 1053273 |  |  |  | ERSA | M | 2600 | 1583008GZPCLNT100 | EA |  | BAR,RND;SS,20 X 4000MM | BARRA REDO; | BAR,ROUND;MATERIAL:SS,ADDITIONAL FEATURES EN:20 X 4000MM | BARRA REDONDA; |  |  |  | 1068289 @@ INFRABUILD STEEL CENTRE | 1583008 | [10 empty] | INFRABUILD STEEL CENTRE | 1583008 | [18 empty] | URL NOT FOUND | [9 empty] | Cleansed | 30264500 Stainless steel bars |  |  | BAR | ROUND | TYPE |  | DIAMETER | 20 MM | LENGTH | 4 M | MATERIAL | STAINLESS STEEL | MATERIAL SPECIFICATION |  | PROCESS |  | WEIGHT |  | COATING/FINISH |  | HAZARD CLASS |  | CERTIFICATION/STANDARD | [53 empty] | Production Completed
STP_009 - Lot7 | Data Enrichment | PVJ | OK | 2023-10-16 | 2023-10-19 |  | 1053274 | 1053274 |  |  |  | ERSA | M | 2600 | 1583009GZPCLNT100 | EA |  | BAR,RND;SS,24 X 4000MM | BARRA REDO; | BAR,ROUND;MATERIAL:SS,ADDITIONAL FEATURES EN:24 X 4000MM | BARRA REDONDA; |  |  |  | 1068289 @@ INFRABUILD STEEL CENTRE | 1583009 | [10 empty] | INFRABUILD STEEL CENTRE | 1583009 | [18 empty] | URL NOT FOUND | [9 empty] | Cleansed | 30264500 Stainless steel bars |  |  | BAR | ROUND | TYPE |  | DIAMETER | 24 MM | LENGTH | 4 M | MATERIAL | STAINLESS STEEL | MATERIAL SPECIFICATION |  | PROCESS |  | WEIGHT |  | COATING/FINISH |  | HAZARD CLASS |  | CERTIFICATION/STANDARD | [53 empty] | Production Completed
STP_009 - Lot7 | Data Enrichment | PVJ | OK | 2023-10-16 | 2023-10-19 |  | 1053272 | 1053272 |  |  |  | ERSA | M | 2600 | 1583007GZPCLNT100 | EA |  | BAR,RND;SS,8 X 4000MM | BARRA REDO; | BAR,ROUND;MATERIAL:SS,ADDITIONAL FEATURES EN:8 X 4000MM | BARRA REDONDA; |  |  |  | 1068289 @@ INFRABUILD STEEL CENTRE | 1583007 | [10 empty] | INFRABUILD STEEL CENTRE | 1583007 | [18 empty] | URL NOT FOUND | [9 empty] | Cleansed | 30264500 Stainless steel bars |  |  | BAR | ROUND | TYPE |  | DIAMETER | 8 MM | LENGTH | 4 M | MATERIAL | STAINLESS STEEL | MATERIAL SPECIFICATION |  | PROCESS |  | WEIGHT |  | COATING/FINISH |  | HAZARD CLASS |  | CERTIFICATION/STANDARD | [53 empty] | Production Completed
STP_009 - Lot7 | Data Enrichment | PVJ | OK | 2023-10-16 | 2023-10-19 |  | 1186528 | 1186528 |  |  |  | ERSA | M | 1510 | 1552684GZPCLNT100 | EA |  | BAR,RND;STL,1045,110MM,BLK,1808MM L | BARRA REDO; | BAR,ROUND;MATERIAL:STEEL,ADDITIONAL FEATURES EN:1045,110MM,BLACK,1808MM L | BARRA REDONDA; |  |  |  | 1069960 @@ VOESTALPINE HIGH PERFORMANCE METALS | 75027473 | [10 empty] | VOESTALPINE HIGH PERFORMANCE METALS | 75027473 | [18 empty] | URL NOT FOUND | [9 empty] | Cleansed | 30263600 Carbon steel bars | COLOUR:BLACK |  | BAR | ROUND | TYPE |  | DIAMETER | 110 MM | LENGTH | 1.808 M | MATERIAL | CARBON STEEL | MATERIAL SPECIFICATION | GRADE 1045 | PROCESS |  | WEIGHT |  | COATING/FINISH |  | HAZARD CLASS |  | CERTIFICATION/STANDARD | [53 empty] | Production Completed
STP_009 - Lot7 | Data Enrichment | PVJ | OK | 2023-10-16 | 2023-10-19 |  | 1186529 | 1186529 |  |  |  | ERSA | M | 1510 | 1552683GZPCLNT100 | EA |  | BAR,RND;STL,1045,95MM,BLK,1516MM L | BARRA REDO; | BAR,ROUND;MATERIAL:STEEL,ADDITIONAL FEATURES EN:1045,95MM,BLACK,1516MM L | BARRA REDONDA; |  |  |  | 1069960 @@ VOESTALPINE HIGH PERFORMANCE METALS | 75027469 | [10 empty] | VOESTALPINE HIGH PERFORMANCE METALS | 75027469 | [18 empty] | URL NOT FOUND | [9 empty] | Cleansed | 30263600 Carbon steel bars | COLOUR:BLACK |  | BAR | ROUND | TYPE |  | DIAMETER | 95 MM | LENGTH | 1.516 M | MATERIAL | CARBON STEEL | MATERIAL SPECIFICATION | GRADE 1045 | PROCESS |  | WEIGHT |  | COATING/FINISH |  | HAZARD CLASS |  | CERTIFICATION/STANDARD | [53 empty] | Production Completed
STP_009 - Lot7 | Data Enrichment | PVJ | OK | 2023-10-16 | 2023-10-19 |  | 1185503 | 1185503 |  |  |  | ERSA | M | 1500 | 1556870GZPCLNT100 | EA |  | BAR,RND;STL,HOLW,80 ID,120 OD | BARRA REDO; | BAR,ROUND;MATERIAL:STEEL,ADDITIONAL FEATURES EN:HOLLOW,80 ID,120 OD,E470 120X80 EN-CHB 6100 | BARRA REDONDA; |  |  |  | 1068289 @@ INFRABUILD STEEL CENTRE | 22491040 | [10 empty] | INFRABUILD STEEL CENTRE | 22491040 | [18 empty] | URL NOT FOUND | [9 empty] | Cleansed | 30263600 Carbon steel bars | HOLLOW,EN-CHB 6100 |  | BAR | ROUND CORED | INSIDE DIAMETER | 80 MM | OUTSIDE DIAMETER | 120 MM | LENGTH |  | MATERIAL | CARBON STEEL | MATERIAL SPECIFICATION | GRADE E470 | PROCESS |  | WEIGHT |  | COATING/FINISH |  | HAZARD CLASS |  | CERTIFICATION/STANDARD | [53 empty] | Production Completed
STP_009 - Lot7 | Data Enrichment | PVJ | OK | 2023-10-16 | 2023-10-19 |  | 1104419 | 1104419 |  |  |  | ERSA | M | 1510 | 1514511GZPCLNT100 | EA |  | BAR,ROUND;1020,40 MM,BRIGHT,75027970 | BAR,ROUND;1020,40 MM,BRIGHT,75027970 | BAR,ROUND;ADDITIONAL FEATURES:1020,40 MM,BRIGHT,75027970 |  |  |  |  | 1069960 @@ VOESTALPINE HIGH PERFORMANCE METALS | 75027970 | [10 empty] | VOESTALPINE HIGH PERFORMANCE METALS | 75027970 | [18 empty] | URL NOT FOUND | [9 empty] | Cleansed | 30263600 Carbon steel bars |  |  | BAR | ROUND | TYPE |  | DIAMETER | 40 MM | LENGTH |  | MATERIAL | BRIGHT CARBON STEEL | MATERIAL SPECIFICATION | GRADE 1020 | PROCESS |  | WEIGHT |  | COATING/FINISH |  | HAZARD CLASS |  | CERTIFICATION/STANDARD | [53 empty] | Production Completed
STP_009 - Lot7 | Data Enrichment | PVJ | OK | 2023-10-16 | 2023-10-19 |  | 1104412 | 1104412 |  |  |  | ERSA | M | 1510 | 1514503GZPCLNT100 | EA |  | BAR,ROUND;150 MM,6 M LG,BLK,75027478 | BAR,ROUND;150 MM,6 M LG,BLK,75027478 | BAR,ROUND;ADDITIONAL FEATURES:150 MM,6 M LG,BLK,75027478 |  |  |  |  | 1069960 @@ VOESTALPINE HIGH PERFORMANCE METALS | 75027478 | [10 empty] | VOESTALPINE HIGH PERFORMANCE METALS | 75027478 | [18 empty] | URL NOT FOUND | [9 empty] | Cleansed | 30260000 Structural materials | COLOUR:BLACK |  | BAR | ROUND | TYPE |  | DIAMETER | 150 MM | LENGTH | 6 M | MATERIAL |  | MATERIAL SPECIFICATION |  | PROCESS |  | WEIGHT |  | COATING/FINISH |  | HAZARD CLASS |  | CERTIFICATION/STANDARD | [53 empty] | Production Completed
STP_009 - Lot7 | Data Enrichment | PVJ | OK | 2023-10-16 | 2023-10-19 |  | 1184471 | 1184471 |  |  |  | ERSA | M | 1510 | 1559011GZPCLNT100 | EA |  | BAR,SQ;50MM,HRAP,G316,4M LG,ASTM A276 | BARRA CUAD; | BAR,SQUARE;ADDITIONAL FEATURES EN:50MM,HRAP,G316,4M LG,ASTM A276 | BARRA CUADRADA; |  |  |  | 1068289 @@ INFRABUILD STEEL CENTRE | 22277528 | [10 empty] | INFRABUILD STEEL CENTRE | 22277528 | [18 empty] | URL NOT FOUND | [9 empty] | Cleansed | 30264505 Stainless steel SAE 300 series hot rolled bar |  |  | BAR | SQUARE | SIZE | 50 MM | LENGTH | 4 M | MATERIAL | STAINLESS STEEL 316 | MATERIAL SPECIFICATION | ASTM A276 | PROCESS | HRAP | WEIGHT |  | COATING/FINISH |  | HAZARD CLASS |  | CERTIFICATION/STANDARD | [55 empty] | Production Completed
STP_009 - Lot7 | Data Enrichment | PVJ | OK | 2023-10-16 | 2023-10-19 |  | 1217975 | 1217975 |  |  |  | ERSA | M | 5915 | 270278MRM | EA |  | BAR:ARTICULATION LOCK | BAR:ARTICULATION LOCK | BAR:ARTICULATION LOCK | [36 empty] | URL NOT FOUND | [9 empty] | Cleansed | 30260000 Structural materials |  |  | BAR | NO MODIFIER | TYPE | ARTICULATION LOCK | DIMENSIONS |  | MATERIAL |  | MATERIAL SPECIFICATION |  | HAZARD CLASS |  | CERTIFICATION/STANDARD | [61 empty] | Production Completed
STP_009 - Lot7 | Data Enrichment | PVJ | OK | 2023-10-16 | 2023-10-19 |  | 1207624 | 1207624 |  |  |  | ERSA | M | 5920 | 154988MRM | EA |  | BAR:BAR; BORING; SUITES FOR TNM.1604 LEN | BAR:BAR; BORING; SUITES FOR TNM.1604 LEN | BAR:BAR; BORING; SUITES FOR TNM.1604 LENGTH250MM; SECO A25S-PTFNR16 | [18 empty] | SECO | A25S-PTFNR16 | [16 empty] | https://www.secotools.com/article/p_00039889?language=en | https://www.mscdirect.com/product/details/78484482 | [8 empty] | Enriched | 23241601 Boring tool | FOR TNM.1604 | LEAD ANGLE:90 DEG,SHANK TYPE: CYLINDRICAL | BAR | BORING | TYPE | INDEXABLE | BORE DIAMETER | 32 MM | BORE DEPTH | 35 MM | MATERIAL | STEEL | FINISH |  | SHANK DIAMETER | 25 MM | OVERALL LENGTH | 250 MM | CUTTING DIRECTION | RIGHT HAND | TEMPERATURE RATING |  | CERTIFICATION/STANDARD | [53 empty] | Production Completed
STP_009 - Lot7 | Data Enrichment | PVJ | OK | 2023-10-16 | 2023-10-19 |  | 1213947 | 1213947 |  |  |  | ERSA | M | 3000 | 1281203MRM | EA |  | BAR:DAM BAR CTR, PREP (60 X 610) | BAR:DAM BAR CTR, PREP (60 X 610) | BAR:DAM BAR CTR, PREP (60 X 610) | [36 empty] | URL NOT FOUND | [9 empty] | Cleansed | 30260000 Structural materials | PREP |  | BAR | NO MODIFIER | TYPE | DAM CENTER | DIMENSIONS | 610X60 MM | MATERIAL |  | MATERIAL SPECIFICATION |  | HAZARD CLASS |  | CERTIFICATION/STANDARD | [61 empty] | Production Completed
STP_009 - Lot7 | Data Enrichment | PVJ | OK | 2023-10-16 | 2023-10-19 |  | 1213946 | 1213946 |  |  |  | ERSA | M | 3000 | 1281195MRM | EA |  | BAR:DAM SIDE BAR; PREP SCREEN (60 X 580) | BAR:DAM SIDE BAR; PREP SCREEN (60 X 580) | BAR:DAM SIDE BAR; PREP SCREEN (60 X 580) | [36 empty] | URL NOT FOUND | [9 empty] | Cleansed | 30260000 Structural materials | PREP SCREEN |  | BAR | NO MODIFIER | TYPE | DAM SIDE | DIMENSIONS | 580X60 MM | MATERIAL |  | MATERIAL SPECIFICATION |  | HAZARD CLASS |  | CERTIFICATION/STANDARD | [61 empty] | Production Completed
STP_009 - Lot7 | Data Enrichment | PVJ | OK | 2023-10-16 | 2023-10-19 |  | 1215819 | 1215819 |  |  |  | ERSA | M | 5800 | 176814MRM | EA |  | BAR:INNER LIFTER BAR;300MM H | BAR:INNER LIFTER BAR;300MM H | BAR:INNER LIFTER BAR;300MM H | [36 empty] | URL NOT FOUND | [9 empty] | Cleansed | 30260000 Structural materials |  |  | BAR | NO MODIFIER | TYPE | INNER LIFTER | DIMENSIONS | 300 MM HT | MATERIAL |  | MATERIAL SPECIFICATION |  | HAZARD CLASS |  | CERTIFICATION/STANDARD | [61 empty] | Production Completed
STP_009 - Lot7 | Data Enrichment | PVJ | OK | 2023-10-16 | 2023-10-19 |  | 1215820 | 1215820 |  |  |  | ERSA | M | 5800 | 176815MRM | EA |  | BAR:OUTER LIFTER BAR;300MM H | BAR:OUTER LIFTER BAR;300MM H | BAR:OUTER LIFTER BAR;300MM H |  |  |  |  | 1068104 @@ METSO OUTOTEC AUSTRALIA LIMITED | MM1641823 | [10 empty] | METSO OUTOTEC AUSTRALIA LIMITED | MM1641823 | [18 empty] | URL NOT FOUND | [9 empty] | Cleansed | 30260000 Structural materials |  |  | BAR | NO MODIFIER | TYPE | OUTER LIFTER | DIMENSIONS | 300 MM HT | MATERIAL |  | MATERIAL SPECIFICATION |  | HAZARD CLASS |  | CERTIFICATION/STANDARD | [61 empty] | Production Completed
STP_009 - Lot7 | Data Enrichment | PVJ | OK | 2023-10-16 | 2023-10-19 |  | 1153614 | 1153614 |  |  |  | ERSA | M | 1600 | 1509110GZPCLNT100 | EA |  | BAR; EAX BAR 84 IN;SVP S,SVP-A-40221-040 | BAR; EAX BAR 84 IN;SVP S,SVP-A-40221-040 | BAR;ADDITIONAL FEATURES: EAX BAR 84 IN;SVP S,SVP-A-40221-040 | [17 empty] | SVP-A-40221-040 | [18 empty] | URL NOT FOUND | [9 empty] | Cleansed | 30260000 Structural materials | EAX,SERIES:SVP S |  | BAR | NO MODIFIER | TYPE |  | DIMENSIONS |  | MATERIAL |  | MATERIAL SPECIFICATION |  | HAZARD CLASS |  | CERTIFICATION/STANDARD | [61 empty] | Production Completed
STP_009 - Lot7 | Data Enrichment | PVJ | OK | 2023-10-16 | 2023-10-19 |  | 1154586 | 1154586 |  |  |  | ERSA | M | 5920 | 1509235GZPCLNT100 | EA |  | BAR; RESTRAINING BAR;S,SVP-A-20660-014-1 | BAR; RESTRAINING BAR;S,SVP-A-20660-014-1 | BAR;ADDITIONAL FEATURES: RESTRAINING BAR;S,SVP-A-20660-014-1 | [17 empty] | SVP-A-20660-014-1 | [18 empty] | URL NOT FOUND | [9 empty] | Cleansed | 30260000 Structural materials | S |  | BAR | NO MODIFIER | TYPE | RESTRAINING | DIMENSIONS |  | MATERIAL |  | MATERIAL SPECIFICATION |  | HAZARD CLASS |  | CERTIFICATION/STANDARD | [61 empty] | Production Completed
STP_009 - Lot7 | Data Enrichment | PVJ | OK | 2023-10-16 | 2023-10-19 |  | 1154585 | 1154585 |  |  |  | ERSA | M | 5920 | 1509236GZPCLNT100 | EA |  | BAR; RESTRAINING BAR;SVP,SVP-A-328XX-XXX | BAR; RESTRAINING BAR;SVP,SVP-A-328XX-XXX | BAR;ADDITIONAL FEATURES: RESTRAINING BAR;SVP,SVP-A-328XX-XXX | [17 empty] | SVP-A-328XX-XXX | [18 empty] | URL NOT FOUND | [9 empty] | Cleansed | 30260000 Structural materials | SERIES:SVP |  | BAR | NO MODIFIER | TYPE | RESTRAINING | DIMENSIONS |  | MATERIAL |  | MATERIAL SPECIFICATION |  | HAZARD CLASS |  | CERTIFICATION/STANDARD | [61 empty] | Production Completed
STP_009 - Lot7 | Data Enrichment | PVJ | OK | 2023-10-16 | 2023-10-19 |  | 1180419 | 1180419 |  |  |  | ERSA | M | 1510 | 1542928GZPCLNT100 | EA |  | BAR;22MM,RND,GD300,6M,22 MM,STL | BARRA; | BAR;TYPE:22MM,ROUND,GD300,6M,DIMENSIONS:22 MM,MATERIAL:STEEL,ADDITIONAL FEATURES EN:22MM,ROUND,GD300,6M | BARRA; |  |  |  | 1068289 @@ INFRABUILD STEEL CENTRE | RND-022-G300-06000 | 1068254 @@ MOUNT ISA MINING SUPPLIES P/L | 1542928 | [8 empty] | INFRABUILD STEEL CENTRE | RND-022-G300-06000 |  |  | MOUNT ISA MINING SUPPLIES P/L | 1542928 | [14 empty] | URL NOT FOUND | [9 empty] | Cleansed | 30260000 Structural materials |  |  | BAR | ROUND | TYPE |  | DIAMETER | 22 MM | LENGTH | 6 M | MATERIAL | STEEL | MATERIAL SPECIFICATION | GRADE 300 | PROCESS |  | WEIGHT |  | COATING/FINISH |  | HAZARD CLASS |  | CERTIFICATION/STANDARD | [53 empty] | Production Completed
STP_009 - Lot7 | Data Enrichment | PVJ | OK | 2023-10-16 | 2023-10-19 |  | 1096894 | 1096894 | 1390763 | AU_QM_000232469 |  | ERSA | M | 5620 | 1390763GZPCLNT100 | EA | 3000000 | BAR;ATL,1011780 | BAR;ATL,1011780 | BAR;MNFR:ATLAS COPCO,PTNO:1011780 |  | BAR;ATL,1011780BAR;ATL,1011780 | ATLAS COPCO | 1011780 | [12 empty] | ATLAS COPCO | 1011780 | [18 empty] | URL NOT FOUND | [9 empty] | Cleansed | 30260000 Structural materials |  |  | BAR | NO MODIFIER | TYPE |  | DIMENSIONS |  | MATERIAL |  | MATERIAL SPECIFICATION |  | HAZARD CLASS |  | CERTIFICATION/STANDARD | [61 empty] | Production Completed
STP_009 - Lot7 | Data Enrichment | PVJ | OK | 2023-10-16 | 2023-10-19 |  | 1097021 | 1097021 | 1387798 | AU_QM_000228991 |  | ERSA | M | 5620 | 1387798GZPCLNT100 | EA | 3000000 | BAR;ATL,8152876622 | BAR;ATL,8152876622 | BAR;MNFR:ATLAS COPCO,PTNO:8152876622 |  | BAR;ATL,8152876622BAR;ATL,8152876622 | ATLAS COPCO | 8152876622 | [12 empty] | ATLAS COPCO | 8152876622 | [18 empty] | URL NOT FOUND | [9 empty] | Cleansed | 30260000 Structural materials |  |  | BAR | NO MODIFIER | TYPE |  | DIMENSIONS |  | MATERIAL |  | MATERIAL SPECIFICATION |  | HAZARD CLASS |  | CERTIFICATION/STANDARD | [61 empty] | Production Completed
STP_009 - Lot7 | Data Enrichment | PVJ | OK | 2023-10-16 | 2023-10-19 |  | 1054871 | 1054871 |  |  |  | ERSA | M | 1810 | 1604864GZPCLNT100 | EA |  | BAR;EDGE FLAT,100X5MM2,MS,L:6M,GRADE:300 | BARRA; | BAR;TYPE:EDGE FLAT,DIMENSIONS:100X5MM2,MATERIAL:MILD STEEL,ADDITIONAL FEATURES EN:L:6M,GRADE:300,AS/NZS 3679.1 | BARRA; |  |  |  | 1068289 @@ INFRABUILD STEEL CENTRE | 101043 | [10 empty] | INFRABUILD STEEL CENTRE | 101043 | [18 empty] | URL NOT FOUND | [9 empty] | Cleansed | 30260000 Structural materials | 2 |  | BAR | RECTANGULAR | TYPE | EDGE FLAT | WIDTH | 100 MM | LENGTH | 6 M | THICKNESS | 5 MM | MATERIAL | MILD STEEL | MATERIAL SPECIFICATION | GRADE 300 | PROCESS |  | WEIGHT |  | COATING/FINISH |  | HAZARD CLASS |  | CERTIFICATION/STANDARD | AS/NZS 3679.1 | [50 empty] | Production Completed
STP_009 - Lot7 | Data Enrichment | PVJ | OK | 2023-10-16 | 2023-10-19 | URL for Reference only | 1150202 | 1150202 |  |  |  | ERSA | M | 1510 | 1525256GZPCLNT100 | EA |  | BAR;FLAT BAR ,SS 316 FL-75-8 4000 | BAR;FLAT BAR ,SS 316 FL-75-8 4000 | BAR;ADDITIONAL FEATURES:FLAT BAR ,SS 316 FL-75-8 4000 | [17 empty] | FL-75-8 4000 | [18 empty] | https://shop.buyabeam.com/suppliers/baker-steel-trading/flats-flitch-plates/8mm-thickness/products/75-x-8-flat-bar | [9 empty] | Cleansed | 30264500 Stainless steel bars |  |  | BAR | RECTANGULAR | TYPE | FALT | WIDTH | 75 MM | LENGTH | 4 M | THICKNESS | 8 MM | MATERIAL | STAINLESS STEEL 316 | MATERIAL SPECIFICATION |  | PROCESS |  | WEIGHT |  | COATING/FINISH |  | HAZARD CLASS |  | CERTIFICATION/STANDARD | [51 empty] | Production Completed
STP_009 - Lot7 | Data Enrichment | PVJ | OK | 2023-10-16 | 2023-10-19 |  | 1149283 | 1149283 |  |  |  | ERSA | M | 1500 | 1527831GZPCLNT100 | EA |  | BAR;FLAT,SQ,200 X 12 MM,6.0 M,101086 | BAR;FLAT,SQ,200 X 12 MM,6.0 M,101086 | BAR;ADDITIONAL FEATURES:FLAT,SQ,200 X 12 MM,6.0 M,101086 |  |  |  |  | 1068289 @@ INFRABUILD STEEL CENTRE | FL-200-12-G300-06000 | 1069014 @@ TONKIN STEEL (NQ) PTY LTD | 101086 | [8 empty] | INFRABUILD STEEL CENTRE | FL-200-12-G300-06000 |  |  | TONKIN STEEL (NQ) PTY LTD | 101086 | [14 empty] | URL NOT FOUND | [9 empty] | Cleansed | 30260000 Structural materials | SQUARE |  | BAR | RECTANGULAR | TYPE | FLAT | WIDTH | 200 MM | LENGTH | 6 M | THICKNESS | 12 MM | MATERIAL |  | MATERIAL SPECIFICATION |  | PROCESS |  | WEIGHT |  | COATING/FINISH |  | HAZARD CLASS |  | CERTIFICATION/STANDARD | [51 empty] | Production Completed
STP_009 - Lot7 | Data Enrichment | PVJ | OK | 2023-10-16 | 2023-10-19 |  | 1149282 | 1149282 |  |  |  | ERSA | M | 1500 | 1527832GZPCLNT100 | EA |  | BAR;FLAT,SQ,200 X 16 MM,6.0 M,101087 | BAR;FLAT,SQ,200 X 16 MM,6.0 M,101087 | BAR;ADDITIONAL FEATURES:FLAT,SQ,200 X 16 MM,6.0 M,101087 |  |  |  |  | 1068289 @@ INFRABUILD STEEL CENTRE | FL-200-16-G300-06000 | 1069014 @@ TONKIN STEEL (NQ) PTY LTD | 101087 | [8 empty] | INFRABUILD STEEL CENTRE | FL-200-16-G300-06000 |  |  | TONKIN STEEL (NQ) PTY LTD | 101087 | [14 empty] | URL NOT FOUND | [9 empty] | Cleansed | 30260000 Structural materials | SQUARE |  | BAR | RECTANGULAR | TYPE | FLAT | WIDTH | 200 MM | LENGTH | 6 M | THICKNESS | 16 MM | MATERIAL |  | MATERIAL SPECIFICATION |  | PROCESS |  | WEIGHT |  | COATING/FINISH |  | HAZARD CLASS |  | CERTIFICATION/STANDARD | [51 empty] | Production Completed
STP_009 - Lot7 | Data Enrichment | PVJ | OK | 2023-10-16 | 2023-10-19 |  | 1104415 | 1104415 |  |  |  | ERSA | M | 1510 | 1514506GZPCLNT100 | EA |  | BAR;FLAT,SQ,250 MM,10 MM,6 M LG,101092 | BAR;FLAT,SQ,250 MM,10 MM,6 M LG,101092 | BAR;ADDITIONAL FEATURES:FLAT,SQ,250 MM,10 MM,6 M LG,101092 |  |  |  |  | 1072117 @@ INFRABUILD TRADING P/L T/A | 1514506 | 1069014 @@ TONKIN STEEL (NQ) PTY LTD | 1514506 | [8 empty] | INFRABUILD TRADING P/L T/A | 1514506 |  |  | TONKIN STEEL (NQ) PTY LTD | 1514506 |  | 101092 | [12 empty] | URL NOT FOUND | [9 empty] | Cleansed | 30260000 Structural materials | SQUARE |  | BAR | RECTANGULAR | TYPE | FALT | WIDTH | 250 MM | LENGTH | 6 M | THICKNESS | 10 MM | MATERIAL |  | MATERIAL SPECIFICATION |  | PROCESS |  | WEIGHT |  | COATING/FINISH |  | HAZARD CLASS |  | CERTIFICATION/STANDARD | [51 empty] | Production Completed
STP_009 - Lot7 | Data Enrichment | PVJ | OK | 2023-10-16 | 2023-10-19 |  | 1104414 | 1104414 |  |  |  | ERSA | M | 1510 | 1514505GZPCLNT100 | EA |  | BAR;FLAT,SQ,300 MM,12 MM,6 M LG,101100 | BAR;FLAT,SQ,300 MM,12 MM,6 M LG,101100 | BAR;ADDITIONAL FEATURES:FLAT,SQ,300 MM,12 MM,6 M LG,101100 |  |  |  |  | 1069014 @@ TONKIN STEEL (NQ) PTY LTD | 1514505 | 1072117 @@ INFRABUILD TRADING P/L T/A | 1514505 | [8 empty] | TONKIN STEEL (NQ) PTY LTD | 1514505 |  |  | INFRABUILD TRADING P/L T/A | 1514505 |  | 101100 | [12 empty] | URL NOT FOUND | [9 empty] | Cleansed | 30260000 Structural materials | SQUARE |  | BAR | RECTANGULAR | TYPE | FALT | WIDTH | 300 MM | LENGTH | 6 M | THICKNESS | 12 MM | MATERIAL |  | MATERIAL SPECIFICATION |  | PROCESS |  | WEIGHT |  | COATING/FINISH |  | HAZARD CLASS |  | CERTIFICATION/STANDARD | [51 empty] | Production Completed
STP_009 - Lot7 | Data Enrichment | PVJ | OK | 2023-10-16 | 2023-10-19 |  | 1149284 | 1149284 |  |  |  | ERSA | M | 1500 | 1527830GZPCLNT100 | EA |  | BAR;FLAT,SQ,65 X 12 MM,6.0 M,101016 | BAR;FLAT,SQ,65 X 12 MM,6.0 M,101016 | BAR;ADDITIONAL FEATURES:FLAT,SQ,65 X 12 MM,6.0 M,101016 |  |  |  |  | 1068289 @@ INFRABUILD STEEL CENTRE | FL-065-12-G300-06000 | 1069014 @@ TONKIN STEEL (NQ) PTY LTD | 101016 | [8 empty] | INFRABUILD STEEL CENTRE | FL-065-12-G300-06000 |  |  | TONKIN STEEL (NQ) PTY LTD | 101016 | [14 empty] | URL NOT FOUND | [9 empty] | Cleansed | 30260000 Structural materials | SQUARE |  | BAR | RECTANGULAR | TYPE | FLAT | WIDTH | 65 MM | LENGTH | 6 M | THICKNESS | 12 MM | MATERIAL |  | MATERIAL SPECIFICATION |  | PROCESS |  | WEIGHT |  | COATING/FINISH |  | HAZARD CLASS |  | CERTIFICATION/STANDARD | [51 empty] | Production Completed
STP_009 - Lot7 | Data Enrichment | PVJ | OK | 2023-10-16 | 2023-10-19 |  | 1103989 | 1103989 |  |  |  | ERSA | M | 1510 | 1514101GZPCLNT100 | EA |  | BAR;FLATS,SQUARE EDGE,200X6,GRADE,101082 | BAR;FLATS,SQUARE EDGE,200X6,GRADE,101082 | BAR;ADDITIONAL FEATURES:FLATS,SQUARE EDGE,200X6,GRADE,101082 |  |  |  |  | 1069014 @@ TONKIN STEEL (NQ) PTY LTD | 101082 | [10 empty] | TONKIN STEEL (NQ) PTY LTD | 101082 | [18 empty] | URL NOT FOUND | [9 empty] | Cleansed | 30260000 Structural materials | GRADE |  | BAR | RECTANGULAR | TYPE | SQUARE EDGE,FALT | WIDTH | 200 MM | LENGTH |  | THICKNESS | 6 MM | MATERIAL |  | MATERIAL SPECIFICATION |  | PROCESS |  | WEIGHT |  | COATING/FINISH |  | HAZARD CLASS |  | CERTIFICATION/STANDARD | [51 empty] | Production Completed
STP_009 - Lot7 | Data Enrichment | PVJ | OK | 2023-10-16 | 2023-10-19 |  | 1057867 | 1057867 |  |  |  | ERSA | M | 1510 | 1562202GZPCLNT100 | EA |  | BAR;HOLW,100X60MM,C,20MNV6,HR | BARRA; | BAR;TYPE:HOLLOW,DIMENSIONS:100X60MM,MATERIAL:CARBON,ADDITIONAL FEATURES EN:20MNV6,HR | BARRA; |  |  |  | 1068455 @@ VULCAN STEEL PTY LTD | 1562202 | [10 empty] | VULCAN STEEL PTY LTD | 1562202 | [18 empty] | URL NOT FOUND | [9 empty] | Cleansed | 30260000 Structural materials | HR |  | BAR | HOLLOW | TYPE |  | INSIDE DIAMETER | 60 MM | OUTSIDE DIAMETER | 100 MM | LENGTH |  | MATERIAL | CARBON-MANGANESE STEEL GRADE 20MNV6 | MATERIAL WEIGHT |  | FINISH |  | CERTIFICATION/STANDARD | [57 empty] | Production Completed
STP_009 - Lot7 | Data Enrichment | PVJ | OK | 2023-10-16 | 2023-10-19 |  | 1188789 | 1188789 |  |  |  | ERSA | M | 2600 | 1576728GZPCLNT100 | EA |  | BAR;HOLW,2-1/2 X 3/4 IN X 1 M,LG2 BRONZE | BARRA; | BAR;TYPE:HOLLOW,DIMENSIONS:2-1/2 X 3/4 IN X 1 M,MATERIAL:LG2 BRONZE | BARRA; |  |  |  | 1068455 @@ VULCAN STEEL PTY LTD | 2.5X34LG21M | [10 empty] | VULCAN STEEL PTY LTD | 2.5X34LG21M | [18 empty] | URL NOT FOUND | [9 empty] | Cleansed | 30262500 Bronze bars |  |  | BAR | HOLLOW | TYPE |  | INSIDE DIAMETER | 3/4 IN | OUTSIDE DIAMETER | 2-1/2 IN | LENGTH | 1 M | MATERIAL | LG2 BRONZE | MATERIAL WEIGHT |  | FINISH |  | CERTIFICATION/STANDARD | [57 empty] | Production Completed
STP_009 - Lot7 | Data Enrichment | PVJ | OK | 2023-10-16 | 2023-10-19 |  | 1061689 | 1061689 |  |  |  | ERSA | M | 1510 | 1584270GZPCLNT100 | EA |  | BAR;HOLW,250X200 MM,SS,LTG:850 MM | BARRA; | BAR;TYPE:HOLLOW,DIMENSIONS:250X200 MM,MATERIAL:STAINLESS STEEL,ADDITIONAL FEATURES EN:LTG:850 MM | BARRA; |  |  |  | 1068455 @@ VULCAN STEEL PTY LTD | HBS250200G316L+0100 | [12 empty] | VULCAN STEEL PTY LTD | HBS250200G316L+0100 | [16 empty] | https://vulcan.co/wp-content/uploads/2022/12/Vulcan_Stainless_AUS_Product_Guide_2020_web.pdf | [9 empty] | Enriched | 30264500 Stainless steel bars |  |  | BAR | HOLLOW | TYPE |  | INSIDE DIAMETER | 200 MM | OUTSIDE DIAMETER | 250 MM | LENGTH | 850 MM | MATERIAL | STAINLESS STEEL 316L ASTM A511 | MATERIAL WEIGHT | 153.48 KG /M | FINISH |  | CERTIFICATION/STANDARD | DIN 17458 TCI | [56 empty] | Production Completed
STP_009 - Lot7 | Data Enrichment | PVJ | OK | 2023-10-16 | 2023-10-19 |  | 1190186 | 1190186 |  |  |  | ERSA | M | 2600 | 1574978GZPCLNT100 | EA |  | BAR;HOLW,3 X 2 IN X 1 M,PB1 BRONZE | BARRA; | BAR;TYPE:HOLLOW,DIMENSIONS:3 X 2 IN X 1 M,MATERIAL:PB1 BRONZE | BARRA; |  |  |  | 1068455 @@ VULCAN STEEL PTY LTD | BS1400-PB1 - 1,000MM | [10 empty] | VULCAN STEEL PTY LTD | BS1400-PB1 - 1,000MM | [18 empty] | URL NOT FOUND | [9 empty] | Cleansed | 30262500 Bronze bars |  |  | BAR | HOLLOW | TYPE |  | INSIDE DIAMETER | 2 IN | OUTSIDE DIAMETER | 3 IN | LENGTH | 1 M | MATERIAL | PB1 BRONZE (PHOSPHOR BRONZE) | MATERIAL WEIGHT |  | FINISH |  | CERTIFICATION/STANDARD | BS1400 | [56 empty] | Production Completed
STP_009 - Lot7 | Data Enrichment | PVJ | OK | 2023-10-16 | 2023-10-19 |  | 1188099 | 1188099 |  |  |  | ERSA | M | 1510 | 1604644GZPCLNT100 | EA |  | BAR;HOLW,368X268X700 MM,STL,20MNV6 | BARRA; | BAR;TYPE:HOLLOW,DIMENSIONS:368X268X700 MM,MATERIAL:STEEL,ADDITIONAL FEATURES EN:CARBON-MANGANESE STEEL MICRO ALLOYED WITH VANADIUM,20MNV6 | BARRA; |  |  |  | 1068455 @@ VULCAN STEEL PTY LTD | HBM368268G20MNV6-700 | [10 empty] | VULCAN STEEL PTY LTD | HBM368268G20MNV6-700 | [18 empty] | URL NOT FOUND | [9 empty] | Cleansed | 30260000 Structural materials |  |  | BAR | HOLLOW | TYPE |  | INSIDE DIAMETER | 268 MM | OUTSIDE DIAMETER | 368 MM | LENGTH | 700 MM | MATERIAL | CARBON-MANGANESE STEEL MICRO ALLOYED C/W VANADIUM GRADE 20MNV6 | MATERIAL WEIGHT |  | FINISH |  | CERTIFICATION/STANDARD | [57 empty] | Production Completed
STP_009 - Lot7 | Data Enrichment | PVJ | OK | 2023-10-16 | 2023-10-19 |  | 1188100 | 1188100 |  |  |  | ERSA | M | 5920 | 1604643GZPCLNT100 | EA |  | BAR;HOLW,368X268X800MM,STL,20MNV6 | BARRA; | BAR;TYPE:HOLLOW,DIMENSIONS:368X268X800MM,MATERIAL:STEEL,ADDITIONAL FEATURES EN:CARBON-MANGANESE STEEL MICRO ALLOYED WITH VANADIUM, 20MNV6 | BARRA; |  |  |  | 1068455 @@ VULCAN STEEL PTY LTD | HBM368268G20MNV6-800 | [10 empty] | VULCAN STEEL PTY LTD | HBM368268G20MNV6-800 | [18 empty] | URL NOT FOUND | [9 empty] | Cleansed | 30260000 Structural materials |  |  | BAR | HOLLOW | TYPE |  | INSIDE DIAMETER | 268 MM | OUTSIDE DIAMETER | 368 MM | LENGTH | 800 MM | MATERIAL | CARBON-MANGANESE STEEL MICRO ALLOYED C/W VANADIUM GRADE 20MNV6 | MATERIAL WEIGHT |  | FINISH |  | CERTIFICATION/STANDARD | [57 empty] | Production Completed
STP_009 - Lot7 | Data Enrichment | PVJ | OK | 2023-10-16 | 2023-10-19 |  | 1189579 | 1189579 |  |  |  | ERSA | M | 2600 | 1575766GZPCLNT100 | EA |  | BAR;HOLW,38.1 X 25.4 MM,LG2 BRONZE | BARRA; | BAR;TYPE:HOLLOW,DIMENSIONS:38.1 X 25.4 MM,MATERIAL:LG2 BRONZE | BARRA; |  |  |  | 1068455 @@ VULCAN STEEL PTY LTD | HBBZ03810254GLG2 | [10 empty] | VULCAN STEEL PTY LTD | HBBZ03810254GLG2 | [18 empty] | URL NOT FOUND | [9 empty] | Cleansed | 30262500 Bronze bars |  |  | BAR | HOLLOW | TYPE |  | INSIDE DIAMETER | 25.4 MM | OUTSIDE DIAMETER | 38.1 MM | LENGTH |  | MATERIAL | LG2 BRONZE | MATERIAL WEIGHT |  | FINISH |  | CERTIFICATION/STANDARD | [57 empty] | Production Completed
STP_009 - Lot7 | Data Enrichment | PVJ | OK | 2023-10-16 | 2023-10-19 |  | 1059572 | 1059572 |  |  |  | ERSA | M | 1510 | 1584096GZPCLNT100 | EA |  | BAR;HOLW,50.8 X 38.1 MM,BRZ,LG 3.1 M | BARRA; | BAR;TYPE:HOLLOW,DIMENSIONS:50.8 X 38.1 MM,MATERIAL:BRONZE,ADDITIONAL FEATURES EN:LG 3.1 M | BARRA; |  |  |  | 1068455 @@ VULCAN STEEL PTY LTD | HBBZ05080381LG2 | [10 empty] | VULCAN STEEL PTY LTD | HBBZ05080381LG2 | [18 empty] | URL NOT FOUND | [9 empty] | Cleansed | 30262500 Bronze bars |  |  | BAR | HOLLOW | TYPE |  | INSIDE DIAMETER | 38.1 MM | OUTSIDE DIAMETER | 50.8 MM | LENGTH | 3.1 M | MATERIAL | BRONZE | MATERIAL WEIGHT |  | FINISH |  | CERTIFICATION/STANDARD | [57 empty] | Production Completed
STP_009 - Lot7 | Data Enrichment | PVJ | OK | 2023-10-16 | 2023-10-19 | SERIES MATCH | 1058809 | 1058809 |  |  |  | ERSA | M | 1510 | 1584861GZPCLNT100 | EA |  | BAR;HOLW,50X50X3 MM,SS304,6MM | BARRA; | BAR;TYPE:HOLLOW,DIMENSIONS:50X50X3 MM,MATERIAL:STAINLESS STEEL 304,ADDITIONAL FEATURES EN:SQUARE HOLLOW SECTION,6MM,ASTM A554- 180G | BARRA; |  |  |  | 1068455 @@ VULCAN STEEL PTY LTD | HSS05005030G304+0600 | [12 empty] | VULCAN STEEL PTY LTD | HSS05005030G304+0600 | [16 empty] | https://vulcan.co/wp-content/uploads/2022/12/Vulcan_Stainless_AUS_Product_Guide_2020_web.pdf | [9 empty] | Cleansed | 30264500 Stainless steel bars | THICKNESS:3 MM |  | BAR | HOLLOW | TYPE | SQUARE SECTION | INSIDE DIAMETER | 50 MM | OUTSIDE DIAMETER | 50 MM | LENGTH | 6 M | MATERIAL | STAINLESS STEEL 304 ASTM A554-180G | MATERIAL WEIGHT |  | FINISH |  | CERTIFICATION/STANDARD | [57 empty] | Production Completed
STP_009 - Lot7 | Data Enrichment | PVJ | OK | 2023-10-16 | 2023-10-19 |  | 1059573 | 1059573 |  |  |  | ERSA | M | 1510 | 1584097GZPCLNT100 | EA |  | BAR;HOLW,65.3 X 38.1 MM,PHOSPHOR BRONZE | BARRA; | BAR;TYPE:HOLLOW,DIMENSIONS:65.3 X 38.1 MM,MATERIAL:PHOSPHOR BRONZE,ADDITIONAL FEATURES EN:LG 1 M | BARRA; |  |  |  | 1068455 @@ VULCAN STEEL PTY LTD | HBBZ06350381GPB1 | [10 empty] | VULCAN STEEL PTY LTD | HBBZ06350381GPB1 | [18 empty] | URL NOT FOUND | [9 empty] | Cleansed | 30262500 Bronze bars |  |  | BAR | HOLLOW | TYPE |  | INSIDE DIAMETER | 38.1 MM | OUTSIDE DIAMETER | 65.3 MM | LENGTH | 1 M | MATERIAL | PHOSPHOR BRONZE | MATERIAL WEIGHT |  | FINISH |  | CERTIFICATION/STANDARD | [57 empty] | Production Completed
STP_009 - Lot7 | Data Enrichment | PVJ | OK | 2023-10-16 | 2023-10-19 |  | 1187932 | 1187932 |  |  |  | ERSA | M | 1510 | 1607496GZPCLNT100 | EA |  | BAR;HOLW,88.9X50.8X40MM,PB1 BRONZE | BARRA; | BAR;TYPE:HOLLOW,DIMENSIONS:88.9X50.8X40MM,MATERIAL:PB1 BRONZE,ADDITIONAL FEATURES EN:8 CUT PIECES @ 40MM LONG | BARRA; |  |  |  | 1068455 @@ VULCAN STEEL PTY LTD | BS1400-PB1 | [10 empty] | VULCAN STEEL PTY LTD | BS1400-PB1 | [18 empty] | URL NOT FOUND | [9 empty] | Cleansed | 30262500 Bronze bars | 8 CUT PIECES |  | BAR | HOLLOW | TYPE |  | INSIDE DIAMETER | 50.8 MM | OUTSIDE DIAMETER | 88.9 MM | LENGTH | 40 MM | MATERIAL | PB1 BRONZE (PHOSPHOR BRONZE) | MATERIAL WEIGHT |  | FINISH |  | CERTIFICATION/STANDARD | BS1400 | [56 empty] | Production Completed
STP_009 - Lot7 | Data Enrichment | PVJ | OK | 2023-10-16 | 2023-10-19 |  | 1180585 | 1180585 |  |  |  | ERSA | M | 2200 | 1574611GZPCLNT100 | EA |  | BAR;LG2 HOLLOW BRZ,OD114.3 X ID38.10 MM | BARRA; | BAR;TYPE:LG2 HOLLOW BRZ,DIMENSIONS:OD114.3 X ID38.10 MM,MATERIAL:,ADDITIONAL FEATURES EN:VOESTALPINE | BARRA; |  |  |  | 1068289 @@ INFRABUILD STEEL CENTRE | 22348238 | [10 empty] | INFRABUILD STEEL CENTRE | 22348238 |  |  | VOESTALPINE | [15 empty] | URL NOT FOUND | [9 empty] | Cleansed | 30262500 Bronze bars |  |  | BAR | HOLLOW | TYPE |  | INSIDE DIAMETER | 38.1 MM | OUTSIDE DIAMETER | 114.3 MM | LENGTH |  | MATERIAL | LG2 BRONZE | MATERIAL WEIGHT |  | FINISH |  | CERTIFICATION/STANDARD | [57 empty] | Production Completed
STP_009 - Lot7 | Data Enrichment | PVJ | OK | 2023-10-16 | 2023-10-19 |  | 1183934 | 1183934 |  |  |  | ERSA | M | 1510 | 1561362GZPCLNT100 | EA |  | BAR;MTL,32X5MM,GDE300 STEEL | BARRA; | BAR;TYPE:METAL,DIMENSIONS:32X5MM,MATERIAL:GDE300 STEEL,ADDITIONAL FEATURES EN:32X5,SQ EDGE,FLATS,GDE 300,6M | BARRA; |  |  |  | 1068289 @@ INFRABUILD STEEL CENTRE | 100983 | [10 empty] | INFRABUILD STEEL CENTRE | 100983 | [18 empty] | URL NOT FOUND | [9 empty] | Cleansed | 30260000 Structural materials | METAL |  | BAR | RECTANGULAR | TYPE | SQUARE EDGE, FLAT | WIDTH | 32 MM | LENGTH | 6 M | THICKNESS | 5 MM | MATERIAL | STEEL | MATERIAL SPECIFICATION | GRADE 300 | PROCESS |  | WEIGHT |  | COATING/FINISH |  | HAZARD CLASS |  | CERTIFICATION/STANDARD | [51 empty] | Production Completed
STP_009 - Lot7 | Data Enrichment | PVJ | OK | 2023-10-16 | 2023-10-19 |  | 1097058 | 1097058 | 1386682 | AU_QM_000227681 |  | ERSA | M | 5620 | 1386682GZPCLNT100 | EA | 3000030 | BAR;OUT,70036958 | BAR;OUT,70036958 | BAR;MNFR:OUTOTEC,PTNO:70036958 |  | BAR;OUT,70036958BAR;OUT,70036958 | OUTOTEC | 70036958 | [12 empty] | OUTOTEC | 70036958 | [18 empty] | URL NOT FOUND | [9 empty] | Cleansed | 30260000 Structural materials |  |  | BAR | NO MODIFIER | TYPE |  | DIMENSIONS |  | MATERIAL |  | MATERIAL SPECIFICATION |  | HAZARD CLASS |  | CERTIFICATION/STANDARD | [61 empty] | Production Completed
STP_009 - Lot7 | Data Enrichment | PVJ | OK | 2023-10-16 | 2023-10-19 |  | 1097057 | 1097057 | 1386687 | AU_QM_000227687 |  | ERSA | M | 5620 | 1386687GZPCLNT100 | EA | 3000030 | BAR;OUT,70036961 | BAR;OUT,70036961 | BAR;MNFR:OUTOTEC,PTNO:70036961 |  | BAR;OUT,70036961BAR;OUT,70036961 | OUTOTEC | 70036961 | [12 empty] | OUTOTEC | 70036961 | [18 empty] | URL NOT FOUND | [9 empty] | Cleansed | 30260000 Structural materials |  |  | BAR | NO MODIFIER | TYPE |  | DIMENSIONS |  | MATERIAL |  | MATERIAL SPECIFICATION |  | HAZARD CLASS |  | CERTIFICATION/STANDARD | [61 empty] | Production Completed
STP_009 - Lot7 | Data Enrichment | PVJ | OK | 2023-10-16 | 2023-10-19 |  | 1053443 | 1053443 |  |  |  | ERSA | M | 2600 | 1578928GZPCLNT100 | M |  | BAR;RND,200 MM,BLK | BARRA; | BAR;TYPE:ROUND,DIMENSIONS:200 MM,MATERIAL:,ADDITIONAL FEATURES EN:BLACK | BARRA; |  |  |  | 1069960 @@ VOESTALPINE HIGH PERFORMANCE METALS | 75027484 | [10 empty] | VOESTALPINE HIGH PERFORMANCE METALS | 75027484 | [18 empty] | URL NOT FOUND | [9 empty] | Cleansed | 30260000 Structural materials | COLOUR:BLACK |  | BAR | ROUND | TYPE |  | DIAMETER | 200 MM | LENGTH |  | MATERIAL |  | MATERIAL SPECIFICATION |  | PROCESS |  | WEIGHT |  | COATING/FINISH |  | HAZARD CLASS |  | CERTIFICATION/STANDARD | [53 empty] | Production Completed
STP_009 - Lot7 | Data Enrichment | PVJ | OK | 2023-10-16 | 2023-10-19 |  | 1053441 | 1053441 |  |  |  | ERSA | M | 2600 | 1578926GZPCLNT100 | M |  | BAR;RND,40 MM,H&T GRD | BARRA; | BAR;TYPE:ROUND,DIMENSIONS:40 MM,MATERIAL:,ADDITIONAL FEATURES EN:H&T GRD | BARRA; |  |  |  | 1069960 @@ VOESTALPINE HIGH PERFORMANCE METALS | 75026899 | [10 empty] | VOESTALPINE HIGH PERFORMANCE METALS | 75026899 | [18 empty] | URL NOT FOUND | [9 empty] | Cleansed | 30260000 Structural materials | GRD |  | BAR | ROUND | TYPE |  | DIAMETER | 40 MM | LENGTH |  | MATERIAL |  | MATERIAL SPECIFICATION |  | PROCESS | HARDENED AND TEMPERED | WEIGHT |  | COATING/FINISH |  | HAZARD CLASS |  | CERTIFICATION/STANDARD | [53 empty] | Production Completed
STP_009 - Lot7 | Data Enrichment | PVJ | OK | 2023-10-16 | 2023-10-19 | URL for Reference only | 1190187 | 1190187 |  |  |  | ERSA | M | 2600 | 1574977GZPCLNT100 | EA |  | BAR;RND,50 X 4000 MM,ALY,4140 H&T CG H9 | BARRA; | BAR;TYPE:ROUND,DIMENSIONS:50 X 4000 MM,MATERIAL:ALLOY,ADDITIONAL FEATURES EN:4140 H&T CG H9 | BARRA; |  |  |  | 1068455 @@ VULCAN STEEL PTY LTD | BRAH050G4140HTH9 - 4,000MM | [10 empty] | VULCAN STEEL PTY LTD | BRAH050G4140HTH9 - 4,000MM | [18 empty] | https://vulcan.co/wp-content/uploads/2022/12/Vulcan_Stainless_AUS_Product_Guide_2020_web.pdf | [9 empty] | Cleansed | 30263700 Steel alloy bars |  |  | BAR | ROUND | TYPE |  | DIAMETER | 50 MM | LENGTH | 4 M | MATERIAL | ALLOY STEEL | MATERIAL SPECIFICATION | GRADE 4140 | PROCESS | HEAT TREATED CG H9 | WEIGHT |  | COATING/FINISH |  | HAZARD CLASS |  | CERTIFICATION/STANDARD | [53 empty] | Production Completed
STP_009 - Lot7 | Data Enrichment | PVJ | OK | 2023-10-16 | 2023-10-19 |  | 1184543 | 1184543 |  |  |  | ERSA | M | 1510 | 1558936GZPCLNT100 | EA |  | BAR;RND,60MMX2M,BRIGHT H10,TYPE 1030 | BARRA; | BAR;TYPE:ROUND,DIMENSIONS:60MMX2M,MATERIAL:BRIGHT H10,ADDITIONAL FEATURES EN:TYPE 1030 | BARRA; |  |  |  | 1068289 @@ INFRABUILD STEEL CENTRE | 22239307 | [10 empty] | INFRABUILD STEEL CENTRE | 22239307 | [18 empty] | URL NOT FOUND | [9 empty] | Cleansed | 30263600 Carbon steel bars |  |  | BAR | ROUND | TYPE |  | DIAMETER | 60 MM | LENGTH | 2 M | MATERIAL | CARBON STEEL | MATERIAL SPECIFICATION | GRADE 1030 | PROCESS |  | WEIGHT |  | COATING/FINISH | BRIGHT H10 | HAZARD CLASS |  | CERTIFICATION/STANDARD | [53 empty] | Production Completed
STP_009 - Lot7 | Data Enrichment | PVJ | OK | 2023-10-16 | 2023-10-19 |  | 1053442 | 1053442 |  |  |  | ERSA | M | 2600 | 1578927GZPCLNT100 | M |  | BAR;RND,80 MM,H&T GRD | BARRA; | BAR;TYPE:ROUND,DIMENSIONS:80 MM,MATERIAL:,ADDITIONAL FEATURES EN:H&T GRD | BARRA; |  |  |  | 1069960 @@ VOESTALPINE HIGH PERFORMANCE METALS | 75026917 | [10 empty] | VOESTALPINE HIGH PERFORMANCE METALS | 75026917 | [18 empty] | URL NOT FOUND | [9 empty] | Cleansed | 30260000 Structural materials | GRD |  | BAR | ROUND | TYPE |  | DIAMETER | 80 MM | LENGTH |  | MATERIAL |  | MATERIAL SPECIFICATION |  | PROCESS | HARDENED AND TEMPERED | WEIGHT |  | COATING/FINISH |  | HAZARD CLASS |  | CERTIFICATION/STANDARD | [53 empty] | Production Completed
STP_009 - Lot7 | Data Enrichment | PVJ | OK | 2023-10-16 | 2023-10-19 | URL for Reference only | 1102754 | 1102754 |  |  |  | ERSA | M | 1510 | 1517193GZPCLNT100 | EA |  | BAR;ROUND,ALLOY,150 MM,BRAH150G4140HTRM | BAR;ROUND,ALLOY,150 MM,BRAH150G4140HTRM | BAR;ADDITIONAL FEATURES:ROUND,ALLOY,150 MM,BRAH150G4140HTRM |  |  |  |  | 1068455 @@ VULCAN STEEL PTY LTD | BRAH150G4140HTRM | [10 empty] | VULCAN STEEL PTY LTD | BRAH150G4140HTRM | [18 empty] | https://vulcan.co/wp-content/uploads/2022/12/Vulcan_Stainless_AUS_Product_Guide_2020_web.pdf | [9 empty] | Cleansed | 30263700 Steel alloy bars |  |  | BAR | ROUND | TYPE |  | DIAMETER | 150 MM | LENGTH |  | MATERIAL | ALLOY STEEL | MATERIAL SPECIFICATION | GRADE 4140 | PROCESS | HEAT TREATED | WEIGHT |  | COATING/FINISH |  | HAZARD CLASS |  | CERTIFICATION/STANDARD | [53 empty] | Production Completed
STP_009 - Lot7 | Data Enrichment | PVJ | OK | 2023-10-16 | 2023-10-19 | URL for Reference only | 1102753 | 1102753 |  |  |  | ERSA | M | 1510 | 1517194GZPCLNT100 | EA |  | BAR;ROUND,ALLOY,230 MM,BRAH230G4140HTRM | BAR;ROUND,ALLOY,230 MM,BRAH230G4140HTRM | BAR;ADDITIONAL FEATURES:ROUND,ALLOY,230 MM,BRAH230G4140HTRM |  |  |  |  | 1068455 @@ VULCAN STEEL PTY LTD | BRAH230G4140HTRM | [10 empty] | VULCAN STEEL PTY LTD | BRAH230G4140HTRM | [18 empty] | https://vulcan.co/wp-content/uploads/2022/12/Vulcan_Stainless_AUS_Product_Guide_2020_web.pdf | [9 empty] | Cleansed | 30263700 Steel alloy bars |  |  | BAR | ROUND | TYPE |  | DIAMETER | 230 MM | LENGTH |  | MATERIAL | ALLOY STEEL | MATERIAL SPECIFICATION | GRADE 4140 | PROCESS | HEAT TREATED | WEIGHT |  | COATING/FINISH |  | HAZARD CLASS |  | CERTIFICATION/STANDARD | [53 empty] | Production Completed
STP_009 - Lot7 | Data Enrichment | PVJ | OK | 2023-10-16 | 2023-10-19 |  | 1054791 | 1054791 |  |  |  | ERSA | M | 1510 | 1605141GZPCLNT100 | EA |  | BAR;SLIT EDGE FLATS,150 X 6,STL | BARRA; | BAR;TYPE:SLIT EDGE FLATS,DIMENSIONS:150 X 6,MATERIAL:STEEL,MATERIAL SPECIFICATION:AS/NZS 3679.1,ADDITIONAL FEATURES EN:GRADE 300, LENGTH:6M | BARRA; |  |  |  | 1068289 @@ INFRABUILD STEEL CENTRE | 124154 | 1069433 @@ TOTAL STEEL OF AUSTRALIA | 1605141 | [8 empty] | INFRABUILD STEEL CENTRE | 124154 |  |  | TOTAL STEEL OF AUSTRALIA | 1605141 | [14 empty] | URL NOT FOUND | [9 empty] | Cleansed | 30260000 Structural materials |  |  | BAR | RECTANGULAR | TYPE | SLIT EDGE FLAT | WIDTH | 150 MM | LENGTH | 6 M | THICKNESS | 6 MM | MATERIAL | STEEL | MATERIAL SPECIFICATION | GRADE 300 | PROCESS |  | WEIGHT |  | COATING/FINISH |  | HAZARD CLASS |  | CERTIFICATION/STANDARD | AS/NZS 3679.1 | [50 empty] | Production Completed
STP_009 - Lot7 | Data Enrichment | PVJ | OK | 2023-10-16 | 2023-10-19 |  | 1054796 | 1054796 |  |  |  | ERSA | M | 1510 | 1605146GZPCLNT100 | EA |  | BAR;SQUARE EDGE FLAT,25X6MM,STL | BARRA; | BAR;TYPE:SQUARE EDGE FLAT,DIMENSIONS:25X6MM,MATERIAL:STEEL,MATERIAL SPECIFICATION:AS/NZS 3679.1,ADDITIONAL FEATURES EN:GRADE 300, L:6M | BARRA; |  |  |  | 1068289 @@ INFRABUILD STEEL CENTRE | 100977 | 1069433 @@ TOTAL STEEL OF AUSTRALIA | 1605146 | [8 empty] | INFRABUILD STEEL CENTRE | 100977 |  |  | TOTAL STEEL OF AUSTRALIA | 1605146 | [14 empty] | URL NOT FOUND | [9 empty] | Cleansed | 30260000 Structural materials |  |  | BAR | RECTANGULAR | TYPE | SQUARE EDGE, FLAT | WIDTH | 25 MM | LENGTH | 6 M | THICKNESS | 6 MM | MATERIAL | STEEL | MATERIAL SPECIFICATION | GRADE 300 | PROCESS |  | WEIGHT |  | COATING/FINISH |  | HAZARD CLASS |  | CERTIFICATION/STANDARD | AS/NZS 3679.1 | [50 empty] | Production Completed
STP_009 - Lot7 | Data Enrichment | PVJ | OK | 2023-10-16 | 2023-10-19 |  | 1054795 | 1054795 |  |  |  | ERSA | M | 1510 | 1605145GZPCLNT100 | EA |  | BAR;SQUARE EDGE FLAT,50X10MM,STL | BARRA; | BAR;TYPE:SQUARE EDGE FLAT,DIMENSIONS:50X10MM,MATERIAL:STEEL,MATERIAL SPECIFICATION:AS/NZS 3679.1,ADDITIONAL FEATURES EN:GRADE 300, L:6M | BARRA; |  |  |  | 1068289 @@ INFRABUILD STEEL CENTRE | 101003 | 1069433 @@ TOTAL STEEL OF AUSTRALIA | 1605145 | [8 empty] | INFRABUILD STEEL CENTRE | 101003 |  |  | TOTAL STEEL OF AUSTRALIA | 1605145 | [14 empty] | URL NOT FOUND | [9 empty] | Cleansed | 30260000 Structural materials |  |  | BAR | RECTANGULAR | TYPE | SQUARE EDGE, FLAT | WIDTH | 50 MM | LENGTH | 6 M | THICKNESS | 10 MM | MATERIAL | STEEL | MATERIAL SPECIFICATION | GRADE 300 | PROCESS |  | WEIGHT |  | COATING/FINISH |  | HAZARD CLASS |  | CERTIFICATION/STANDARD | AS/NZS 3679.1 | [50 empty] | Production Completed
STP_009 - Lot7 | Data Enrichment | PVJ | OK | 2023-10-16 | 2023-10-19 |  | 1054794 | 1054794 |  |  |  | ERSA | M | 1510 | 1605144GZPCLNT100 | EA |  | BAR;SQUARE EDGE FLAT,75X6MM,STL | BARRA; | BAR;TYPE:SQUARE EDGE FLAT,DIMENSIONS:75X6MM,MATERIAL:STEEL,MATERIAL SPECIFICATION:AS/NZS 3679.1,ADDITIONAL FEATURES EN:GRADE 300, L:6M | BARRA; |  |  |  | 1068289 @@ INFRABUILD STEEL CENTRE | 101022 | 1069433 @@ TOTAL STEEL OF AUSTRALIA | 1605144 | [8 empty] | INFRABUILD STEEL CENTRE | 101022 |  |  | TOTAL STEEL OF AUSTRALIA | 1605144 | [14 empty] | URL NOT FOUND | [9 empty] | Cleansed | 30260000 Structural materials |  |  | BAR | RECTANGULAR | TYPE | SQUARE EDGE, FLAT | WIDTH | 75 MM | LENGTH | 6 M | THICKNESS | 6 MM | MATERIAL | STEEL | MATERIAL SPECIFICATION | GRADE 300 | PROCESS |  | WEIGHT |  | COATING/FINISH |  | HAZARD CLASS |  | CERTIFICATION/STANDARD | AS/NZS 3679.1 | [50 empty] | Production Completed
STP_009 - Lot7 | Data Enrichment | PVJ | OK | 2023-10-16 | 2023-10-19 |  | 1054793 | 1054793 |  |  |  | ERSA | M | 1510 | 1605143GZPCLNT100 | EA |  | BAR;SQUARE EDGE FLATS,100X10MM,STL | BARRA; | BAR;TYPE:SQUARE EDGE FLATS,DIMENSIONS:100X10MM,MATERIAL:STEEL,MATERIAL SPECIFICATION:AS/NZS 3679.1,ADDITIONAL FEATURES EN:GRADE: 300,L:6M | BARRA; |  |  |  | 1068289 @@ INFRABUILD STEEL CENTRE | 101048 | 1069433 @@ TOTAL STEEL OF AUSTRALIA | 1605143 | [8 empty] | INFRABUILD STEEL CENTRE | 101048 |  |  | TOTAL STEEL OF AUSTRALIA | 1605143 | [14 empty] | URL NOT FOUND | [9 empty] | Cleansed | 30260000 Structural materials |  |  | BAR | RECTANGULAR | TYPE | SQUARE EDGE, FLAT | WIDTH | 100 MM | LENGTH | 6 M | THICKNESS | 10 MM | MATERIAL | STEEL | MATERIAL SPECIFICATION | GRADE 300 | PROCESS |  | WEIGHT |  | COATING/FINISH |  | HAZARD CLASS |  | CERTIFICATION/STANDARD | AS/NZS 3679.1 | [50 empty] | Production Completed
STP_009 - Lot7 | Data Enrichment | PVJ | OK | 2023-10-16 | 2023-10-19 |  | 1054792 | 1054792 |  |  |  | ERSA | M | 1510 | 1605142GZPCLNT100 | EA |  | BAR;SQUARE EDGE FLATS,130 X 10,STL | BARRA; | BAR;TYPE:SQUARE EDGE FLATS,DIMENSIONS:130 X 10,MATERIAL:STEEL,MATERIAL SPECIFICATION:AS/NZS 3679.1,ADDITIONAL FEATURES EN:GRADE 300,LENGTH:6M | BARRA; |  |  |  | 1068289 @@ INFRABUILD STEEL CENTRE | 101060 | 1069433 @@ TOTAL STEEL OF AUSTRALIA | 1605142 | [8 empty] | INFRABUILD STEEL CENTRE | 101060 |  |  | TOTAL STEEL OF AUSTRALIA | 1605142 | [14 empty] | URL NOT FOUND | [9 empty] | Cleansed | 30260000 Structural materials |  |  | BAR | RECTANGULAR | TYPE | SQUARE EDGE, FLAT | WIDTH | 130 MM | LENGTH | 6 M | THICKNESS | 10 MM | MATERIAL | STEEL | MATERIAL SPECIFICATION | GRADE 300 | PROCESS |  | WEIGHT |  | COATING/FINISH |  | HAZARD CLASS |  | CERTIFICATION/STANDARD | AS/NZS 3679.1 | [50 empty] | Production Completed
STP_009 - Lot7 | Data Enrichment | PVJ | OK | 2023-10-16 | 2023-10-19 |  | 1054790 | 1054790 |  |  |  | ERSA | M | 1510 | 1605140GZPCLNT100 | EA |  | BAR;SQUARE EDGE FLATS,150X10,STL | BARRA; | BAR;TYPE:SQUARE EDGE FLATS,DIMENSIONS:150X10,MATERIAL:STEEL,MATERIAL SPECIFICATION:AS/NZS 3679.1,ADDITIONAL FEATURES EN:GRADE 300, L:6.000M | BARRA; |  |  |  | 1068289 @@ INFRABUILD STEEL CENTRE | 101068 | 1069433 @@ TOTAL STEEL OF AUSTRALIA | 1605140 | [8 empty] | INFRABUILD STEEL CENTRE | 101068 |  |  | TOTAL STEEL OF AUSTRALIA | 1605140 | [14 empty] | URL NOT FOUND | [9 empty] | Cleansed | 30260000 Structural materials |  |  | BAR | RECTANGULAR | TYPE | SQUARE EDGE, FLAT | WIDTH | 150 MM | LENGTH | 6 M | THICKNESS | 10 MM | MATERIAL | STEEL | MATERIAL SPECIFICATION | GRADE 300 | PROCESS |  | WEIGHT |  | COATING/FINISH |  | HAZARD CLASS |  | CERTIFICATION/STANDARD | AS/NZS 3679.1 | [50 empty] | Production Completed
STP_009 - Lot7 | Data Enrichment | PVJ | OK | 2023-10-16 | 2023-10-19 |  | 1104374 | 1104374 |  |  |  | ERSA | M | 4090 | 1508757GZPCLNT100 | EA |  | BAR;VOE,75029738 | BAR;VOE,75029738 | BAR;ADDITIONAL FEATURES:VOE,75029738 |  |  |  |  | 1069960 @@ VOESTALPINE HIGH PERFORMANCE METALS | 1508757 | [10 empty] | VOESTALPINE HIGH PERFORMANCE METALS | 1508757 |  |  | VOESTALPINE HIGH PERFORMANCE METALS | 75029738 | [14 empty] | URL NOT FOUND | [9 empty] | Cleansed | 30260000 Structural materials |  |  | BAR | ROUND | TYPE |  | DIAMETER |  | LENGTH |  | MATERIAL |  | MATERIAL SPECIFICATION |  | PROCESS |  | WEIGHT |  | COATING/FINISH |  | HAZARD CLASS |  | CERTIFICATION/STANDARD | [53 empty] | Production Completed
STP_009 - Lot7 | Data Enrichment | PVJ | OK | 2023-10-16 | 2023-10-19 |  | 1134855 | 1134855 | 1419639 | AU_QM_000265712 |  | ERSA | M | 5915 | 1419639GZPCLNT100 | EA |  | BREAKER,CIRCT;32A,440V AC,6KA,2P,IP20 | BREAKER,CIRCT;32A,440V AC,6KA,2P,IP20 | BREAKER,CIRCT;MNFR: ,PTNO:32A,440V AC,6KA,2P,IP20 |  | BREAKER,CIRCT;32A,440V AC,6KA,2P,IP20BREAKER,CIRCT;32A,440V AC,6KA,2P,IP20 | [34 empty] | URL NOT FOUND | [9 empty] | Cleansed | 39121601 Circuit breakers | DEGREE OF PROTECTION:IP20 |  | CIRCUIT BREAKER | NO MODIFIER | TYPE |  | CURRENT RATING | 32 A | VOLTAGE RATING | 440 VAC | FRAME RATING |  | INTERRUPT RATING | 6 KA | NUMBER OF POLES | 2 | OVERALL SIZE |  | TRIP SETTING |  | TERMINAL TYPE |  | MOUNTING TYPE |  | CERTIFICATION/STANDARD | [51 empty] | Production Completed
STP_009 - Lot7 | Data Enrichment | PVJ | OK | 2023-10-16 | 2023-10-19 |  | 1134195 | 1134195 | 1417912 | AU_QM_000263810 |  | ERSA | M | 5915 | 1417912GZPCLNT100 | EA |  | BREAKER,CIRCT;3P,32 A, 10 KA, 30 MA, * | BREAKER,CIRCT;3P,32 A, 10 KA, 30 MA, * | BREAKER,CIRCT;MNFR: ,PTNO:3P,32 A, 10 KA, 30 MA, * |  | BREAKER,CIRCT;3P,32 A, 10 KA, 30 MA, *BREAKER,CIRCT;3P,32 A, 10 KA, 30 MA, * | [34 empty] | URL NOT FOUND | [9 empty] | Cleansed | 39121601 Circuit breakers |  |  | CIRCUIT BREAKER | NO MODIFIER | TYPE |  | CURRENT RATING | 32 A | VOLTAGE RATING |  | FRAME RATING |  | INTERRUPT RATING | 10 KA | NUMBER OF POLES | 3 | OVERALL SIZE |  | TRIP SETTING | 30 MA | TERMINAL TYPE |  | MOUNTING TYPE |  | CERTIFICATION/STANDARD | [51 empty] | Production Completed
STP_009 - Lot7 | Data Enrichment | PVJ | ok | 2023-10-16 | 2023-10-19 |  | 1181083 | 1181083 |  |  |  | ERSA | M | 1600 | 1568339GZPCLNT100 | EA | 3000422 | BREAKER,CIRCT;CNW,HAGADC916T,RCBO,1 MODU | DISYUNTORA;CNW,HAGADC916T | BREAKER,CIRCUIT;MNFR:CNW,PTNO:HAGADC916T,ADDITIONAL FEATURES EN:RCBO,1 MODULE,1 POLE,6KA,C16A,30MA A | DISYUNTORA;MNFR:CNW,PTNO:HAGADC916T |  | CNW | HAGADC916T | 1068181 @@ CNW (MOUNT ISA) ELECT WHOLESALER | HAGADC916T | [12 empty] | HAGER | ADC916T | CNW (MOUNT ISA) ELECT WHOLESALER | HAGADC916T | [14 empty] | https://hager.com/au/products/product-information/adc916t-rcbo-1m-1pn-6ka-c-16a-30ma-a | https://shop.cnw.com.au/cnw/en/AUD/AllCategories/Electrical-Distribution/Circuit-Protection/Residual-Current-with-Overcurrent/RCBO-1M-1PN-6KA-C16A-30MA-A/p/HAGADC916TI02#alink-supplierspecs | [8 empty] | Enriched | 39121601 Circuit breakers | TYPE A,NUMBER OF POLES:1,TRIP SETTING:30 MA,C/W OVERCURRENT,1 MODULE | DEGREE OF PROTECTION:IP2X,TRIP CLASS:C CURVE | CIRCUIT BREAKER | RESIDUAL CURRENT | TYPE |  | WIRE SIZE |  | CONTACT CONFIGURATION |  | INPUT RATING | 230/240 VAC,16 A,50 HZ | INTERRUPT RATING | 6 KA | MATERIAL |  | MOUNTING TYPE | DIN RAIL | SIZE | 17.7 WDX85 HTX70 DP MM | TEMPERATURE RATING | -25 TO 70 DEG C | CERTIFICATION/STANDARD | IEC 61009-1, AS/NZS 61009-1 | [52 empty] | Production Completed
STP_009 - Lot7 | Data Enrichment | PVJ | ok | 2023-10-16 | 2023-10-19 |  | 1181084 | 1181084 |  |  |  | ERSA | M | 1600 | 1568338GZPCLNT100 | EA | 3000422 | BREAKER,CIRCT;CNW,HAGADC920T,RCBO,1 MODU | DISYUNTORA;CNW,HAGADC920T | BREAKER,CIRCUIT;MNFR:CNW,PTNO:HAGADC920T,ADDITIONAL FEATURES EN:RCBO,1 MODULE,1 POLE,6KA,C20A,30MA A | DISYUNTORA;MNFR:CNW,PTNO:HAGADC920T |  | CNW | HAGADC920T | 1068181 @@ CNW (MOUNT ISA) ELECT WHOLESALER | HAGADC920T | [12 empty] | HAGER | ADC920T | CNW (MOUNT ISA) ELECT WHOLESALER | HAGADC920T | [14 empty] | https://hager.com/au/products/product-information/adc920t-rcbo-1m-1pn-6ka-c-20a-30ma-a | [9 empty] | Enriched | 39121601 Circuit breakers | TYPE A,NUMBER OF POLES:1,TRIP SETTING:30 MA,C/W OVERCURRENT,1 MODULE | DEGREE OF PROTECTION:IP2X,TRIP CLASS:C CURVE | CIRCUIT BREAKER | RESIDUAL CURRENT | TYPE |  | WIRE SIZE |  | CONTACT CONFIGURATION |  | INPUT RATING | 230/240 VAC,20 A,50 HZ | INTERRUPT RATING | 6 KA | MATERIAL |  | MOUNTING TYPE | DIN RAIL | SIZE | 17.7 WDX85 HTX70 DP MM | TEMPERATURE RATING | -25 TO 70 DEG C | CERTIFICATION/STANDARD | IEC 61009-1, AS/NZS 61009-1 | [52 empty] | Production Completed
STP_009 - Lot7 | Data Enrichment | PVJ | OK | 2023-10-16 | 2023-10-19 |  | 1164747 | 1164747 | 1350527 | AU_QM_000133832 |  | ERSA | M | 1600 | 1350527GZPCLNT100 | EA |  | BREAKER,CIRCT;MINIATURE C CURVE,415 VAC | BREAKER,CIRCT;MINIATURE C CURVE,415 VAC | BREAKER,CIRCUIT;TYPE:MINIATURE C CURVE,VOLTAGE RATING:415 VAC,FRAME RATING:IP20, 40,INTERRUPT RATING:10 KA,NUMBER OF POLES:3P, OVERALL SIZE:WD 54 X HT 86 X DP 76 MM,TRIP SETTING:10 A AT 30 DEG C,MOUNTING TYPE:DIN RAIL 35,MNFR:01)CNW,PTNO:01)DTCB10310C |  | CIRCUIT BREAKER:10KA;10A;3 POLE;C CURVE;DINRAIL MOUNTED; |  |  | 1068181 @@ CNW (MOUNT ISA) ELECT WHOLESALER | DTCB10310C | [12 empty] | NHP | DTCB10310C | CNW (MOUNT ISA) ELECT WHOLESALER | DTCB10310C | [14 empty] | https://nhpnz.co.nz/Product/DTCB10310C | [9 empty] | Enriched | 39121603 Miniature circuit breakers | TRIP SETTING 30 DEG C | DEGREE OF PROTECTION:IP20/IP40,TEMPERATURE RATING:-25 TO 55 DEG C,SERIES:DIN-T10 | CIRCUIT BREAKER | MINIATURE | TYPE |  | CURRENT RATING | 10 A | VOLTAGE RATING | 415 VAC | NUMBER OF POLES | 3 | INTERRUPT RATING | 10 KA | FREQUENCY RATING | 50/60 HZ | TRIP CLASS | C | TRIP SETTING |  | MOUNTING TYPE | 35 MM DIN RAIL | TERMINAL TYPE |  | SIZE | 54 WDX86 HTX76 DP MM | CERTIFICATION/STANDARD | AS/NZS 3111,CE,DIN 40046, IEC 60898, IEC 60077-16-3, IEC 60947-2, IEC 60068-2, RCM,UL 94 V-2 | [48 empty] | Production Completed
STP_009 - Lot7 | Data Enrichment | PVJ | OK | 2023-10-16 | 2023-10-19 |  | 1104720 | 1104720 |  |  |  | ERSA | M | 1600 | 1495400GZPCLNT100 | EA |  | BREAKER,CIRCUIT;MCB DIN-T1,NHPDTCB10110C | BREAKER,CIRCUIT;MCB DIN-T1,NHPDTCB10110C | [5 empty] | 1068181 @@ CNW (MOUNT ISA) ELECT WHOLESALER | DTCB10110C | 1072012 @@ CNW (TOWNSVILLE) ELECT SUPPLIES | 1495400 | [10 empty] | NHP | DTCB10110C | CNW (MOUNT ISA) ELECT WHOLESALER | DTCB10110C | CNW (TOWNSVILLE) ELECT SUPPLIES | 1495400 | [12 empty] | https://nhpnz.co.nz/Product/DTCB10110C | [9 empty] | Enriched | 39121603 Miniature circuit breakers | SERIES:DIN-T10 | DEGREE OF PROTECTION:IP20/IP40,TEMPERATURE RATING:-25 TO 55 DEG C | CIRCUIT BREAKER | MINIATURE | TYPE |  | CURRENT RATING | 10 A | VOLTAGE RATING | 240 VAC | NUMBER OF POLES | 1 | INTERRUPT RATING | 10 KA | FREQUENCY RATING | 50/60 HZ | TRIP CLASS | C | TRIP SETTING |  | MOUNTING TYPE | 35 MM DIN RAIL | TERMINAL TYPE |  | SIZE | 18 WDX86 HTX76 DP MM | CERTIFICATION/STANDARD | AS/NZS 3111,CE,DIN 40046, IEC 60898, IEC 60077-16-3, IEC 60947-2, IEC 60068-2, RCM,UL 94 V-2 | [48 empty] | Production Completed
STP_009 - Lot7 | Data Enrichment | PVJ | OK | 2023-10-16 | 2023-10-19 |  | 1104721 | 1104721 |  |  |  | ERSA | M | 1600 | 1495399GZPCLNT100 | EA |  | BREAKER,CIRCUIT;MCB DIN-T1,NHPDTCB10120C | BREAKER,CIRCUIT;MCB DIN-T1,NHPDTCB10120C | [5 empty] | 1068181 @@ CNW (MOUNT ISA) ELECT WHOLESALER | DTCB10120C | 1072012 @@ CNW (TOWNSVILLE) ELECT SUPPLIES | 1495399 | [10 empty] | NHP | DTCB10120C | CNW (MOUNT ISA) ELECT WHOLESALER | DTCB10120C | CNW (TOWNSVILLE) ELECT SUPPLIES | 1495399 | [12 empty] | https://nhpnz.co.nz/Product/DTCB10120C | [9 empty] | Enriched | 39121603 Miniature circuit breakers | SERIES:DIN-T10 | DEGREE OF PROTECTION:IP20/IP40,TEMPERATURE RATING:-25 TO 55 DEG C | CIRCUIT BREAKER | MINIATURE | TYPE |  | CURRENT RATING | 20 A | VOLTAGE RATING | 240 VAC | NUMBER OF POLES | 1 | INTERRUPT RATING | 10 KA | FREQUENCY RATING | 50/60 HZ | TRIP CLASS | C | TRIP SETTING |  | MOUNTING TYPE | 35 MM DIN RAIL | TERMINAL TYPE |  | SIZE | 18 WDX86 HTX76 DP MM | CERTIFICATION/STANDARD | AS/NZS 3111,CE,DIN 40046, IEC 60898, IEC 60077-16-3, IEC 60947-2, IEC 60068-2, RCM,UL 94 V-2 | [48 empty] | Production Completed
STP_009 - Lot7 | Data Enrichment | PVJ | OK | 2023-10-16 | 2023-10-19 |  | 1104719 | 1104719 |  |  |  | ERSA | M | 1600 | 1495401GZPCLNT100 | EA |  | BREAKER,CIRCUIT;MCB DIN-T1,NHPDTCB10306C | BREAKER,CIRCUIT;MCB DIN-T1,NHPDTCB10306C | [5 empty] | 1068181 @@ CNW (MOUNT ISA) ELECT WHOLESALER | DTCB10306C | 1072012 @@ CNW (TOWNSVILLE) ELECT SUPPLIES | 1495401 | [10 empty] | NHP | DTCB10306C | CNW (MOUNT ISA) ELECT WHOLESALER | DTCB10306C | CNW (TOWNSVILLE) ELECT SUPPLIES | 1495401 | [12 empty] | https://nhpnz.co.nz/Catalogs/NHP_NZ_Catalog/NHP_NZ_Catalog-Categories/NHP_NZ_Catalog-217587/NHP_NZ_Catalog-387/NHP_NZ_Catalog-388/NHP_NZ_Catalog-418/DTCB10306C | [9 empty] | Enriched | 39121603 Miniature circuit breakers | SERIES:DIN-T10 | DEGREE OF PROTECTION:IP20/IP40,TEMPERATURE RATING:-25 TO 55 DEG C | CIRCUIT BREAKER | MINIATURE | TYPE |  | CURRENT RATING | 6 A | VOLTAGE RATING | 415 VAC | NUMBER OF POLES | 3 | INTERRUPT RATING | 10 KA | FREQUENCY RATING | 50/60 HZ | TRIP CLASS | C | TRIP SETTING |  | MOUNTING TYPE | 35 MM DIN RAIL | TERMINAL TYPE |  | SIZE | 54 WDX86 HTX76 DP MM | CERTIFICATION/STANDARD | AS/NZS 3111,CE,DIN 40046, IEC 60898, IEC 60077-16-3, IEC 60947-2, IEC 60068-2, RCM,UL 94 V-2 | [48 empty] | Production Completed
STP_009 - Lot7 | Data Enrichment | PVJ | OK | 2023-10-16 | 2023-10-19 |  | 1153768 | 1153768 |  |  |  | ERSA | M | 1600 | 1508701GZPCLNT100 | EA |  | BREAKER,CIRCUIT;MCB DIN-T10,10KA,1P,32A, | BREAKER,CIRCUIT;MCB DIN-T10,10KA,1P,32A, | BREAKER,CIRCUIT;ADDITIONAL FEATURES:MCB DIN-T10,10KA,1P,32A |  |  |  |  | 1068181 @@ CNW (MOUNT ISA) ELECT WHOLESALER | NHPDTCB10132C | [12 empty] | NHP | DTCB10132C | CNW (MOUNT ISA) ELECT WHOLESALER | NHPDTCB10132C | [14 empty] | https://nhpnz.co.nz/Product/DTCB10132C | [9 empty] | Enriched | 39121603 Miniature circuit breakers | SERIES:DIN-T10 | DEGREE OF PROTECTION:IP20/IP40,TEMPERATURE RATING:-25 TO 55 DEG C | CIRCUIT BREAKER | MINIATURE | TYPE |  | CURRENT RATING | 32 A | VOLTAGE RATING | 240 VAC | NUMBER OF POLES | 1 | INTERRUPT RATING | 10 KA | FREQUENCY RATING | 50/60 HZ | TRIP CLASS | C | TRIP SETTING |  | MOUNTING TYPE | 35 MM DIN RAIL | TERMINAL TYPE |  | SIZE | 18 WDX86 HTX76 DP MM | CERTIFICATION/STANDARD | AS/NZS 3111,CE,DIN 40046, IEC 60898, IEC 60077-16-3, IEC 60947-2, IEC 60068-2, RCM,UL 94 V-2 | [48 empty] | Production Completed
STP_009 - Lot7 | Data Enrichment | PVJ | OK | 2023-10-16 | 2023-10-19 |  | 1103874 | 1103874 |  |  |  | ERSA | M | 1600 | 1506891GZPCLNT100 | EA |  | BREAKER,CIRCUIT;MINIATURE(MCB,DTCB10210C | BREAKER,CIRCUIT;MINIATURE(MCB,DTCB10210C | BREAKER,CIRCUIT;ADDITIONAL FEATURES:MINIATURE(MCB,DTCB10210C |  |  |  |  | 1068181 @@ CNW (MOUNT ISA) ELECT WHOLESALER | DTCB10210C | [12 empty] | NHP | DTCB10210C | CNW (MOUNT ISA) ELECT WHOLESALER | DTCB10210C | [14 empty] | https://nhpnz.co.nz/Product/DTCB10210C | [9 empty] | Enriched | 39121603 Miniature circuit breakers | SERIES:DIN-T10 | DEGREE OF PROTECTION:IP20/IP40,TEMPERATURE RATING:-25 TO 55 DEG C | CIRCUIT BREAKER | MINIATURE | TYPE |  | CURRENT RATING | 10 A | VOLTAGE RATING | 415 VAC | NUMBER OF POLES | 2 | INTERRUPT RATING | 10 KA | FREQUENCY RATING | 50/60 HZ | TRIP CLASS | C | TRIP SETTING |  | MOUNTING TYPE | 35 MM DIN RAIL | TERMINAL TYPE |  | SIZE | 36 WDX86 HTX76 DP MM | CERTIFICATION/STANDARD | AS/NZS 3111,CE,DIN 40046, IEC 60898, IEC 60077-16-3, IEC 60947-2, IEC 60068-2, RCM,UL 94 V-2 | [48 empty] | Production Completed
STP_009 - Lot7 | Data Enrichment | PVJ | OK | 2023-10-16 | 2023-10-19 | Processed based on Websource, Conflict w.r.t Input | 1189110 | 1189110 |  |  |  | ERSA | M | 1600 | 1576342GZPCLNT100 | EA | 3000422 | BREAKER,EARTH LEAK;CNW,HAGAD106B,RCBO,6A | INTERRUPTOR TIERRA;CNW,HAGAD106B | BREAKER,EARTH LEAKAGE;MNFR:CNW,PTNO:HAGAD106B,ADDITIONAL FEATURES EN:RCBO,6A,1M,1P,10KA,30MA TYPE A | INTERRUPTOR FUGA TIERRA;MNFR:CNW,PTNO:HAGAD106B |  | CNW | HAGAD106B | 1068181 @@ CNW (MOUNT ISA) ELECT WHOLESALER | HAGAD106B | [12 empty] | HAGER | HAGAD106B | CNW (MOUNT ISA) ELECT WHOLESALER | HAGAD106B | [14 empty] | https://tle.mmem.com.au/hagad106b | [9 empty] | Enriched | 39121601 Circuit breakers | TYPE A,NUMBER OF POLES:1,TRIP SETTING:30 MA,C/W OVERCURRENT,1 MODULE | DEGREE OF PROTECTION:IP20,TRIP CLASS:C CURVE | CIRCUIT BREAKER | RESIDUAL CURRENT | TYPE |  | WIRE SIZE |  | CONTACT CONFIGURATION |  | INPUT RATING | 230/240 VAC,6 A,50 HZ | INTERRUPT RATING | 10 KA | MATERIAL |  | MOUNTING TYPE | DIN RAIL | SIZE | 17.5 WDX115 HTX70 DP MM | TEMPERATURE RATING |  | CERTIFICATION/STANDARD | [53 empty] | Production Completed
STP_009 - Lot7 | Data Enrichment | PVJ | OK | 2023-10-16 | 2023-10-19 | Processed based on Websource, Conflict w.r.t Input | 1189109 | 1189109 |  |  |  | ERSA | M | 1600 | 1576343GZPCLNT100 | EA | 3000422 | BREAKER,EARTH LEAK;CNW,HAGAD110B,RCBO | INTERRUPTOR TIERRA;CNW,HAGAD110B | BREAKER,EARTH LEAKAGE;MNFR:CNW,PTNO:HAGAD110B,ADDITIONAL FEATURES EN:RCBO, 1M 1P 10KA C-10A 30MA TYPE A | INTERRUPTOR FUGA TIERRA;MNFR:CNW,PTNO:HAGAD110B |  | CNW | HAGAD110B | 1068181 @@ CNW (MOUNT ISA) ELECT WHOLESALER | HAGAD110B | [12 empty] | HAGER | HAGAD110B | CNW (MOUNT ISA) ELECT WHOLESALER | HAGAD110B | [14 empty] | https://tle.mmem.com.au/hagad110b | https://shop.cnw.com.au/cnw/en/AUD/AllCategories/Electrical-Distribution/Circuit-Protection/Residual-Current-with-Overcurrent/RCBO-1M-1P-10KA-C-10A-30MA-A/p/HAGAD110BI02¦https://shop.cnw.com.au/medias/HAGAD110B.pdf?context=bWFzdGVyfHJvb3R8MjI0OTg4fGFwcGxpY2F0aW9uL3BkZnxoOTMvaDI1Lzk4MjYzNTE0NDgwOTQvSEFHQUQxMTBCLnBkZnxjNGE3YjlmYzdmOGNkZTdlMDkyYWU4YThhYTAzMGE1OTMwZWUyNjRlNDk4YzdiZTE2ZmFjN2VhNmZmODYwNmJh | [8 empty] | Enriched | 39121601 Circuit breakers | TYPE A,NUMBER OF POLES:1,TRIP SETTING:30 MA,C/W OVERCURRENT,1 MODULE | DEGREE OF PROTECTION:IP20,TRIP CLASS:C CURVE | CIRCUIT BREAKER | RESIDUAL CURRENT | TYPE |  | WIRE SIZE |  | CONTACT CONFIGURATION |  | INPUT RATING | 230/240 VAC,10 A,50 HZ | INTERRUPT RATING | 10 KA | MATERIAL | METAL/PLASTIC | MOUNTING TYPE | DIN RAIL | SIZE | 17.5 WDX115 HTX70 DP MM | TEMPERATURE RATING | -25 TO 60 DEG C | CERTIFICATION/STANDARD | IEC 61009.1,AS/NZS 61009.1 | [52 empty] | Production Completed
STP_009 - Lot7 | Data Enrichment | PVJ | OK | 2023-10-16 | 2023-10-19 | Processed based on Websource, Conflict w.r.t Input | 1189108 | 1189108 |  |  |  | ERSA | M | 1600 | 1576344GZPCLNT100 | EA | 3000422 | BREAKER,EARTH LEAK;CNW,HAGAD116B,RCBO | INTERRUPTOR TIERRA;CNW,HAGAD116B | BREAKER,EARTH LEAKAGE;MNFR:CNW,PTNO:HAGAD116B,ADDITIONAL FEATURES EN:RCBO, 1M 1P 10KA C-16A 30MA TYPE A | INTERRUPTOR FUGA TIERRA;MNFR:CNW,PTNO:HAGAD116B |  | CNW | HAGAD116B | 1068181 @@ CNW (MOUNT ISA) ELECT WHOLESALER | HAGAD116B | [12 empty] | HAGER | HAGAD116B | CNW (MOUNT ISA) ELECT WHOLESALER | HAGAD116B | [14 empty] | https://mm.mmem.com.au/hagad116b | https://shop.cnw.com.au/medias/HAGAD116B.pdf?context=bWFzdGVyfHJvb3R8MjM4NDgwfGFwcGxpY2F0aW9uL3BkZnxoMzcvaDFkLzk4MjYzODUwMDI1MjYvSEFHQUQxMTZCLnBkZnxhYzUwNDc4OTExZjkzMzQ0MGJjNDBmMWYyNTZkNzM4OTM1YzMwZThiMzI5NDZlZDkxYmM3OWQ1MDgyZWViMWVh¦https://shop.cnw.com.au/cnw/en/AUD/All-Categories/Electrical-Distribution/Circuit-Protection/Residual-Current-with-Overcurrent/RCBO-1M-1P-10KA-C-16A-30MA-A/p/HAGAD116BI02#alink-downloads | [8 empty] | Enriched | 39121601 Circuit breakers | TYPE A,NUMBER OF POLES:1,TRIP SETTING:30 MA,C/W OVERCURRENT,1 MODULE | DEGREE OF PROTECTION:IP20,TRIP CLASS:C CURVE | CIRCUIT BREAKER | RESIDUAL CURRENT | TYPE |  | WIRE SIZE |  | CONTACT CONFIGURATION |  | INPUT RATING | 230/240 VAC,16 A,50 HZ | INTERRUPT RATING | 10 KA | MATERIAL | METAL/PLASTIC | MOUNTING TYPE | DIN RAIL | SIZE | 17.5 WDX115 HTX70 DP MM | TEMPERATURE RATING | -25 TO 60 DEG C | CERTIFICATION/STANDARD | IEC 61009.1,AS/NZS 61009.1 | [52 empty] | Production Completed
STP_009 - Lot7 | Data Enrichment | PVJ | OK | 2023-10-16 | 2023-10-19 | Processed based on Websource, Conflict w.r.t Input | 1185491 | 1185491 |  |  |  | ERSA | M | 1600 | 1557004GZPCLNT100 | EA | 3000422 | BREAKER,EARTH LEAK;CNW,HAGAD120B,HAGER R | INTERRUPTOR TIERRA;CNW,HAGAD120B | BREAKER,EARTH LEAKAGE;MNFR:CNW,PTNO:HAGAD120B,ADDITIONAL FEATURES EN:HAGER RCBO 1M 1P 10KA C-20A 30MA A | INTERRUPTOR FUGA TIERRA;MNFR:CNW,PTNO:HAGAD120B |  | CNW | HAGAD120B | 1068181 @@ CNW (MOUNT ISA) ELECT WHOLESALER | HAGAD120B | [12 empty] | HAGER | HAGAD120B | CNW (MOUNT ISA) ELECT WHOLESALER | HAGAD120B | [14 empty] | https://mm.mmem.com.au/hagad120b | https://shop.cnw.com.au/cnw/en/AUD/AllCategories/Electrical-Distribution/Circuit-Protection/Residual-Current-with-Overcurrent/RCBO-1M-1P-10KA-C-20A-30MA-A/p/HAGAD120BI02¦https://shop.cnw.com.au/medias/HAGAD120B.pdf?context=bWFzdGVyfHJvb3R8MjI0OTg2fGFwcGxpY2F0aW9uL3BkZnxoNWEvaDZlLzk4MjYzODQ3NzMxNTAvSEFHQUQxMjBCLnBkZnxjNjU4MjViYzhlN2JkYjZiYzA2ODliM2M1YWQzNmY2NzVlZjgwMzc3NWIwNTZjM2E2ZGE0YmE0NmQyMWViMmIy | [8 empty] | Enriched | 39121601 Circuit breakers | TYPE A,NUMBER OF POLES:1,TRIP SETTING:30 MA,C/W OVERCURRENT,1 MODULE | DEGREE OF PROTECTION:IP20,TRIP CLASS:C CURVE | CIRCUIT BREAKER | RESIDUAL CURRENT | TYPE |  | WIRE SIZE |  | CONTACT CONFIGURATION |  | INPUT RATING | 230/240 VAC,20 A,50 HZ | INTERRUPT RATING | 10 KA | MATERIAL | METAL/PLASTIC | MOUNTING TYPE | DIN RAIL | SIZE | 17.5 WDX115 HTX70 DP MM | TEMPERATURE RATING | -25 TO 60 DEG C | CERTIFICATION/STANDARD | IEC 61009.1,AS/NZS 61009.1 | [52 empty] | Production Completed
STP_009 - Lot7 | Data Enrichment | PVJ | OK | 2023-10-16 | 2023-10-19 | Processed based on Websource, Conflict w.r.t Input | 1189107 | 1189107 |  |  |  | ERSA | M | 1600 | 1576345GZPCLNT100 | EA | 3000422 | BREAKER,EARTH LEAK;CNW,HAGAD125B,RCBO | INTERRUPTOR TIERRA;CNW,HAGAD125B | BREAKER,EARTH LEAKAGE;MNFR:CNW,PTNO:HAGAD125B,ADDITIONAL FEATURES EN:RCBO, 1M 1P 10KA C-25A 30MA TYPE A | INTERRUPTOR FUGA TIERRA;MNFR:CNW,PTNO:HAGAD125B |  | CNW | HAGAD125B | 1068181 @@ CNW (MOUNT ISA) ELECT WHOLESALER | HAGAD125B | [12 empty] | HAGER | HAGAD125B | CNW (MOUNT ISA) ELECT WHOLESALER | HAGAD125B | [14 empty] | https://shop.cnw.com.au/cnw/en/AUD/All-Categories/Electrical-Distribution/RCBO/RCBO-1M-1P-10KA-C-25A-30MA-A/p/HAGAD125BI02#alink-supplierspecs | https://shop.cnw.com.au/medias/HAGAD125B.pdf?context=bWFzdGVyfHJvb3R8MjI0OTg5fGFwcGxpY2F0aW9uL3BkZnxoMmIvaDIyLzk4MjYzNTE1NDYzOTgvSEFHQUQxMjVCLnBkZnwwYTBhYTdkY2ZiNmM3MzllNTgwMGE0OTcwNzk2NmYzODdlNDU0ZDM3M2QxZTY0YzQ5ZjU3MThmNDMzZGYxNzAx | [8 empty] | Enriched | 39121601 Circuit breakers | TYPE A,NUMBER OF POLES:1,TRIP SETTING:30 MA,C/W OVERCURRENT,1 MODULE | DEGREE OF PROTECTION:IP20,TRIP CLASS:C CURVE | CIRCUIT BREAKER | RESIDUAL CURRENT | TYPE |  | WIRE SIZE |  | CONTACT CONFIGURATION |  | INPUT RATING | 230/240 VAC,25 A,50 HZ | INTERRUPT RATING | 10 KA | MATERIAL | METAL/PLASTIC | MOUNTING TYPE | DIN RAIL | SIZE | 17.5 WDX115 HTX70 DP MM | TEMPERATURE RATING | -25 TO 60 DEG C | CERTIFICATION/STANDARD | IEC 61009.1,AS/NZS 61009.1 | [52 empty] | Production Completed
STP_009 - Lot7 | Data Enrichment | PVJ | OK | 2023-10-16 | 2023-10-19 | Processed based on Websource, Conflict w.r.t Input | 1189106 | 1189106 |  |  |  | ERSA | M | 1600 | 1576346GZPCLNT100 | EA | 3000422 | BREAKER,EARTH LEAK;CNW,HAGAD132B,RCBO | INTERRUPTOR TIERRA;CNW,HAGAD132B | BREAKER,EARTH LEAKAGE;MNFR:CNW,PTNO:HAGAD132B,ADDITIONAL FEATURES EN:RCBO, 1M 1P 10KA C-32A 30MA TYPE A | INTERRUPTOR FUGA TIERRA;MNFR:CNW,PTNO:HAGAD132B |  | CNW | HAGAD132B | 1068181 @@ CNW (MOUNT ISA) ELECT WHOLESALER | HAGAD132B | [12 empty] | HAGER | HAGAD132B | CNW (MOUNT ISA) ELECT WHOLESALER | HAGAD132B | [14 empty] | https://tle.mmem.com.au/hagad132b | https://shop.cnw.com.au/cnw/en/AUD/All-Categories/Electrical-Distribution/Circuit-Protection/Residual-Current-with-Overcurrent/RCBO-1M-1P-10KA-C-32A-30MA-A/p/HAGAD132BI02 | [8 empty] | Enriched | 39121601 Circuit breakers | TYPE A,NUMBER OF POLES:1,TRIP SETTING:30 MA,C/W OVERCURRENT,1 MODULE | DEGREE OF PROTECTION:IP20,TRIP CLASS:C CURVE | CIRCUIT BREAKER | RESIDUAL CURRENT | TYPE |  | WIRE SIZE |  | CONTACT CONFIGURATION |  | INPUT RATING | 230/240 VAC,32 A,50 HZ | INTERRUPT RATING | 10 KA | MATERIAL | METAL/PLASTIC | MOUNTING TYPE | DIN RAIL | SIZE | 17.5 WDX115 HTX70 DP MM | TEMPERATURE RATING |  | CERTIFICATION/STANDARD | IEC 61009.1,AS/NZS 61009.1 | [52 empty] | Production Completed
STP_009 - Lot7 | Data Enrichment | PVJ | OK | 2023-10-16 | 2023-10-19 | Processed based on Websource, Conflict w.r.t Input | 1189105 | 1189105 |  |  |  | ERSA | M | 1600 | 1576347GZPCLNT100 | EA | 3000422 | BREAKER,EARTH LEAK;CNW,HAGADA556T,RCBO | INTERRUPTOR TIERRA;CNW,HAGADA556T | BREAKER,EARTH LEAKAGE;MNFR:CNW,PTNO:HAGADA556T,ADDITIONAL FEATURES EN:RCBO, 1P N 10KA C-6A 30MA TYPE A | INTERRUPTOR FUGA TIERRA;MNFR:CNW,PTNO:HAGADA556T |  | CNW | HAGADA556T | 1068181 @@ CNW (MOUNT ISA) ELECT WHOLESALER | HAGADA556T | [12 empty] | HAGER | ADA556T | CNW (MOUNT ISA) ELECT WHOLESALER | HAGADA556T | [14 empty] | https://hager.com/au/products/product-information/ada556t-rcbo-1pn-10ka-c-6a-30ma-a | [9 empty] | Enriched | 39121601 Circuit breakers | TYPE A,NUMBER OF POLES:1 C/W NEUTRAL,TRIP SETTING:30 MA,C/W OVERCURRENT | DEGREE OF PROTECTION:IP20,TRIP CLASS:C CURVE,2 MODULE | CIRCUIT BREAKER | RESIDUAL CURRENT | TYPE |  | WIRE SIZE |  | CONTACT CONFIGURATION |  | INPUT RATING | 230/240 VAC,6 A,50 HZ | INTERRUPT RATING | 10 KA | MATERIAL |  | MOUNTING TYPE | DIN RAIL | SIZE | 35 WDX83 HTX68 DP MM | TEMPERATURE RATING | -25 TO 40 DEG C | CERTIFICATION/STANDARD | IEC 61009-1, AS/NZS 61009-1 | [52 empty] | Production Completed
STP_009 - Lot7 | Data Enrichment | PVJ | OK | 2023-10-16 | 2023-10-19 | Processed based on Websource, Conflict w.r.t Input | 1189104 | 1189104 |  |  |  | ERSA | M | 1600 | 1576348GZPCLNT100 | EA | 3000422 | BREAKER,EARTH LEAK;CNW,HAGADA560T,RCBO | INTERRUPTOR TIERRA;CNW,HAGADA560T | BREAKER,EARTH LEAKAGE;MNFR:CNW,PTNO:HAGADA560T,ADDITIONAL FEATURES EN:RCBO, 1P N 10KA C-10A 30MA TYPE A | INTERRUPTOR FUGA TIERRA;MNFR:CNW,PTNO:HAGADA560T |  | CNW | HAGADA560T | 1068181 @@ CNW (MOUNT ISA) ELECT WHOLESALER | HAGADA560T | [12 empty] | HAGER | ADA560T | CNW (MOUNT ISA) ELECT WHOLESALER | HAGADA560T | [14 empty] | https://hager.com/au/products/product-information/ada560t-rcbo-1pn-10ka-c-10a-30ma-a | [9 empty] | Enriched | 39121601 Circuit breakers | TYPE A,NUMBER OF POLES:1 C/W NEUTRAL,TRIP SETTING:30 MA,C/W OVERCURRENT | DEGREE OF PROTECTION:IP20,TRIP CLASS:C CURVE,2 MODULE | CIRCUIT BREAKER | RESIDUAL CURRENT | TYPE |  | WIRE SIZE |  | CONTACT CONFIGURATION |  | INPUT RATING | 230/240 VAC,10 A,50 HZ | INTERRUPT RATING | 10 KA | MATERIAL |  | MOUNTING TYPE | DIN RAIL | SIZE | 35 WDX83 HTX68 DP MM | TEMPERATURE RATING | -25 TO 40 DEG C | CERTIFICATION/STANDARD | IEC 61009-1, AS/NZS 61009-1 | [52 empty] | Production Completed
STP_009 - Lot7 | Data Enrichment | PVJ | OK | 2023-10-16 | 2023-10-19 | Processed based on Websource, Conflict w.r.t Input | 1085107 | 1085107 |  |  |  | ERSA | M | 1600 | 1581432GZPCLNT100 | EA | 3000422 | BREAKER,EARTH LEAK;CNW,HAGADC932T,RCBO | INTERRUPTOR TIERRA;CNW,HAGADC932T | BREAKER,EARTH LEAKAGE;MNFR:CNW,PTNO:HAGADC932T,ADDITIONAL FEATURES EN:RCBO 1M 1PN 6KA C32A 30MA A | INTERRUPTOR FUGA TIERRA;MNFR:CNW,PTNO:HAGADC932T |  | CNW | HAGADC932T | 1068181 @@ CNW (MOUNT ISA) ELECT WHOLESALER | HAGADC932T | [12 empty] | HAGER | ADC932T | CNW (MOUNT ISA) ELECT WHOLESALER | HAGADC932T | [14 empty] | https://shop.sherriff.com.au/she/en/AUD/All-Categories/Electrical-Distribution/Breakers/RCBO-1M-1PN-6KA-C32A-30MA-A/p/HAGADC932TSUNMCB#alink-supplierspecs | https://shop.cnw.com.au/cnw/en/AUD/AllCategories/Electrical-Distribution/Circuit-Protection/Residual-Current-with-Overcurrent/RCBO-1M-1PN-6KA-C32A-30MA-A/p/HAGADC932TSUNMCB#alink-supplierspecs¦https://shop.cnw.com.au/medias/HAGADC932T-Brochure.pdf?context=bWFzdGVyfHJvb3R8MjU4Nzg3NXxhcHBsaWNhdGlvbi9wZGZ8aDA5L2hiYi8xMDA3ODI3NjcxNDUyNi9IQUdBREM5MzJUIC0gQnJvY2h1cmUucGRmfDc1MDNhNWIzZDgyZDE3ZWM5YzE5NzZjMWNmODA0MGQ1OTkwNzE1OThiMzdhZGI5YWVhMzg4N2MyMTliYzg5OTY | [8 empty] | Enriched | 39121601 Circuit breakers | TYPE A,NUMBER OF POLES:1 C/W NEUTRAL,TRIP SETTING:30 MA,C/W OVERCURRENT,1 MODULE | TRIP CLASS:C CURVE | CIRCUIT BREAKER | RESIDUAL CURRENT | TYPE |  | WIRE SIZE |  | CONTACT CONFIGURATION |  | INPUT RATING | 240 VAC,32 A | INTERRUPT RATING | 6 KA | MATERIAL |  | MOUNTING TYPE | DIN RAIL | SIZE |  | TEMPERATURE RATING |  | CERTIFICATION/STANDARD | IEC 61009.1,AS/NZS 61009.1 | [52 empty] | Production Completed
STP_009 - Lot7 | Data Enrichment | PVJ | OK | 2023-10-16 | 2023-10-19 | Processed based on Websource, Conflict w.r.t Input | 1189099 | 1189099 |  |  |  | ERSA | M | 1600 | 1576353GZPCLNT100 | EA | 3000422 | BREAKER,EARTH LEAK;CNW,HAGADX406T,RCBO | INTERRUPTOR TIERRA;CNW,HAGADX406T | BREAKER,EARTH LEAKAGE;MNFR:CNW,PTNO:HAGADX406T,ADDITIONAL FEATURES EN:RCBO, 4P 10KA C-6A 30MA TYPE A | INTERRUPTOR FUGA TIERRA;MNFR:CNW,PTNO:HAGADX406T |  | CNW | HAGADX406T | 1068181 @@ CNW (MOUNT ISA) ELECT WHOLESALER | HAGADX406T | [12 empty] | HAGER | ADX406T | CNW (MOUNT ISA) ELECT WHOLESALER | HAGADX406T | [14 empty] | https://hager.com/au/products/product-information/adx406t-rcbo-4p-10ka-c-6a-30ma-a | [9 empty] | Enriched | 39121601 Circuit breakers | TYPE A,NUMBER OF POLES:4,TRIP SETTING:30 MA,C/W OVERCURRENT | DEGREE OF PROTECTION:IP20,TRIP CLASS:C CURVE,,4 MODULE | CIRCUIT BREAKER | RESIDUAL CURRENT | TYPE |  | WIRE SIZE |  | CONTACT CONFIGURATION |  | INPUT RATING | 230 TO 240/400 TO 415 VAC,6 A,50 HZ | INTERRUPT RATING | 10 KA | MATERIAL |  | MOUNTING TYPE | DIN RAIL | SIZE | 71 WDX84 HTX70 DP MM | TEMPERATURE RATING | -25 TO 40 DEG C | CERTIFICATION/STANDARD | IEC 61009-1, AS/NZS 61009-1 | [52 empty] | Production Completed
STP_009 - Lot7 | Data Enrichment | PVJ | OK | 2023-10-16 | 2023-10-19 | Processed based on Websource, Conflict w.r.t Input | 1189098 | 1189098 |  |  |  | ERSA | M | 1600 | 1576354GZPCLNT100 | EA | 3000422 | BREAKER,EARTH LEAK;CNW,HAGADX410T,RCBO | INTERRUPTOR TIERRA;CNW,HAGADX410T | BREAKER,EARTH LEAKAGE;MNFR:CNW,PTNO:HAGADX410T,ADDITIONAL FEATURES EN:RCBO, 4P 10KA C-10A 30MA TYPE A | INTERRUPTOR FUGA TIERRA;MNFR:CNW,PTNO:HAGADX410T |  | CNW | HAGADX410T | 1068181 @@ CNW (MOUNT ISA) ELECT WHOLESALER | HAGADX410T | [12 empty] | HAGER | ADX410T | CNW (MOUNT ISA) ELECT WHOLESALER | HAGADX410T | [14 empty] | https://hager.com/au/products/product-information/adx410t-rcbo-4p-10ka-c-10a-30ma-a | [9 empty] | Enriched | 39121601 Circuit breakers | TYPE A,NUMBER OF POLES:4,TRIP SETTING:30 MA,C/W OVERCURRENT | DEGREE OF PROTECTION:IP20,TRIP CLASS:C CURVE,,4 MODULE | CIRCUIT BREAKER | RESIDUAL CURRENT | TYPE |  | WIRE SIZE |  | CONTACT CONFIGURATION |  | INPUT RATING | 230 TO 240/400 TO 415 VAC,10 A,50 HZ | INTERRUPT RATING | 10 KA | MATERIAL |  | MOUNTING TYPE | DIN RAIL | SIZE | 71 WDX84 HTX70 DP MM | TEMPERATURE RATING | -25 TO 40 DEG C | CERTIFICATION/STANDARD | IEC 61009-1, AS/NZS 61009-1 | [52 empty] | Production Completed
STP_009 - Lot7 | Data Enrichment | PVJ | OK | 2023-10-16 | 2023-10-19 | Processed based on Websource, Conflict w.r.t Input | 1189097 | 1189097 |  |  |  | ERSA | M | 1600 | 1576355GZPCLNT100 | EA | 3000422 | BREAKER,EARTH LEAK;CNW,HAGADX416T,RCBO | INTERRUPTOR TIERRA;CNW,HAGADX416T | BREAKER,EARTH LEAKAGE;MNFR:CNW,PTNO:HAGADX416T,ADDITIONAL FEATURES EN:RCBO, 4P 10KA C-16A 30MA TYPE A | INTERRUPTOR FUGA TIERRA;MNFR:CNW,PTNO:HAGADX416T |  | CNW | HAGADX416T | 1068181 @@ CNW (MOUNT ISA) ELECT WHOLESALER | HAGADX416T | [12 empty] | HAGER | ADX416T | CNW (MOUNT ISA) ELECT WHOLESALER | HAGADX416T | [14 empty] | https://hager.com/au/products/product-information/adx416t-rcbo-4p-10ka-c-16a-30ma-a | [9 empty] | Enriched | 39121601 Circuit breakers | TYPE A,NUMBER OF POLES:4,TRIP SETTING:30 MA,C/W OVERCURRENT | DEGREE OF PROTECTION:IP20,TRIP CLASS:C CURVE,,4 MODULE | CIRCUIT BREAKER | RESIDUAL CURRENT | TYPE |  | WIRE SIZE |  | CONTACT CONFIGURATION |  | INPUT RATING | 230 TO 240/400 TO 415 VAC,16 A,50 HZ | INTERRUPT RATING | 10 KA | MATERIAL |  | MOUNTING TYPE | DIN RAIL | SIZE | 71 WDX84 HTX70 DP MM | TEMPERATURE RATING | -25 TO 40 DEG C | CERTIFICATION/STANDARD | IEC 61009-1, AS/NZS 61009-1 | [52 empty] | Production Completed
STP_009 - Lot7 | Data Enrichment | PVJ | OK | 2023-10-16 | 2023-10-19 | Processed based on Websource, Conflict w.r.t Input | 1189096 | 1189096 |  |  |  | ERSA | M | 1600 | 1576356GZPCLNT100 | EA | 3000422 | BREAKER,EARTH LEAK;CNW,HAGADX420T,RCBO | INTERRUPTOR TIERRA;CNW,HAGADX420T | BREAKER,EARTH LEAKAGE;MNFR:CNW,PTNO:HAGADX420T,ADDITIONAL FEATURES EN:RCBO, 4P 10KA C-20A 30MA TYPE A | INTERRUPTOR FUGA TIERRA;MNFR:CNW,PTNO:HAGADX420T |  | CNW | HAGADX420T | 1068181 @@ CNW (MOUNT ISA) ELECT WHOLESALER | HAGADX420T | [12 empty] | HAGER | ADX420T | CNW (MOUNT ISA) ELECT WHOLESALER | HAGADX420T | [14 empty] | https://hager.com/au/products/product-information/adx420t-rcbo-4p-10ka-c-20a-30ma-a | [9 empty] | Enriched | 39121601 Circuit breakers | TYPE A,NUMBER OF POLES:4,TRIP SETTING:30 MA,C/W OVERCURRENT | DEGREE OF PROTECTION:IP20,TRIP CLASS:C CURVE,,4 MODULE | CIRCUIT BREAKER | RESIDUAL CURRENT | TYPE |  | WIRE SIZE |  | CONTACT CONFIGURATION |  | INPUT RATING | 230 TO 240/400 TO 415 VAC,20 A,50 HZ | INTERRUPT RATING | 10 KA | MATERIAL |  | MOUNTING TYPE | DIN RAIL | SIZE | 71 WDX84 HTX70 DP MM | TEMPERATURE RATING | -25 TO 40 DEG C | CERTIFICATION/STANDARD | IEC 61009-1, AS/NZS 61009-1 | [52 empty] | Production Completed
STP_009 - Lot7 | Data Enrichment | PVJ | OK | 2023-10-16 | 2023-10-19 | Processed based on Websource, Conflict w.r.t Input | 1189095 | 1189095 |  |  |  | ERSA | M | 1600 | 1576357GZPCLNT100 | EA | 3000422 | BREAKER,EARTH LEAK;CNW,HAGADX425T,RCBO | INTERRUPTOR TIERRA;CNW,HAGADX425T | BREAKER,EARTH LEAKAGE;MNFR:CNW,PTNO:HAGADX425T,ADDITIONAL FEATURES EN:RCBO, 4P 10KA C-25A 30MA TYPE A | INTERRUPTOR FUGA TIERRA;MNFR:CNW,PTNO:HAGADX425T |  | CNW | HAGADX425T | 1068181 @@ CNW (MOUNT ISA) ELECT WHOLESALER | HAGADX425T | [12 empty] | HAGER | ADX425T | CNW (MOUNT ISA) ELECT WHOLESALER | HAGADX425T | [14 empty] | https://hager.com/au/products/product-information/adx425t-rcbo-4p-10ka-c-25a-30ma-a | [9 empty] | Enriched | 39121601 Circuit breakers | TYPE A,NUMBER OF POLES:4,TRIP SETTING:30 MA,C/W OVERCURRENT | DEGREE OF PROTECTION:IP20,TRIP CLASS:C CURVE,,4 MODULE | CIRCUIT BREAKER | RESIDUAL CURRENT | TYPE |  | WIRE SIZE |  | CONTACT CONFIGURATION |  | INPUT RATING | 230 TO 240/400 TO 415 VAC,25 A,50 HZ | INTERRUPT RATING | 10 KA | MATERIAL |  | MOUNTING TYPE | DIN RAIL | SIZE | 71 WDX84 HTX70 DP MM | TEMPERATURE RATING | -25 TO 40 DEG C | CERTIFICATION/STANDARD | IEC 61009-1, AS/NZS 61009-1 | [52 empty] | Production Completed
STP_009 - Lot7 | Data Enrichment | PVJ | OK | 2023-10-16 | 2023-10-19 | Processed based on Websource, Conflict w.r.t Input | 1189094 | 1189094 |  |  |  | ERSA | M | 1600 | 1576358GZPCLNT100 | EA | 3000422 | BREAKER,EARTH LEAK;CNW,HAGADX440T,RCBO | INTERRUPTOR TIERRA;CNW,HAGADX440T | BREAKER,EARTH LEAKAGE;MNFR:CNW,PTNO:HAGADX440T,ADDITIONAL FEATURES EN:RCBO, 4P 10KA C-40A 30MA TYPE A | INTERRUPTOR FUGA TIERRA;MNFR:CNW,PTNO:HAGADX440T |  | CNW | HAGADX440T | 1068181 @@ CNW (MOUNT ISA) ELECT WHOLESALER | HAGADX440T | [12 empty] | HAGER | ADX440T | CNW (MOUNT ISA) ELECT WHOLESALER | HAGADX440T | [14 empty] | https://hager.com/au/products/product-information/adx440t-rcbo-4p-10ka-c-40a-30ma-a | [9 empty] | Enriched | 39121601 Circuit breakers | TYPE A,NUMBER OF POLES:4,TRIP SETTING:30 MA,C/W OVERCURRENT | DEGREE OF PROTECTION:IP20,TRIP CLASS:C CURVE,,4 MODULE | CIRCUIT BREAKER | RESIDUAL CURRENT | TYPE |  | WIRE SIZE |  | CONTACT CONFIGURATION |  | INPUT RATING | 230 TO 240/400 TO 415 VAC,40 A,50 HZ | INTERRUPT RATING | 10 KA | MATERIAL |  | MOUNTING TYPE | DIN RAIL | SIZE | 71 WDX84 HTX70 DP MM | TEMPERATURE RATING | -25 TO 40 DEG C | CERTIFICATION/STANDARD | IEC 61009-1, AS/NZS 61009-1 | [52 empty] | Production Completed
STP_009 - Lot7 | Data Enrichment | PVJ | OK | 2023-10-16 | 2023-10-19 |  | 1185049 | 1185049 |  |  |  | ERSA | M | 1600 | 1557615GZPCLNT100 | EA | 3000422 | BREAKER;CNW,HAGADM432T,RCBO 4P 6KA C-32A | DISYUNTOR;CNW,HAGADM432T | BREAKER;MNFR:CNW,PTNO:HAGADM432T,ADDITIONAL FEATURES EN:RCBO 4P 6KA C-32A 30MA A | DISYUNTOR;MNFR:CNW,PTNO:HAGADM432T |  | CNW | HAGADM432T | 1068181 @@ CNW (MOUNT ISA) ELECT WHOLESALER | HAGADM432T | [12 empty] | HAGER | ADM432T | CNW (MOUNT ISA) ELECT WHOLESALER | HAGADM432T | [14 empty] | https://hager.com/au/products/product-information/adm432t-rcbo-4p-6ka-c-32a-30ma-a | [9 empty] | Enriched | 39121601 Circuit breakers | TYPE A,NUMBER OF POLES:4,TRIP SETTING:30 MA,C/W OVERCURRENT | DEGREE OF PROTECTION:IP2X,TRIP CLASS:C CURVE,4 MODULE | CIRCUIT BREAKER | RESIDUAL CURRENT | TYPE |  | WIRE SIZE |  | CONTACT CONFIGURATION |  | INPUT RATING | 230 TO 240/400 TO 415 VAC,32 A,50 HZ | INTERRUPT RATING | 6 KA | MATERIAL |  | MOUNTING TYPE | DIN RAIL | SIZE | 71 WDX84 HTX70 DP MM | TEMPERATURE RATING | -25 TO 40 DEG C | CERTIFICATION/STANDARD | IEC 61009-1, AS/NZS 61009-1 | [52 empty] | Production Completed
STP_009 - Lot7 | Data Enrichment | PVJ | OK | 2023-10-16 | 2023-10-19 |  | 1185048 | 1185048 |  |  |  | ERSA | M | 1600 | 1557616GZPCLNT100 | EA | 3000422 | BREAKER;CNW,HAGADX432T,RCBO 4P 10KA C-32 | DISYUNTOR;CNW,HAGADX432T | BREAKER;MNFR:CNW,PTNO:HAGADX432T,ADDITIONAL FEATURES EN:RCBO 4P 10KA C-32A 30MA A | DISYUNTOR;MNFR:CNW,PTNO:HAGADX432T |  | CNW | HAGADX432T | 1068181 @@ CNW (MOUNT ISA) ELECT WHOLESALER | HAGADX432T | [12 empty] | HAGER | ADX432T | CNW (MOUNT ISA) ELECT WHOLESALER | HAGADX432T | [14 empty] | https://hager.com/au/products/product-information/adx432t-rcbo-4p-10ka-c-32a-30ma-a | [9 empty] | Enriched | 39121601 Circuit breakers | TYPE A,NUMBER OF POLES:4,TRIP SETTING:30 MA,C/W OVERCURRENT | DEGREE OF PROTECTION:IP2X,TRIP CLASS:C CURVE,4 MODULE | CIRCUIT BREAKER | RESIDUAL CURRENT | TYPE |  | WIRE SIZE |  | CONTACT CONFIGURATION |  | INPUT RATING | 230 TO 240/400 TO 415 VAC,32 A,50 HZ | INTERRUPT RATING | 10 KA | MATERIAL |  | MOUNTING TYPE | DIN RAIL | SIZE | 71 WDX84 HTX70 DP MM | TEMPERATURE RATING | -25 TO 40 DEG C | CERTIFICATION/STANDARD | IEC 61009-1, AS/NZS 61009-1 | [52 empty] | Production Completed
STP_009 - Lot7 | Data Enrichment | PVJ | OK | 2023-10-16 | 2023-10-19 |  | 1138942 | 1138942 | 1453254 | AU_QM_001206903 |  | ERSA | M | 1600 | 1453254GZPCLNT100 | EA |  | CIRCUIT BREAKER 1 POLE 2A 10kA C CURVE; | CIRCUIT BREAKER 1 POLE 2A 10kA C CURVE; | CIRCUIT BREAKER: CIRCUIT BREAKER 1 POLE 2A 10kA C CURVE; |  | CIRCUIT BREAKER:CIRCUIT BREAKER 1 POLE 2A 10kA C CURVE; |  |  | 1068181 @@ CNW (MOUNT ISA) ELECT WHOLESALER | DTCB10102C | [12 empty] | NHP | DTCB10102C | CNW (MOUNT ISA) ELECT WHOLESALER | DTCB10102C | [14 empty] | https://nhpnz.co.nz/Product/DTCB10102C | [9 empty] | Enriched | 39121603 Miniature circuit breakers | SERIES:DIN-T10 | DEGREE OF PROTECTION:IP20/IP40,TEMPERATURE RATING:-25 TO 55 DEG C | CIRCUIT BREAKER | MINIATURE | TYPE |  | CURRENT RATING | 2 A | VOLTAGE RATING | 240 VAC | NUMBER OF POLES | 1 | INTERRUPT RATING | 10 KA | FREQUENCY RATING | 50/60 HZ | TRIP CLASS | C | TRIP SETTING |  | MOUNTING TYPE | 35 MM DIN RAIL | TERMINAL TYPE |  | SIZE | 18 WDX86 HTX76 DP MM | CERTIFICATION/STANDARD | AS/NZS 3111,CE,DIN 40046, IEC 60898, IEC 60077-16-3, IEC 60947-2, IEC 60068-2, RCM,UL 94 V-2 | [48 empty] | Production Completed