## Sheet1
Project | Activities | Production User | Production Comments | Start Date | End Date | Remarks | Griha ID | MATNR | SAP MATERIAL NUMBER | ELLIPSE | LVORM | MTART | MBRSH | MATKL | BISMT | MEINS | MFRNR | MAKTX_EN | MAKTX_ES | TEXT_EN | TEXT_ES | ENRICHED DATA | Manufacturer Name | P/N | Manufacturer Name 1 | P/N 1 | Manufacturer Name 2 | P/N 2 | Manufacturer Name 3 | P/N 3 | Manufacturer Name 4 | P/N 4 | Manufacturer Name 5 | P/N 5 | Manufacturer Name 6 | P/N 6 | Input MNFR | Input PTNO | Verified MNFR from web | Verified MPN from Web | MNFR 1 | PTNO 1 | MNFR 2 | PTNO 2 | MNFR 3 | PTNO 3 | MNFR 4 | PTNO 4 | MNFR 5 | PTNO 5 | MNFR 6 | PTNO 6 | Vendor NAME | Vendor Part Number | Vendor NAME1 | Vendor Part Number1 | Reference URL | Reference URL1 | Item Number | Equipment Type | Equipment Manufacturer | Equipment Model | Equipment Serial | DWG | DRAWING VERSION | POS/TAG | Enriched/Cleansed | UNSPSC Ver.23.07 | ADDITIONAL FEATURES FROM INPUT | Additional Features from WEBSOURCE | Noun | Modifier | Attribute Name 1 | Attribute Value 1 | Attribute Name 2 | Attribute Value 2 | Attribute Name 3 | Attribute Value 3 | Attribute Name 4 | Attribute Value 4 | Attribute Name 5 | Attribute Value 5 | Attribute Name 6 | Attribute Value 6 | Attribute Name 7 | Attribute Value 7 | Attribute Name 8 | Attribute Value 8 | Attribute Name 9 | Attribute Value 9 | Attribute Name 10 | Attribute Value 10 | Attribute Name 11 | Attribute Value 11 | Attribute Name 12 | Attribute Value 12 | Attribute Name 13 | Attribute Value 13 | Attribute Name 14 | Attribute Value 14 | Attribute Name 15 | Attribute Value 15 | Attribute Name 16 | Attribute Value 16 | Attribute Name 17 | Attribute Value 17 | Attribute Name 18 | Attribute Value 18 | Attribute Name 19 | Attribute Value 19 | Attribute Name 20 | Attribute Value 20 | Attribute Name 21 | Attribute Value 21 | Attribute Name 22 | Attribute Value 22 | Attribute Name 23 | Attribute Value 23 | Attribute Name 24 | Attribute Value 24 | Attribute Name 25 | Attribute Value 25 | Attribute Name 26 | Attribute Value 26 | Attribute Name 27 | Attribute Value 27 | Attribute Name 28 | Attribute Value 28 | Attribute Name 29 | Attribute Value 29 | Attribute Name 30 | Attribute Value 30 | Attribute Name 31 | Attribute Value 31 | Attribute Name 32 | Attribute Value 32 | Attribute Name 33 | Attribute Value 33 | Attribute Name 34 | Attribute Value 34 | Attribute Name 35 | Attribute Value 35 | Attribute Name 36 | Attribute Value 36 | Status
STP_009 - Lot7 | Data Enrichment | SYC | OK | 2023-10-16 | 2023-10-19 |  | 1062880 | 1062880 | 1360139 | AU_QM_000157054 |  | ERSA | M | 2200 | 1360139GZPCLNT100 | EA |  | BANJO/BLEEDER | BANJO/BLEEDER | VALVE,BLEEDER,HYD SYSTEM: BANJO/BLEEDER |  | VALVE,BLEEDER,HYD SYSTEM: BANJO/BLEEDER |  |  | 1068254 @@ MOUNT ISA MINING SUPPLIES P/L | 97859 | [14 empty] | MOUNT ISA MINING SUPPLIES P/L | 97859 | [14 empty] | URL NOT FOUND | [9 empty] | Cleansed | 40141600 Valves |  |  | VALVE | CHECK | TYPE | DUAL POSITION | NOMINAL SIZE |  | END CONNECTION |  | END TO END DISTANCE |  | CONFIGURATION |  | BODY MATERIAL |  | PRESSURE CLASS/RATING |  | DESIGN PRESSURE |  | TEMPERATURE RATING |  | TRIM |  | SOFTGOODS |  | HAZARD CLASS |  | CERTIFICATION/STANDARD | [47 empty] | Production Completed
STP_009 - Lot7 | Data Enrichment | SYC | OK | 2023-10-16 | 2023-10-19 |  | 1062589 | 1062589 | 1430418 | AU_QM_000654095 |  | ERSA | M | 2200 | 1430418GZPCLNT100 | EA |  | 1-1/2";POLY BODY;EPT DIAPHRAGM;JIS FLG; | 1-1/2";POLY BODY;EPT DIAPHRAGM;JIS FLG; | VALVE,DIAPHRAGM: 1-1/2";POLY BODY;EPT DIAPHRAGM;JIS FLG; ASAHI TYPE;POLYPROPYLENE/PVC BODY; EPT DIAPHRAGM |  | VALVE,DIAPHRAGM:1-1/2";POLY BODY;EPT DIAPHRAGM;JIS FLG; | [34 empty] | URL NOT FOUND |  |  | FILTER HYDRAULIC UNIT | ANDRITZ | ILZ65FL100,ILZ65FL200 |  |  |  | 306 | Cleansed | 40141600 Valves |  |  | VALVE | CHECK | TYPE |  | NOMINAL SIZE |  | END CONNECTION |  | END TO END DISTANCE |  | CONFIGURATION |  | BODY MATERIAL |  | PRESSURE CLASS/RATING |  | DESIGN PRESSURE |  | TEMPERATURE RATING |  | TRIM |  | SOFTGOODS |  | HAZARD CLASS |  | CERTIFICATION/STANDARD | [47 empty] | Production Completed
STP_009 - Lot7 | Data Enrichment | SYC | OK | 2023-10-16 | 2023-10-19 |  | 1062595 | 1062595 | 1430412 | AU_QM_000654012 |  | ERSA | M | 2200 | 1430412GZPCLNT100 | EA |  | 150MM,316SS,CI BONNET,FLANGED TABLE E, | 150MM,316SS,CI BONNET,FLANGED TABLE E, | VALVE,DIAPHRAGM: 150MM,316SS,CI BONNET,FLANGED TABLE E, GRADE 300 DIAPHRAGM,SAUNDERS TYPE A |  | VALVE,DIAPHRAGM:150MM,316SS,CI BONNET,FLANGED TABLE E, | [16 empty] | BOSCH REXROTH AG | Z2FS6-2-4X/2QV | [16 empty] | https://store.boschrexroth.com/Hydraulics/Valves/Flow-control-valves/Throttle-valves/THROTTLE-CHECK-VALVE_R900481624?cclcl=en_US | [9 empty] | Enriched | 40141600 Valves | SCREW ADJUSTING |  | VALVE | CHECK | TYPE | DOUBLE THROTTLE | NOMINAL SIZE | #6 | END CONNECTION | SANDWICH PLATE | END TO END DISTANCE |  | CONFIGURATION | 4/2-WAY | BODY MATERIAL |  | PRESSURE CLASS/RATING |  | DESIGN PRESSURE | 350 BAR | TEMPERATURE RATING |  | TRIM |  | SOFTGOODS | FKM SEAL | HAZARD CLASS |  | CERTIFICATION/STANDARD | DIN 24 340 FORM 6 | [46 empty] | Production Completed
STP_009 - Lot7 | Data Enrichment | SYC | OK | 2023-10-16 | 2023-10-19 |  | 1068199 | 1068199 | 1430419 | AU_QM_000654103 |  | ERSA | M | 2200 | 1430419GZPCLNT100 | EA |  | 2";POLY BODY;EPT DIAPHRAGM;JIS FLG; | 2";POLY BODY;EPT DIAPHRAGM;JIS FLG; | VALVE,DIAPHRAGM: 2";POLY BODY;EPT DIAPHRAGM;JIS FLG; ASAHI TYPE;POLYPROPYLENE BODY; EPT DIAPHRAGM 50MM |  | VALVE,DIAPHRAGM:2";POLY BODY;EPT DIAPHRAGM;JIS FLG; |  |  | 1068677 @@ TRINKOR PTY LTD | 1430419 | [12 empty] | DIXON (ASIA PACIFIC) PTY LTD | VC-4B-050 | TRINKOR PTY LTD | 1430419 | [14 empty] | https://australia.dixonvalve.com/en/products/bronze-swing-check-valve-bsp/vc-4b-050 | [9 empty] | Enriched | 40141634 Swing check valves |  |  | VALVE | CHECK | TYPE | SWING | NOMINAL SIZE | 50 MM | END CONNECTION | FBSP | END TO END DISTANCE | 140 MM | CONFIGURATION |  | BODY MATERIAL | BRONZE | PRESSURE CLASS/RATING | 1700 KPA | DESIGN PRESSURE | 2000 KPA | TEMPERATURE RATING | 0 TO 99 DEG C | TRIM |  | SOFTGOODS |  | HAZARD CLASS |  | CERTIFICATION/STANDARD | AS-1628 | [46 empty] | Production Completed
STP_009 - Lot7 | Data Enrichment | SYC | OK | 2023-10-16 | 2023-10-19 |  | 1062590 | 1062590 | 1430417 | AU_QM_000654087 |  | ERSA | M | 2200 | 1430417GZPCLNT100 | EA |  | 25MM,POLYPROP.OR PVC BODY,EPT DIAPHRAGM | 25MM,POLYPROP.OR PVC BODY,EPT DIAPHRAGM | VALVE,DIAPHRAGM: 25MM,POLYPROP.OR PVC BODY,EPT DIAPHRAGM FLANGED,TABLE D,ASAHI AV TYPE |  | VALVE,DIAPHRAGM:25MM,POLYPROP.OR PVC BODY,EPT DIAPHRAGM |  |  | 1071828 @@ HMA WEAR SOLUTIONS PTY LTD | 1430417 | 1071992 @@ GREENBANK TEROTECH PTY LTD | 1430417 | [12 empty] | HMA WEAR SOLUTIONS PTY LTD | 1430417 | GREENBANK TEROTECH PTY LTD | 1430417 | [12 empty] | URL NOT FOUND | [9 empty] | Cleansed | 40141600 Valves | AISE,FEED TO SLURRY,JAMESON FLOTATION CELL |  | VALVE | CHECK | TYPE | AIR | NOMINAL SIZE | DN 50 | END CONNECTION | VICTAULIC/CAMLOCK | END TO END DISTANCE |  | CONFIGURATION |  | BODY MATERIAL |  | PRESSURE CLASS/RATING |  | DESIGN PRESSURE |  | TEMPERATURE RATING |  | TRIM |  | SOFTGOODS |  | HAZARD CLASS |  | CERTIFICATION/STANDARD | [47 empty] | Production Completed
STP_009 - Lot7 | Data Enrichment | SYC | OK | 2023-10-16 | 2023-10-19 |  | 1062588 | 1062588 | 1430420 | AU_QM_000654111 |  | ERSA | M | 2200 | 1430420GZPCLNT100 | EA |  | 3";POLY BODY;EPT DIAPHRAGM;JIS FLG; | 3";POLY BODY;EPT DIAPHRAGM;JIS FLG; | VALVE,DIAPHRAGM: 3";POLY BODY;EPT DIAPHRAGM;JIS FLG; ASAHI TYPE;POLYPROPYLENE BODY; EPT DIAPHRAGM |  | VALVE,DIAPHRAGM:3";POLY BODY;EPT DIAPHRAGM;JIS FLG; | [16 empty] | BOSCH REXROTH AG | Z2S10B-1* | [16 empty] | https://www.boschrexroth.com/media/ccef8e9d-2967-492a-afb0-48d85e2a8406?c=gr&lang=en&_gl=1*1dnhsg4*_ga*MTkzMDcyMzc1LjE2OTMyMjI4NDI.*_ga_6YFL8JVC3S*MTY5NTU3MDQ0OS4zLjEuMTY5NTU3MjgyOS4wLjAuMA.. | [9 empty] | Enriched | 40141630 Piston check valves | FLOW RATING:80 LPM,1 BAR CRACK,SERIES 1 |  | VALVE | CHECK | TYPE | PILOT | NOMINAL SIZE | #10 | END CONNECTION | SANDWICH PLATE | END TO END DISTANCE |  | CONFIGURATION |  | BODY MATERIAL |  | PRESSURE CLASS/RATING |  | DESIGN PRESSURE | 320 BAR | TEMPERATURE RATING | -20 TO 80 DEG C | TRIM |  | SOFTGOODS | NBR SEAL | HAZARD CLASS |  | CERTIFICATION/STANDARD | [47 empty] | Production Completed
STP_009 - Lot7 | Data Enrichment | SYC | OK | 2023-10-16 | 2023-10-19 |  | 1062586 | 1062586 | 1430422 | AU_QM_000654145 |  | ERSA | M | 2200 | 1430422GZPCLNT100 | EA |  | 3/4";POLY BODY;EPT DIAPHRAGM;JIS FLG; | 3/4";POLY BODY;EPT DIAPHRAGM;JIS FLG; | VALVE,DIAPHRAGM: 3/4";POLY BODY;EPT DIAPHRAGM;JIS FLG; UNDRILLED;ASAHI TYPES;POLYPROPYLENE BODY ETHYLENE PROPYLENE TERPOLYMER DIAPHRAGMS |  | VALVE,DIAPHRAGM:3/4";POLY BODY;EPT DIAPHRAGM;JIS FLG; | [16 empty] | BOSCH REXROTH AG | Z2S6-4* | [16 empty] | https://www.boschrexroth.com/media/ccef8e9d-2967-492a-afb0-48d85e2a8406?c=gr&lang=en&_gl=1*1dnhsg4*_ga*MTkzMDcyMzc1LjE2OTMyMjI4NDI.*_ga_6YFL8JVC3S*MTY5NTU3MDQ0OS4zLjEuMTY5NTU3MjgyOS4wLjAuMA.. | [9 empty] | Enriched | 40141630 Piston check valves | FLOW RATING:50 LPM,1 BAR CRACK,SERIES 4 |  | VALVE | CHECK | TYPE | PILOT | NOMINAL SIZE | #6 | END CONNECTION | SANDWICH PLATE | END TO END DISTANCE |  | CONFIGURATION |  | BODY MATERIAL |  | PRESSURE CLASS/RATING |  | DESIGN PRESSURE | 320 BAR | TEMPERATURE RATING | -20 TO 80 DEG C | TRIM |  | SOFTGOODS | NBR SEAL | HAZARD CLASS |  | CERTIFICATION/STANDARD | [47 empty] | Production Completed
STP_009 - Lot7 | Data Enrichment | SYC | OK | 2023-10-16 | 2023-10-19 |  | 1062587 | 1062587 | 1430421 | AU_QM_000654129 |  | ERSA | M | 2200 | 1430421GZPCLNT100 | EA |  | 4";POLY BODY;EPT DIAPHRAGM;JIS FLG; | 4";POLY BODY;EPT DIAPHRAGM;JIS FLG; | VALVE,DIAPHRAGM: 4";POLY BODY;EPT DIAPHRAGM;JIS FLG; ASAHI TYPE;POLYPROPYLENE BODY; EPT DIAPHRAGM |  | VALVE,DIAPHRAGM:4";POLY BODY;EPT DIAPHRAGM;JIS FLG; |  |  | 1068677 @@ TRINKOR PTY LTD | 1430421 | [12 empty] | BOSCH REXROTH AG | Z2FS16-3*/S2 | TRINKOR PTY LTD | 1430421 | [14 empty] | https://www.boschrexroth.com/media/2634756a-8b23-43fe-a43a-8e9deed7f000 | [9 empty] | Enriched | 40141600 Valves | FLOW RATING:250 LPM,SERIES 3 |  | VALVE | CHECK | TYPE | DOUBLE THROTTLE | NOMINAL SIZE | #16 | END CONNECTION | SANDWICH PLATE | END TO END DISTANCE |  | CONFIGURATION |  | BODY MATERIAL |  | PRESSURE CLASS/RATING |  | DESIGN PRESSURE | 320 BAR | TEMPERATURE RATING | -20 TO 80 DEG C | TRIM |  | SOFTGOODS | NBR SEAL | HAZARD CLASS |  | CERTIFICATION/STANDARD | [47 empty] | Production Completed
STP_009 - Lot7 | Data Enrichment | SYC | OK | 2023-10-16 | 2023-10-19 |  | 1015233 | 1015233 | 1348330 | AU_QM_000000679 |  | ERSA | M | 2200 | 1348330GZPCLNT100 | EA |  | BURKETT 15MM NB VALVE;D20;MAX 10BAR; | BURKETT 15MM NB VALVE;D20;MAX 10BAR; | VALVE,DIAPHRAGM: BURKETT 15MM NB VALVE;D20;MAX 10BAR; EPDM DIAPHRAGM; |  | VALVE,DIAPHRAGM:BURKETT 15MM NB VALVE;D20;MAX 10BAR; |  |  | 1068217 @@ THERMO GAMMA-METRICS PTY LTD | 1348330 | [12 empty] | BOSCH REXROTH AG | Z2FS6-2-4*/2QV | THERMO GAMMA-METRICS PTY LTD | 1348330 | [14 empty] | https://www.boschrexroth.com/media/2634756a-8b23-43fe-a43a-8e9deed7f000 | [9 empty] | Enriched | 40141600 Valves | FLOW RATING:80 LPM,1 BAR CRACK |  | VALVE | CHECK | TYPE | DOUBLE THROTTLE | NOMINAL SIZE | #6 | END CONNECTION | SANDWICH PLATE | END TO END DISTANCE |  | CONFIGURATION |  | BODY MATERIAL |  | PRESSURE CLASS/RATING |  | DESIGN PRESSURE | 320 BAR | TEMPERATURE RATING | -20 TO 80 DEG C | TRIM |  | SOFTGOODS | NBR SEAL | HAZARD CLASS |  | CERTIFICATION/STANDARD | DIN 24 340 FORM 6 | [46 empty] | Production Completed
STP_009 - Lot7 | Data Enrichment | SYC | OK | 2023-10-16 | 2023-10-19 |  | 1134911 | 1134911 | 1461491 | AU_QM_002702970 |  | ERSA | M | 2200 | 1461491GZPCLNT100 | EA |  | CONNECTION DATA: | CONNECTION DATA: | VALVE,DIAPHRAGM: CONNECTION DATA: INLET : 1-" F.BSPT OUTLET: 1-" F.BSPT PILOT : 1/4" F.NPTF |  | VALVE,DIAPHRAGM:CONNECTION DATA: |  |  | 1069551 @@ PENTAIR ENVIRONMENTAL SYSTEM | RCA25T;SPEC.890 | [12 empty] | DIXON (ASIA PACIFIC) PTY LTD | VWC-80E | PENTAIR ENVIRONMENTAL SYSTEM | RCA25T;SPEC.890 | [14 empty] | https://singapore.dixonvalve.com/en/products/duo-wafer-check-valve-iron/vwc-80e | [9 empty] | Enriched | 40141637 Wafer check valves |  |  | VALVE | CHECK | TYPE | DUO WAFER | NOMINAL SIZE | 80 MM | END CONNECTION |  | END TO END DISTANCE | 64 MM | CONFIGURATION |  | BODY MATERIAL | CAST IRON | PRESSURE CLASS/RATING |  | DESIGN PRESSURE | 1600 KPA | TEMPERATURE RATING | -10 TO 80 DEG C | TRIM | STAINLESS STEEL DISC AND SPRING | SOFTGOODS | NBR SEAL | HAZARD CLASS |  | CERTIFICATION/STANDARD | AS2129 E,AS2129 E | [46 empty] | Production Completed
STP_009 - Lot7 | Data Enrichment | SYC | OK | 2023-10-16 | 2023-10-19 |  | 1068506 | 1068506 | 1362924 | AU_QM_000162572 |  | ERSA | M | 2200 | 1362924GZPCLNT100 | EA |  | DIAPHRAGM-SURGE RELIEF VALVE 100NB | DIAPHRAGM-SURGE RELIEF VALVE 100NB | VALVE,DIAPHRAGM: DIAPHRAGM-SURGE RELIEF VALVE 100NB |  | VALVE,DIAPHRAGM:DIAPHRAGM-SURGE RELIEF VALVE 100NB | [16 empty] | DIXON (ASIA PACIFIC) PTY LTD | VWC-200E | [16 empty] | https://singapore.dixonvalve.com/en/products/duo-wafer-check-valve-iron/vwc-200e | [9 empty] | Enriched | 40141637 Wafer check valves | PROCESS FLUID:WATER/OIL,TABLE E |  | VALVE | CHECK | TYPE | DUO WAFER,FLAP | NOMINAL SIZE | 200 MM | END CONNECTION | FLANGED | END TO END DISTANCE | 89 MM | CONFIGURATION |  | BODY MATERIAL | CAST IRON | PRESSURE CLASS/RATING |  | DESIGN PRESSURE | 1600 KPA | TEMPERATURE RATING | -10 TO 80 DEG C | TRIM | STAINLESS STEEL 316 PLATE,STAINLESS STEEL 304 SPRING,DISC AND PINS | SOFTGOODS | NBR SEAL | HAZARD CLASS |  | CERTIFICATION/STANDARD | [47 empty] | Production Completed
STP_009 - Lot7 | Data Enrichment | SYC | OK | 2023-10-16 | 2023-10-19 |  | 1067548 | 1067548 | 1361371 | AU_QM_000159367 |  | ERSA | M | 2200 | 1361371GZPCLNT100 | EA |  | DN100;WEIR TYPE;PNEU.OPERATED;PLASTIC ME | DN100;WEIR TYPE;PNEU.OPERATED;PLASTIC ME | VALVE,DIAPHRAGM: DN100;WEIR TYPE;PNEU.OPERATED;PLASTIC ME MBRANE ACTUATOR;CI DISTANCE PIECE;2/2 WA Y BODY;TABLE E;FF;DUCTILE IRON DIN1693 G GG 50 HARD RUBBER;EPDM DIAPHRAGM;DA CNTR |  | VALVE,DIAPHRAGM:DN100;WEIR TYPE;PNEU.OPERATED;PLASTIC ME |  |  | 1068325 @@ MRC GLOBAL AUSTRALIA PTY LTD | 1361371 | [14 empty] | MRC GLOBAL AUSTRALIA PTY LTD | 1361371 | [14 empty] | URL NOT FOUND | [9 empty] | Cleansed | 40141600 Valves |  |  | VALVE | CHECK | TYPE | HIGH PRESSURE SPRING | NOMINAL SIZE | 3/8 IN | END CONNECTION | FBSPP | END TO END DISTANCE |  | CONFIGURATION |  | BODY MATERIAL |  | PRESSURE CLASS/RATING | 1/2 BAR | DESIGN PRESSURE |  | TEMPERATURE RATING |  | TRIM |  | SOFTGOODS |  | HAZARD CLASS |  | CERTIFICATION/STANDARD | [47 empty] | Production Completed
STP_009 - Lot7 | Data Enrichment | SYC | OK | 2023-10-16 | 2023-10-19 |  | 1067516 | 1067516 | 1447430 | AU_QM_001064526 |  | ERSA | M | 2200 | 1447430GZPCLNT100 | EA |  | 2 INCH ECLIPSE LIMITING ORIFICE VALVE | 2 INCH ECLIPSE LIMITING ORIFICE VALVE | VALVE,FLOW CONTROL: 2 INCH ECLIPSE LIMITING ORIFICE VALVE |  | VALVE,FLOW CONTROL: 2 INCH ECLIPSE LIMITING ORIFICE VALVE | [16 empty] | HYSTER | 2084427 | [16 empty] | https://pdfcoffee.com/download/hyster-fortis-parts-manual-engine-h15-35tx-b475b466-pdf-free.html | [9 empty] | Cleansed | 40141600 Valves |  |  | VALVE | CHECK | TYPE |  | NOMINAL SIZE |  | END CONNECTION |  | END TO END DISTANCE |  | CONFIGURATION |  | BODY MATERIAL |  | PRESSURE CLASS/RATING |  | DESIGN PRESSURE |  | TEMPERATURE RATING |  | TRIM |  | SOFTGOODS |  | HAZARD CLASS |  | CERTIFICATION/STANDARD | [47 empty] | Production Completed
STP_009 - Lot7 | Data Enrichment | SYC | OK | 2023-10-16 | 2023-10-19 |  | 1062459 | 1062459 | 1447429 | AU_QM_001064518 |  | ERSA | M | 2200 | 1447429GZPCLNT100 | EA |  | 3/4 NTP, ECLIPSE LIMITING ORIFICE VALVE | 3/4 NTP, ECLIPSE LIMITING ORIFICE VALVE | VALVE,FLOW CONTROL: 3/4 NTP, ECLIPSE LIMITING ORIFICE VALVE TOC360FU : TOC332FU |  | VALVE,FLOW CONTROL: 3/4 NTP, ECLIPSE LIMITING ORIFICE VALVE | [16 empty] | EATON | 1CPBD120-F-P-22-VY_200 | [16 empty] | https://www.eaton.com/ecm/groups/public/@pub/@eaton/@hyd/documents/content/pct_274200.pdf |  |  |  |  | 930H |  |  |  |  | Enriched | 40141600 Valves | COUNTER BALANCE |  | VALVE | CHECK | TYPE | OVERCENTER,LIFT CYLINDER CARTRIDGE | NOMINAL SIZE | 1-5/16 IN | END CONNECTION | 12 UN-2A THREADED | END TO END DISTANCE |  | CONFIGURATION |  | BODY MATERIAL | STEEL | PRESSURE CLASS/RATING | 400 BAR | DESIGN PRESSURE |  | TEMPERATURE RATING | -30 TO 90 DEG C | TRIM |  | SOFTGOODS |  | HAZARD CLASS |  | CERTIFICATION/STANDARD | [47 empty] | Production Completed
STP_009 - Lot7 | Data Enrichment | SYC | OK | 2023-10-16 | 2023-10-19 |  | 1062719 | 1062719 | 1441371 | AU_QM_000987074 |  | ERSA | M | 2200 | 1441371GZPCLNT100 | EA |  | 80MM NB;PINCH VALVE;C/W PNEUMATIC | 80MM NB;PINCH VALVE;C/W PNEUMATIC | VALVE,FLOW CONTROL: 80MM NB;PINCH VALVE;C/W PNEUMATIC ACTUATOR; TANK HOUSE CELL UPGRADE |  | VALVE,FLOW CONTROL: 80MM NB;PINCH VALVE;C/W PNEUMATIC | [34 empty] | URL NOT FOUND | [9 empty] | Cleansed | 40141600 Valves |  |  | VALVE | CHECK | TYPE |  | NOMINAL SIZE |  | END CONNECTION |  | END TO END DISTANCE |  | CONFIGURATION |  | BODY MATERIAL |  | PRESSURE CLASS/RATING |  | DESIGN PRESSURE |  | TEMPERATURE RATING |  | TRIM |  | SOFTGOODS |  | HAZARD CLASS |  | CERTIFICATION/STANDARD | [47 empty] | Production Completed
STP_009 - Lot7 | Data Enrichment | SYC | OK | 2023-10-16 | 2023-10-19 |  | 1137069 | 1137069 | 1348363 | AU_QM_000001966 |  | ERSA | M | 2200 | 1348363GZPCLNT100 | EA |  | AIR FLOW CONTROL VALVE; | AIR FLOW CONTROL VALVE; | VALVE,FLOW CONTROL: AIR FLOW CONTROL VALVE; PARTICAL SIZE INDICATOR 200; OUTOKUMPU PSI 2600 / 2601 ANALYSER |  | VALVE,FLOW CONTROL: AIR FLOW CONTROL VALVE; |  |  | 1068243 @@ OUTOTEC PTY LTD | 3059343L | [12 empty] | HYSTER | 4001135 | OUTOTEC PTY LTD | 3059343L | [14 empty] | https://www.orangeparts.com/hyster-4001135-check-valve/ | [9 empty] | Cleansed | 40141600 Valves |  |  | VALVE | CHECK | TYPE |  | NOMINAL SIZE |  | END CONNECTION |  | END TO END DISTANCE |  | CONFIGURATION |  | BODY MATERIAL |  | PRESSURE CLASS/RATING |  | DESIGN PRESSURE |  | TEMPERATURE RATING |  | TRIM |  | SOFTGOODS |  | HAZARD CLASS |  | CERTIFICATION/STANDARD | [47 empty] | Production Completed
STP_009 - Lot7 | Data Enrichment | SYC | OK | 2023-10-16 | 2023-10-19 |  | 1110077 | 1110077 | 1374097 | AU_QM_000202978 |  | ERSA | M | 2200 | 1374097GZPCLNT100 | EA |  | CUCO MILL LUBE REGULATOR; | CUCO MILL LUBE REGULATOR; | VALVE,FLOW CONTROL: CUCO MILL LUBE REGULATOR; CU CONCENTRATOR MILL LUBRICATION SYSTEM |  | VALVE,FLOW CONTROL: CUCO MILL LUBE REGULATOR; |  |  | 1068104 @@ METSO OUTOTEC AUSTRALIA LIMITED | 07-A10-832-001 | [12 empty] | SANDVIK | HV2006 | METSO OUTOTEC AUSTRALIA LIMITED | 07-A10-832-001 | [14 empty] | https://www.crusherconsumables.co.uk/product-page/hv2006-flow-control-valve-extec-sandvik | https://crusherworks.com/wp-content/uploads/2011/12/QE340-E-7-Screener-Manual.pdf | [8 empty] | Cleansed | 40141609 Control valves |  |  | VALVE | CONTROL | TYPE | FLOW | NOMINAL SIZE |  | END CONNECTION |  | ACTUATION TYPE |  | POSITIONER TYPE |  | FAILURE POSITION |  | PRESSURE CLASS/RATING |  | BODY MATERIAL |  | DESIGN PRESSURE |  | TEMPERATURE RATING |  | FLOW RATING |  | END TO END DISTANCE |  | PORT TYPE |  | CONFIGURATION |  | TRIM |  | SOFTGOODS |  | HAZARD CLASS |  | CERTIFICATION/STANDARD | [37 empty] | Production Completed
STP_009 - Lot7 | Data Enrichment | SYC | OK | 2023-10-16 | 2023-10-19 |  | 1140281 | 1140281 | 1445661 | AU_QM_001012038 |  | ERSA | M | 2200 | 1445661GZPCLNT100 | EA |  | DRYER NATURAL GAS VALVE;1/2"COMB; | DRYER NATURAL GAS VALVE;1/2"COMB; | VALVE,FLOW CONTROL: DRYER NATURAL GAS VALVE;1/2"COMB; HD110 DRYER; CISSELL 110LB H/DUTY LAUNDRY DRYER |  | VALVE,FLOW CONTROL: DRYER NATURAL GAS VALVE;1/2"COMB; |  |  | 1068208 @@ RICHARD JAY LAUNDRY EQUIPMENT | TU13187 | [12 empty] | KOMATSU MINING SYSTEMS INC. | 709-14-93501 | RICHARD JAY LAUNDRY EQUIPMENT | TU13187 | [14 empty] | https://my.komatsu.com.au/shop/hydraulicvalve_5637145051/5638487176_control-valve_709-14-93501 | [9 empty] | Enriched | 40141609 Control valves | REGULATION |  | VALVE | CONTROL | TYPE | HYDRAULIC | NOMINAL SIZE |  | END CONNECTION |  | ACTUATION TYPE |  | POSITIONER TYPE |  | FAILURE POSITION |  | PRESSURE CLASS/RATING |  | BODY MATERIAL |  | DESIGN PRESSURE |  | TEMPERATURE RATING |  | FLOW RATING |  | END TO END DISTANCE |  | PORT TYPE |  | CONFIGURATION |  | TRIM |  | SOFTGOODS |  | HAZARD CLASS |  | CERTIFICATION/STANDARD | [37 empty] | Production Completed
STP_009 - Lot7 | Data Enrichment | SYC | OK | 2023-10-16 | 2023-10-19 |  | 1062701 | 1062701 | 1441729 | AU_QM_000988922 |  | ERSA | M | 2200 | 1441729GZPCLNT100 | EA |  | 250-1000KPA;C/W SOLENOID 110V,50HZ,8W; | 250-1000KPA;C/W SOLENOID 110V,50HZ,8W; | VALVE,REGULATING,PRESSURE: 250-1000KPA;C/W SOLENOID 110V,50HZ,8W; TYPE:PAV; |  | VALVE,REGULATING,PRESSURE:250-1000KPA;C/W SOLENOID 110V,50HZ,8W; | [16 empty] | KOMATSU MINING SYSTEMS INC. | 709-14-94002 | [16 empty] | https://my.komatsu.com.au/shop/hydraulicvalve_5637145051/5638487540_control-valve_709-14-94002 | [9 empty] | Enriched | 40141609 Control valves | REGULATION |  | VALVE | CONTROL | TYPE | HYDRAULIC | NOMINAL SIZE |  | END CONNECTION |  | ACTUATION TYPE |  | POSITIONER TYPE |  | FAILURE POSITION |  | PRESSURE CLASS/RATING |  | BODY MATERIAL |  | DESIGN PRESSURE |  | TEMPERATURE RATING |  | FLOW RATING |  | END TO END DISTANCE |  | PORT TYPE |  | CONFIGURATION |  | TRIM |  | SOFTGOODS |  | HAZARD CLASS |  | CERTIFICATION/STANDARD | [37 empty] | Production Completed
STP_009 - Lot7 | Data Enrichment | SYC | OK | 2023-10-16 | 2023-10-19 |  | 1062702 | 1062702 | 1441707 | AU_QM_000988874 |  | ERSA | M | 2200 | 1441707GZPCLNT100 | EA |  | 35/150PSI;PILOT OPERATED;FLUID CONTROL | 35/150PSI;PILOT OPERATED;FLUID CONTROL | VALVE,REGULATING,PRESSURE: 35/150PSI;PILOT OPERATED;FLUID CONTROL VALVE; |  | VALVE,REGULATING,PRESSURE:35/150PSI;PILOT OPERATED;FLUID CONTROL | [16 empty] | KOMATSU MINING SYSTEMS INC. | 709-15-94001 | [16 empty] | https://my.komatsu.com.au/shop/hydraulicvalve_5637145051/5638487541_control-valve_709-15-94001 | [9 empty] | Enriched | 40141609 Control valves | REGULATION |  | VALVE | CONTROL | TYPE | HYDRAULIC | NOMINAL SIZE |  | END CONNECTION |  | ACTUATION TYPE |  | POSITIONER TYPE |  | FAILURE POSITION |  | PRESSURE CLASS/RATING |  | BODY MATERIAL |  | DESIGN PRESSURE |  | TEMPERATURE RATING |  | FLOW RATING |  | END TO END DISTANCE |  | PORT TYPE |  | CONFIGURATION |  | TRIM |  | SOFTGOODS |  | HAZARD CLASS |  | CERTIFICATION/STANDARD | [37 empty] | Production Completed
STP_009 - Lot7 | Data Enrichment | SYC | OK | 2023-10-16 | 2023-10-19 |  | 1067497 | 1067497 | 1439530 | AU_QM_000982307 |  | ERSA | M | 2200 | 1439530GZPCLNT100 | EA |  | 9-17MBAR RANGE;R/C 3/4";MAX 350MBAR; | 9-17MBAR RANGE;R/C 3/4";MAX 350MBAR; | VALVE,REGULATING,PRESSURE: 9-17MBAR RANGE;R/C 3/4;MAX 350MBAR; 20MM BSP;15MM PORT;PROPORTIONAL FLOW; ALUMINUM BODY;RATED 35BAR;NITR ILE TRIM; 240V;LPG SERVICE; |  | VALVE,REGULATING,PRESSURE:9-17MBAR RANGE;R/C 3/4";MAX 350MBAR; | [16 empty] | KOMATSU MINING SYSTEMS INC. | 3FD-71-67210 | [16 empty] | https://777parts.org/part-komatsu/valve/3fd7167210/ | [9 empty] | Cleansed | 40141609 Control valves | ASSEMBLY,DX |  | VALVE | CONTROL | TYPE | DOWN | NOMINAL SIZE |  | END CONNECTION |  | ACTUATION TYPE |  | POSITIONER TYPE |  | FAILURE POSITION |  | PRESSURE CLASS/RATING |  | BODY MATERIAL |  | DESIGN PRESSURE |  | TEMPERATURE RATING |  | FLOW RATING |  | END TO END DISTANCE |  | PORT TYPE |  | CONFIGURATION |  | TRIM |  | SOFTGOODS |  | HAZARD CLASS |  | CERTIFICATION/STANDARD | [37 empty] | Production Completed
STP_009 - Lot7 | Data Enrichment | SYC | OK | 2023-10-16 | 2023-10-19 |  | 1015649 | 1015649 | 1361930 | AU_QM_000160753 |  | ERSA | M | 2200 | 1361930GZPCLNT100 | EA |  | AIR/GAS RATIO CONTROL;TYPE GIK40;INTERAL | AIR/GAS RATIO CONTROL;TYPE GIK40;INTERAL | VALVE,REGULATING,PRESSURE: AIR/GAS RATIO CONTROL;TYPE GIK40;INTERAL THREAD;200MBAR MAX;PRESSURE TEST POINT AT OUTLET |  | VALVE,REGULATING,PRESSURE:AIR/GAS RATIO CONTROL;TYPE GIK40;INTERAL |  |  | 1070366 @@ ADELAIDE FURNACE COMPANY PTY LTD | KRGIK-40R-02-5 | [14 empty] | ADELAIDE FURNACE COMPANY PTY LTD | KRGIK-40R-02-5 | [14 empty] | URL NOT FOUND |  |  | SLAGPOT CARRIER |  | P240CTE |  |  |  |  | Cleansed | 40141609 Control valves | TYPE PP-2,FINAL CAB GROUP |  | VALVE | CONTROL | TYPE | BRAKE | NOMINAL SIZE |  | END CONNECTION |  | ACTUATION TYPE |  | POSITIONER TYPE |  | FAILURE POSITION |  | PRESSURE CLASS/RATING |  | BODY MATERIAL |  | DESIGN PRESSURE |  | TEMPERATURE RATING |  | FLOW RATING |  | END TO END DISTANCE |  | PORT TYPE |  | CONFIGURATION |  | TRIM |  | SOFTGOODS |  | HAZARD CLASS |  | CERTIFICATION/STANDARD | [37 empty] | Production Completed
STP_009 - Lot7 | Data Enrichment | SYC | OK | 2023-10-16 | 2023-10-19 |  | 1014927 | 1014927 | 1451054 | AU_QM_001145820 |  | ERSA | M | 2200 | 1451054GZPCLNT100 | EA |  | COMPLETE TRACKING SYSTEM; | COMPLETE TRACKING SYSTEM; | VALVE,REGULATING,PRESSURE: COMPLETE TRACKING SYSTEM; 10M PRESSURE PIPE;MOUNTING ARM; PRESSURE REGULATOR;IP44 HOUSING; 316 STAINLESS STEEL VALVE,PADDLE; |  | VALVE,REGULATING,PRESSURE:COMPLETE TRACKING SYSTEM; |  |  | 1069911 @@ BSF AUSTRALIA | CTS | [14 empty] | BSF AUSTRALIA | CTS | [14 empty] | URL NOT FOUND | [9 empty] | Cleansed | 40141609 Control valves | FLANGES CODE:3774160,ACTUATION TYPE:ASM STEAM,FAILURE POSITION |  | VALVE | CONTROL | TYPE |  | NOMINAL SIZE | DN 40 | END CONNECTION | ANSI 150 FLANGE | ACTUATION TYPE |  | POSITIONER TYPE |  | FAILURE POSITION |  | PRESSURE CLASS/RATING |  | BODY MATERIAL |  | DESIGN PRESSURE |  | TEMPERATURE RATING |  | FLOW RATING |  | END TO END DISTANCE |  | PORT TYPE |  | CONFIGURATION |  | TRIM |  | SOFTGOODS |  | HAZARD CLASS |  | CERTIFICATION/STANDARD | LEA43 | [36 empty] | Production Completed
STP_009 - Lot7 | Data Enrichment | SYC | OK | 2023-10-16 | 2023-10-19 |  | 1067360 | 1067360 | 1352366 | AU_QM_000139005 |  | ERSA | M | 2200 | 1352366GZPCLNT100 | EA |  | COUNTER BALANCE VALVE;60GPM;2000-5000PSI | COUNTER BALANCE VALVE;60GPM;2000-5000PSI | VALVE,REGULATING,PRESSURE: COUNTER BALANCE VALVE;60GPM;2000-5000PSI ;;1 PILOT RATIO;25 PSI CRACKING PRESSURE ;T17-A;;CAVITY;BUNA SEALS;;BM01/02 INCHI NG DRIVE; |  | VALVE,REGULATING,PRESSURE:COUNTER BALANCE VALVE;60GPM;2000-5000PSI |  |  | 1068137 @@ CAVA HYDRAULICS & ENGINEERING PTY L | CBGH-LJN | [14 empty] | CAVA HYDRAULICS & ENGINEERING PTY L | CBGH-LJN | [14 empty] | URL NOT FOUND | [9 empty] | Cleansed | 40141609 Control valves | COLOR:RED,RAL3002 EN 12944-5 A7. 11/C5-I/M EPOXY PAINT OR POWDER,PVE |  | VALVE | CONTROL | TYPE |  | NOMINAL SIZE | 80 MM | END CONNECTION |  | ACTUATION TYPE |  | POSITIONER TYPE |  | FAILURE POSITION |  | PRESSURE CLASS/RATING | 10 BAR | BODY MATERIAL |  | DESIGN PRESSURE |  | TEMPERATURE RATING |  | FLOW RATING |  | END TO END DISTANCE | 200 MM | PORT TYPE |  | CONFIGURATION |  | TRIM |  | SOFTGOODS |  | HAZARD CLASS |  | CERTIFICATION/STANDARD | [37 empty] | Production Completed
STP_009 - Lot7 | Data Enrichment | SYC | OK | 2023-10-16 | 2023-10-19 |  | 1063850 | 1063850 | 1449946 | AU_QM_001124593 |  | ERSA | M | 2200 | 1449946GZPCLNT100 | EA |  | DIRECT OPERATED PRESSURE REDUCING VALVE; | DIRECT OPERATED PRESSURE REDUCING VALVE; | VALVE,REGULATING,PRESSURE: DIRECT OPERATED PRESSURE REDUCING VALVE; NOM.SIZE 6;QMAX.60L/MIN;PMAX.315BAR; ROTARY KNOB;PRESS.SET 75BAR;W/O CHECK VALVE;ID B1630; |  | VALVE,REGULATING,PRESSURE:DIRECT OPERATED PRESSURE REDUCING VALVE; |  |  | 1068156 @@ BOSCH REXROTH PTY LTD | DR6DP1-3X/75YM | [14 empty] | BOSCH REXROTH PTY LTD | DR6DP1-3X/75YM | [14 empty] | URL NOT FOUND |  |  | SLAGPOT CARRIER | KRESS | P240CTE |  |  |  |  | Cleansed | 40141609 Control valves | TYPE TW-1,FINAL CAB GROUP |  | VALVE | CONTROL | TYPE | DIRECTIONAL | NOMINAL SIZE |  | END CONNECTION |  | ACTUATION TYPE |  | POSITIONER TYPE |  | FAILURE POSITION |  | PRESSURE CLASS/RATING |  | BODY MATERIAL |  | DESIGN PRESSURE |  | TEMPERATURE RATING |  | FLOW RATING |  | END TO END DISTANCE |  | PORT TYPE |  | CONFIGURATION |  | TRIM |  | SOFTGOODS |  | HAZARD CLASS |  | CERTIFICATION/STANDARD | [37 empty] | Production Completed
STP_009 - Lot7 | Data Enrichment | SYC | OK | 2023-10-16 | 2023-10-19 |  | 1066938 | 1066938 | 1361922 | AU_QM_000160744 |  | ERSA | M | 2200 | 1361922GZPCLNT100 | EA |  | DN25;HIGH PRESS;LP GAS SERVICE;T HANDLE; | DN25;HIGH PRESS;LP GAS SERVICE;T HANDLE; | VALVE,REGULATING,PRESSURE: DN25;HIGH PRESS;LP GAS SERVICE;T HANDLE; 1IN F.NPT; |  | VALVE,REGULATING,PRESSURE:DN25;HIGH PRESS;LP GAS SERVICE;T HANDLE; |  |  | 1070366 @@ ADELAIDE FURNACE COMPANY PTY LTD | RE1588VN | [12 empty] | HYSTER | 1615107 | ADELAIDE FURNACE COMPANY PTY LTD | RE1588VN | [14 empty] | https://hyster.store/product/1615107/ | [9 empty] | Enriched | 40141609 Control valves |  |  | VALVE | CONTROL | TYPE | AIR | NOMINAL SIZE |  | END CONNECTION |  | ACTUATION TYPE |  | POSITIONER TYPE |  | FAILURE POSITION |  | PRESSURE CLASS/RATING |  | BODY MATERIAL |  | DESIGN PRESSURE |  | TEMPERATURE RATING |  | FLOW RATING |  | END TO END DISTANCE |  | PORT TYPE |  | CONFIGURATION |  | TRIM |  | SOFTGOODS |  | HAZARD CLASS |  | CERTIFICATION/STANDARD | [37 empty] | Production Completed
STP_009 - Lot7 | Data Enrichment | SYC | OK | 2023-10-16 | 2023-10-19 |  | 1062710 | 1062710 | 1441391 | AU_QM_000987097 |  | ERSA | M | 2200 | 1441391GZPCLNT100 | EA |  | 40MM NB;RANGE 30-50DEG-C;C/W THERMOWELL; | 40MM NB;RANGE 30-50DEG-C;C/W THERMOWELL; | VALVE,REGULATING,TEMP: 40MM NB;RANGE 30-50DEG-C;C/W THERMOWELL; F.SCREWED FLANGES; |  | VALVE,REGULATING,TEMP:40MM NB;RANGE 30-50DEG-C;C/W THERMOWELL; | [16 empty] | HYSTER | 4638960 | [16 empty] | https://www.orangeparts.com/hyster-4638960-hyd-control-valve/ | [9 empty] | Cleansed | 40141609 Control valves |  |  | VALVE | CONTROL | TYPE | HYDRAULIC | NOMINAL SIZE |  | END CONNECTION |  | ACTUATION TYPE |  | POSITIONER TYPE |  | FAILURE POSITION |  | PRESSURE CLASS/RATING |  | BODY MATERIAL |  | DESIGN PRESSURE |  | TEMPERATURE RATING |  | FLOW RATING |  | END TO END DISTANCE |  | PORT TYPE |  | CONFIGURATION |  | TRIM |  | SOFTGOODS |  | HAZARD CLASS |  | CERTIFICATION/STANDARD | [37 empty] | Production Completed
STP_009 - Lot7 | Data Enrichment | SYC | OK | 2023-10-16 | 2023-10-19 |  | 1064836 | 1064836 | 1359059 | AU_QM_000154665 |  | ERSA | M | 2200 | 1359059GZPCLNT100 | EA |  | AIR FLOW CONTROL VALVE | AIR FLOW CONTROL VALVE | VALVE: AIR FLOW CONTROL VALVE |  | VALVE: AIR FLOW CONTROL VALVE |  |  | 1068471 @@ EMERSON AUTOMATION SOLUTIONS | GR-W-150-D12N-M3-K-P1 | 1068546 @@ KEYFLO PACIFIC PTY LTD | GR-W-150-D12N-M3-K-P1 | [10 empty] | HYSTER | 2092484 | EMERSON AUTOMATION SOLUTIONS | GR-W-150-D12N-M3-K-P1 | KEYFLO PACIFIC PTY LTD | GR-W-150-D12N-M3-K-P1 | [12 empty] | https://www.orangeparts.com/hyster-2092484-hyd-control-valve/ | [9 empty] | Enriched | 40141609 Control valves |  |  | VALVE | CONTROL | TYPE | HYDRAULIC | NOMINAL SIZE |  | END CONNECTION |  | ACTUATION TYPE |  | POSITIONER TYPE |  | FAILURE POSITION |  | PRESSURE CLASS/RATING |  | BODY MATERIAL |  | DESIGN PRESSURE |  | TEMPERATURE RATING |  | FLOW RATING |  | END TO END DISTANCE |  | PORT TYPE |  | CONFIGURATION |  | TRIM |  | SOFTGOODS |  | HAZARD CLASS |  | CERTIFICATION/STANDARD | [37 empty] | Production Completed
STP_009 - Lot7 | Data Enrichment | SYC | OK | 2023-10-16 | 2023-10-19 |  | 1062721 | 1062721 | 1441332 | AU_QM_000987001 |  | ERSA | M | 2200 | 1441332GZPCLNT100 | EA |  | 50MM;5.0 MPA SET; | 50MM;5.0 MPA SET; | VALVE,AIR PRESSURE RELIEF: 50MM;5.0 MPA SET; TANK HOUSE CELL UPGRADE |  | VALVE,AIR PRESSURE RELIEF:50MM;5.0 MPA SET; | [16 empty] | BERMAD | IR420 | [16 empty] | https://www.bermad.com/product/ir-420-2/ | https://catalog.bermad.com/BERMAD%20Assets/Irrigation/400%20Series/IR-420%20Main%20Model/IR-420/IR_420_Product-Page_English.pdf?_gl=1*17xakkf*_ga*MTI5MDAyMzY5Mi4xNjk1Mzg3MDQw*_ga_WB72NLMX0D*MTY5NTM4NzA0MC4xLjEuMTY5NTM4ODQxMS4wLjAuMA.. | [8 empty] | Enriched | 40141621 Diaphragm valves | COLOR:GREEN |  | VALVE | DIAPHRAGM | TYPE | PRESSURE REDUCING,FLOW CONTROL | NOMINAL SIZE | 2 IN | END CONNECTION | BSP | DIAPHRAGM MATERIAL | NYLON FABRIC REINFORCED NR | PORT TYPE |  | END TO END DISTANCE |  | CONFIGURATION |  | PRESSURE CLASS/RATING | 16 BAR | OPERATED | HYDRAULIC ACTUATOR | BODY MATERIAL | POLYESTER COATED CAST/DUCTILE IRON | BONNET JOINT |  | DESIGN PRESSURE |  | TEMPERATURE RATING |  | TRIM | STAINLESS STEEL SPRING | SOFTGOODS |  | HAZARD CLASS |  | CERTIFICATION/STANDARD | [39 empty] | Production Completed
STP_009 - Lot7 | Data Enrichment | SYC | OK | 2023-10-16 | 2023-10-19 |  | 1134114 | 1134114 | 1369256 | AU_QM_000173624 |  | ERSA | M | 2200 | 1369256GZPCLNT100 | EA |  | AIR REGULATOR;3407-02;DUST SUPPRESSION | AIR REGULATOR;3407-02;DUST SUPPRESSION | VALVE,AIR PRESSURE RELIEF: AIR REGULATOR;3407-02;DUST SUPPRESSION |  | VALVE,AIR PRESSURE RELIEF:AIR REGULATOR;3407-02;DUST SUPPRESSION |  |  | 1068778 @@ MARC TECHNOLOGIES PTY LTD | 189535 | [12 empty] | KOMATSU MINING SYSTEMS INC. | ND447500-4760 | MARC TECHNOLOGIES PTY LTD | 189535 | [14 empty] | https://my.komatsu.com.au/shop/airconditionerrelated_5637145288/5637592068_expansion-valve_nd447500-4760 | https://k-part.777parts.org/spare/komatsu/nd447500-4760/ | [8 empty] | Cleansed | 40141612 Expansion valves |  |  | VALVE | EXPANSION | TYPE |  | CONNECTION SIZE |  | END CONNECTION |  | TEMPERATURE RANGE |  | CONFIGURATION |  | CAPILLARY LENGTH |  | FLOW RATING |  | BODY MATERIAL |  | PRESSURE CLASS/RATING |  | CAPACITY |  | TRIM |  | REFRIGERANT TYPE |  | SOFTGOODS |  | HAZARD CLASS |  | CERTIFICATION/STANDARD | [43 empty] | Production Completed
STP_009 - Lot7 | Data Enrichment | SYC | OK | 2023-10-16 | 2023-10-19 |  | 1140611 | 1140611 | 1426448 | AU_QM_000389478 |  | ERSA | M | 2200 | 1426448GZPCLNT100 | EA |  | BRASS (HIGH-PRESSURE) | BRASS (HIGH-PRESSURE) | VALVE,AIR PRESSURE RELIEF: BRASS (HIGH-PRESSURE) MIDLAND TYPE VALVE |  | VALVE,AIR PRESSURE RELIEF:BRASS (HIGH-PRESSURE) | [16 empty] | JOHN DEERE | AT447096 | [16 empty] | https://shop.deere.com/us/product/AT447096%3A-Expansion-Valve/p/AT447096 | https://www.rdoequipment.com/product-details/john-deere-valve-thermostatic-expansion-at447096 | [8 empty] | Enriched | 40141612 Expansion valves |  |  | VALVE | EXPANSION | TYPE | THERMOSTATIC | CONNECTION SIZE |  | END CONNECTION |  | TEMPERATURE RANGE |  | CONFIGURATION |  | CAPILLARY LENGTH |  | FLOW RATING |  | BODY MATERIAL |  | PRESSURE CLASS/RATING |  | CAPACITY |  | TRIM |  | REFRIGERANT TYPE |  | SOFTGOODS |  | HAZARD CLASS |  | CERTIFICATION/STANDARD | [43 empty] | Production Completed
STP_009 - Lot7 | Data Enrichment | SYC | OK | 2023-10-16 | 2023-10-19 |  | 1063938 | 1063938 | 1355131 | AU_QM_000144979 |  | ERSA | M | 2200 | 1355131GZPCLNT100 | EA |  | BYPASS VALVE TYPE GA; THREADED PIPE CONN | BYPASS VALVE TYPE GA; THREADED PIPE CONN | VALVE,OIL,PRESSURE RELIEF: BYPASS VALVE TYPE GA; THREADED PIPE CONN ; SIZE 012; R 1/2IN CONN.SIZE; T008 VALV E SPRING; 0.2-0.8MPA NOM. PRESS.; 0.25L/ S MAX. NOM. FLOW RATE; FOR GFM L72 WINDE |  | VALVE,OIL,PRESSURE RELIEF:BYPASS VALVE TYPE GA; THREADED PIPE CONN |  |  | 1069643 @@ PUMP POWER AUSTRALIA PTY LTD | 1355131 | [14 empty] | PUMP POWER AUSTRALIA PTY LTD | 1355131 | [14 empty] | URL NOT FOUND | [9 empty] | Cleansed | 40141643 Foot valve | ANGLE:90 DEG,SINGLE FLOOR,PART OF WASH BASIN,ASSEMBLY |  | VALVE | FOOT | TYPE |  | NOMINAL SIZE | 15 MM | END CONNECTION |  | PRESSURE CLASS/RATING |  | TEMPERATURE RATING |  | BODY MATERIAL |  | CONFIGURATION |  | STRAINER MATERIAL |  | SPRING MATERIAL |  | HAZARD CLASS |  | CERTIFICATION/STANDARD | [51 empty] | Production Completed
STP_009 - Lot7 | Data Enrichment | SYC | OK | 2023-10-16 | 2023-10-19 |  | 1138674 | 1138674 | 1432912 | AU_QM_000763943 |  | ERSA | M | 2200 | 1432912GZPCLNT100 | EA |  | BEARING PRESSURE RELIEF VALVE;1/8"NPT; | BEARING PRESSURE RELIEF VALVE;1/8"NPT; | VALVE,REGULATING,PRESSURE: BEARING PRESSURE RELIEF VALVE;1/8"NPT; 7-34KPA; GALIGHER 4SNA 1100 X 72" PUMP |  | VALVE,REGULATING,PRESSURE:BEARING PRESSURE RELIEF VALVE;1/8"NPT; |  |  | 1068227 @@ WEIR MINERALS AUSTRALIA LTD | UP2L76-Z | [12 empty] | HYSTER | 2109822 | WEIR MINERALS AUSTRALIA LTD | UP2L76-Z | [14 empty] | https://hyster.store/product/2109822/ | [9 empty] | Cleansed | 40141600 Valves |  |  | VALVE | METERING | TYPE |  | NOMINAL SIZE |  | END CONNECTION |  | END TO END DISTANCE |  | CONFIGURATION |  | PRESSURE CLASS/RATING |  | BODY MATERIAL |  | DESIGN PRESSURE |  | OPERATED |  | TRIM |  | SOFTGOODS |  | FLOW COEFFICIENT |  | HAZARD CLASS |  | CERTIFICATION/STANDARD | [45 empty] | Production Completed
STP_009 - Lot7 | Data Enrichment | SYC | OK | 2023-10-16 | 2023-10-19 |  | 1138579 | 1138579 |  |  |  | ERSA | M | 2200 | 1438400GZPCLNT100 | EA |  | 0 TO 200 BAR RANGE;1/2"BSP CONN;SIZE 10; | 0 TO 200 BAR RANGE;1/2"BSP CONN;SIZE 10; | VALVE,RELIEF,PRESS-TEMP: 0 TO 200 BAR RANGE;1/2"BSP CONN;SIZE 10; POPPET TYPE;RATED 70L/MIN;MAX 80DEG C; MULTI-POSITION MTG; | [18 empty] | SWAGELOK T/A FLUID SYSTEM TECH | SS-5PDGM12-F8 | [16 empty] | https://products.swagelok.com.cn/en/c/mto-base-product/p/SS-5PDGM12-F8 | [9 empty] | Enriched | 40141602 Needle valves | 5P SERIES RISING PLUG | BONNET:SCREWED | VALVE | NEEDLE | TYPE | FLOW CONTROL | NOMINAL SIZE | 3/4X1/2 IN | END CONNECTION | MNPT X FNPT | PORT TYPE | GAUGE | END TO END DISTANCE |  | CONFIGURATION |  | PRESSURE CLASS/RATING |  | BODY MATERIAL | STAINLESS STEEL | DESIGN PRESSURE |  | TEMPERATURE RATING |  | OPERATED |  | TRIM | ACETAL SEAT | SOFTGOODS |  | HAZARD CLASS |  | CERTIFICATION/STANDARD | [43 empty] | Production Completed
STP_009 - Lot7 | Data Enrichment | SYC | OK | 2023-10-16 | 2023-10-19 |  | 1068379 | 1068379 | 1441438 | AU_QM_000987196 |  | ERSA | M | 2200 | 1441438GZPCLNT100 | EA |  | 200MM(8")STEAM PRESSURE RELIEF VALVE; | 200MM(8")STEAM PRESSURE RELIEF VALVE; | VALVE,RELIEF,PRESS-TEMP: 200MM(8")STEAM PRESSURE RELIEF VALVE; CAST IRON;FLANGED AS2129 TABLE F; 12-HOLES;JOHNS; |  | VALVE,RELIEF,PRESS-TEMP:200MM(8")STEAM PRESSURE RELIEF VALVE; | [16 empty] | ZETCO | 2803010 | [16 empty] | https://www.blackwoods.com.au/valves-flow-control/valves-needle/needle-valves-stainless-steel-screw/valve-needle-ss-zetco-scr-10mm/p/09208201 | https://www.zetco.com.au/pdfs/ZetcoProducts_July2020.pdf | [8 empty] | Enriched | 40141602 Needle valves | INTEGRAL SEATS,1-PIECE STEM AND CONTROL |  | VALVE | NEEDLE | TYPE | BARSTOCK | NOMINAL SIZE | 10 MM | END CONNECTION | FBSP | PORT TYPE |  | END TO END DISTANCE |  | CONFIGURATION |  | PRESSURE CLASS/RATING |  | BODY MATERIAL | STAINLESS STEEL 316 | DESIGN PRESSURE |  | TEMPERATURE RATING | 0 TO 200 DEG C | OPERATED | T-HANDLE | TRIM |  | SOFTGOODS |  | HAZARD CLASS |  | CERTIFICATION/STANDARD | [43 empty] | Production Completed
STP_009 - Lot7 | Data Enrichment | SYC | OK | 2023-10-16 | 2023-10-19 |  | 1140526 | 1140526 | 1430921 | AU_QM_000680876 |  | ERSA | M | 2200 | 1430921GZPCLNT100 | EA |  | AUTO GREASER RELIEF VALVE; | AUTO GREASER RELIEF VALVE; | VALVE,RELIEF,PRESS-TEMP: AUTO GREASER RELIEF VALVE; LINCOLN QUICKLUBE 203 |  | VALVE,RELIEF,PRESS-TEMP:AUTO GREASER RELIEF VALVE; |  |  | 1068100 @@ BERENDSEN FLUID POWER | 624271581 | [12 empty] | HYSTER | 4001151 | BERENDSEN FLUID POWER | 624271581 | [14 empty] | https://shop.moderngroup.com/4001151-hyster-aftermarket-selector-valve/ | https://www.orangeparts.com/hyster-4001151-selector-valve/ | [8 empty] | Cleansed | 40141600 Valves |  |  | VALVE | NO MODIFIER | TYPE | SELECTOR | NOMINAL SIZE |  | END CONNECTION |  | CONFIGURATION |  | PRESSURE CLASS/RATING |  | BODY MATERIAL |  | DESIGN PRESSURE |  | TEMPERATURE RATING |  | OPERATED |  | TRIM |  | SOFTGOODS |  | HAZARD CLASS |  | CERTIFICATION/STANDARD | [47 empty] | Production Completed
STP_009 - Lot7 | Data Enrichment | SYC | OK | 2023-10-16 | 2023-10-19 |  | 1140273 | 1140273 | 1446857 | AU_QM_001047687 |  | ERSA | M | 2200 | 1446857GZPCLNT100 | EA |  | BROKK PRESSURE RELIEF VALVE; | BROKK PRESSURE RELIEF VALVE; | VALVE,RELIEF,PRESS-TEMP: BROKK PRESSURE RELIEF VALVE; BROKK 90 |  | VALVE,RELIEF,PRESS-TEMP:BROKK PRESSURE RELIEF VALVE; |  |  | 1068834 @@ BROKK AUSTRALIA PTY LTD | 1446857 | [12 empty] | KOMATSU MINING SYSTEMS INC. | 600-184-1350 | BROKK AUSTRALIA PTY LTD | 1446857 | [14 empty] | https://my.komatsu.com.au/shop/airintakeandexhaustsystem_5637144961/5637435768_valve_600-184-1350 | https://k-part.777parts.org/spare/komatsu/600-184-1350/ ¦ https://www.bukalapak.com/p/industrial/industrial-lainnya/38n6ssq-jual-valve-air-cleaner-komatsu-600-184-1350-6001841350 | [8 empty] | Enriched | 40141600 Valves |  |  | VALVE | NO MODIFIER | TYPE | VACUATOR,AIR CLEANER | NOMINAL SIZE |  | END CONNECTION |  | CONFIGURATION |  | PRESSURE CLASS/RATING |  | BODY MATERIAL |  | DESIGN PRESSURE |  | TEMPERATURE RATING |  | OPERATED |  | TRIM |  | SOFTGOODS |  | HAZARD CLASS |  | CERTIFICATION/STANDARD | [47 empty] | Production Completed
STP_009 - Lot7 | Data Enrichment | SYC | OK | 2023-10-16 | 2023-10-19 |  | 1109596 | 1109596 | 1429045 | AU_QM_000560284 |  | ERSA | M | 2200 | 1429045GZPCLNT100 | EA |  | CAT DIFF HOUSING RELIEF; | CAT DIFF HOUSING RELIEF; | VALVE,RELIEF,PRESS-TEMP: CAT DIFF HOUSING RELIEF; POWERTRAIN GROUP SUBASSY; ELPHINSTONE R1300/R1700 II LHD; CATERPILLAR IT28F/IT38F TOOL CARRIER |  | VALVE,RELIEF,PRESS-TEMP:CAT DIFF HOUSING RELIEF; |  |  | 1068181 @@ CNW (MOUNT ISA) ELECT WHOLESALER | 1429045 | 1068196 @@ HASTINGS DEERING(AUSTRALIA) LTD | 8T0336 | 1068197 @@ HASTINGS DEERING (AUSTRALIA) LTD | 8T0336 | [8 empty] | KOMATSU MINING SYSTEMS INC. | 569-43-83171 | CNW (MOUNT ISA) ELECT WHOLESALER | 1429045 | HASTINGS DEERING(AUSTRALIA) LTD | 8T0336 | HASTINGS DEERING (AUSTRALIA) LTD | 8T0336 | [10 empty] | https://my.komatsu.com.au/shop/hydraulicvalve_5637145051/5637429929_valve_569-43-83171 | https://pricing.parts/spare/komatsu/5694383171/VALVE%2CPROPORTIONAL | [8 empty] | Enriched | 40141608 Hydraulic valves |  |  | VALVE | NO MODIFIER | TYPE | HYDRAULIC,PROPORTIONAL | NOMINAL SIZE |  | END CONNECTION |  | CONFIGURATION |  | PRESSURE CLASS/RATING |  | BODY MATERIAL |  | DESIGN PRESSURE |  | TEMPERATURE RATING |  | OPERATED |  | TRIM |  | SOFTGOODS |  | HAZARD CLASS |  | CERTIFICATION/STANDARD | [47 empty] | Production Completed
STP_009 - Lot7 | Data Enrichment | SYC | OK | 2023-10-16 | 2023-10-19 |  | 1140563 | 1140563 | 1428963 | AU_QM_000554014 |  | ERSA | M | 2200 | 1428963GZPCLNT100 | EA |  | ANGLE-TYPE (1" F.BSPP) | ANGLE-TYPE (1" F.BSPP) | VALVE,SAFETY RELIEF: ANGLE-TYPE (1" F.BSPP) C/W PRESSURE SETTING SCREW |  | VALVE,SAFETY RELIEF:ANGLE-TYPE (1" F.BSPP) |  |  | 1068289 @@ INFRABUILD STEEL CENTRE | FIG.268-1" | 1068336 @@ SANDVIK MINING & CONSTRUCTION | 73770106 | [10 empty] | KOMATSU MINING SYSTEMS INC. | 09482-10000 | INFRABUILD STEEL CENTRE | FIG.268-1" | SANDVIK MINING & CONSTRUCTION | 73770106 | [12 empty] | https://my.komatsu.com.au/shop/airconditionerrelated_5637145288/5637180328_water-valve_09482-10000 | https://777parts.net/komatsu/09482-10000-VALVE%2CHOSE/p57219.html | [8 empty] | Enriched | 40141600 Valves |  |  | VALVE | NO MODIFIER | TYPE | WATER,HOSE | NOMINAL SIZE |  | END CONNECTION |  | CONFIGURATION |  | PRESSURE CLASS/RATING |  | BODY MATERIAL |  | DESIGN PRESSURE |  | TEMPERATURE RATING |  | OPERATED |  | TRIM |  | SOFTGOODS |  | HAZARD CLASS |  | CERTIFICATION/STANDARD | [47 empty] | Production Completed
STP_009 - Lot7 | Data Enrichment | SYC | OK | 2023-10-16 | 2023-10-19 |  | 1141010 | 1141010 | 1467769 | AU_QM_007129736 |  | ERSA | M | 2200 | 1467769GZPCLNT100 | EA |  | ARIEL AIR CIRCUIT SAFETY VALVE; SET 450 | ARIEL AIR CIRCUIT SAFETY VALVE; SET 450 | VALVE,SAFETY RELIEF: ARIEL AIR CIRCUIT SAFETY VALVE; SET 450 PSI; DISCHARGE RELIEF; ARIEL JGP/2 BO OSTER COMPRESSOR |  | VALVE,SAFETY RELIEF:ARIEL AIR CIRCUIT SAFETY VALVE;SET 450 |  |  | 1068336 @@ SANDVIK MINING & CONSTRUCTION | SD400289 | [12 empty] | KOMATSU MINING SYSTEMS INC. | 569-43-83140 | SANDVIK MINING & CONSTRUCTION | SD400289 | [14 empty] | https://my.komatsu.com.au/shop/hydraulicvalve_5637145051/5637429907_valve-assembly_569-43-83140 | https://k-part.777parts.org/spare/komatsu/569-43-83140/ | [8 empty] | Enriched | 40141600 Valves |  |  | VALVE | NO MODIFIER | TYPE | ACCUMULATOR CHARGE | NOMINAL SIZE |  | END CONNECTION |  | CONFIGURATION |  | PRESSURE CLASS/RATING |  | BODY MATERIAL |  | DESIGN PRESSURE |  | TEMPERATURE RATING |  | OPERATED |  | TRIM |  | SOFTGOODS |  | HAZARD CLASS |  | CERTIFICATION/STANDARD | [47 empty] | Production Completed
STP_009 - Lot7 | Data Enrichment | SYC | OK | 2023-10-16 | 2023-10-19 |  | 1141008 | 1141008 | 1467775 | AU_QM_007129743 |  | ERSA | M | 2200 | 1467775GZPCLNT100 | EA |  | ARIEL BY-PASS VALVE; | ARIEL BY-PASS VALVE; | VALVE,SAFETY RELIEF: ARIEL BY-PASS VALVE; ARIEL JGP/2 BOOSTER COMPRESSOR |  | VALVE,SAFETY RELIEF:ARIEL BY-PASS VALVE; |  |  | 1068336 @@ SANDVIK MINING & CONSTRUCTION | SD400322 | 1071904 @@ SANDVIK MINING *SERVICE ORDER* | 1467775 | [10 empty] | KOMATSU MINING SYSTEMS INC. | 3EB-04-31140 | SANDVIK MINING & CONSTRUCTION | SD400322 | SANDVIK MINING *SERVICE ORDER* | 1467775 | [12 empty] | https://totalsource.vn/product/3eb-04-31140-komatsu-valve/ | [9 empty] | Cleansed | 40141600 Valves |  |  | VALVE | NO MODIFIER | TYPE |  | NOMINAL SIZE |  | END CONNECTION |  | CONFIGURATION |  | PRESSURE CLASS/RATING |  | BODY MATERIAL |  | DESIGN PRESSURE |  | TEMPERATURE RATING |  | OPERATED |  | TRIM |  | SOFTGOODS |  | HAZARD CLASS |  | CERTIFICATION/STANDARD | [47 empty] | Production Completed
STP_009 - Lot7 | Data Enrichment | SYC | OK | 2023-10-16 | 2023-10-19 |  | 1064592 | 1064592 | 1367497 | AU_QM_000170895 |  | ERSA | M | 2200 | 1367497GZPCLNT100 | EA |  | ASME; BOOSTER COMPRESSOR; 25BAR | ASME; BOOSTER COMPRESSOR; 25BAR | VALVE,SAFETY RELIEF: ASME; BOOSTER COMPRESSOR; 25BAR |  | VALVE,SAFETY RELIEF:ASME; BOOSTER COMPRESSOR; 25BAR |  |  | 1068108 @@ EPIROC AUSTRALIA PTY LTD | 6060101229 | [12 empty] | KOMATSU MINING SYSTEMS INC. | 3FD-34-21120 | EPIROC AUSTRALIA PTY LTD | 6060101229 | [14 empty] | https://k-part.777parts.org/spare/komatsu/3fd-34-21120/ | https://www.liftpartswarehouse.com/product-p/ko3fd-34-21120.htm | [8 empty] | Cleansed | 40141600 Valves | ASSEMBLY,CX,CD |  | VALVE | NO MODIFIER | TYPE | STEERING | NOMINAL SIZE |  | END CONNECTION |  | CONFIGURATION |  | PRESSURE CLASS/RATING |  | BODY MATERIAL |  | DESIGN PRESSURE |  | TEMPERATURE RATING |  | OPERATED |  | TRIM |  | SOFTGOODS |  | HAZARD CLASS |  | CERTIFICATION/STANDARD | [47 empty] | Production Completed
STP_009 - Lot7 | Data Enrichment | SYC | OK | 2023-10-16 | 2023-10-19 |  | 1109715 | 1109715 | 1466071 | AU_QM_007124471 |  | ERSA | M | 2200 | 1466071GZPCLNT100 | EA |  | CARTRIDGE;POPPET TYPE;2 TO 1; | CARTRIDGE;POPPET TYPE;2 TO 1; | VALVE,SAFETY RELIEF: CARTRIDGE;POPPET TYPE;2 TO 1; BUNA-N SEALS;7 TO 55BAR RANGE; INT ADJ;DIRECT ACTING;7/16"UNF THD CONN; STACKER RECLAIMER HYDRAULIC PACK |  | VALVE,SAFETY RELIEF:CARTRIDGE;POPPET TYPE;2 TO 1; |  |  | 1068156 @@ BOSCH REXROTH PTY LTD | CP200-1-B-8A-A-A | [12 empty] | SANDVIK | HV2020 | BOSCH REXROTH PTY LTD | CP200-1-B-8A-A-A | [14 empty] | https://www.crusherconsumables.co.uk/qe341 | [9 empty] | Cleansed | 40141600 Valves |  |  | VALVE | NO MODIFIER | TYPE | VARIABLE PRIORITY FLOW DIVERTER | NOMINAL SIZE |  | END CONNECTION |  | CONFIGURATION |  | PRESSURE CLASS/RATING |  | BODY MATERIAL |  | DESIGN PRESSURE |  | TEMPERATURE RATING |  | OPERATED |  | TRIM |  | SOFTGOODS |  | HAZARD CLASS |  | CERTIFICATION/STANDARD | [47 empty] | Production Completed
STP_009 - Lot7 | Data Enrichment | SYC | OK | 2023-10-16 | 2023-10-19 |  | 1109614 | 1109614 | 1428818 | AU_QM_000537431 |  | ERSA | M | 2200 | 1428818GZPCLNT100 | EA |  | CARTRIDGE-TYPE | CARTRIDGE-TYPE | VALVE,SAFETY RELIEF: CARTRIDGE-TYPE |  | VALVE,SAFETY RELIEF:CARTRIDGE-TYPE |  |  | 1068100 @@ BERENDSEN FLUID POWER | 04.12.04.03.99.20 | [14 empty] | BERENDSEN FLUID POWER | 04.12.04.03.99.20 | [14 empty] | URL NOT FOUND | [9 empty] | Cleansed | 40141600 Valves | C/B DUAL 1M-4M |  | VALVE | NO MODIFIER | TYPE |  | NOMINAL SIZE |  | END CONNECTION |  | CONFIGURATION |  | PRESSURE CLASS/RATING |  | BODY MATERIAL |  | DESIGN PRESSURE |  | TEMPERATURE RATING |  | OPERATED |  | TRIM |  | SOFTGOODS |  | HAZARD CLASS |  | CERTIFICATION/STANDARD | [47 empty] | Production Completed
STP_009 - Lot7 | Data Enrichment | SYC | OK | 2023-10-16 | 2023-10-19 |  | 1066859 | 1066859 | 1368772 | AU_QM_000172911 |  | ERSA | M | 2200 | 1368772GZPCLNT100 | EA |  | CATRIDGE TYPE;315BAR MAX PRESSURE;SIZE 1 | CATRIDGE TYPE;315BAR MAX PRESSURE;SIZE 1 | VALVE,SAFETY RELIEF: CATRIDGE TYPE;315BAR MAX PRESSURE;SIZE 1 0 |  | VALVE,SAFETY RELIEF:CATRIDGE TYPE;315BAR MAX PRESSURE;SIZE 1 |  |  | 1068100 @@ BERENDSEN FLUID POWER | R930005644 | [12 empty] | KOMATSU MINING SYSTEMS INC. | 3EB-34-61110 | BERENDSEN FLUID POWER | R930005644 | [14 empty] | https://k-part.777parts.org/spare/komatsu/3eb-34-61110/ |  |  |  |  | FD25T-16 |  |  |  |  | Cleansed | 40141600 Valves |  |  | VALVE | NO MODIFIER | TYPE | POWER STEERING | NOMINAL SIZE |  | END CONNECTION |  | CONFIGURATION |  | PRESSURE CLASS/RATING |  | BODY MATERIAL |  | DESIGN PRESSURE |  | TEMPERATURE RATING |  | OPERATED |  | TRIM |  | SOFTGOODS |  | HAZARD CLASS |  | CERTIFICATION/STANDARD | [47 empty] | Production Completed
STP_009 - Lot7 | Data Enrichment | SYC | OK | 2023-10-16 | 2023-10-19 |  | 1134127 | 1134127 |  |  |  | ERSA | M | 2200 | 1369039GZPCLNT100 | EA |  | DIRECT ACTING;12GPM;5000PSI;10 DROPS/MIN | DIRECT ACTING;12GPM;5000PSI;10 DROPS/MIN | VALVE,SAFETY RELIEF: DIRECT ACTING;12GPM;5000PSI;10 DROPS/MIN ;2MS;3/4IN;0.22LB;CAVITY T-162A;HP6 HPP SURFACE CRUSH | [36 empty] | URL NOT FOUND | [9 empty] | Cleansed | 40141600 Valves | C/B DUAL 1M-4M |  | VALVE | NO MODIFIER | TYPE |  | NOMINAL SIZE |  | END CONNECTION |  | CONFIGURATION |  | PRESSURE CLASS/RATING |  | BODY MATERIAL |  | DESIGN PRESSURE |  | TEMPERATURE RATING |  | OPERATED |  | TRIM |  | SOFTGOODS |  | HAZARD CLASS |  | CERTIFICATION/STANDARD | [47 empty] | Production Completed
STP_009 - Lot7 | Data Enrichment | SYC | OK | 2023-10-16 | 2023-10-19 |  | 1140600 | 1140600 | 1426656 | AU_QM_000401729 |  | ERSA | M | 2200 | 1426656GZPCLNT100 | EA |  | DOUBLE | DOUBLE | VALVE,SAFETY RELIEF: DOUBLE |  | VALVE,SAFETY RELIEF:DOUBLE |  |  | 1068100 @@ BERENDSEN FLUID POWER | DGMC2-3-AB-CW-BA-CW-41 | [12 empty] | KOMATSU MINING SYSTEMS INC. | 569-40-84301 | BERENDSEN FLUID POWER | DGMC2-3-AB-CW-BA-CW-41 | [14 empty] | https://my.komatsu.com.au/shop/steeringcontrol_5637145322/5638441564_steering-valve_569-40-84301 | [9 empty] | Cleansed | 40141600 Valves |  |  | VALVE | NO MODIFIER | TYPE | STEERING | NOMINAL SIZE |  | END CONNECTION |  | CONFIGURATION |  | PRESSURE CLASS/RATING |  | BODY MATERIAL |  | DESIGN PRESSURE |  | TEMPERATURE RATING |  | OPERATED |  | TRIM |  | SOFTGOODS |  | HAZARD CLASS |  | CERTIFICATION/STANDARD | [47 empty] | Production Completed
STP_009 - Lot7 | Data Enrichment | SYC | OK | 2023-10-16 | 2023-10-19 |  | 1140318 | 1140318 | 1444357 | AU_QM_001004724 |  | ERSA | M | 2200 | 1444357GZPCLNT100 | EA |  | DUAL | DUAL | VALVE,SAFETY RELIEF: DUAL |  | VALVE,SAFETY RELIEF:DUAL | [16 empty] | KOMATSU MINING SYSTEMS INC. | 569-43-8M130 | [16 empty] | https://777parts.org/part-komatsu/valve/569438m130/ | https://www.usrparts.com/en/komatsu?page=4406 | [8 empty] | Cleansed | 40141600 Valves |  |  | VALVE | NO MODIFIER | TYPE |  | NOMINAL SIZE |  | END CONNECTION |  | CONFIGURATION |  | PRESSURE CLASS/RATING |  | BODY MATERIAL |  | DESIGN PRESSURE |  | TEMPERATURE RATING |  | OPERATED |  | TRIM |  | SOFTGOODS |  | HAZARD CLASS |  | CERTIFICATION/STANDARD | [47 empty] | Production Completed
STP_009 - Lot7 | Data Enrichment | SYC | OK | 2023-10-16 | 2023-10-19 |  | 1067666 | 1067666 | 1461768 | AU_QM_002717330 |  | ERSA | M | 2200 | 1461768GZPCLNT100 | EA |  | DUAL TYPE,3/8"NPFT,200 - 1500PSI, | DUAL TYPE,3/8"NPFT,200 - 1500PSI, | VALVE,SAFETY RELIEF: DUAL TYPE,3/8"NPFT,200 - 1500PSI, BUNA-N SEAL,SUIT HYDRAULIC REXROTH |  | VALVE,SAFETY RELIEF:DUAL TYPE,3/8"NPFT,200 - 1500PSI, |  |  | 1068100 @@ BERENDSEN FLUID POWER | 1LL22-F3-15S | [12 empty] | KOMATSU MINING SYSTEMS INC. | 712-93-45202 | BERENDSEN FLUID POWER | 1LL22-F3-15S | [14 empty] | https://my.komatsu.com.au/shop/transmission_5637145186/5637501623_valve-assembly_712-93-45202 | [9 empty] | Cleansed | 40141600 Valves | ASSEMBLY |  | VALVE | NO MODIFIER | TYPE |  | NOMINAL SIZE |  | END CONNECTION |  | CONFIGURATION |  | PRESSURE CLASS/RATING |  | BODY MATERIAL |  | DESIGN PRESSURE |  | TEMPERATURE RATING |  | OPERATED |  | TRIM |  | SOFTGOODS |  | HAZARD CLASS |  | CERTIFICATION/STANDARD | [47 empty] | Production Completed
STP_009 - Lot7 | Data Enrichment | SYC | OK | 2023-10-16 | 2023-10-19 |  | 1067349 | 1067349 | 1350952 | AU_QM_000135083 |  | ERSA | M | 2200 | 1350952GZPCLNT100 | EA |  | APNSIX40C SLURRY PUMP DISTRIBUTOR;INVERT | APNSIX40C SLURRY PUMP DISTRIBUTOR;INVERT | VALVE: APNSIX40C SLURRY PUMP DISTRIBUTOR;INVERT ER VALVE;ATOS DCV;DPHU-3701/D-56;CHOCK B LOCK;LC L615101AB2K000 310BAR;24VDC;MANI FOLD BLOCK WITH RELIEF VALVE;CP000046 10 |  | VALVE: APNSIX40C SLURRY PUMP DISTRIBUTOR;INVERT |  |  | 1070715 @@ TECNICAS HIDRAULICAS S.A. | 1350952 | [12 empty] | KOMATSU MINING SYSTEMS INC. | 712-93-45300 | TECNICAS HIDRAULICAS S.A. | 1350952 | [14 empty] | https://my.komatsu.com.au/shop/transmission_5637145186/5637501632_valve-assembly_712-93-45300 | [9 empty] | Cleansed | 40141600 Valves | MAIN |  | VALVE | NO MODIFIER | TYPE |  | NOMINAL SIZE |  | END CONNECTION |  | CONFIGURATION |  | PRESSURE CLASS/RATING |  | BODY MATERIAL |  | DESIGN PRESSURE |  | TEMPERATURE RATING |  | OPERATED |  | TRIM |  | SOFTGOODS |  | HAZARD CLASS |  | CERTIFICATION/STANDARD | [47 empty] | Production Completed
STP_009 - Lot7 | Data Enrichment | SYC | OK | 2023-10-16 | 2023-10-19 |  | 1062556 | 1062556 | 1430468 | AU_QM_000655076 |  | ERSA | M | 2200 | 1430468GZPCLNT100 | EA |  | 110VAC;1"N/C;2 WAY; | 110VAC;1"N/C;2 WAY; | VALVE,SOLENOID: 110VAC;1"N/C;2 WAY; |  | VALVE,SOLENOID: 110VAC;1"N/C;2 WAY; |  |  | 1068652 @@ J BLACKWOOD & SONS | 1430468 | 1068093 @@ BLACKWOODS & SONS | 1430468 | [10 empty] | KOMATSU MINING SYSTEMS INC. | 566-15-85302 | J BLACKWOOD & SONS | 1430468 | BLACKWOODS & SONS | 1430468 | [12 empty] | https://my.komatsu.com.au/shop/transmission_5637145186/5637781334_valve-assembly_566-15-85302 | https://aftermarket.express/komatsu/5661585302 | [8 empty] | Cleansed | 40141600 Valves | ASSEMBLY |  | VALVE | NO MODIFIER | TYPE |  | NOMINAL SIZE |  | END CONNECTION |  | CONFIGURATION |  | PRESSURE CLASS/RATING |  | BODY MATERIAL |  | DESIGN PRESSURE |  | TEMPERATURE RATING |  | OPERATED |  | TRIM |  | SOFTGOODS |  | HAZARD CLASS |  | CERTIFICATION/STANDARD | [47 empty] | Production Completed
STP_009 - Lot7 | Data Enrichment | SYC | OK | 2023-10-16 | 2023-10-19 |  | 1062557 | 1062557 | 1430467 | AU_QM_000655068 |  | ERSA | M | 2200 | 1430467GZPCLNT100 | EA |  | 110VAC;25MM;2 WAY; | 110VAC;25MM;2 WAY; | VALVE,SOLENOID: 110VAC;25MM;2 WAY; |  | VALVE,SOLENOID: 110VAC;25MM;2 WAY; | [34 empty] | URL NOT FOUND | [9 empty] | Cleansed | 40141600 Valves |  |  | VALVE | NO MODIFIER | TYPE |  | NOMINAL SIZE |  | END CONNECTION |  | CONFIGURATION |  | PRESSURE CLASS/RATING |  | BODY MATERIAL |  | DESIGN PRESSURE |  | TEMPERATURE RATING |  | OPERATED |  | TRIM |  | SOFTGOODS |  | HAZARD CLASS |  | CERTIFICATION/STANDARD | [47 empty] | Production Completed
STP_009 - Lot7 | Data Enrichment | SYC | OK | 2023-10-16 | 2023-10-19 |  | 1062555 | 1062555 | 1430469 | AU_QM_000655084 |  | ERSA | M | 2200 | 1430469GZPCLNT100 | EA |  | 110VAC;3/8"PORT;N/O;2 WAY; | 110VAC;3/8"PORT;N/O;2 WAY; | VALVE,SOLENOID: 110VAC;3/8"PORT;N/O;2 WAY; |  | VALVE,SOLENOID: 110VAC;3/8"PORT;N/O;2 WAY; |  |  | 1068652 @@ J BLACKWOOD & SONS | 1430469 | 1068093 @@ BLACKWOODS & SONS | 1430469 | [10 empty] | BOSCH REXROTH AG | ZDR6DA2-3*/150Y | J BLACKWOOD & SONS | 1430469 | BLACKWOODS & SONS | 1430469 | [12 empty] | https://www.techspan.co.nz/wp-content/uploads/press-red-Rexroth-NG6.pdf | [9 empty] | Enriched | 40141600 Valves | DIRECT OPERATED,ADJUST SCREW,C/W CHECK VALVE,MINERAL OIL SERVICE |  | VALVE | NO MODIFIER | TYPE | PRESSURE REGULATING | NOMINAL SIZE | #6 | END CONNECTION | SANDWICH PLATE | CONFIGURATION | 3-WAY | PRESSURE CLASS/RATING | 150 BAR | BODY MATERIAL |  | DESIGN PRESSURE | 315 BAR | TEMPERATURE RATING | -20 TO 80 DEG C | OPERATED | ROTARY KNOB | TRIM |  | SOFTGOODS | NBR SEAL | HAZARD CLASS |  | CERTIFICATION/STANDARD | [47 empty] | Production Completed
STP_009 - Lot7 | Data Enrichment | SYC | OK | 2023-10-16 | 2023-10-19 |  | 1062427 | 1062427 | 1430543 | AU_QM_000656355 |  | ERSA | M | 2200 | 1430543GZPCLNT100 | EA |  | 110VAC;50HZ;COOLING WATER; | 110VAC;50HZ;COOLING WATER; | VALVE,SOLENOID: 110VAC;50HZ;COOLING WATER; |  | VALVE,SOLENOID: 110VAC;50HZ;COOLING WATER; | [16 empty] | BOSCH REXROTH AG | ZDR10DP2-4*/150YM | [16 empty] | https://boschrexroth.africa/public/front_end/pdfs/products/175f508cc9dbc7589193f962da28b055.pdf | [9 empty] | Enriched | 40141600 Valves | DIRECT OPERATED,ADJUST SCREW,WITHOUT CHECK VALVE,MINERAL OIL SERVICE |  | VALVE | NO MODIFIER | TYPE | PRESSURE REGULATING | NOMINAL SIZE | #10 | END CONNECTION | SANDWICH PLATE | CONFIGURATION | 3-WAY | PRESSURE CLASS/RATING | 150 BAR | BODY MATERIAL |  | DESIGN PRESSURE | 315 BAR | TEMPERATURE RATING | -30 TO 50 DEG C | OPERATED | SET SCREW | TRIM |  | SOFTGOODS | NBR SEAL | HAZARD CLASS |  | CERTIFICATION/STANDARD | [47 empty] | Production Completed
STP_009 - Lot7 | Data Enrichment | SYC | OK | 2023-10-16 | 2023-10-19 |  | 1062439 | 1062439 | 1430472 | AU_QM_000655217 |  | ERSA | M | 2200 | 1430472GZPCLNT100 | EA |  | 240VAC;1/2"BSP;4 WAY;PNEUMATIC; | 240VAC;1/2"BSP;4 WAY;PNEUMATIC; | VALVE,SOLENOID: 240VAC;1/2"BSP;4 WAY;PNEUMATIC; SPRING RETURN;SERIES 2: |  | VALVE,SOLENOID: 240VAC;1/2"BSP;4 WAY;PNEUMATIC; |  |  | 1068100 @@ BERENDSEN FLUID POWER | 1430472 | [14 empty] | BERENDSEN FLUID POWER | 1430472 | [14 empty] | URL NOT FOUND | [9 empty] | Cleansed | 40141616 Valve parts or accessories | REV MOD,FLOOR |  | VALVE | NO MODIFIER | TYPE | BRAKE PEDAL | NOMINAL SIZE |  | END CONNECTION |  | CONFIGURATION |  | PRESSURE CLASS/RATING |  | BODY MATERIAL |  | DESIGN PRESSURE |  | TEMPERATURE RATING |  | OPERATED |  | TRIM |  | SOFTGOODS |  | HAZARD CLASS |  | CERTIFICATION/STANDARD | [47 empty] | Production Completed
STP_009 - Lot7 | Data Enrichment | SYC | OK | 2023-10-16 | 2023-10-19 |  | 1067483 | 1067483 | 1427608 | AU_QM_000472134 |  | ERSA | M | 2200 | 1427608GZPCLNT100 | EA |  | 240VAC;1/4"F.BSP;6.5 ORIFICE; | 240VAC;1/4"F.BSP;6.5 ORIFICE; | VALVE,SOLENOID: 240VAC;1/4"F.BSP;6.5 ORIFICE; BRASS BODY;FUEL/GAS 315; |  | VALVE,SOLENOID: 240VAC;1/4"F.BSP;6.5 ORIFICE; |  |  | 1072005 @@ HUNT BOILERS | 1427608 | 1071999 @@ RCR ENERGY SERVICE PTY LTD | 1427608 | [10 empty] | HYSTER | 4084608 | HUNT BOILERS | 1427608 | RCR ENERGY SERVICE PTY LTD | 1427608 | [12 empty] | https://hyster.store/product/4084608/ | [9 empty] | Enriched | 40141600 Valves |  |  | VALVE | NO MODIFIER | TYPE | UNLOADER | NOMINAL SIZE |  | END CONNECTION |  | CONFIGURATION |  | PRESSURE CLASS/RATING |  | BODY MATERIAL |  | DESIGN PRESSURE |  | TEMPERATURE RATING |  | OPERATED |  | TRIM |  | SOFTGOODS |  | HAZARD CLASS |  | CERTIFICATION/STANDARD | [47 empty] | Production Completed
STP_009 - Lot7 | Data Enrichment | SYC | OK | 2023-10-16 | 2023-10-19 |  | 1062560 | 1062560 | 1430464 | AU_QM_000655027 |  | ERSA | M | 2200 | 1430464GZPCLNT100 | EA |  | 240VAC;3/8"PORT;3 WAY;35 PSI; | 240VAC;3/8"PORT;3 WAY;35 PSI; | VALVE,SOLENOID: 240VAC;3/8"PORT;3 WAY;35 PSI; |  | VALVE,SOLENOID: 240VAC;3/8"PORT;3 WAY;35 PSI; |  |  | 1068652 @@ J BLACKWOOD & SONS | 1430464 | 1068093 @@ BLACKWOODS & SONS | 1430464 | [10 empty] | HYSTER | 4010456 | J BLACKWOOD & SONS | 1430464 | BLACKWOODS & SONS | 1430464 | [12 empty] | https://www.orangeparts.com/hyster-4010456-valve/ | [9 empty] | Cleansed | 40141600 Valves |  |  | VALVE | NO MODIFIER | TYPE |  | NOMINAL SIZE |  | END CONNECTION |  | CONFIGURATION |  | PRESSURE CLASS/RATING |  | BODY MATERIAL |  | DESIGN PRESSURE |  | TEMPERATURE RATING |  | OPERATED |  | TRIM |  | SOFTGOODS |  | HAZARD CLASS |  | CERTIFICATION/STANDARD | [47 empty] | Production Completed
STP_009 - Lot7 | Data Enrichment | SYC | OK | 2023-10-16 | 2023-10-19 |  | 1062456 | 1062456 | 1447440 | AU_QM_001064765 |  | ERSA | M | 2200 | 1447440GZPCLNT100 | EA |  | 24V, 3 WAY ASCOMATION VALVE. | 24V, 3 WAY ASCOMATION VALVE. | VALVE,SOLENOID: 24V, 3 WAY ASCOMATION VALVE. TOC360FU |  | VALVE,SOLENOID: 24V, 3 WAY ASCOMATION VALVE. | [16 empty] | HYSTER | 4001143 | [16 empty] | https://www.orangeparts.com/hyster-4001143-selector-valve/ | [9 empty] | Enriched | 40141600 Valves |  |  | VALVE | NO MODIFIER | TYPE | SELECTOR | NOMINAL SIZE |  | END CONNECTION |  | CONFIGURATION |  | PRESSURE CLASS/RATING |  | BODY MATERIAL |  | DESIGN PRESSURE |  | TEMPERATURE RATING |  | OPERATED |  | TRIM |  | SOFTGOODS |  | HAZARD CLASS |  | CERTIFICATION/STANDARD | [47 empty] | Production Completed
STP_009 - Lot7 | Data Enrichment | SYC | OK | 2023-10-16 | 2023-10-19 |  | 1062457 | 1062457 | 1447439 | AU_QM_001064757 |  | ERSA | M | 2200 | 1447439GZPCLNT100 | EA |  | 24V, ASCOMATION VENT CONTROL VALVE. | 24V, ASCOMATION VENT CONTROL VALVE. | VALVE,SOLENOID: 24V, ASCOMATION VENT CONTROL VALVE. TOC332FU |  | VALVE,SOLENOID: 24V, ASCOMATION VENT CONTROL VALVE. | [16 empty] | HYSTER | 4001148 | [16 empty] | https://www.orangeparts.com/hyster-4001148-valve/ | [9 empty] | Cleansed | 40141600 Valves |  |  | VALVE | NO MODIFIER | TYPE |  | NOMINAL SIZE |  | END CONNECTION |  | CONFIGURATION |  | PRESSURE CLASS/RATING |  | BODY MATERIAL |  | DESIGN PRESSURE |  | TEMPERATURE RATING |  | OPERATED |  | TRIM |  | SOFTGOODS |  | HAZARD CLASS |  | CERTIFICATION/STANDARD | [47 empty] | Production Completed
STP_009 - Lot7 | Data Enrichment | SYC | OK | 2023-10-16 | 2023-10-19 |  | 1068054 | 1068054 | 1433877 | AU_QM_000767780 |  | ERSA | M | 2200 | 1433877GZPCLNT100 | EA |  | 24VDC COIL;5 WAY;SPRING RETURN;IP65; C/ | 24VDC COIL;5 WAY;SPRING RETURN;IP65; C/ | VALVE,SOLENOID: 24VDC COIL;5 WAY;SPRING RETURN;IP65; C/ W SILENCER AND BUG VENTS; DIN PLUG CONNEC TION; |  | VALVE,SOLENOID: 24VDC COIL;5 WAY;SPRING RETURN;IP65;C/ | [16 empty] | HYSTER | 4001155 | [16 empty] | https://www.orangeparts.com/hyster-4001155-selector-valve/ | [9 empty] | Cleansed | 40141600 Valves |  |  | VALVE | NO MODIFIER | TYPE | SELECTOR,HYDRAULIC CONTROL | NOMINAL SIZE |  | END CONNECTION |  | CONFIGURATION |  | PRESSURE CLASS/RATING |  | BODY MATERIAL |  | DESIGN PRESSURE |  | TEMPERATURE RATING |  | OPERATED |  | TRIM |  | SOFTGOODS |  | HAZARD CLASS |  | CERTIFICATION/STANDARD | [47 empty] | Production Completed
STP_009 - Lot7 | Data Enrichment | SYC | OK | 2023-10-16 | 2023-10-19 |  | 1138745 | 1138745 |  |  |  | ERSA | M | 2200 | 1427790GZPCLNT100 | EA |  | 24VDC;SIZE 10;DIRECTIONAL;4 PORT; | 24VDC;SIZE 10;DIRECTIONAL;4 PORT; | VALVE,SOLENOID: 24VDC;SIZE 10;DIRECTIONAL;4 PORT; WET TYPE MAGNET;SPRING RETURN; CENTRE LARGE DIN CONNECTOR; |  |  |  |  | 1068658 @@ AUSDRAULICS | 4WE10J-A0/AG24NPLZ4 | [12 empty] | HYSTER | 1475075 | AUSDRAULICS | 4WE10J-A0/AG24NPLZ4 | [14 empty] | https://hyster.store/product/1475075-brake-valve/ | [9 empty] | Cleansed | 40141600 Valves |  |  | VALVE | NO MODIFIER | TYPE | PARK BRAKE | NOMINAL SIZE |  | END CONNECTION |  | CONFIGURATION |  | PRESSURE CLASS/RATING |  | BODY MATERIAL |  | DESIGN PRESSURE |  | TEMPERATURE RATING |  | OPERATED |  | TRIM |  | SOFTGOODS |  | HAZARD CLASS |  | CERTIFICATION/STANDARD | [47 empty] | Production Completed
STP_009 - Lot7 | Data Enrichment | SYC | OK | 2023-10-16 | 2023-10-19 |  | 1062489 | 1062489 |  |  |  | ERSA | M | 2200 | 1439757GZPCLNT100 | EA |  | 24VDC;SIZE 10;DIRECTIONAL;4 WAY; | 24VDC;SIZE 10;DIRECTIONAL;4 WAY; | VALVE,SOLENOID: 24VDC;SIZE 10;DIRECTIONAL;4 WAY; WET MAGNET TYPE; |  |  |  |  | 1068658 @@ AUSDRAULICS | 4WRA10E602XG24N9KA/VR | [12 empty] | HYSTER | 4001141 | AUSDRAULICS | 4WRA10E602XG24N9KA/VR | [14 empty] | https://www.orangeparts.com/hyster-4001141-pressure-valve/ | [9 empty] | Cleansed | 40141600 Valves | NO 4 |  | VALVE | NO MODIFIER | TYPE | PRESSURE | NOMINAL SIZE |  | END CONNECTION |  | CONFIGURATION |  | PRESSURE CLASS/RATING |  | BODY MATERIAL |  | DESIGN PRESSURE |  | TEMPERATURE RATING |  | OPERATED |  | TRIM |  | SOFTGOODS |  | HAZARD CLASS |  | CERTIFICATION/STANDARD | [47 empty] | Production Completed
STP_009 - Lot7 | Data Enrichment | SYC | OK | 2023-10-16 | 2023-10-19 |  | 1062732 | 1062732 |  |  |  | ERSA | M | 2200 | 1440945GZPCLNT100 | EA |  | 24VDC;SIZE 10;PROPORTIONAL; | 24VDC;SIZE 10;PROPORTIONAL; | VALVE,SOLENOID: 24VDC;SIZE 10;PROPORTIONAL; |  |  |  |  | 1068658 @@ AUSDRAULICS | 1440945 | [12 empty] | KOMATSU MINING SYSTEMS INC. | 702-16-05091 | AUSDRAULICS | 1440945 | [14 empty] | https://www.soonparts.com/pilot-valve-702-16-05090-702-16-05091-7021605090-7021605091-for-komatsu-excavator-pc750-7-pc1250-7-bulldozers-d31-18.html | [9 empty] | Cleansed | 40141628 Pilot valves |  |  | VALVE | PILOT | TYPE |  | NOMINAL SIZE |  | END CONNECTION |  | CONFIGURATION |  | FLOW RATING |  | PRESSURE CLASS/RATING |  | BODY MATERIAL |  | DESIGN PRESSURE |  | TEMPERATURE RATING |  | OPERATED |  | TRIM |  | SOFTGOODS |  | HAZARD CLASS |  | CERTIFICATION/STANDARD | [45 empty] | Production Completed
STP_009 - Lot7 | Data Enrichment | SYC | OK | 2023-10-16 | 2023-10-19 |  | 1062760 | 1062760 |  |  |  | ERSA | M | 2200 | 1439567GZPCLNT100 | EA |  | 24VDC;SIZE 10;PROPORTIONAL; | 24VDC;SIZE 10;PROPORTIONAL; | VALVE,SOLENOID: 24VDC;SIZE 10;PROPORTIONAL; |  |  |  |  | 1068658 @@ AUSDRAULICS | 1439567 | [12 empty] | KOMATSU MINING SYSTEMS INC. | 566-50-11262 | AUSDRAULICS | 1439567 | [14 empty] | https://777parts.org/part-komatsu/valve/5665011262/ | [9 empty] | Cleansed | 40141606 Relief valves |  |  | VALVE | RELIEF | TYPE | SAFETY | NOMINAL SIZE |  | END CONNECTION |  | CONFIGURATION |  | SET PRESSURE |  | PRESSURE CLASS/RATING |  | BODY MATERIAL |  | DESIGN PRESSURE |  | TEMPERATURE RATING |  | OPERATED |  | TRIM |  | SOFTGOODS |  | HAZARD CLASS |  | CERTIFICATION/STANDARD | [45 empty] | Production Completed
STP_009 - Lot7 | Data Enrichment | SYC | OK | 2023-10-16 | 2023-10-19 |  | 1138743 | 1138743 |  |  |  | ERSA | M | 2200 | 1427795GZPCLNT100 | EA |  | 24VDC;SIZE 6;DIRECTIONAL;4 PORT; | 24VDC;SIZE 6;DIRECTIONAL;4 PORT; | VALVE,SOLENOID: 24VDC;SIZE 6;DIRECTIONAL;4 PORT; WET TYPE MAGNET;SPRING RETURN; SINGLE LARGE DIN CONNECTOR WITH LAMP; |  |  |  |  | 1068351 @@ PRO-DRAULICS | 1427795 | 1068658 @@ AUSDRAULICS | 4WE6J-6*M0/AG24NZ5L | 1070425 @@ AUSHOSE NQ PTY LTD | 4WE6J 6*/EG24N9K4L | [8 empty] | SMC CORPORATION (AUST) PTY LTD | IP8100-031-D | PRO-DRAULICS | 1427795 | AUSDRAULICS | 4WE6J-6*M0/AG24NZ5L | AUSHOSE NQ PTY LTD | 4WE6J 6*/EG24N9K4L | [10 empty] | https://www.smcpneumatics.com/IP8100-031-D.html | [9 empty] | Cleansed | 40141644 Rotary airlock valve | INPUT RATING:4 TO 20 MA DC,ROTARY CAM FEEDBACK,FLAMEPROOF TO D2G4,C/W GAUGES |  | VALVE | ROTARY | TYPE | ELECTRO PNEUMATIC POSITIONER | INLET SIZE | 1/4 IN | OUTLET SIZE | 1/2 IN | CONNECTION TYPE | FBSP | FLOW RATING |  | ROTOR TYPE |  | MATERIAL | CAST ALUMINUM | SIZE |  | PRESSURE RATING | 140 TO 700 KPA | TEMPERATURE RATING |  | CERTIFICATION/STANDARD | [51 empty] | Production Completed
STP_009 - Lot7 | Data Enrichment | SYC | OK | 2023-10-16 | 2023-10-19 |  | 1138744 | 1138744 |  |  |  | ERSA | M | 2200 | 1427794GZPCLNT100 | EA |  | 24VDC;SIZE 6;DIRECTIONAL;4 PORT; | 24VDC;SIZE 6;DIRECTIONAL;4 PORT; | VALVE,SOLENOID: 24VDC;SIZE 6;DIRECTIONAL;4 PORT; WET TYPE MAGNET;SPRING RETURN; SINGLE LARGE DIN CONNECTOR WITH LAMP; |  |  |  |  | 1068658 @@ AUSDRAULICS | 4WE6D 6*/EG24N9K4L | 1070425 @@ AUSHOSE NQ PTY LTD | 4WE6D 6*/EG24N9K4L | [10 empty] | KOMATSU MINING SYSTEMS INC. | 3ED-66-54150 | AUSDRAULICS | 4WE6D 6*/EG24N9K4L | AUSHOSE NQ PTY LTD | 4WE6D 6*/EG24N9K4L | [12 empty] | https://sxkomatsu.com/part-forklift/valve/3ed6654150/ | https://load.k-part.com/?Book=78233&Page=320 | [8 empty] | Cleansed | 40141604 Safety valves |  |  | VALVE | SAFETY | TYPE | LIFT CYLINDER | NOMINAL SIZE |  | END CONNECTION |  | END TO END DISTANCE |  | CONFIGURATION |  | SET PRESSURE |  | PRESSURE CLASS/RATING |  | DESIGN PRESSURE RANGE |  | ACTUATION TYPE |  | BODY MATERIAL |  | TRIM MATERIAL |  | SOFTGOODS |  | TEMPERATURE RATING |  | CERTIFICATION/STANDARD | [45 empty] | Production Completed
STP_009 - Lot7 | Data Enrichment | SYC | OK | 2023-10-16 | 2023-10-19 |  | 1062491 | 1062491 |  |  |  | ERSA | M | 2200 | 1439755GZPCLNT100 | EA |  | 24VDC;SIZE 6;DIRECTIONAL;4 WAY; | 24VDC;SIZE 6;DIRECTIONAL;4 WAY; | VALVE,SOLENOID: 24VDC;SIZE 6;DIRECTIONAL;4 WAY; WET MAGNET TYPE; |  |  |  |  | 1068658 @@ AUSDRAULICS | 4WE6D6X/EG24N9K4 | [12 empty] | HYSTER | 4001132 | AUSDRAULICS | 4WE6D6X/EG24N9K4 | [14 empty] | https://www.orangeparts.com/hyster-4001132-shuttle-valve/ | [9 empty] | Cleansed | 40141600 Valves |  |  | VALVE | SHUTTLE | TYPE |  | NOMINAL SIZE |  | END CONNECTION |  | CONFIGURATION |  | PRESSURE CLASS/RATING |  | BODY MATERIAL |  | DESIGN PRESSURE |  | TEMPERATURE RATING |  | SOFTGOODS |  | HAZARD CLASS |  | CERTIFICATION/STANDARD | [51 empty] | Production Completed
STP_009 - Lot7 | Data Enrichment | SYC | OK | 2023-10-16 | 2023-10-19 |  | 1062492 | 1062492 |  |  |  | ERSA | M | 2200 | 1439754GZPCLNT100 | EA |  | 24VDC;SIZE 6;DIRECTIONAL;4 WAY; | 24VDC;SIZE 6;DIRECTIONAL;4 WAY; | VALVE,SOLENOID: 24VDC;SIZE 6;DIRECTIONAL;4 WAY; WET MAGNET TYPE; |  |  |  |  | 1068658 @@ AUSDRAULICS | 4WE6E6X/EG24N9K4 | 1070425 @@ AUSHOSE NQ PTY LTD | 4WE6E6X/EG24N9K4 | [10 empty] | KUBOTA | 15471-60010 | AUSDRAULICS | 4WE6E6X/EG24N9K4 | AUSHOSE NQ PTY LTD | 4WE6E6X/EG24N9K4 | [12 empty] | https://pjpowerinc.com/p/pj-15471-60010-1 |  |  |  | KUBOTA | OE95 |  |  |  |  | Cleansed | 40141605 Solenoid valves |  |  | VALVE | SOLENOID | TYPE | STOP | NOMINAL SIZE |  | END CONNECTION |  | CONFIGURATION |  | ORIFICE SIZE |  | ELECTRICAL RATING |  | FLOW RATING |  | PRESSURE CLASS/RATING |  | BODY MATERIAL |  | DESIGN PRESSURE |  | TEMPERATURE RATING |  | ENCLOSURE |  | HAZARD CLASS |  | CERTIFICATION/STANDARD | [45 empty] | Production Completed
STP_009 - Lot7 | Data Enrichment | SYC | OK | 2023-10-16 | 2023-10-19 |  | 1062493 | 1062493 |  |  |  | ERSA | M | 2200 | 1439753GZPCLNT100 | EA |  | 24VDC;SIZE 6;DIRECTIONAL;4 WAY; | 24VDC;SIZE 6;DIRECTIONAL;4 WAY; | VALVE,SOLENOID: 24VDC;SIZE 6;DIRECTIONAL;4 WAY; WET MAGNET TYPE; |  |  |  |  | 1068658 @@ AUSDRAULICS | 4WE6JB6X/EG24N9K4 | [14 empty] | AUSDRAULICS | 4WE6JB6X/EG24N9K4 | [14 empty] | URL NOT FOUND | [9 empty] | Cleansed | 40141605 Solenoid valves | ASSEMBLY |  | VALVE | SOLENOID | TYPE |  | NOMINAL SIZE |  | END CONNECTION |  | CONFIGURATION |  | ORIFICE SIZE |  | ELECTRICAL RATING | 24 V,3 P,2 W | FLOW RATING |  | PRESSURE CLASS/RATING |  | BODY MATERIAL |  | DESIGN PRESSURE |  | TEMPERATURE RATING |  | ENCLOSURE |  | HAZARD CLASS |  | CERTIFICATION/STANDARD | [45 empty] | Production Completed
STP_009 - Lot7 | Data Enrichment | SYC | OK | 2023-10-16 | 2023-10-19 |  | 1065164 | 1065164 | 1450370 | AU_QM_001131945 |  | ERSA | M | 2200 | 1450370GZPCLNT100 | EA |  | ACCUMULATOR CIRCUIT SOLENOID VALVE; | ACCUMULATOR CIRCUIT SOLENOID VALVE; | VALVE,SOLENOID: ACCUMULATOR CIRCUIT SOLENOID VALVE; SM01 SAG MILL ACCUMULATOR CIRCUIT |  | VALVE,SOLENOID: ACCUMULATOR CIRCUIT SOLENOID VALVE; |  |  | 1068137 @@ CAVA HYDRAULICS & ENGINEERING PTY L | DG4V-3-OBL-M-U-A-5-60 | [12 empty] | SMC CORPORATION (AUST) PTY LTD | VFS5110-3DZ-06 | CAVA HYDRAULICS & ENGINEERING PTY L | DG4V-3-OBL-M-U-A-5-60 | [14 empty] | https://www.smcpneumatics.com/pdfs/VFS.pdf | https://www.ocpneumatics.com/smc-vfs5110-3dz-06f-valve-sgl-non-plugin-base-mt-vfs5000-sol-valve-4-5-port/ | [8 empty] | Enriched | 40141605 Solenoid valves |  |  | VALVE | SOLENOID | TYPE | SINGLE,PILOT | NOMINAL SIZE | 3/4 IN | END CONNECTION | BSPT | CONFIGURATION | 5/2-WAY | ORIFICE SIZE |  | ELECTRICAL RATING | 110 TO 120 VAC,50/60 HZ | FLOW RATING |  | PRESSURE CLASS/RATING |  | BODY MATERIAL | DIE CAST ALUMINUM | DESIGN PRESSURE | 1 MPA | TEMPERATURE RATING | -10 TO 60 DEG C | ENCLOSURE |  | HAZARD CLASS |  | CERTIFICATION/STANDARD | [45 empty] | Production Completed
STP_009 - Lot7 | Data Enrichment | SYC | OK | 2023-10-16 | 2023-10-19 |  | 1137153 | 1137153 | 1369824 | AU_QM_000174739 |  | ERSA | M | 2200 | 1369824GZPCLNT100 | EA |  | AIR;3 PORT;PILOT;3/8IN BSPT;N/C;BODY POR | AIR;3 PORT;PILOT;3/8IN BSPT;N/C;BODY POR | VALVE,SOLENOID: AIR;3 PORT;PILOT;3/8IN BSPT;N/C;BODY POR TED;2-WAY;2 POSITIONS;0.2 TO 1MPA;10 TO 50DEG C;74.2MM LG X 34MM W X 54.5MM H;FE ED PORT |  | VALVE,SOLENOID: AIR;3 PORT;PILOT;3/8IN BSPT;N/C;BODY POR |  |  | 1068330 @@ SMC CORPORATION (AUST) PTY LTD | VPA542-1-03A | [12 empty] | ASCO | 8263-B206 | SMC CORPORATION (AUST) PTY LTD | VPA542-1-03A | [14 empty] | https://www.plcsource.com/shop/asco-red-hat-3-8-pipe-jb-8263b206-solenoid-valve/ | https://butlerandland.com/emerson-asco-valves/asco-valve-8262-8263-2-way-general-service-solenoid-valve/ | [8 empty] | Enriched | 40141605 Solenoid valves | SERVICE:GAS |  | VALVE | SOLENOID | TYPE | GENERAL SERVICE | NOMINAL SIZE | 3/8 IN | END CONNECTION | NPTF | CONFIGURATION | 2-WAY | ORIFICE SIZE |  | ELECTRICAL RATING | 110 V,50 HZ | FLOW RATING |  | PRESSURE CLASS/RATING |  | BODY MATERIAL | BRASS,STAINLESS STEEL | DESIGN PRESSURE |  | TEMPERATURE RATING |  | ENCLOSURE |  | HAZARD CLASS |  | CERTIFICATION/STANDARD | [45 empty] | Production Completed
STP_009 - Lot7 | Data Enrichment | SYC | OK | 2023-10-16 | 2023-10-19 |  | 1110944 | 1110944 | 1465316 | AU_QM_007123216 |  | ERSA | M | 2200 | 1465316GZPCLNT100 | EA |  | ANODE COOLING STATION; | ANODE COOLING STATION; | VALVE,SOLENOID: ANODE COOLING STATION; |  | VALVE,SOLENOID: ANODE COOLING STATION; |  |  | 1068100 @@ BERENDSEN FLUID POWER | 528942 | [12 empty] | NORGREN | V60A417A-A2000 | BERENDSEN FLUID POWER | 528942 | [14 empty] | https://www.norgren.com/au/en/detail/v60a417a_a2000#tech_details_container | https://cdn.norgren.com/pdf/en_5_3_100_V60_V63.pdf |  | WATER TRUCK |  | WT02 |  |  |  |  | Enriched | 40141605 Solenoid valves |  |  | VALVE | SOLENOID | TYPE | PNEUMATIC,PILOT | NOMINAL SIZE | 1/8 IN | END CONNECTION | BSPP | CONFIGURATION |  | ORIFICE SIZE |  | ELECTRICAL RATING |  | FLOW RATING | 500 TO 4200 LPM | PRESSURE CLASS/RATING | 3 TO 10 BAR | BODY MATERIAL |  | DESIGN PRESSURE |  | TEMPERATURE RATING | -10 TO 50 DEG C | ENCLOSURE |  | HAZARD CLASS |  | CERTIFICATION/STANDARD | [45 empty] | Production Completed
STP_009 - Lot7 | Data Enrichment | SYC | OK | 2023-10-16 | 2023-10-19 |  | 1141009 | 1141009 | 1467771 | AU_QM_007129738 |  | ERSA | M | 2200 | 1467771GZPCLNT100 | EA |  | ARIEL AIR CIRCUIT SOLENOID VALVE; | ARIEL AIR CIRCUIT SOLENOID VALVE; | VALVE,SOLENOID: ARIEL AIR CIRCUIT SOLENOID VALVE; ARIEL JGP/2 BOOSTER COMPRESSOR |  | VALVE,SOLENOID: ARIEL AIR CIRCUIT SOLENOID VALVE; | [34 empty] | URL NOT FOUND | [9 empty] | Cleansed | 40141605 Solenoid valves | SERIAL NO:S-04-12-9-380/381,ILS165FL1836/1837 |  | VALVE | SOLENOID | TYPE |  | NOMINAL SIZE |  | END CONNECTION |  | CONFIGURATION |  | ORIFICE SIZE |  | ELECTRICAL RATING |  | FLOW RATING |  | PRESSURE CLASS/RATING |  | BODY MATERIAL |  | DESIGN PRESSURE |  | TEMPERATURE RATING |  | ENCLOSURE |  | HAZARD CLASS |  | CERTIFICATION/STANDARD | [45 empty] | Production Completed
STP_009 - Lot7 | Data Enrichment | SYC | OK | 2023-10-16 | 2023-10-19 |  | 1110045 | 1110045 | 1358984 | AU_QM_000154526 |  | ERSA | M | 2200 | 1358984GZPCLNT100 | EA |  | AVID;F791N;24V DC;PNEUMATIC | AVID;F791N;24V DC;PNEUMATIC | VALVE,SOLENOID: AVID;F791N;24V DC;PNEUMATIC |  | VALVE,SOLENOID: AVID;F791N;24V DC;PNEUMATIC |  |  | 1068181 @@ CNW (MOUNT ISA) ELECT WHOLESALER | 1358984 | 1068652 @@ J BLACKWOOD & SONS | 1358984 | 1068206 @@ RS COMPONENTS PTY LTD | 6664590 | 1068546 @@ KEYFLO PACIFIC PTY LTD | F791N | [8 empty] | CNW (MOUNT ISA) ELECT WHOLESALER | 1358984 | J BLACKWOOD & SONS | 1358984 | RS COMPONENTS PTY LTD | 6664590 | KEYFLO PACIFIC PTY LTD | F791N | [8 empty] | URL NOT FOUND | [9 empty] | Cleansed | 40141605 Solenoid valves | SERIAL NO:S-04-12-9-380/381,ILS165FL1836/1837 |  | VALVE | SOLENOID | TYPE |  | NOMINAL SIZE |  | END CONNECTION |  | CONFIGURATION |  | ORIFICE SIZE |  | ELECTRICAL RATING |  | FLOW RATING |  | PRESSURE CLASS/RATING |  | BODY MATERIAL |  | DESIGN PRESSURE |  | TEMPERATURE RATING |  | ENCLOSURE |  | HAZARD CLASS |  | CERTIFICATION/STANDARD | [45 empty] | Production Completed
STP_009 - Lot7 | Data Enrichment | SYC | OK | 2023-10-16 | 2023-10-19 |  | 1134111 | 1134111 | 1369264 | AU_QM_000173632 |  | ERSA | M | 2200 | 1369264GZPCLNT100 | EA |  | BODYLESS;1/2IN;N/O;DUST SUPPRESSION | BODYLESS;1/2IN;N/O;DUST SUPPRESSION | VALVE,SOLENOID: BODYLESS;1/2IN;N/O;DUST SUPPRESSION |  | VALVE,SOLENOID: BODYLESS;1/2IN;N/O;DUST SUPPRESSION |  |  | 1068778 @@ MARC TECHNOLOGIES PTY LTD | 189532 | [14 empty] | MARC TECHNOLOGIES PTY LTD | 189532 | [14 empty] | URL NOT FOUND | [9 empty] | Cleansed | 40141605 Solenoid valves | RATED FUEL/GAS 40 CERTIFIED 2505 |  | VALVE | SOLENOID | TYPE |  | NOMINAL SIZE | 3/8 IN | END CONNECTION | FBSP | CONFIGURATION |  | ORIFICE SIZE | 9.5 MM | ELECTRICAL RATING |  | FLOW RATING |  | PRESSURE CLASS/RATING |  | BODY MATERIAL |  | DESIGN PRESSURE |  | TEMPERATURE RATING |  | ENCLOSURE |  | HAZARD CLASS |  | CERTIFICATION/STANDARD | [45 empty] | Production Completed
STP_009 - Lot7 | Data Enrichment | SYC | OK | 2023-10-16 | 2023-10-19 |  | 1137068 | 1137068 | 1348365 | AU_QM_000001982 |  | ERSA | M | 2200 | 1348365GZPCLNT100 | EA |  | BURKERT 470-G-4-B-EAAMS,OF VBS; | BURKERT 470-G-4-B-EAAMS,OF VBS; | VALVE,SOLENOID: BURKERT 470-G-4-B-EAAMS,OF VBS; OUTOKUMPU PSI2600 ANALYSER IC4OSA #4 CUCO 30XP OSA MACHINE |  | VALVE,SOLENOID: BURKERT 470-G-4-B-EAAMS,OF VBS; |  |  | 1068243 @@ OUTOTEC PTY LTD | 3058999L | [12 empty] | BOSCH REXROTH AG | 4WRZ10W85-4*/6A24NETZ4 | OUTOTEC PTY LTD | 3058999L | [14 empty] | https://www.kanflu.com/assets/PDFs/PROPORTIONAL-DIRECTIONAL-VALVES-WRZ..WRZE..WRH-RE29115.pdf | [9 empty] | Enriched | 40141605 Solenoid valves |  |  | VALVE | SOLENOID | TYPE | PROPORTIONAL | NOMINAL SIZE | #10 | END CONNECTION |  | CONFIGURATION |  | ORIFICE SIZE |  | ELECTRICAL RATING | 24 VDC | FLOW RATING | 85 LPM | PRESSURE CLASS/RATING | 10 BAR | BODY MATERIAL |  | DESIGN PRESSURE |  | TEMPERATURE RATING | -20 TO 80 DEG C | ENCLOSURE |  | HAZARD CLASS |  | CERTIFICATION/STANDARD | [45 empty] | Production Completed
STP_009 - Lot7 | Data Enrichment | SYC | OK | 2023-10-16 | 2023-10-19 |  | 1064360 | 1064360 | 1366192 | AU_QM_000168832 |  | ERSA | M | 2200 | 1366192GZPCLNT100 | EA |  | COIL; HYDRAULIC; ATLAS COPCO EASER L | COIL; HYDRAULIC; ATLAS COPCO EASER L | VALVE,SOLENOID: COIL; HYDRAULIC; ATLAS COPCO EASER L |  | VALVE,SOLENOID: COIL; HYDRAULIC; ATLAS COPCO EASER L |  |  | 1068108 @@ EPIROC AUSTRALIA PTY LTD | 1366192 | [12 empty] | BOSCH REXROTH AG | 4WRZ25E220-7*/6EG24N9E | EPIROC AUSTRALIA PTY LTD | 1366192 | [14 empty] | https://www.kanflu.com/assets/PDFs/PROPORTIONAL-DIRECTIONAL-VALVES-WRZ..WRZE..WRH-RE29115.pdf | [9 empty] | Enriched | 40141605 Solenoid valves |  |  | VALVE | SOLENOID | TYPE | PROPORTIONAL | NOMINAL SIZE | #25 | END CONNECTION |  | CONFIGURATION |  | ORIFICE SIZE |  | ELECTRICAL RATING | 24 VDC | FLOW RATING | 220 LPM | PRESSURE CLASS/RATING | 10 BAR | BODY MATERIAL |  | DESIGN PRESSURE |  | TEMPERATURE RATING | -20 TO 80 DEG C | ENCLOSURE |  | HAZARD CLASS |  | CERTIFICATION/STANDARD | [45 empty] | Production Completed
STP_009 - Lot7 | Data Enrichment | SYC | OK | 2023-10-16 | 2023-10-19 |  | 1015399 | 1015399 | 1365807 | AU_QM_000168298 |  | ERSA | M | 2200 | 1365807GZPCLNT100 | EA |  | DIAPHRAGM ;24VDC; DIN; 15MM PORT; CHARGE | DIAPHRAGM ;24VDC; DIN; 15MM PORT; CHARGE | VALVE,SOLENOID: DIAPHRAGM ;24VDC; DIN; 15MM PORT; CHARGE CAR HORN PNEU VALVE; |  | VALVE,SOLENOID: DIAPHRAGM ;24VDC; DIN; 15MM PORT; CHARGE |  |  | 1068652 @@ J BLACKWOOD & SONS | 905458 | 1068125 @@ SMC CORPORATION (AUSTRALIA) PTY LTD | 1365807 | [12 empty] | J BLACKWOOD & SONS | 905458 | SMC CORPORATION (AUSTRALIA) PTY LTD | 1365807 | [12 empty] | URL NOT FOUND | [9 empty] | Cleansed | 40141605 Solenoid valves | SERVICE:LPG,BONNET:SCREWED,DIRECT TYPE,16MM CONDUIT,ENCAPSULATED |  | VALVE | SOLENOID | TYPE |  | NOMINAL SIZE | 10 MM | END CONNECTION | BSP | CONFIGURATION |  | ORIFICE SIZE |  | ELECTRICAL RATING | 240 VAC | FLOW RATING |  | PRESSURE CLASS/RATING |  | BODY MATERIAL | BRONZE | DESIGN PRESSURE | 126 KPA | TEMPERATURE RATING |  | ENCLOSURE |  | HAZARD CLASS |  | CERTIFICATION/STANDARD | [45 empty] | Production Completed
STP_009 - Lot7 | Data Enrichment | SYC | OK | 2023-10-16 | 2023-10-19 |  | 1140277 | 1140277 | 1445915 | AU_QM_001021716 |  | ERSA | M | 2200 | 1445915GZPCLNT100 | EA |  | DIRECT ACTING;5-PORT;2-POS'N;DOUBLE | DIRECT ACTING;5-PORT;2-POS'N;DOUBLE | VALVE,SOLENOID: DIRECT ACTING;5-PORT;2-POS'N;DOUBLE SOLENOID;SIZE 4;SUB-PLATE/SIDE PIPING; 3/4\"PORT SIZE;110VAC;DIN TERMINAL AND E; |  | VALVE,SOLENOID: DIRECT ACTING;5-PORT;2-POS'N;DOUBLE |  |  | 1068181 @@ CNW (MOUNT ISA) ELECT WHOLESALER | VS4240-063DE | [12 empty] | SMC CORPORATION (AUST) PTY LTD | VX3324-02-5D-B | CNW (MOUNT ISA) ELECT WHOLESALER | VS4240-063DE | [14 empty] | https://www.smcpneumatics.com/pdfs/VX3.pdf | [9 empty] | Enriched | 40141605 Solenoid valves | ID NO:042536Q,PORT A NORMALLY VENTED,DIN CABLE PLUG CONNECTION |  | VALVE | SOLENOID | TYPE |  | NOMINAL SIZE | 1/4 IN | END CONNECTION |  | CONFIGURATION | 3-PORT,2-POS | ORIFICE SIZE | 2.2 MM | ELECTRICAL RATING | 24 VDC | FLOW RATING |  | PRESSURE CLASS/RATING | 1.6 MPA | BODY MATERIAL | BRASS C37/STAINLESS STEEL | DESIGN PRESSURE | 2 MPA | TEMPERATURE RATING | -20 TO 60 DEG C | ENCLOSURE |  | HAZARD CLASS |  | CERTIFICATION/STANDARD | [45 empty] | Production Completed
STP_009 - Lot7 | Data Enrichment | SYC | OK | 2023-10-16 | 2023-10-19 |  | 1140797 | 1140797 | 1461087 | AU_QM_002599507 |  | ERSA | M | 2200 | 1461087GZPCLNT100 | EA |  | DIRECTIONAL (8W COIL) | DIRECTIONAL (8W COIL) | VALVE,SOLENOID: DIRECTIONAL (8W COIL) LAKE JULIUS PUMP STATION HYDRAULICS |  | VALVE,SOLENOID: DIRECTIONAL (8W COIL) |  |  | 1068100 @@ BERENDSEN FLUID POWER | DG4M4-32A-20-36VDC | [12 empty] | SMC CORPORATION (AUST) PTY LTD | VX2220-02-5D | BERENDSEN FLUID POWER | DG4M4-32A-20-36VDC | [14 empty] | https://www.smcpneumatics.com/pdfs/VX21_22_23US.pdf | https://www.smcpneumatics.com/VX2220-02-5D.html | [8 empty] | Enriched | 40141605 Solenoid valves | ID NO:043949F,DIN CABLE PLUG CONNECTION |  | VALVE | SOLENOID | TYPE |  | NOMINAL SIZE | 1/4 X 3/8 IN | END CONNECTION |  | CONFIGURATION | 2-PORT,2-POS,NORMALLY CLOSED | ORIFICE SIZE | 4 MM | ELECTRICAL RATING | 24 VDC | FLOW RATING |  | PRESSURE CLASS/RATING |  | BODY MATERIAL | ALUMINUM,RESIN,BRASS C37,STAINLESS STEEL | DESIGN PRESSURE | 290 PSI | TEMPERATURE RATING |  | ENCLOSURE | IP65 | HAZARD CLASS |  | CERTIFICATION/STANDARD | [45 empty] | Production Completed
STP_009 - Lot7 | Data Enrichment | SYC | OK | 2023-10-16 | 2023-10-19 |  | 1065787 | 1065787 | 1470845 | AU_QM_009177681 |  | ERSA | M | 2200 | 1470845GZPCLNT100 | EA |  | DIRECTIONAL CONTROL | DIRECTIONAL CONTROL | VALVE,SOLENOID: DIRECTIONAL CONTROL 110VAC,50HZ 3000 PSI |  | VALVE,SOLENOID: DIRECTIONAL CONTROL |  |  | 1068100 @@ BERENDSEN FLUID POWER | A-5455.2 | [14 empty] | BERENDSEN FLUID POWER | A-5455.2 | [14 empty] | URL NOT FOUND | [9 empty] | Cleansed | 40141605 Solenoid valves |  |  | VALVE | SOLENOID | TYPE |  | NOMINAL SIZE |  | END CONNECTION |  | CONFIGURATION |  | ORIFICE SIZE |  | ELECTRICAL RATING |  | FLOW RATING |  | PRESSURE CLASS/RATING |  | BODY MATERIAL |  | DESIGN PRESSURE |  | TEMPERATURE RATING |  | ENCLOSURE |  | HAZARD CLASS |  | CERTIFICATION/STANDARD | [45 empty] | Production Completed
STP_009 - Lot7 | Data Enrichment | SYC | OK | 2023-10-16 | 2023-10-19 |  | 1140963 | 1140963 | 1470847 | AU_QM_009177690 |  | ERSA | M | 2200 | 1470847GZPCLNT100 | EA |  | DIRECTIONAL, 110VAC,50HZ,4 WAY | DIRECTIONAL, 110VAC,50HZ,4 WAY | VALVE,SOLENOID: DIRECTIONAL, 110VAC,50HZ,4 WAY 5.5GPM AT 4500PSI |  | VALVE,SOLENOID: DIRECTIONAL, 110VAC,50HZ,4 WAY |  |  | 1068108 @@ EPIROC AUSTRALIA PTY LTD | A-13879.B | [12 empty] | SMC CORPORATION (AUST) PTY LTD | VCW41-3D-4-03 | EPIROC AUSTRALIA PTY LTD | A-13879.B | [14 empty] | https://www.ocpneumatics.com/content/pdfs/vcw.pdf | [9 empty] | Enriched | 40141605 Solenoid valves |  |  | VALVE | SOLENOID | TYPE | DIRECT OPERATED | NOMINAL SIZE | 3/8 IN | END CONNECTION | BSPT | CONFIGURATION | 2-WAY,NORMALLY CLOSED | ORIFICE SIZE | 4 MM | ELECTRICAL RATING | 110 VAC | FLOW RATING |  | PRESSURE CLASS/RATING |  | BODY MATERIAL | BRASS,STAINLESS STEEL | DESIGN PRESSURE | 5 MPA | TEMPERATURE RATING | -20 TO 60 DEG C | ENCLOSURE | IP65 (SPLASH PROOF) | HAZARD CLASS |  | CERTIFICATION/STANDARD | [45 empty] | Production Completed
STP_009 - Lot7 | Data Enrichment | SYC | OK | 2023-10-16 | 2023-10-19 |  | 1140798 | 1140798 | 1461086 | AU_QM_002599506 |  | ERSA | M | 2200 | 1461086GZPCLNT100 | EA |  | DIRECTIONAL,8W COIL | DIRECTIONAL,8W COIL | VALVE,SOLENOID: DIRECTIONAL,8W COIL LAKE JULIUS PUMP STATION HYDRAULICS |  | VALVE,SOLENOID: DIRECTIONAL,8W COIL |  |  | 1068100 @@ BERENDSEN FLUID POWER | 1461086 | [12 empty] | ASCO | 8320A10 | BERENDSEN FLUID POWER | 1461086 | [14 empty] | https://www.nriparts.com/products/asco-8320a10-solenoid-valves/418895 | https://spwindustrial.com/asco-red-hat-8320a10-solenoid-valve-3-way-1-4-brass-new/ | [8 empty] | Enriched | 40141605 Solenoid valves |  |  | VALVE | SOLENOID | TYPE |  | NOMINAL SIZE | 1/4 IN | END CONNECTION | NPT | CONFIGURATION | 3-WAY | ORIFICE SIZE |  | ELECTRICAL RATING | 120/240 VAC | FLOW RATING |  | PRESSURE CLASS/RATING | 30 PSI | BODY MATERIAL | BRASS | DESIGN PRESSURE |  | TEMPERATURE RATING |  | ENCLOSURE |  | HAZARD CLASS |  | CERTIFICATION/STANDARD | [45 empty] | Production Completed
STP_009 - Lot7 | Data Enrichment | SYC | OK | 2023-10-16 | 2023-10-19 |  | 1068129 | 1068129 |  |  |  | ERSA | M | 2200 | 1427970GZPCLNT100 | EA |  | DIRECTIONAL;C/W OD-02-11-01-03-OC COIL; | DIRECTIONAL;C/W OD-02-11-01-03-OC COIL; | VALVE,SOLENOID: DIRECTIONAL;C/W OD-02-11-01-03-OC COIL; |  |  |  |  | 1068658 @@ AUSDRAULICS | OD-15-03-04-37 | 1070425 @@ AUSHOSE NQ PTY LTD | OD-15-03-04-37 | [10 empty] | SMC CORPORATION (AUST) PTY LTD | VF3143K-7DZ1-02 | AUSDRAULICS | OD-15-03-04-37 | AUSHOSE NQ PTY LTD | OD-15-03-04-37 | [12 empty] | https://www.smcpneumatics.com/pdfs/VF_New.pdf | https://www.motion.com/products/sku/10430071 | [8 empty] | Enriched | 40141605 Solenoid valves | C/W MOUNTING PLATE |  | VALVE | SOLENOID | TYPE | PILOT OPERATED | NOMINAL SIZE | 1/4 IN | END CONNECTION | BSPT | CONFIGURATION | 5-PORT | ORIFICE SIZE |  | ELECTRICAL RATING | 240 VAC | FLOW RATING |  | PRESSURE CLASS/RATING | 145 PSI | BODY MATERIAL |  | DESIGN PRESSURE |  | TEMPERATURE RATING | -10 TO 50 DEG C | ENCLOSURE | IP65 | HAZARD CLASS |  | CERTIFICATION/STANDARD | [45 empty] | Production Completed
STP_009 - Lot7 | Data Enrichment | SYC | OK | 2023-10-16 | 2023-10-19 |  | 1134090 | 1134090 | 1370242 | AU_QM_000175571 |  | ERSA | M | 2200 | 1370242GZPCLNT100 | EA |  | DMV-D;512/11 1IN X 1 1/4IN X 1 1/2IN;110 | DMV-D;512/11 1IN X 1 1/4IN X 1 1/2IN;110 | VALVE,SOLENOID: DMV-D;512/11 1IN X 1 1/4IN X 1 1/2IN;110 V |  | VALVE,SOLENOID: DMV-D;512/11 1IN X 1 1/4IN X 1 1/2IN;110 |  |  | 1069717 @@ AIR & GAS INDUSTRIES | 1370242 | [14 empty] | AIR & GAS INDUSTRIES | 1370242 | [14 empty] | URL NOT FOUND | [9 empty] | Cleansed | 40141605 Solenoid valves | FLANGED TABLE H,M E MACK SERIES NFS/GM |  | VALVE | SOLENOID | TYPE |  | NOMINAL SIZE | 25 MM | END CONNECTION |  | CONFIGURATION |  | ORIFICE SIZE |  | ELECTRICAL RATING | 110 VAC | FLOW RATING |  | PRESSURE CLASS/RATING |  | BODY MATERIAL |  | DESIGN PRESSURE |  | TEMPERATURE RATING |  | ENCLOSURE |  | HAZARD CLASS |  | CERTIFICATION/STANDARD | [45 empty] | Production Completed
STP_009 - Lot7 | Data Enrichment | SYC | OK | 2023-10-16 | 2023-10-19 |  | 1065621 | 1065621 | 1461066 | AU_QM_002599415 |  | ERSA | M | 2200 | 1461066GZPCLNT100 | EA |  | DOUBLE SOLENOID OPERATED | DOUBLE SOLENOID OPERATED | VALVE,SOLENOID: DOUBLE SOLENOID OPERATED 4 WAY DIRECTIONAL WITH DGME-3-10-4B REAR ENTRY SUBPLATE |  | VALVE,SOLENOID: DOUBLE SOLENOID OPERATED |  |  | 1068100 @@ BERENDSEN FLUID POWER | DG4M4-32A-10-32VDC | [12 empty] | ASCO | 8030A17-12 | BERENDSEN FLUID POWER | DG4M4-32A-10-32VDC | [14 empty] | https://spwindustrial.com/new-8030a17-asco-red-hat-solenoid-valve-12v-pipe/ | [9 empty] | Cleansed | 40141605 Solenoid valves |  |  | VALVE | SOLENOID | TYPE |  | NOMINAL SIZE | 1/2 IN | END CONNECTION | BSP | CONFIGURATION | 2-WAY | ORIFICE SIZE | 16 MM | ELECTRICAL RATING | 240 VAC | FLOW RATING |  | PRESSURE CLASS/RATING |  | BODY MATERIAL |  | DESIGN PRESSURE | 100 KPA | TEMPERATURE RATING |  | ENCLOSURE |  | HAZARD CLASS |  | CERTIFICATION/STANDARD | [45 empty] | Production Completed
STP_009 - Lot7 | Data Enrichment | SYC | OK | 2023-10-16 | 2023-10-19 |  | 1066081 | 1066081 | 1468201 | AU_QM_007620108 |  | ERSA | M | 2200 | 1468201GZPCLNT100 | EA |  | DUMP | DUMP | VALVE,SOLENOID: DUMP |  | VALVE,SOLENOID: DUMP | [34 empty] | URL NOT FOUND | [9 empty] | Cleansed | 40141605 Solenoid valves |  |  | VALVE | SOLENOID | TYPE |  | NOMINAL SIZE | 1/4 IN | END CONNECTION |  | CONFIGURATION | 3-WAY | ORIFICE SIZE |  | ELECTRICAL RATING | 240 VAC | FLOW RATING |  | PRESSURE CLASS/RATING |  | BODY MATERIAL |  | DESIGN PRESSURE |  | TEMPERATURE RATING |  | ENCLOSURE |  | HAZARD CLASS |  | CERTIFICATION/STANDARD | [45 empty] | Production Completed
STP_009 - Lot7 | Data Enrichment | SYC | OK | 2023-10-16 | 2023-10-19 |  | 1068417 | 1068417 | 1362213 | AU_QM_000161259 |  | ERSA | M | 2200 | 1362213GZPCLNT100 | EA |  | DUR13 03 17 HEGWEIN PILOT;ZAP 110M/0000N | DUR13 03 17 HEGWEIN PILOT;ZAP 110M/0000N | VALVE,SOLENOID: DUR13 03 17 HEGWEIN PILOT;ZAP 110M/0000N 115V/50 COMPLETE; |  | VALVE,SOLENOID: DUR13 03 17 HEGWEIN PILOT;ZAP 110M/0000N |  |  | 1071949 @@ SAACKE AUSTRALIA PTY LTD | 4012229 | [12 empty] | BOSCH REXROTH AG | 4WEH16J-6*M0/6AG24NETS | SAACKE AUSTRALIA PTY LTD | 4012229 | [14 empty] | https://www.cmafh.com/images/Master%20PDFs/BRH%20Std%20Valves/Rexroth%204WEH%204WH%2010-32%20Directional%20Valves%20RE24751.pdf | [9 empty] | Enriched | 40141605 Solenoid valves | WET TYPE MAGNET,SPRING RETURN,NETS5Z5L CONNECTION |  | VALVE | SOLENOID | TYPE | DIRECTIONAL | NOMINAL SIZE | NG16 | END CONNECTION |  | CONFIGURATION | 4-PORT | ORIFICE SIZE |  | ELECTRICAL RATING | 24 VDC | FLOW RATING |  | PRESSURE CLASS/RATING | 280 BAR | BODY MATERIAL |  | DESIGN PRESSURE |  | TEMPERATURE RATING | -20 TO 80 DEG C | ENCLOSURE |  | HAZARD CLASS |  | CERTIFICATION/STANDARD | [45 empty] | Production Completed
STP_009 - Lot7 | Data Enrichment | SYC | OK | 2023-10-16 | 2023-10-19 |  | 1068063 | 1068063 | 1439739 | AU_QM_000982617 |  | ERSA | M | 2200 | 1439739GZPCLNT100 | EA |  | EDI VEI-A2-12.OD.15-05 DIRECTIONAL; | EDI VEI-A2-12.OD.15-05 DIRECTIONAL; | VALVE,SOLENOID: EDI VEI-A2-12.OD.15-05 DIRECTIONAL; C/W EDI S3H-OD.02.03.01-OC COIL; |  | VALVE,SOLENOID: EDI VEI-A2-12.OD.15-05 DIRECTIONAL; |  |  | 1068658 @@ AUSDRAULICS | 1439739 | 1069581 @@ CUSTOM FLUID POWER P/L | VEI-A2-12.OD.15-05 | [10 empty] | SMC CORPORATION (AUST) PTY LTD | VFR-3110-5DZ-03 | AUSDRAULICS | 1439739 | CUSTOM FLUID POWER P/L | VEI-A2-12.OD.15-05 | [12 empty] | https://www.smcpneumatics.com/pdfs/VFR.pdf | https://www.ocpneumatics.com/smc-vfr3110-5dz-03-valve-sgl-non-plugin-base-mt-vfr3000-sol-valve-4-5-port/ | [8 empty] | Enriched | 40141605 Solenoid valves | SIDE PORTS,NON PLUG IN,INTERNAL PILOT,DIN TERMINAL,SURGE SUPPRESSED |  | VALVE | SOLENOID | TYPE | PILOT OPERATED | NOMINAL SIZE | 3/8 IN | END CONNECTION | BSPT | CONFIGURATION | 4-WAY | ORIFICE SIZE |  | ELECTRICAL RATING | 24 VDC | FLOW RATING |  | PRESSURE CLASS/RATING | 0.9 MPA | BODY MATERIAL | DIE CAST ALUMINUM | DESIGN PRESSURE |  | TEMPERATURE RATING | -10 TO 50 DEG C | ENCLOSURE | DUSTPROOF | HAZARD CLASS |  | CERTIFICATION/STANDARD | [45 empty] | Production Completed