## Sheet1
Project | Activities | Production User | Production Comments | Start Date | End Date | Remarks | Griha ID | MATNR | SAP MATERIAL NUMBER | ELLIPSE | LVORM | MTART | MBRSH | MATKL | BISMT | MEINS | MFRNR | MAKTX_EN | MAKTX_ES | TEXT_EN | TEXT_ES | ENRICHED DATA | Manufacturer Name | P/N | Manufacturer Name 1 | P/N 1 | Manufacturer Name 2 | P/N 2 | Manufacturer Name 3 | P/N 3 | Manufacturer Name 4 | P/N 4 | Manufacturer Name 5 | P/N 5 | Manufacturer Name 6 | P/N 6 | Input MNFR | Input PTNO | Verified MNFR from web | Verified MPN from Web | MNFR 1 | PTNO 1 | MNFR 2 | PTNO 2 | MNFR 3 | PTNO 3 | MNFR 4 | PTNO 4 | MNFR 5 | PTNO 5 | MNFR 6 | PTNO 6 | Vendor NAME | Vendor Part Number | Vendor NAME1 | Vendor Part Number1 | Reference URL | Reference URL1 | Item Number | Equipment Type | Equipment Manufacturer | Equipment Model | Equipment Serial | DWG | DRAWING VERSION | POS/TAG | Enriched/Cleansed | UNSPSC Ver.23.07 | ADDITIONAL FEATURES FROM INPUT | Additional Features from WEBSOURCE | Noun | Modifier | Attribute Name 1 | Attribute Value 1 | Attribute Name 2 | Attribute Value 2 | Attribute Name 3 | Attribute Value 3 | Attribute Name 4 | Attribute Value 4 | Attribute Name 5 | Attribute Value 5 | Attribute Name 6 | Attribute Value 6 | Attribute Name 7 | Attribute Value 7 | Attribute Name 8 | Attribute Value 8 | Attribute Name 9 | Attribute Value 9 | Attribute Name 10 | Attribute Value 10 | Attribute Name 11 | Attribute Value 11 | Attribute Name 12 | Attribute Value 12 | Attribute Name 13 | Attribute Value 13 | Attribute Name 14 | Attribute Value 14 | Attribute Name 15 | Attribute Value 15 | Attribute Name 16 | Attribute Value 16 | Attribute Name 17 | Attribute Value 17 | Attribute Name 18 | Attribute Value 18 | Attribute Name 19 | Attribute Value 19 | Attribute Name 20 | Attribute Value 20 | Attribute Name 21 | Attribute Value 21 | Attribute Name 22 | Attribute Value 22 | Attribute Name 23 | Attribute Value 23 | Attribute Name 24 | Attribute Value 24 | Attribute Name 25 | Attribute Value 25 | Attribute Name 26 | Attribute Value 26 | Attribute Name 27 | Attribute Value 27 | Attribute Name 28 | Attribute Value 28 | Attribute Name 29 | Attribute Value 29 | Attribute Name 30 | Attribute Value 30 | Attribute Name 31 | Attribute Value 31 | Attribute Name 32 | Attribute Value 32 | Attribute Name 33 | Attribute Value 33 | Attribute Name 34 | Attribute Value 34 | Attribute Name 35 | Attribute Value 35 | Attribute Name 36 | Attribute Value 36 | Status
STP_009 - Lot7 | Data Enrichment | NGB | ok | 2023-10-16 | 2023-10-20 |  | 1212759 | 1212759 |  |  |  | ERSA | M | 5920 | 137476MRM | EA |  | CLAMP,HOSE:CLAMP;HOSE;3.50-3.94 GRIP;DR4 | CLAMP,HOSE:CLAMP;HOSE;3.50-3.94 GRIP;DR4 | CLAMP,HOSE:CLAMP;HOSE;3.50-3.94 GRIP;DR460; | [36 empty] | URL Not Found |  |  |  |  | DR460 |  |  |  |  | Cleansed | 31162906 Hose or pipe clamps |  |  | CLAMP | HOSE | TYPE |  | HOSE SIZE | 3-1/2 TO 3-15/16 IN | WIDTH |  | LOAD CAPACITY |  | MOUNTING SIZE |  | MATERIAL |  | MATERIAL SPECIFICATION |  | COATING/FINISH |  | PRESSURE RATING |  | TEMPERATURE RATING |  | FASTENING DEVICE TYPE |  | HAZARD CLASS |  | CERTIFICATION/STANDARD | [47 empty] | Production Completed
STP_009 - Lot7 | Data Enrichment | NGB | ok | 2023-10-16 | 2023-10-20 |  | 1215396 | 1215396 |  |  |  | ERSA | M | 5920 | 138497MRM | EA |  | CLAMP:CLAMP; | CLAMP:CLAMP; | CLAMP:CLAMP; | [36 empty] | URL Not Found | [9 empty] | Cleansed | 31162900 Clamps |  |  | CLAMP | NO MODIFIER | TYPE |  | CAPACITY |  | SIZE |  | MATERIAL |  | CLAMPING PRESSURE |  | HAZARD CLASS |  | CERTIFICATION/STANDARD | [59 empty] | Production Completed
STP_009 - Lot7 | Data Enrichment | NGB | ok | 2023-10-16 | 2023-10-20 |  | 1215606 | 1215606 |  |  |  | ERSA | M | 5920 | 138588MRM | EA |  | CLAMP:HOSE CLAMP;2.25-3.25 ID; | CLAMP:HOSE CLAMP;2.25-3.25 ID; | CLAMP:HOSE CLAMP;2.25-3.25 ID; | [36 empty] | URL Not Found | [9 empty] | Cleansed | 31162906 Hose or pipe clamps |  |  | CLAMP | HOSE | TYPE |  | HOSE SIZE | 2-1/4 TO 3-1/4 IN | WIDTH |  | LOAD CAPACITY |  | MOUNTING SIZE |  | MATERIAL |  | MATERIAL SPECIFICATION |  | COATING/FINISH |  | PRESSURE RATING |  | TEMPERATURE RATING |  | FASTENING DEVICE TYPE |  | HAZARD CLASS |  | CERTIFICATION/STANDARD | [47 empty] | Production Completed
STP_009 - Lot7 | Data Enrichment | NGB | ok | 2023-10-16 | 2023-10-20 |  | 1092011 | 1092011 | 1384339 | AU_QM_000224897 |  | ERSA | M | 5910 | 1384339GZPCLNT100 | EA | 3000012 | CLAMP;TOY,2374117051 | CLAMP;TOY,2374117051 | CLAMP;MNFR:TOYOTA,PTNO:2374117051 |  | CLAMP;TOY,2374117051CLAMP;BEL,2374117051 | TOYOTA | 2374117051 | [14 empty] | TOYOTA | 2374117051 | [16 empty] | https://partsouq.com/en/search/all?q=2374117051 | https://www.amayama.com/en/part/toyota/2374117051 | [8 empty] | Enriched | 31162906 Hose or pipe clamps |  |  | CLAMP | PIPE | TYPE | INJECTION | TUBE SIZE |  | LOAD CAPACITY |  | MOUNTING SIZE |  | MATERIAL |  | MATERIAL SPECIFICATION |  | COATING/FINISH |  | PRESSURE RATING |  | TEMPERATURE RATING |  | MOUNTING TYPE |  | CERTIFICATION/STANDARD | [51 empty] | Production Completed
STP_009 - Lot7 | Data Enrichment | NGB | ok | 2023-10-16 | 2023-10-20 |  | 1091954 | 1091954 | 1385852 | AU_QM_000226701 |  | ERSA | M | 5910 | 1385852GZPCLNT100 | EA | 3000012 | CLAMP;TOY,2374130010 | CLAMP;TOY,2374130010 | CLAMP;MNFR:TOYOTA,PTNO:2374130010 |  | CLAMP;TOY,2374130010CLAMP;BEL,2374130010 | TOYOTA | 2374130010 | [14 empty] | TOYOTA | 2374130010 | [16 empty] | https://www.newtowntoyota.parts/2374130010/Genuine-Toyota-Fuel-Injector-Pipe-Clamp | [9 empty] | Enriched | 31162906 Hose or pipe clamps |  |  | CLAMP | PIPE | TYPE | FUEL INJECTION | TUBE SIZE |  | LOAD CAPACITY |  | MOUNTING SIZE |  | MATERIAL |  | MATERIAL SPECIFICATION |  | COATING/FINISH |  | PRESSURE RATING |  | TEMPERATURE RATING |  | MOUNTING TYPE |  | CERTIFICATION/STANDARD | [51 empty] | Production Completed
STP_009 - Lot7 | Data Enrichment | NGB | ok | 2023-10-16 | 2023-10-20 |  | 1091666 | 1091666 | 1393716 | AU_QM_000237205 |  | ERSA | M | 5910 | 1393716GZPCLNT100 | EA | 3000012 | CLAMP;TOY,237420L021 | CLAMP;TOY,237420L021 | CLAMP;MNFR:TOYOTA,PTNO:237420L021 |  | OEM-E-LISTCLAMP;TOY,237420L021 | TOYOTA | 237420L021 | [14 empty] | TOYOTA | 237420L021 | [16 empty] | https://burjauto.com/product/237420l021-toyota/8427953 | [9 empty] | Enriched | 31162906 Hose or pipe clamps |  |  | CLAMP | PIPE | TYPE | INJECTION | TUBE SIZE |  | LOAD CAPACITY |  | MOUNTING SIZE |  | MATERIAL |  | MATERIAL SPECIFICATION |  | COATING/FINISH |  | PRESSURE RATING |  | TEMPERATURE RATING |  | MOUNTING TYPE |  | CERTIFICATION/STANDARD | [51 empty] | Production Completed
STP_009 - Lot7 | Data Enrichment | NGB | ok | 2023-10-16 | 2023-10-20 |  | 1091665 | 1091665 | 1393718 | AU_QM_000237207 |  | ERSA | M | 5910 | 1393718GZPCLNT100 | EA | 3000012 | CLAMP;TOY,237420L090 | CLAMP;TOY,237420L090 | CLAMP;MNFR:TOYOTA,PTNO:237420L090 |  | OEM-E-LISTCLAMP;TOY,237420L090 | TOYOTA | 237420L090 | [14 empty] | TOYOTA | 237420L090 | [16 empty] | https://www.megazip.ru/zapchasti-dlya/toyota/clamp-injection-pipe-no-2-237420L090 | [9 empty] | Enriched | 31162906 Hose or pipe clamps |  |  | CLAMP | PIPE | TYPE | INJECTION | TUBE SIZE |  | LOAD CAPACITY |  | MOUNTING SIZE |  | MATERIAL |  | MATERIAL SPECIFICATION |  | COATING/FINISH |  | PRESSURE RATING |  | TEMPERATURE RATING |  | MOUNTING TYPE |  | CERTIFICATION/STANDARD | [51 empty] | Production Completed
STP_009 - Lot7 | Data Enrichment | NGB | ok | 2023-10-16 | 2023-10-20 |  | 1092010 | 1092010 | 1384340 | AU_QM_000224898 |  | ERSA | M | 5910 | 1384340GZPCLNT100 | EA | 3000012 | CLAMP;TOY,2374217030 | CLAMP;TOY,2374217030 | CLAMP;MNFR:TOYOTA,PTNO:2374217030 |  | CLAMP;TOY,2374217030CLAMP;BEL,2374217030 | TOYOTA | 2374217030 | [14 empty] | TOYOTA | 2374217030 | [16 empty] | https://partsouq.com/en/search/all?q=2374217030 | [9 empty] | Enriched | 31162906 Hose or pipe clamps |  |  | CLAMP | PIPE | TYPE | INJECTION | TUBE SIZE |  | LOAD CAPACITY |  | MOUNTING SIZE |  | MATERIAL |  | MATERIAL SPECIFICATION |  | COATING/FINISH |  | PRESSURE RATING |  | TEMPERATURE RATING |  | MOUNTING TYPE |  | CERTIFICATION/STANDARD | [51 empty] | Production Completed
STP_009 - Lot7 | Data Enrichment | NGB | ok | 2023-10-16 | 2023-10-20 |  | 1091808 | 1091808 | 1389801 | AU_QM_000231360 |  | ERSA | M | 5910 | 1389801GZPCLNT100 | EA | 3000012 | CLAMP;TOY,2374230020 | CLAMP;TOY,2374230020 | CLAMP;MNFR:TOYOTA,PTNO:2374230020 |  | CLAMP;TOY,2374230020CLAMP;BEL,2374230020 | TOYOTA | 2374230020 | [14 empty] | TOYOTA | 2374230020 | [16 empty] | https://jp-carparts.com/zh/lexus/part_detail.php?maker=toyota&type=731170&cartype=341&fig=2201&part=3791526 | [9 empty] | Enriched | 31162906 Hose or pipe clamps |  |  | CLAMP | PIPE | TYPE | INJECTION | TUBE SIZE |  | LOAD CAPACITY |  | MOUNTING SIZE |  | MATERIAL |  | MATERIAL SPECIFICATION |  | COATING/FINISH |  | PRESSURE RATING |  | TEMPERATURE RATING |  | MOUNTING TYPE |  | CERTIFICATION/STANDARD | [51 empty] | Production Completed
STP_009 - Lot7 | Data Enrichment | NGB | ok | 2023-10-16 | 2023-10-20 |  | 1092012 | 1092012 | 1384338 | AU_QM_000224896 |  | ERSA | M | 5910 | 1384338GZPCLNT100 | EA | 3000012 | CLAMP;TOY,2374317010 | CLAMP;TOY,2374317010 | CLAMP;MNFR:TOYOTA,PTNO:2374317010 |  | CLAMP;TOY,2374317010CLAMP;BEL,2374317010 | TOYOTA | 2374317010 | [14 empty] | TOYOTA | 2374317010 | [16 empty] | https://www.megazip.net/zapchasti-dlya/toyota/clamp-injection-pipe-no-3-2374317010 | [9 empty] | Enriched | 31162906 Hose or pipe clamps |  |  | CLAMP | PIPE | TYPE | INJECTION | TUBE SIZE |  | LOAD CAPACITY |  | MOUNTING SIZE |  | MATERIAL |  | MATERIAL SPECIFICATION |  | COATING/FINISH |  | PRESSURE RATING |  | TEMPERATURE RATING |  | MOUNTING TYPE |  | CERTIFICATION/STANDARD | [51 empty] | Production Completed
STP_009 - Lot7 | Data Enrichment | NGB | ok | 2023-10-16 | 2023-10-20 |  | 1091664 | 1091664 | 1393719 | AU_QM_000237208 |  | ERSA | M | 5910 | 1393719GZPCLNT100 | EA | 3000012 | CLAMP;TOY,2466908710 | CLAMP;TOY,2466908710 | CLAMP;MNFR:TOYOTA,PTNO:2466908710 |  | OEM-E-LISTCLAMP;TOY,2466908710 | TOYOTA | 2466908710 | [14 empty] | TOYOTA | 2466908710 | [16 empty] | https://www.fitinpart.sg/zh-CN/index.php?route=product/product&product_id=2159460 | [9 empty] | Cleansed | 31162900 Clamps |  |  | CLAMP | NO MODIFIER | TYPE |  | CAPACITY |  | SIZE |  | MATERIAL |  | CLAMPING PRESSURE |  | HAZARD CLASS |  | CERTIFICATION/STANDARD | [59 empty] | Production Completed
STP_009 - Lot7 | Data Enrichment | NGB | ok | 2023-10-16 | 2023-10-20 |  | 1091663 | 1091663 | 1393720 | AU_QM_000237209 |  | ERSA | M | 5910 | 1393720GZPCLNT100 | EA | 3000012 | CLAMP;TOY,2466908730 | CLAMP;TOY,2466908730 | CLAMP;MNFR:TOYOTA,PTNO:2466908730 |  | OEM-E-LISTCLAMP;TOY,2466908730 | TOYOTA | 2466908730 | [12 empty] | TOYOTA | 2466908730 | [18 empty] | URL Not Found | [9 empty] | Cleansed | 31162900 Clamps |  |  | CLAMP | NO MODIFIER | TYPE |  | CAPACITY |  | SIZE |  | MATERIAL |  | CLAMPING PRESSURE |  | HAZARD CLASS |  | CERTIFICATION/STANDARD | [59 empty] | Production Completed
STP_009 - Lot7 | Data Enrichment | NGB | ok | 2023-10-16 | 2023-10-20 |  | 1091662 | 1091662 | 1393721 | AU_QM_000237210 |  | ERSA | M | 5910 | 1393721GZPCLNT100 | EA | 3000012 | CLAMP;TOY,744040K010 | CLAMP;TOY,744040K010 | CLAMP;MNFR:TOYOTA,PTNO:744040K010 |  | OEM-E-LISTCLAMP;TOY,744040K010 | TOYOTA | 744040K010 | [14 empty] | TOYOTA | 744040K010 | [16 empty] | https://www.amayama.com/en/part/toyota/744040k010 | [9 empty] | Cleansed | 31162900 Clamps |  |  | CLAMP | NO MODIFIER | TYPE |  | CAPACITY |  | SIZE |  | MATERIAL |  | CLAMPING PRESSURE |  | HAZARD CLASS |  | CERTIFICATION/STANDARD | [59 empty] | Production Completed
STP_009 - Lot7 | Data Enrichment | NGB | ok | 2023-10-16 | 2023-10-20 |  | 1092396 | 1092396 | 1372409 | AU_QM_000196876 |  | ERSA | M | 5910 | 1372409GZPCLNT100 | EA | 3000012 | CLAMP;TOY,772850K190 | CLAMP;TOY,772850K190 | CLAMP;MNFR:TOYOTA,PTNO:772850K190 |  | CLAMP;TOY,772850K190CLAMP;BEL,772850K190 | TOYOTA | 772850K190 | [14 empty] | TOYOTA | 77285-0K190 | [16 empty] | https://autoparts.toyota.com/products/product/clamp-fuel-tube-no-1-772850k190 | [9 empty] | Cleansed | 31162900 Clamps |  |  | CLAMP | TUBE | TYPE | FUEL | TUBE SIZE |  | LOAD CAPACITY |  | MOUNTING SIZE |  | MATERIAL |  | MATERIAL SPECIFICATION |  | COATING/FINISH |  | PRESSURE RATING |  | TEMPERATURE RATING |  | MOUNTING TYPE |  | HAZARD CLASS |  | CERTIFICATION/STANDARD | [49 empty] | Production Completed
STP_009 - Lot7 | Data Enrichment | NGB | ok | 2023-10-16 | 2023-10-20 |  | 1092031 | 1092031 | 1383346 | AU_QM_000223705 |  | ERSA | M | 5910 | 1383346GZPCLNT100 | EA | 3000012 | CLAMP;TOY,8271112120 | CLAMP;TOY,8271112120 | CLAMP;MNFR:TOYOTA,PTNO:8271112120 |  | CLAMP;TOY,8271112120CLAMP;BEL,8271112120 | TOYOTA | 8271112120 | [14 empty] | TOYOTA | 82711-12120 | [16 empty] | https://www.toyotapartsdeal.com/oem/toyota~clamp~rear~seat~82711-12120.html | [9 empty] | Enriched | 31162900 Clamps |  |  | CLAMP | NO MODIFIER | TYPE | WIRING HARNESS | CAPACITY |  | SIZE |  | MATERIAL |  | CLAMPING PRESSURE |  | HAZARD CLASS |  | CERTIFICATION/STANDARD | [59 empty] | Production Completed
STP_009 - Lot7 | Data Enrichment | NGB | ok | 2023-10-16 | 2023-10-20 |  | 1029337 | 1029337 | 1389160 | AU_QM_000230588 |  | ERSA | M | 5910 | 1389160GZPCLNT100 | EA | 3000012 | CLAMP;TOY,887182D140 | CLAMP;TOY,887182D140 | CLAMP;MNFR:TOYOTA,PTNO:887182D140 |  | CLAMP;TOY,887182D140CLAMP;BEL,887182D140 | TOYOTA | 887182D140 | [14 empty] | TOYOTA | 887182D140 | [16 empty] | https://www.toyotapartsdeal.com/oem/toyota~clamp~for~cooler~refrigerant~pipe~no~1~88718-2d140.html | [9 empty] | Cleansed | 31162906 Hose or pipe clamps |  |  | CLAMP | PIPE | TYPE |  | TUBE SIZE |  | LOAD CAPACITY |  | MOUNTING SIZE |  | MATERIAL |  | MATERIAL SPECIFICATION |  | COATING/FINISH |  | PRESSURE RATING |  | TEMPERATURE RATING |  | MOUNTING TYPE |  | CERTIFICATION/STANDARD | [51 empty] | Production Completed
STP_009 - Lot7 | Data Enrichment | NGB | ok | 2023-10-16 | 2023-10-20 |  | 1091661 | 1091661 | 1393723 | AU_QM_000237212 |  | ERSA | M | 5910 | 1393723GZPCLNT100 | EA | 3000012 | CLAMP;TOY,887182D150 | CLAMP;TOY,887182D150 | CLAMP;MNFR:TOYOTA,PTNO:887182D150 |  | OEM-E-LISTCLAMP;TOY,887182D150 | TOYOTA | 887182D150 | [14 empty] | TOYOTA | 887182D150 | [16 empty] | https://partszone.ae/en/parts/TOYOTA/887182D150 | [9 empty] | Cleansed | 31162906 Hose or pipe clamps |  |  | CLAMP | PIPE | TYPE |  | TUBE SIZE |  | LOAD CAPACITY |  | MOUNTING SIZE |  | MATERIAL |  | MATERIAL SPECIFICATION |  | COATING/FINISH |  | PRESSURE RATING |  | TEMPERATURE RATING |  | MOUNTING TYPE |  | CERTIFICATION/STANDARD | [51 empty] | Production Completed
STP_009 - Lot7 | Data Enrichment | NGB | ok | 2023-10-16 | 2023-10-20 |  | 1091781 | 1091781 | 1390509 | AU_QM_000232171 |  | ERSA | M | 5910 | 1390509GZPCLNT100 | EA | 3000012 | CLAMP;TOY,9046046006 | CLAMP;TOY,9046046006 | CLAMP;MNFR:TOYOTA,PTNO:9046046006 |  | CLAMP;TOY,9046046006CLAMP;BEL,9046046006 | TOYOTA | 9046046006 | [14 empty] | TOYOTA | 9046046006 | [16 empty] | https://partsouq.com/en/search/all?q=9046046006 | [9 empty] | Enriched | 31162906 Hose or pipe clamps |  |  | CLAMP | PIPE | TYPE | FUEL FILLER | TUBE SIZE |  | LOAD CAPACITY |  | MOUNTING SIZE |  | MATERIAL |  | MATERIAL SPECIFICATION |  | COATING/FINISH |  | PRESSURE RATING |  | TEMPERATURE RATING |  | MOUNTING TYPE |  | CERTIFICATION/STANDARD | [51 empty] | Production Completed
STP_009 - Lot7 | Data Enrichment | NGB | ok | 2023-10-16 | 2023-10-20 |  | 1091780 | 1091780 | 1390510 | AU_QM_000232172 |  | ERSA | M | 5910 | 1390510GZPCLNT100 | EA | 3000012 | CLAMP;TOY,9046055003 | CLAMP;TOY,9046055003 | CLAMP;MNFR:TOYOTA,PTNO:9046055003 |  | CLAMP;TOY,9046055003CLAMP;BEL,9046055003 | TOYOTA | 9046055003 | [14 empty] | TOYOTA | 9046055003 | [16 empty] | https://www.toyotapartsdeal.com/oem/toyota~clamp-hose~90460-55003.html | [9 empty] | Enriched | 31162906 Hose or pipe clamps |  |  | CLAMP | HOSE | TYPE | AIR CLEANER | HOSE SIZE |  | WIDTH |  | LOAD CAPACITY |  | MOUNTING SIZE |  | MATERIAL |  | MATERIAL SPECIFICATION |  | COATING/FINISH |  | PRESSURE RATING |  | TEMPERATURE RATING |  | FASTENING DEVICE TYPE |  | HAZARD CLASS |  | CERTIFICATION/STANDARD | [47 empty] | Production Completed
STP_009 - Lot7 | Data Enrichment | NGB | ok | 2023-10-16 | 2023-10-20 |  | 1091704 | 1091704 | 1392024 | AU_QM_000234040 |  | ERSA | M | 5910 | 1392024GZPCLNT100 | EA | 3000012 | CLAMP;TOY,9046065012 | CLAMP;TOY,9046065012 | CLAMP;MNFR:TOYOTA,PTNO:9046065012 |  | CLAMP;TOY,9046065012CLAMP;BEL,9046065012 | TOYOTA | 9046065012 | [14 empty] | TOYOTA | 9046065012 | [16 empty] | https://www.toyotapartsdeal.com/oem/toyota~clamp~hose~90460-65012.html | [9 empty] | Cleansed | 31162906 Hose or pipe clamps |  |  | CLAMP | HOSE | TYPE |  | HOSE SIZE |  | WIDTH |  | LOAD CAPACITY |  | MOUNTING SIZE |  | MATERIAL |  | MATERIAL SPECIFICATION |  | COATING/FINISH |  | PRESSURE RATING |  | TEMPERATURE RATING |  | FASTENING DEVICE TYPE |  | HAZARD CLASS |  | CERTIFICATION/STANDARD | [47 empty] | Production Completed
STP_009 - Lot7 | Data Enrichment | NGB | ok | 2023-10-16 | 2023-10-20 |  | 1091701 | 1091701 | 1392085 | AU_QM_000234123 |  | ERSA | M | 5910 | 1392085GZPCLNT100 | EA | 3000012 | CLAMP;TOY,9046067004 | CLAMP;TOY,9046067004 | CLAMP;MNFR:TOYOTA,PTNO:9046067004 |  | CLAMP;TOY,9046067004CLAMP;BEL,9046067004 | TOYOTA | 9046067004 | [14 empty] | TOYOTA | 9046067004 | [16 empty] | https://www.toyotapartsdeal.com/oem/toyota~clamp~or~clip~for~air~hose~no~2~90460-67004.html | [9 empty] | Enriched | 31162906 Hose or pipe clamps |  |  | CLAMP | HOSE | TYPE | AIR CLEANER | HOSE SIZE |  | WIDTH |  | LOAD CAPACITY |  | MOUNTING SIZE |  | MATERIAL |  | MATERIAL SPECIFICATION |  | COATING/FINISH |  | PRESSURE RATING |  | TEMPERATURE RATING |  | FASTENING DEVICE TYPE |  | HAZARD CLASS |  | CERTIFICATION/STANDARD | [47 empty] | Production Completed
STP_009 - Lot7 | Data Enrichment | NGB | ok | 2023-10-16 | 2023-10-20 |  | 1091809 | 1091809 | 1389793 | AU_QM_000231352 |  | ERSA | M | 5910 | 1389793GZPCLNT100 | EA | 3000012 | CLAMP;TOY,9046080006 | CLAMP;TOY,9046080006 | CLAMP;MNFR:TOYOTA,PTNO:9046080006 |  | CLAMP;TOY,9046080006CLAMP;BEL,9046080006 | TOYOTA | 9046080006 | [14 empty] | TOYOTA | 9046080006 | [16 empty] | https://www.toyotapartsdeal.com/oem/toyota~clamp~hose~90460-80006.html | [9 empty] | Cleansed | 31162906 Hose or pipe clamps |  |  | CLAMP | HOSE | TYPE |  | HOSE SIZE |  | WIDTH |  | LOAD CAPACITY |  | MOUNTING SIZE |  | MATERIAL |  | MATERIAL SPECIFICATION |  | COATING/FINISH |  | PRESSURE RATING |  | TEMPERATURE RATING |  | FASTENING DEVICE TYPE |  | HAZARD CLASS |  | CERTIFICATION/STANDARD | [47 empty] | Production Completed
STP_009 - Lot7 | Data Enrichment | NGB | ok | 2023-10-16 | 2023-10-20 |  | 1091660 | 1091660 | 1393724 | AU_QM_000237213 |  | ERSA | M | 5910 | 1393724GZPCLNT100 | EA | 3000012 | CLAMP;TOY,9046090001 | CLAMP;TOY,9046090001 | CLAMP;MNFR:TOYOTA,PTNO:9046090001 |  | OEM-E-LISTCLAMP;TOY,9046090001 | TOYOTA | 9046090001 | [14 empty] | TOYOTA | 9046090001 | [16 empty] | https://www.newtowntoyota.parts/9046090001/CLAMP-HOSE | [9 empty] | Enriched | 31162906 Hose or pipe clamps |  |  | CLAMP | HOSE | TYPE | AIR INLET | HOSE SIZE |  | WIDTH |  | LOAD CAPACITY |  | MOUNTING SIZE |  | MATERIAL |  | MATERIAL SPECIFICATION |  | COATING/FINISH |  | PRESSURE RATING |  | TEMPERATURE RATING |  | FASTENING DEVICE TYPE |  | HAZARD CLASS |  | CERTIFICATION/STANDARD | [47 empty] | Production Completed
STP_009 - Lot7 | Data Enrichment | NGB | ok | 2023-10-16 | 2023-10-20 |  | 1034692 | 1034692 | 1383041 | AU_QM_000223320 |  | ERSA | M | 5910 | 1383041GZPCLNT100 | EA | 3000012 | CLAMP;TOY,90460T0001 | CLAMP;TOY,90460T0001 | CLAMP;MNFR:TOYOTA,PTNO:90460T0001 |  | CLAMP;TOY,90460T0001CLAMP;BEL,90460T0001 | TOYOTA | 90460T0001 | [14 empty] | TOYOTA | 90460T0001 | [16 empty] | https://www.toyotapartsdeal.com/oem/toyota~clamp~for~steering~rack~boot~no~1~90460-t0001.html?vin=&make=Toyota&model=86&year=2020&submodel=&extra1=&extra2=&filter=() | [9 empty] | Cleansed | 31162906 Hose or pipe clamps |  |  | CLAMP | HOSE | TYPE |  | HOSE SIZE |  | WIDTH |  | LOAD CAPACITY |  | MOUNTING SIZE |  | MATERIAL |  | MATERIAL SPECIFICATION |  | COATING/FINISH |  | PRESSURE RATING |  | TEMPERATURE RATING |  | FASTENING DEVICE TYPE |  | HAZARD CLASS |  | CERTIFICATION/STANDARD | [47 empty] | Production Completed
STP_009 - Lot7 | Data Enrichment | NGB | ok | 2023-10-16 | 2023-10-20 |  | 1091977 | 1091977 | 1385341 | AU_QM_000226102 |  | ERSA | M | 5910 | 1385341GZPCLNT100 | EA | 3000012 | CLAMP;TOY,9046716019 | CLAMP;TOY,9046716019 | CLAMP;MNFR:TOYOTA,PTNO:9046716019 |  | CLAMP;TOY,9046716019CLAMP;BEL,9046716019 | TOYOTA | 9046716019 | [14 empty] | TOYOTA | 9046716019 | [16 empty] | https://www.fitinpart.sg/index.php?route=product/product&product_id=1410570 | [9 empty] | Enriched | 31162900 Clamps |  |  | CLAMP | NO MODIFIER | TYPE |  | CAPACITY |  | SIZE |  | MATERIAL | METAL | CLAMPING PRESSURE |  | HAZARD CLASS |  | CERTIFICATION/STANDARD | [59 empty] | Production Completed
STP_009 - Lot7 | Data Enrichment | NGB | ok | 2023-10-16 | 2023-10-20 |  | 1034302 | 1034302 | 1393725 | AU_QM_000237215 |  | ERSA | M | 5910 | 1393725GZPCLNT100 | EA | 3000012 | CLAMP;TOY,9046721010 | CLAMP;TOY,9046721010 | CLAMP;MNFR:TOYOTA,PTNO:9046721010 |  | OEM-E-LISTCLAMP;TOY,9046721010 | TOYOTA | 9046721010 | [14 empty] | TOYOTA | 9046721010 | [16 empty] | https://partsouq.com/en/search/all?q=9046623001 | [9 empty] | Enriched | 31162906 Hose or pipe clamps |  |  | CLAMP | HOSE | TYPE | WATER | HOSE SIZE |  | WIDTH |  | LOAD CAPACITY |  | MOUNTING SIZE |  | MATERIAL |  | MATERIAL SPECIFICATION |  | COATING/FINISH |  | PRESSURE RATING |  | TEMPERATURE RATING |  | FASTENING DEVICE TYPE |  | HAZARD CLASS |  | CERTIFICATION/STANDARD | [47 empty] | Production Completed
STP_009 - Lot7 | Data Enrichment | NGB | ok | 2023-10-16 | 2023-10-20 |  | 1091869 | 1091869 | 1387967 | AU_QM_000229189 |  | ERSA | M | 5910 | 1387967GZPCLNT100 | EA | 3000012 | CLAMP;TOY,9046906005 | CLAMP;TOY,9046906005 | CLAMP;MNFR:TOYOTA,PTNO:9046906005 |  | CLAMP;TOY,9046906005CLAMP;BEL,9046906005 | TOYOTA | 9046906005 | [14 empty] | TOYOTA | 9046906005 | [16 empty] | https://partsouq.com/en/search/all?q=9046906005 | [9 empty] | Enriched | 39121705 Cable clamp and staple |  |  | CLAMP | CABLE | TYPE | FUEL LID LOCK CONTROL | DIAMETER |  | MATERIAL |  | MOUNTING TYPE |  | AFFIXING METHOD |  | COLOUR |  | HAZARD CLASS |  | CERTIFICATION/STANDARD | [57 empty] | Production Completed
STP_009 - Lot7 | Data Enrichment | NGB | ok | 2023-10-16 | 2023-10-20 |  | 1092394 | 1092394 | 1372411 | AU_QM_000196878 |  | ERSA | M | 5910 | 1372411GZPCLNT100 | EA | 3000012 | CLAMP;TOY,90469T0003 | CLAMP;TOY,90469T0003 | CLAMP;MNFR:TOYOTA,PTNO:90469T0003 |  | CLAMP;TOY,90469T0003CLAMP;BEL,90469T0003 | TOYOTA | 90469T0003 | [14 empty] | TOYOTA | 90469T0003 | [16 empty] | https://partsouq.com/en/search/all?q=90469T0003 | [9 empty] | Enriched | 39121705 Cable clamp and staple |  |  | CLAMP | CABLE | TYPE | HOOD LOCK CONTROL | DIAMETER |  | MATERIAL |  | MOUNTING TYPE |  | AFFIXING METHOD |  | COLOUR |  | HAZARD CLASS |  | CERTIFICATION/STANDARD | [57 empty] | Production Completed
STP_009 - Lot7 | Data Enrichment | NGB | ok | 2023-10-16 | 2023-10-20 |  | 1091804 | 1091804 | 1389989 | AU_QM_000231568 |  | ERSA | M | 5910 | 1389989GZPCLNT100 | EA | 3000012 | CLAMP;TOY,90949-01799 | CLAMP;TOY,90949-01799 | CLAMP;MNFR:TOYOTA,PTNO:90949-01799 |  | CLAMP;TOY,90949-01799CLAMP;BEL,90949-01799 | TOYOTA | 90949-01799 | [14 empty] | TOYOTA | 90949-01799 | [16 empty] | https://autoparts.toyotaescondido.com/products/product/clamp-9094901799 | [9 empty] | Enriched | 39121705 Cable clamp and staple |  |  | CLAMP | CABLE | TYPE | PARKING BRAKE | DIAMETER |  | MATERIAL |  | MOUNTING TYPE |  | AFFIXING METHOD |  | COLOUR |  | HAZARD CLASS |  | CERTIFICATION/STANDARD | [57 empty] | Production Completed
STP_009 - Lot7 | Data Enrichment | NGB | ok | 2023-10-16 | 2023-10-20 |  | 1092395 | 1092395 | 1372410 | AU_QM_000196877 |  | ERSA | M | 5910 | 1372410GZPCLNT100 | EA | 3000012 | CLAMP;TOY,90959T1001 | CLAMP;TOY,90959T1001 | CLAMP;MNFR:TOYOTA,PTNO:90959T1001 |  | CLAMP;TOY,90959T1001CLAMP;BEL,90959T1001 | TOYOTA | 90959T1001 | [14 empty] | TOYOTA | 90959T1001 | [16 empty] | https://www.amayama.com/en/part/toyota/90959t1001 | [9 empty] | Enriched | 39121705 Cable clamp and staple |  |  | CLAMP | CABLE | TYPE | LUGGAGE DOOR LOCK CONTROL | DIAMETER |  | MATERIAL |  | MOUNTING TYPE |  | AFFIXING METHOD |  | COLOUR |  | HAZARD CLASS |  | CERTIFICATION/STANDARD | [57 empty] | Production Completed
STP_009 - Lot7 | Data Enrichment | NGB | ok | 2023-10-16 | 2023-10-20 |  | 1091659 | 1091659 | 1393726 | AU_QM_000237216 |  | ERSA | M | 5910 | 1393726GZPCLNT100 | EA | 3000012 | CLAMP;TOY,9611110490 | CLAMP;TOY,9611110490 | CLAMP;MNFR:TOYOTA,PTNO:9611110490 |  | OEM-E-LISTCLAMP;TOY,9611110490 | TOYOTA | 9611110490 | [14 empty] | TOYOTA | 9611110490 | [16 empty] | https://parts.lakelandtoyota.com/p/toyota__/CLAMP--HOSE/4122582/9611110490.html | [9 empty] | Cleansed | 31162906 Hose or pipe clamps |  |  | CLAMP | HOSE | TYPE |  | HOSE SIZE |  | WIDTH |  | LOAD CAPACITY |  | MOUNTING SIZE |  | MATERIAL |  | MATERIAL SPECIFICATION |  | COATING/FINISH |  | PRESSURE RATING |  | TEMPERATURE RATING |  | FASTENING DEVICE TYPE |  | HAZARD CLASS |  | CERTIFICATION/STANDARD | [47 empty] | Production Completed
STP_009 - Lot7 | Data Enrichment | NGB | ok | 2023-10-16 | 2023-10-20 |  | 1091658 | 1091658 | 1393727 | AU_QM_000237217 |  | ERSA | M | 5910 | 1393727GZPCLNT100 | EA | 3000012 | CLAMP;TOY,9611110530 | CLAMP;TOY,9611110530 | CLAMP;MNFR:TOYOTA,PTNO:9611110530 |  | OEM-E-LISTCLAMP;TOY,9611110530 | TOYOTA | 9611110530 | [14 empty] | TOYOTA | 9611110530 | [16 empty] | https://parts.lakelandtoyota.com/p/TOYOTA__/Clamp--Hose/4216468/9611110530.html | [9 empty] | Cleansed | 31162906 Hose or pipe clamps |  |  | CLAMP | HOSE | TYPE |  | HOSE SIZE |  | WIDTH |  | LOAD CAPACITY |  | MOUNTING SIZE |  | MATERIAL |  | MATERIAL SPECIFICATION |  | COATING/FINISH |  | PRESSURE RATING |  | TEMPERATURE RATING |  | FASTENING DEVICE TYPE |  | HAZARD CLASS |  | CERTIFICATION/STANDARD | [47 empty] | Production Completed
STP_009 - Lot7 | Data Enrichment | NGB | ok | 2023-10-16 | 2023-10-20 |  | 1091878 | 1091878 | 1387828 | AU_QM_000229024 |  | ERSA | M | 5910 | 1387828GZPCLNT100 | EA | 3000012 | CLAMP;TOY,9611110900 | CLAMP;TOY,9611110900 | CLAMP;MNFR:TOYOTA,PTNO:9611110900 |  | CLAMP;TOY,9611110900CLAMP;BEL,9611110900 | TOYOTA | 9611110900 | [14 empty] | TOYOTA | 9611110900 | [16 empty] | https://parts.lakelandtoyota.com/p/TOYOTA__/Clamp-HOSE-Air/4098913/9611110900.html | [9 empty] | Enriched | 31162906 Hose or pipe clamps |  |  | CLAMP | HOSE | TYPE | AIR | HOSE SIZE |  | WIDTH |  | LOAD CAPACITY |  | MOUNTING SIZE |  | MATERIAL |  | MATERIAL SPECIFICATION |  | COATING/FINISH |  | PRESSURE RATING |  | TEMPERATURE RATING |  | FASTENING DEVICE TYPE |  | HAZARD CLASS |  | CERTIFICATION/STANDARD | [47 empty] | Production Completed
STP_009 - Lot7 | Data Enrichment | NGB | ok | 2023-10-16 | 2023-10-20 |  | 1091657 | 1091657 | 1393728 | AU_QM_000237218 |  | ERSA | M | 5910 | 1393728GZPCLNT100 | EA | 3000012 | CLAMP;TOY,9611111180 | CLAMP;TOY,9611111180 | CLAMP;MNFR:TOYOTA,PTNO:9611111180 |  | OEM-E-LISTCLAMP;TOY,9611111180 | TOYOTA | 9611111180 | [14 empty] | TOYOTA | 9611111180 | [16 empty] | https://www.newtowntoyota.parts/TO9611111180/CLAMP-HOSE | [9 empty] | Cleansed | 31162906 Hose or pipe clamps |  |  | CLAMP | HOSE | TYPE |  | HOSE SIZE |  | WIDTH |  | LOAD CAPACITY |  | MOUNTING SIZE |  | MATERIAL |  | MATERIAL SPECIFICATION |  | COATING/FINISH |  | PRESSURE RATING |  | TEMPERATURE RATING |  | FASTENING DEVICE TYPE |  | HAZARD CLASS |  | CERTIFICATION/STANDARD | [47 empty] | Production Completed
STP_009 - Lot7 | Data Enrichment | NGB | ok | 2023-10-16 | 2023-10-20 |  | 1091656 | 1091656 | 1393729 | AU_QM_000237219 |  | ERSA | M | 5910 | 1393729GZPCLNT100 | EA | 3000012 | CLAMP;TOY,9611210250 | CLAMP;TOY,9611210250 | CLAMP;MNFR:TOYOTA,PTNO:9611210250 |  | OEM-E-LISTCLAMP;TOY,9611210250 | TOYOTA | 9611210250 | [14 empty] | TOYOTA | 9611210250 | [16 empty] | https://www.amayama.com/en/part/toyota/9611210250 | [9 empty] | Enriched | 31162906 Hose or pipe clamps |  |  | CLAMP | HOSE | TYPE | WATER BY-PASS | HOSE SIZE |  | WIDTH |  | LOAD CAPACITY |  | MOUNTING SIZE |  | MATERIAL |  | MATERIAL SPECIFICATION |  | COATING/FINISH |  | PRESSURE RATING |  | TEMPERATURE RATING |  | FASTENING DEVICE TYPE |  | HAZARD CLASS |  | CERTIFICATION/STANDARD | [47 empty] | Production Completed
STP_009 - Lot7 | Data Enrichment | NGB | ok | 2023-10-16 | 2023-10-20 |  | 1091655 | 1091655 | 1393730 | AU_QM_000237220 |  | ERSA | M | 5910 | 1393730GZPCLNT100 | EA | 3000035 | CLAMP;WAR,06072C204C23 | CLAMP;WAR,06072C204C23 | CLAMP;MNFR:WARMAN,PTNO:06072C204C23 |  | OEM-E-LISTCLAMP;WEI,06072C204C23 | WARMAN | 06072C204C23 | [12 empty] | WARMAN | 06072C204C23 |  |  | WEIR MINERALS AUSTRALIA LTD | [15 empty] | URL Not Found | [9 empty] | Cleansed | 31162900 Clamps |  |  | CLAMP | NO MODIFIER | TYPE |  | CAPACITY |  | SIZE |  | MATERIAL |  | CLAMPING PRESSURE |  | HAZARD CLASS |  | CERTIFICATION/STANDARD | [59 empty] | Production Completed
STP_009 - Lot7 | Data Enrichment | NGB | ok | 2023-10-16 | 2023-10-20 |  | 1091654 | 1091654 | 1393731 | AU_QM_000237221 |  | ERSA | M | 5910 | 1393731GZPCLNT100 | EA | 3000035 | CLAMP;WAR,10072C265C23 | CLAMP;WAR,10072C265C23 | CLAMP;MNFR:WARMAN,PTNO:10072C265C23 |  | OEM-E-LISTCLAMP;WEI,10072C265C23 | WARMAN | 10072C265C23 | [14 empty] | WARMAN | 10072C265C23 | WEIR MINERALS AUSTRALIA LTD | [15 empty] | https://fr.importgenius.com/ukraine/suppliers/weir-minerals-poland-sp-z-o-o | [9 empty] | Enriched | 31162800 Miscellaneous hardware |  |  | RING | NO MODIFIER | TYPE | CLAMPING,QUICK RELEASE | DIMENSIONS |  | MATERIAL |  | MATERIAL SPECIFICATION |  | HAZARD CLASS |  | CERTIFICATION/STANDARD | [61 empty] | Production Completed
STP_009 - Lot7 | Data Enrichment | NGB | ok | 2023-10-16 | 2023-10-20 |  | 1092383 | 1092383 | 1373239 | AU_QM_000197837 |  | ERSA | M | 5910 | 1373239GZPCLNT100 | EA | 3000035 | CLAMP;WAR,31500 | CLAMP;WAR,31500 | CLAMP;MNFR:WARMAN,PTNO:31500 |  | CLAMP;WAR,31500CLAMP;WAR,R315E02 | WARMAN | 31500 | [12 empty] | WARMAN | 31500 |  |  | WARMAN | R315E02 | [14 empty] | URL Not Found | [9 empty] | Cleansed | 31162900 Clamps |  |  | CLAMP | NO MODIFIER | TYPE |  | CAPACITY |  | SIZE |  | MATERIAL |  | CLAMPING PRESSURE |  | HAZARD CLASS |  | CERTIFICATION/STANDARD | [59 empty] | Production Completed
STP_009 - Lot7 | Data Enrichment | NGB | ok | 2023-10-16 | 2023-10-20 |  | 1026405 | 1026405 | 1373227 | AU_QM_000197824 |  | ERSA | M | 5910 | 1373227GZPCLNT100 | EA | 3000035 | CLAMP;WAR,315B315M | CLAMP;WAR,315B315M | CLAMP;MNFR:WARMAN,PTNO:315B315M |  | CLAMP;WAR,315B315MCLAMP;WAR,315-B315M | WARMAN | 315B315M | [12 empty] | WARMAN | 315B315M | [18 empty] | URL Not Found | [9 empty] | Cleansed | 31162900 Clamps |  |  | CLAMP | NO MODIFIER | TYPE |  | CAPACITY |  | SIZE |  | MATERIAL |  | CLAMPING PRESSURE |  | HAZARD CLASS |  | CERTIFICATION/STANDARD | [59 empty] | Production Completed
STP_009 - Lot7 | Data Enrichment | NGB | ok | 2023-10-16 | 2023-10-20 |  | 1027199 | 1027199 | 1373236 | AU_QM_000197834 |  | ERSA | M | 5910 | 1373236GZPCLNT100 | EA | 3000035 | CLAMP;WAR,315G315M | CLAMP;WAR,315G315M | CLAMP;MNFR:WARMAN,PTNO:315G315M |  | CLAMP;WAR,315G315MCLAMP;WAR,315-G315M | WARMAN | 315G315M | [12 empty] | WARMAN | 315G315M | [18 empty] | URL Not Found | [9 empty] | Cleansed | 31162900 Clamps |  |  | CLAMP | NO MODIFIER | TYPE |  | CAPACITY |  | SIZE |  | MATERIAL |  | CLAMPING PRESSURE |  | HAZARD CLASS |  | CERTIFICATION/STANDARD | [59 empty] | Production Completed
STP_009 - Lot7 | Data Enrichment | NGB | ok | 2023-10-16 | 2023-10-20 |  | 1026413 | 1026413 | 1373194 | AU_QM_000197788 |  | ERSA | M | 5910 | 1373194GZPCLNT100 | EA | 3000035 | CLAMP;WAR,315SV315 | CLAMP;WAR,315SV315 | CLAMP;MNFR:WARMAN,PTNO:315SV315 |  | CLAMP;WAR,315SV315CLAMP;WAR,315SV315 | WARMAN | 315SV315 | [12 empty] | WARMAN | 315SV315 | [18 empty] | URL Not Found | [9 empty] | Cleansed | 31162900 Clamps |  |  | CLAMP | NO MODIFIER | TYPE |  | CAPACITY |  | SIZE |  | MATERIAL |  | CLAMPING PRESSURE |  | HAZARD CLASS |  | CERTIFICATION/STANDARD | [59 empty] | Production Completed
STP_009 - Lot7 | Data Enrichment | NGB | ok | 2023-10-16 | 2023-10-20 |  | 1026404 | 1026404 | 1373228 | AU_QM_000197825 |  | ERSA | M | 5910 | 1373228GZPCLNT100 | EA | 3000035 | CLAMP;WAR,B315ME02 | CLAMP;WAR,B315ME02 | CLAMP;MNFR:WARMAN,PTNO:B315ME02 |  | CLAMP;WAR,B315ME02CLAMP;WAR,B315ME02 | WARMAN | B315ME02 | [12 empty] | WARMAN | B315ME02 | [18 empty] | URL Not Found | [9 empty] | Cleansed | 31162900 Clamps |  |  | CLAMP | NO MODIFIER | TYPE |  | CAPACITY |  | SIZE |  | MATERIAL |  | CLAMPING PRESSURE |  | HAZARD CLASS |  | CERTIFICATION/STANDARD | [59 empty] | Production Completed
STP_009 - Lot7 | Data Enrichment | NGB | ok | 2023-10-16 | 2023-10-20 |  | 1026418 | 1026418 | 1373177 | AU_QM_000197770 |  | ERSA | M | 5910 | 1373177GZPCLNT100 | EA | 3000035 | CLAMP;WAR,E315ME02 | CLAMP;WAR,E315ME02 | CLAMP;MNFR:WARMAN,PTNO:E315ME02 |  | CLAMP;WAR,E315ME02CLAMP;WAR,E315ME02 | WARMAN | E315ME02 | [12 empty] | WARMAN | E315ME02 | [18 empty] | URL Not Found | [9 empty] | Cleansed | 31162900 Clamps |  |  | CLAMP | NO MODIFIER | TYPE |  | CAPACITY |  | SIZE |  | MATERIAL |  | CLAMPING PRESSURE |  | HAZARD CLASS |  | CERTIFICATION/STANDARD | [59 empty] | Production Completed
STP_009 - Lot7 | Data Enrichment | NGB | ok | 2023-10-16 | 2023-10-20 |  | 1092061 | 1092061 | 1382194 | AU_QM_000222252 |  | ERSA | M | 5910 | 1382194GZPCLNT100 | EA | 3000035 | CLAMP;WAR,G315ME02 | CLAMP;WAR,G315ME02 | CLAMP;MNFR:WARMAN,PTNO:G315ME02 |  | CLAMP;WAR,G315ME02CLAMP;WAR,G315ME02 | WARMAN | G315ME02 | [12 empty] | WARMAN | G315ME02 | [18 empty] | URL Not Found | [9 empty] | Cleansed | 31162900 Clamps |  |  | CLAMP | NO MODIFIER | TYPE |  | CAPACITY |  | SIZE |  | MATERIAL |  | CLAMPING PRESSURE |  | HAZARD CLASS |  | CERTIFICATION/STANDARD | [59 empty] | Production Completed
STP_009 - Lot7 | Data Enrichment | NGB | ok | 2023-10-16 | 2023-10-20 |  | 1026414 | 1026414 | 1373193 | AU_QM_000197787 |  | ERSA | M | 5910 | 1373193GZPCLNT100 | EA | 3000035 | CLAMP;WAR,SV315E02 | CLAMP;WAR,SV315E02 | CLAMP;MNFR:WARMAN,PTNO:SV315E02 |  | CLAMP;WAR,SV315E02CLAMP;WAR,SV315E02 | WARMAN | SV315E02 | [12 empty] | WARMAN | SV315E02 | [18 empty] | URL Not Found | [9 empty] | Cleansed | 31162900 Clamps |  |  | CLAMP | NO MODIFIER | TYPE |  | CAPACITY |  | SIZE |  | MATERIAL |  | CLAMPING PRESSURE |  | HAZARD CLASS |  | CERTIFICATION/STANDARD | [59 empty] | Production Completed
STP_009 - Lot7 | Data Enrichment | NGB | ok | 2023-10-16 | 2023-10-20 | Processed based on Websource, Conflict w.r.t Input | 1005030 | 1005030 | 1350118 | AU_QM_000132244 |  | ERSA | M | 5910 | 1350118GZPCLNT100 | EA | 3000012 | CLAMP;TOY,2374227010 | CLAMP;TOY,2374227010 | CLAMP;MNFR:TOYOTA,PTNO:2374227010 |  | CLAMP,HOSE: CLAMP FUEL LINE INJECTORS 70S;LANDCRUISE | TOYOTA | 2374227010 | 1068114 @@ BELL & MOIR - PARTS ORDERS ONLY | 2374227010 | [12 empty] | TOYOTA | 2374227010 | BELL & MOIR | [15 empty] | https://autoparts.toyotaofcedarpark.com/products/product/clamp-injection-pipe-no-2-2374227010 |  |  | LAND CRUISER |  |  | 70S |  |  |  | Enriched | 31162906 Hose or pipe clamps |  |  | CLAMP | PIPE | TYPE | FUEL LINE INJECTION | TUBE SIZE |  | LOAD CAPACITY |  | MOUNTING SIZE |  | MATERIAL |  | MATERIAL SPECIFICATION |  | COATING/FINISH |  | PRESSURE RATING |  | TEMPERATURE RATING |  | MOUNTING TYPE |  | CERTIFICATION/STANDARD | [51 empty] | Production Completed
STP_009 - Lot7 | Data Enrichment | NGB | ok | 2023-10-16 | 2023-10-20 |  | 1016624 | 1016624 |  |  |  | ERSA | M | 3000 | 1212751GZPCLNT100 | EA | 3000035 | CLAMP;WAR,EAM022E62,PLTE | CLAMP;WAR,EAM022E62,PLTE | CLAMP;MNFR:WARMAN,PTNO:EAM022E62,ADDITIONAL FEATURES EN:PLATE |  |  | WARMAN | EAM022E62 | 1068227 @@ WEIR MINERALS AUSTRALIA LTD | EAM022E62 | [10 empty] | WARMAN | EAM022E62 |  |  | WEIR MINERALS AUSTRALIA LTD | EAM022E62 | [14 empty] | URL Not Found | [9 empty] | Cleansed | 31162900 Clamps |  |  | CLAMP | NO MODIFIER | TYPE | PLATE | CAPACITY |  | SIZE |  | MATERIAL |  | CLAMPING PRESSURE |  | HAZARD CLASS |  | CERTIFICATION/STANDARD | [59 empty] | Production Completed
STP_009 - Lot7 | Data Enrichment | NGB | ok | 2023-10-16 | 2023-10-20 |  | 1016698 | 1016698 | 1186186 | AU_QM_000156296 |  | ERSA | M | 5915 | 1186186GZPCLNT100 | EA | 3000012 | CLAMP;TOY,9046108727 | CLAMP;TOY,9046108727 | CLAMP;MNFR:TOYOTA,PTNO:9046108727 |  | CLAMP: BRAKE TUBE CLAMP; SERIES HZJ,VDJ7,HDJ,KZ | TOYOTA | 9046108727 | 1068114 @@ BELL & MOIR - PARTS ORDERS ONLY | 9046108727 | [12 empty] | TOYOTA | 9046108727 | BELL & MOIR | [15 empty] | https://autoparts.toyota.com/products/product/clamp-9046108727 | [5 empty] | HZJ,VDJ7,HDJ,KZ |  |  |  | Cleansed | 31162900 Clamps |  |  | CLAMP | TUBE | TYPE | FUEL BRAKE | TUBE SIZE |  | LOAD CAPACITY |  | MOUNTING SIZE |  | MATERIAL |  | MATERIAL SPECIFICATION |  | COATING/FINISH |  | PRESSURE RATING |  | TEMPERATURE RATING |  | MOUNTING TYPE |  | HAZARD CLASS |  | CERTIFICATION/STANDARD | [49 empty] | Production Completed
STP_009 - Lot7 | Data Enrichment | NGB | ok | 2023-10-16 | 2023-10-20 |  | 1027078 | 1027078 | 1352680 | AU_QM_000141267 |  | ERSA | M | 5910 | 1352680GZPCLNT100 | EA | 3000035 | CLAMP;WAR,06072CVX176C23 | CLAMP;WAR,06072CVX176C23 | CLAMP;MNFR:WARMAN,PTNO:06072CVX176C23 |  | CLAMP: CYCLONE QUICK RELEASE; | WARMAN | 06072CVX176C23 | 1068227 @@ WEIR MINERALS AUSTRALIA LTD | 06072CVX176C23 | [10 empty] | WARMAN | 06072CVX176C23 |  |  | WEIR MINERALS AUSTRALIA LTD | 06072CVX176C23 | [14 empty] | URL Not Found | [9 empty] | Cleansed | 31162900 Clamps |  |  | CLAMP | NO MODIFIER | TYPE | CYCLONE QUICK RELEASE | CAPACITY |  | SIZE |  | MATERIAL |  | CLAMPING PRESSURE |  | HAZARD CLASS |  | CERTIFICATION/STANDARD | [59 empty] | Production Completed
STP_009 - Lot7 | Data Enrichment | NGB | ok | 2023-10-16 | 2023-10-20 |  | 1027844 | 1027844 | 1426370 | AU_QM_000377838 |  | ERSA | M | 5910 | 1426370GZPCLNT100 | EA | 3000035 | CLAMP;WAR,GAL10053-E02 | CLAMP;WAR,GAL10053-E02 | CLAMP;MNFR:WARMAN,PTNO:GAL10053-E02 |  | CLAMP: 1.5"SAA DISCHARGE PIPE CLAMP; | WARMAN | GAL10053-E02 | 1068227 @@ WEIR MINERALS AUSTRALIA LTD | GAL10053-E02 | [10 empty] | WARMAN | GAL10053-E02 |  |  | WEIR MINERALS AUSTRALIA LTD | GAL10053-E02 | [14 empty] | URL Not Found | [9 empty] | Cleansed | 31162906 Hose or pipe clamps |  |  | CLAMP | PIPE | TYPE | SAA DISCHARGE | TUBE SIZE | 1-1/2 IN | LOAD CAPACITY |  | MOUNTING SIZE |  | MATERIAL |  | MATERIAL SPECIFICATION |  | COATING/FINISH |  | PRESSURE RATING |  | TEMPERATURE RATING |  | MOUNTING TYPE |  | CERTIFICATION/STANDARD | [51 empty] | Production Completed
STP_009 - Lot7 | Data Enrichment | NGB | ok | 2023-10-16 | 2023-10-20 |  | 1027845 | 1027845 | 1426369 | AU_QM_000377820 |  | ERSA | M | 5910 | 1426369GZPCLNT100 | EA | 3000035 | CLAMP;WAR,GAL10054-E02 | CLAMP;WAR,GAL10054-E02 | CLAMP;MNFR:WARMAN,PTNO:GAL10054-E02 |  | CLAMP: 1.5"SAA DISCHARGE PIPE CLAMP; | WARMAN | GAL10054-E02 | 1068227 @@ WEIR MINERALS AUSTRALIA LTD | GAL10054-E02 | [10 empty] | WARMAN | GAL10054-E02 |  |  | WEIR MINERALS AUSTRALIA LTD | GAL10054-E02 | [14 empty] | URL Not Found | [9 empty] | Cleansed | 31162906 Hose or pipe clamps |  |  | CLAMP | PIPE | TYPE | SAA DISCHARGE | TUBE SIZE | 1-1/2 IN | LOAD CAPACITY |  | MOUNTING SIZE |  | MATERIAL |  | MATERIAL SPECIFICATION |  | COATING/FINISH |  | PRESSURE RATING |  | TEMPERATURE RATING |  | MOUNTING TYPE |  | CERTIFICATION/STANDARD | [51 empty] | Production Completed
STP_009 - Lot7 | Data Enrichment | NGB | ok | 2023-10-16 | 2023-10-20 |  | 1027936 | 1027936 | 1456420 | AU_QM_001282623 |  | ERSA | M | 5910 | 1456420GZPCLNT100 | EA | 3000035 | CLAMP;WAR,G12022ME62 | CLAMP;WAR,G12022ME62 | CLAMP;MNFR:WARMAN,PTNO:G12022ME62 |  | CLAMP: STUFFING BOX CLAMP | WARMAN | G12022ME62 | 1068227 @@ WEIR MINERALS AUSTRALIA LTD | G12022ME62 | [10 empty] | WARMAN | G12022ME62 |  |  | WEIR MINERALS AUSTRALIA LTD | G12022ME62 | [14 empty] | URL Not Found | [9 empty] | Cleansed | 31162900 Clamps |  |  | CLAMP | NO MODIFIER | TYPE | STUFFING BOX | CAPACITY |  | SIZE |  | MATERIAL |  | CLAMPING PRESSURE |  | HAZARD CLASS |  | CERTIFICATION/STANDARD | [59 empty] | Production Completed
STP_009 - Lot7 | Data Enrichment | NGB | ok | 2023-10-16 | 2023-10-20 |  | 1028024 | 1028024 | 1450838 | AU_QM_001141829 |  | ERSA | M | 5910 | 1450838GZPCLNT100 | EA | 3000035 | CLAMP;WAR,SPR65153R55 | CLAMP;WAR,SPR65153R55 | CLAMP;MNFR:WARMAN,PTNO:SPR65153R55 |  | CLAMP: 65VD-SPR COLUMN CLAMP; | WARMAN | SPR65153R55 | 1068227 @@ WEIR MINERALS AUSTRALIA LTD | SPR65153R55 | [10 empty] | WARMAN | SPR65153R55 |  |  | WEIR MINERALS AUSTRALIA LTD | SPR65153R55 | [14 empty] | URL Not Found |  |  |  |  | 65VD-SPR |  |  |  |  | Cleansed | 31162900 Clamps |  |  | CLAMP | NO MODIFIER | TYPE | COLUMN | CAPACITY |  | SIZE |  | MATERIAL |  | CLAMPING PRESSURE |  | HAZARD CLASS |  | CERTIFICATION/STANDARD | [59 empty] | Production Completed
STP_009 - Lot7 | Data Enrichment | NGB | ok | 2023-10-16 | 2023-10-20 |  | 1031361 | 1031361 | 1445991 | AU_QM_001024389 |  | ERSA | M | 5910 | 1445991GZPCLNT100 | EA | 3000035 | CLAMP;WAR,06072C204C22 | CLAMP;WAR,06072C204C22 | CLAMP;MNFR:WARMAN,PTNO:06072C204C22 |  | CLAMP: CAVEX QUICK-RELEASE CLAMP;CF8M(SS316) | WARMAN | 06072C204C22 | 1068227 @@ WEIR MINERALS AUSTRALIA LTD | 06072C204C23 | [10 empty] | WARMAN |  | WEIR MINERALS AUSTRALIA LTD | 06072C204C22 | [16 empty] | https://1library.net/document/zwgwgn0q-cavex-manual.html | [9 empty] | Enriched | 31162900 Clamps | BRAND:CAVEX |  | CLAMP | NO MODIFIER | TYPE | QUICK-RELEASE,CONE TO SPIGOT | CAPACITY |  | SIZE |  | MATERIAL | STAINLESS STEEL CF8M (STAINLESS STEEL 316) | CLAMPING PRESSURE |  | HAZARD CLASS |  | CERTIFICATION/STANDARD | [59 empty] | Production Completed
STP_009 - Lot7 | Data Enrichment | NGB | ok | 2023-10-16 | 2023-10-20 |  | 1031362 | 1031362 | 1445989 | AU_QM_001024363 |  | ERSA | M | 5910 | 1445989GZPCLNT100 | EA | 3000035 | CLAMP;WAR,10072CVX221C23 | CLAMP;WAR,10072CVX221C23 | CLAMP;MNFR:WARMAN,PTNO:10072CVX221C23 |  | CLAMP: CAVEX QUICK-RELEASE CLAMP;CF8M(SS316) | WARMAN | 10072CVX221C23 | 1068227 @@ WEIR MINERALS AUSTRALIA LTD | 10072CVX221C23 | [10 empty] | WARMAN |  | WEIR MINERALS AUSTRALIA LTD | 10072CVX221C23 | [16 empty] | https://1library.net/document/zwgwgn0q-cavex-manual.html | [9 empty] | Enriched | 31162906 Hose or pipe clamps | BRAND:CAVEX |  | CLAMP | PIPE | TYPE | QUICK-RELEASE,OVERFLOW | TUBE SIZE |  | LOAD CAPACITY |  | MOUNTING SIZE |  | MATERIAL | STAINLESS STEEL CF8M (STAINLESS STEEL 316) | MATERIAL SPECIFICATION |  | COATING/FINISH |  | PRESSURE RATING |  | TEMPERATURE RATING |  | MOUNTING TYPE |  | CERTIFICATION/STANDARD | [51 empty] | Production Completed
STP_009 - Lot7 | Data Enrichment | NGB | ok | 2023-10-16 | 2023-10-20 |  | 1031532 | 1031532 | 1431187 | AU_QM_000698894 |  | ERSA | M | 5910 | 1431187GZPCLNT100 | EA | 3000035 | CLAMP;WAR,SPR4153R55 | CLAMP;WAR,SPR4153R55 | CLAMP;MNFR:WARMAN,PTNO:SPR4153R55 |  | CLAMP,PIPE,ANCHOR:40VC-SPR COLUMN CLAMP; | WARMAN | SPR4153R55 | 1068227 @@ WEIR MINERALS AUSTRALIA LTD | SPR4153R55 | [10 empty] | WARMAN | SPR4153R55 |  |  | WEIR MINERALS AUSTRALIA LTD | SPR4153R55 | [14 empty] | URL Not Found |  |  |  |  | 40VC-SPR |  |  |  |  | Cleansed | 31162906 Hose or pipe clamps |  |  | CLAMP | PIPE | TYPE | ANCHOR,COLUMN | TUBE SIZE |  | LOAD CAPACITY |  | MOUNTING SIZE |  | MATERIAL |  | MATERIAL SPECIFICATION |  | COATING/FINISH |  | PRESSURE RATING |  | TEMPERATURE RATING |  | MOUNTING TYPE |  | CERTIFICATION/STANDARD | [51 empty] | Production Completed
STP_009 - Lot7 | Data Enrichment | NGB | ok | 2023-10-16 | 2023-10-20 | Processed based on Websource, Conflict w.r.t Input | 1035118 | 1035118 | 1451416 | AU_QM_001154012 |  | ERSA | M | 5910 | 1451416GZPCLNT100 | EA | 3000012 | CLAMP;TOY,9046716037 | CLAMP;TOY,9046716037 | CLAMP;MNFR:TOYOTA,PTNO:9046716037 |  | CLAMP,HOSE: CLAMP;SIZE?????; | TOYOTA | 9046716037 | 1071809 @@ ASHDOWN ENTERPRISES | 90467-16037 | 1068087 @@ ASHDOWN INGRAM | 90467-16037 | 1068114 @@ BELL & MOIR - PARTS ORDERS ONLY | 9046716037 | [8 empty] | TOYOTA | 9046716037 | ASHDOWN ENTERPRISES |  | ASHDOWN INGRAM |  | BELL & MOIR | [11 empty] | https://www.amayama.com/en/part/toyota/9046716037 | [9 empty] | Enriched | 31162906 Hose or pipe clamps |  |  | CLAMP | PIPE | TYPE | WATER BY-PASS | TUBE SIZE |  | LOAD CAPACITY |  | MOUNTING SIZE |  | MATERIAL |  | MATERIAL SPECIFICATION |  | COATING/FINISH |  | PRESSURE RATING |  | TEMPERATURE RATING |  | MOUNTING TYPE |  | CERTIFICATION/STANDARD | [51 empty] | Production Completed
STP_009 - Lot7 | Data Enrichment | NGB | ok | 2023-10-16 | 2023-10-20 |  | 1035427 | 1035427 | 1441908 | AU_QM_000990739 |  | ERSA | M | 5910 | 1441908GZPCLNT100 | EA | 3000035 | CLAMP;WAR,A3-112-0-127247 REV 2 ITEM 02 | CLAMP;WAR,A3-112-0-127247 REV 2 ITEM 02 | CLAMP;MNFR:WARMAN,PTNO:A3-112-0-127247 REV 2 ITEM 02 |  | CLAMP: QUICK-RELEASE CLAMP RING; | WARMAN | A3-112-0-127247 REV 2 ITEM 02 | 1068227 @@ WEIR MINERALS AUSTRALIA LTD | 10072C265C23 | [10 empty] | WARMAN | A3-112-0-127247 |  |  | WEIR MINERALS AUSTRALIA LTD | 10072C265C23 | [14 empty] | URL Not Found |  | 2 | [5 empty] | REV 2 |  | Cleansed | 31162900 Clamps |  |  | CLAMP | NO MODIFIER | TYPE | QUICK-RELEASE | CAPACITY |  | SIZE |  | MATERIAL |  | CLAMPING PRESSURE |  | HAZARD CLASS |  | CERTIFICATION/STANDARD | [59 empty] | Production Completed
STP_009 - Lot7 | Data Enrichment | NGB | ok | 2023-10-16 | 2023-10-20 |  | 1070784 | 1070784 | 1446318 | AU_QM_001036490 |  | ERSA | M | 5910 | 1446318GZPCLNT100 | EA | 3000012 | CLAMP;TOY,4546636010 | CLAMP;TOY,4546636010 | CLAMP;MNFR:TOYOTA,PTNO:4546636010 |  | CLAMP: CLAMP STEERING ROD | TOYOTA | 4546636010 | 1071809 @@ ASHDOWN ENTERPRISES | 45466-36010 | 1068114 @@ BELL & MOIR - PARTS ORDERS ONLY | 4546636010 | [10 empty] | TOYOTA | 4546636010 | ASHDOWN ENTERPRISES |  | BELL & MOIR | [13 empty] | https://parts.lakelandtoyota.com/p/TOYOTA__/Adjust-tube-clamp-CLAMP--TIE-ROD-END-Tie-rod-clamp/3975877/4546636010.html | [9 empty] | Enriched | 31162900 Clamps |  |  | CLAMP | TUBE | TYPE | TIE ROD END,STEERING | TUBE SIZE |  | LOAD CAPACITY |  | MOUNTING SIZE |  | MATERIAL |  | MATERIAL SPECIFICATION |  | COATING/FINISH |  | PRESSURE RATING |  | TEMPERATURE RATING |  | MOUNTING TYPE |  | HAZARD CLASS |  | CERTIFICATION/STANDARD | [49 empty] | Production Completed
STP_009 - Lot7 | Data Enrichment | NGB | ok | 2023-10-16 | 2023-10-20 |  | 1070785 | 1070785 | 1446317 | AU_QM_001036482 |  | ERSA | M | 5910 | 1446317GZPCLNT100 | EA | 3000012 | CLAMP;EXHST,L | CLAMP;EXHST,L | CLAMP;TYPE:EXHAUST,SIZE:L,MNFR:TOYOTA,PTNO:J7,MNFR:01)TOYOTA,PTNO:01)J7,MNFR:02)BELLMOIR,PTNO:02)J7 |  | CLAMP: CLAMP EXHAUST (LARGE) | TOYOTA | J7 | 1068114 @@ BELL & MOIR - PARTS ORDERS ONLY | J7 | [10 empty] | TOYOTA | J7 |  |  | BELL & MOIR | J7 | [14 empty] | URL Not Found | [9 empty] | Cleansed | 31162900 Clamps |  |  | CLAMP | NO MODIFIER | TYPE | EXHAUST | CAPACITY |  | SIZE | LARGE | MATERIAL |  | CLAMPING PRESSURE |  | HAZARD CLASS |  | CERTIFICATION/STANDARD | [59 empty] | Production Completed
STP_009 - Lot7 | Data Enrichment | NGB | ok | 2023-10-16 | 2023-10-20 |  | 1071067 | 1071067 | 1449180 | AU_QM_001103845 |  | ERSA | M | 5910 | 1449180GZPCLNT100 | EA | 3000012 | CLAMP,LP;AHR, PIPE,BRAKE LINE | CLAMP,LP;AHR, PIPE,BRAKE LINE | CLAMP,LOOP;TYPE:ANCHOR, PIPE,ADDITIONAL FEATURES EN:BRAKE LINE,MNFR:TOYOTA,PTNO:9046108706,MNFR:01)BELLMOIR,PTNO:01)9046108706 |  | CLAMP,PIPE,ANCHOR:BRAKE LINE CLAMP; | TOYOTA | 9046108706 | 1071809 @@ ASHDOWN ENTERPRISES | 90461-08706 | 1068087 @@ ASHDOWN INGRAM | 90461-08706 | 1068114 @@ BELL & MOIR - PARTS ORDERS ONLY | 9046108706 | [8 empty] | TOYOTA | 9046108706 | ASHDOWN ENTERPRISES |  | ASHDOWN INGRAM |  | BELL & MOIR | [11 empty] | https://www.megazip.net/zapchasti-dlya/toyota/clamp-9046108706 | [9 empty] | Cleansed | 31162900 Clamps |  |  | CLAMP | LOOP | TYPE | ANCHOR,BRAKE LINE | CLAMPING RANGE |  | WIDTH |  | FASTENING DEVICE TYPE |  | MATERIAL |  | SHAPE STYLE |  | HAZARD CLASS |  | CERTIFICATION/STANDARD | [57 empty] | Production Completed
STP_009 - Lot7 | Data Enrichment | NGB | ok | 2023-10-16 | 2023-10-20 |  | 1076583 | 1076583 | 1048890 | AU_QM_000132236 |  | ERSA | M | 1600 | 1048890GZPCLNT100 | EA | 3000012 | CLAMP;TOY,74404-60140,BATRY | CLAMP;TOY,74404-60140,BATRY | CLAMP;MNFR:TOYOTA,PTNO:74404-60140,ADDITIONAL FEATURES EN:BATTERY |  | CLAMP,HOSE: CLAMP BATTERY TRAY 70S;LANDCRUISER; | TOYOTA | 74404-60140 | 1068114 @@ BELL & MOIR - PARTS ORDERS ONLY | 7440460140 | [12 empty] | TOYOTA | 74404-60140 | BELL & MOIR | [15 empty] | https://www.toyotapartsdeal.com/oem/toyota~clamp~battery~hold~down~74404-60140.html |  |  | LAND CRUISER |  |  | 70S |  |  |  | Enriched | 27112132 Hold down clamps |  |  | CLAMP | HOLDING | TYPE | BATTERY TRAY | CABLE SIZE |  | LINE CONDUCTOR |  | MATERIAL |  | CONNECTION TYPE |  | HAZARD CLASS |  | CERTIFICATION/STANDARD | [59 empty] | Production Completed
STP_009 - Lot7 | Data Enrichment | NGB | ok | 2023-10-16 | 2023-10-20 | Processed based on Websource, Conflict w.r.t Input | 1077309 | 1077309 | 1206879 | AU_QM_000156814 |  | ERSA | M | 5915 | 1206879GZPCLNT100 | EA | 3000012 | CLAMP;TOY,9046808035 | CLAMP;TOY,9046808035 | CLAMP;MNFR:TOYOTA,PTNO:9046808035 |  | CLIP:CLIP FOR BRAKE TUBE AND CLAMP; SERIES HZ | TOYOTA | 9046808035 | 1068114 @@ BELL & MOIR - PARTS ORDERS ONLY | 9046808035 | [12 empty] | TOYOTA | 9046808035 | BELL & MOIR | [15 empty] | https://partszone.ae/en/parts/TOYOTA/9046808035 | [5 empty] | HZ |  |  |  | Enriched | 31163200 Retaining hardware | FOR BRAKE TUBE & CLAMP |  | CLIP | NO MODIFIER | TYPE |  | SIZE |  | MATERIAL | METAL | HAZARD CLASS |  | CERTIFICATION/STANDARD | [63 empty] | Production Completed
STP_009 - Lot7 | Data Enrichment | NGB | ok | 2023-10-16 | 2023-10-20 | Processed based on Websource, Conflict w.r.t Input | 1077459 | 1077459 | 1200602 | AU_QM_001103829 |  | ERSA | M | 5915 | 1200602GZPCLNT100 | EA | 3000012 | CLAMP;TOY,9048001107 | CLAMP;TOY,9048001107 | CLAMP;MNFR:TOYOTA,PTNO:9048001107 |  | GROMMET,RUBBER; BRAKE LINE GROMMET; | TOYOTA | 9048001107 | 1071809 @@ ASHDOWN ENTERPRISES | 9048001107 | 1068114 @@ BELL & MOIR - PARTS ORDERS ONLY | 9048001107 | [10 empty] | TOYOTA | 9048001107 | ASHDOWN ENTERPRISES |  | BELL & MOIR | [13 empty] | https://partsouq.com/en/search/all?q=9048001107 | [9 empty] | Enriched | 31162401 Grommets |  |  | GROMMET | NO MODIFIER | TYPE | BRAKE TUBE | INSIDE DIAMETER |  | GROOVE DIAMETER |  | GROOVE WIDTH |  | MATERIAL | RUBBER | OUTSIDE DIAMETER |  | COLOUR |  | HAZARD CLASS |  | CERTIFICATION/STANDARD | [55 empty] | Production Completed
STP_009 - Lot7 | Data Enrichment | NGB | ok | 2023-10-16 | 2023-10-20 |  | 1077498 | 1077498 | 1198796 | AU_QM_000156338 |  | ERSA | M | 5915 | 1198796GZPCLNT100 | EA | 3000012 | CLAMP;TOY,9094901854 | CLAMP;TOY,9094901854 | CLAMP;MNFR:TOYOTA,PTNO:9094901854 | ABRAZADERA;MNFR:TOYOTA,PTNO:9094901854 | CLAMP: BRAKE TUBE CLAMP; SERIES HDJ,HZJ,KZJ,VDJ | TOYOTA | 9094901854 | 1068114 @@ BELL & MOIR - PARTS ORDERS ONLY | 9094901854 | [12 empty] | TOYOTA | 9094901854 | BELL & MOIR | [15 empty] | https://spareto.com/oe/9094901854 | [5 empty] | HDJ,HZJ,KZJ,VDJ |  |  |  | Cleansed | 27112132 Hold down clamps |  |  | CLAMP | HOLDING | TYPE |  | CABLE SIZE |  | LINE CONDUCTOR |  | MATERIAL |  | CONNECTION TYPE |  | HAZARD CLASS |  | CERTIFICATION/STANDARD | [59 empty] | Production Completed
STP_009 - Lot7 | Data Enrichment | NGB | ok | 2023-10-16 | 2023-10-20 |  | 1080588 | 1080588 | 1468773 | AU_QM_007848108 |  | ERSA | M | 5910 | 1468773GZPCLNT100 | EA | 3000035 | CLAMP;WAR,V-43011-D81 | CLAMP;WAR,V-43011-D81 | CLAMP;MNFR:WARMAN,PTNO:V-43011-D81 |  | CLAMP,PIPE,ANCHOR:V4/3SC CLAMP STRAP; | WARMAN | V-43011-D81 | 1068227 @@ WEIR MINERALS AUSTRALIA LTD | V-43011-D81 | [10 empty] | WARMAN | V-43011-D81 |  |  | WEIR MINERALS AUSTRALIA LTD | V-43011-D81 | [14 empty] | URL Not Found | [9 empty] | Cleansed | 31162906 Hose or pipe clamps | C/W V4/3SC STRAP |  | CLAMP | PIPE | TYPE | ANCHOR | TUBE SIZE |  | LOAD CAPACITY |  | MOUNTING SIZE |  | MATERIAL |  | MATERIAL SPECIFICATION |  | COATING/FINISH |  | PRESSURE RATING |  | TEMPERATURE RATING |  | MOUNTING TYPE |  | CERTIFICATION/STANDARD | [51 empty] | Production Completed
STP_009 - Lot7 | Data Enrichment | NGB | ok | 2023-10-16 | 2023-10-20 |  | 1084066 | 1084066 | 1350117 | AU_QM_000132243 |  | ERSA | M | 5910 | 1350117GZPCLNT100 | EA | 3000012 | CLAMP;TOY,9613642101 | CLAMP;TOY,9613642101 | CLAMP;MNFR:TOYOTA,PTNO:9613642101 |  | CLAMP,HOSE: CLAMP HOSE 20MM;LANDCRUISER; | TOYOTA | 9613642101 | 1071809 @@ ASHDOWN ENTERPRISES | 96136-42101 | 1068087 @@ ASHDOWN INGRAM | 96136-42101 | 1068114 @@ BELL & MOIR - PARTS ORDERS ONLY | 9613642101 | [8 empty] | TOYOTA | 9613642101 | ASHDOWN ENTERPRISES |  | ASHDOWN INGRAM |  | BELL & MOIR | [11 empty] | https://www.toyotapartsdeal.com/oem/toyota~clamp~or~clip~for~turbo~oil~outlet~hose~96136-42101.html |  |  | LAND CRUISER | [6 empty] | Cleansed | 31162906 Hose or pipe clamps |  |  | CLAMP | HOSE | TYPE |  | HOSE SIZE |  | WIDTH |  | LOAD CAPACITY |  | MOUNTING SIZE |  | MATERIAL |  | MATERIAL SPECIFICATION |  | COATING/FINISH |  | PRESSURE RATING |  | TEMPERATURE RATING |  | FASTENING DEVICE TYPE |  | HAZARD CLASS |  | CERTIFICATION/STANDARD | [47 empty] | Production Completed
STP_009 - Lot7 | Data Enrichment | NGB | ok | 2023-10-16 | 2023-10-20 |  | 1084214 | 1084214 |  |  |  | ERSA | M | 1600 | 1582490GZPCLNT100 | EA | 3000422 | CLAMP,CBL;CNW,IPDEP2A-11N,64-70MM,AL,2 H | ABRAZADERA CABLE;CNW,IPDEP2A-11N | CLAMP,CABLE;MNFR:CNW,PTNO:IPDEP2A-11N,ADDITIONAL FEATURES EN:64-70MM,ALUMINIUM,2 H | ABRAZADERA CABLE;MNFR:CNW,PTNO:IPDEP2A-11N |  | CNW | IPDEP2A-11N | 1068181 @@ CNW (MOUNT ISA) ELECT WHOLESALER | IPDEP2A-11N | [10 empty] | CNW (MOUNT ISA) ELECT WHOLESALER |  | IPD GROUP | EP2A-11N | [16 empty] | https://www.ipd.com.au/two-hole-cableclamp-aliminium-64-70mm-2a-11n-ep2a-11n?SearchID=538813&SearchPos=1&SearchID=538813&SearchPos=1 | [9 empty] | Enriched | 39121705 Cable clamp and staple |  |  | CLAMP | CABLE | TYPE | TWO HOLE | DIAMETER | 64 TO 70 MM | MATERIAL | ALUMINUM | MOUNTING TYPE |  | AFFIXING METHOD |  | COLOUR |  | HAZARD CLASS |  | CERTIFICATION/STANDARD | [57 empty] | Production Completed
STP_009 - Lot7 | Data Enrichment | NGB | ok | 2023-10-16 | 2023-10-20 |  | 1091802 | 1091802 | 1390081 | AU_QM_000231668 |  | ERSA | M | 5910 | 1390081GZPCLNT100 | EA | 3000035 | CLAMP;WAR,GPS4153P09 | CLAMP;WAR,GPS4153P09 | CLAMP;MNFR:WARMAN,PTNO:GPS4153P09 |  | CLAMP;WAR,GPS4153P09CLAMP;WEI,GPS4153P09 | WARMAN | GPS4153P09 | 1068227 @@ WEIR MINERALS AUSTRALIA LTD | GPS4153P09 | [12 empty] | WARMAN | GPS4153P09 | WEIR MINERALS AUSTRALIA LTD | [15 empty] | https://sm-group.pro/nasosnoe_oborudovanie/zippumps/zip_warman/w40gps.html | [9 empty] | Enriched | 31162900 Clamps |  |  | CLAMP | NO MODIFIER | TYPE | COLUMN | CAPACITY |  | SIZE |  | MATERIAL |  | CLAMPING PRESSURE |  | HAZARD CLASS |  | CERTIFICATION/STANDARD | [59 empty] | Production Completed
STP_009 - Lot7 | Data Enrichment | NGB | ok | 2023-10-16 | 2023-10-20 |  | 1092533 | 1092533 | 1446604 | AU_QM_001040633 |  | ERSA | M | 5910 | 1446604GZPCLNT100 | EA | 3000012 | CLAMP;TOY,MH004 | CLAMP;TOY,MH004 | CLAMP;MNFR:TOYOTA,PTNO:MH004 |  | CLAMP,HOSE: HOSE CLAMP 6-16MM | TOYOTA | MH004 | 1071809 @@ ASHDOWN ENTERPRISES | RMHC5 | 1068087 @@ ASHDOWN INGRAM | RMHC5 | 1068114 @@ BELL & MOIR - PARTS ORDERS ONLY | MH005P | [6 empty] | TOYOTA |  | TRIDON | MH004 | ASHDOWN ENTERPRISES | RMHC5 | ASHDOWN INGRAM |  | BELL & MOIR | MH005P | [10 empty] | https://www.autolinkparts.com.au/hose-clamp-micro-perforated-part-stainless-steel-s~49670 | [9 empty] | Enriched | 31162906 Hose or pipe clamps |  |  | CLAMP | HOSE | TYPE | MICRO PERFORATED | HOSE SIZE | 6 TO 16 MM | WIDTH |  | LOAD CAPACITY |  | MOUNTING SIZE |  | MATERIAL | STAINLESS STEEL | MATERIAL SPECIFICATION |  | COATING/FINISH |  | PRESSURE RATING |  | TEMPERATURE RATING |  | FASTENING DEVICE TYPE |  | HAZARD CLASS |  | CERTIFICATION/STANDARD | [47 empty] | Production Completed
STP_009 - Lot7 | Data Enrichment | NGB | ok | 2023-10-16 | 2023-10-20 |  | 1092536 | 1092536 | 1446316 | AU_QM_001036474 |  | ERSA | M | 5910 | 1446316GZPCLNT100 | EA | 3000012 | CLAMP;TOY,96111-10780 | CLAMP;TOY,96111-10780 | CLAMP;MNFR:TOYOTA,PTNO:96111-10780 |  | CLAMP: CLAMP AIR DUCT | TOYOTA | 96111-10780 | 1071809 @@ ASHDOWN ENTERPRISES | 96111-10780 | 1068087 @@ ASHDOWN INGRAM | 96111-10780 | 1068114 @@ BELL & MOIR - PARTS ORDERS ONLY | 9611110780 | [8 empty] | TOYOTA | 96111-10780 | ASHDOWN ENTERPRISES |  | ASHDOWN INGRAM |  | BELL & MOIR | [11 empty] | https://parts.brantfordtoyota.ca/oem-parts/toyota-air-hose-clamp-9611110780 | [9 empty] | Cleansed | 31162906 Hose or pipe clamps |  |  | CLAMP | HOSE | TYPE | AIR DUCT | HOSE SIZE |  | WIDTH |  | LOAD CAPACITY |  | MOUNTING SIZE |  | MATERIAL |  | MATERIAL SPECIFICATION |  | COATING/FINISH |  | PRESSURE RATING |  | TEMPERATURE RATING |  | FASTENING DEVICE TYPE |  | HAZARD CLASS |  | CERTIFICATION/STANDARD | [47 empty] | Production Completed
STP_009 - Lot7 | Data Enrichment | NGB | ok | 2023-10-16 | 2023-10-20 |  | 1092575 | 1092575 | 1451137 | AU_QM_001146851 |  | ERSA | M | 5910 | 1451137GZPCLNT100 | EA | 3000012 | CLAMP;TOY,9611111060 | CLAMP;TOY,9611111060 | CLAMP;MNFR:TOYOTA,PTNO:9611111060 |  | CLAMP,HOSE: INTAKE NO2 CLAMP; | TOYOTA | 9611111060 | 1071809 @@ ASHDOWN ENTERPRISES | 96111-11060 | 1068087 @@ ASHDOWN INGRAM | 96111-11060 | 1068114 @@ BELL & MOIR - PARTS ORDERS ONLY | 9611111060 | [8 empty] | TOYOTA | 9611111060 | ASHDOWN ENTERPRISES |  | ASHDOWN INGRAM |  | BELL & MOIR | [11 empty] | https://partsouq.com/en/search/all?q=9611111060 | [9 empty] | Enriched | 31162906 Hose or pipe clamps |  |  | CLAMP | HOSE | TYPE | AIR CLEANER,INTAKE | HOSE SIZE |  | WIDTH |  | LOAD CAPACITY |  | MOUNTING SIZE |  | MATERIAL |  | MATERIAL SPECIFICATION |  | COATING/FINISH |  | PRESSURE RATING |  | TEMPERATURE RATING |  | FASTENING DEVICE TYPE |  | HAZARD CLASS |  | CERTIFICATION/STANDARD | [47 empty] | Production Completed
STP_009 - Lot7 | Data Enrichment | NGB | ok | 2023-10-16 | 2023-10-20 |  | 1092577 | 1092577 | 1450990 | AU_QM_001144799 |  | ERSA | M | 5910 | 1450990GZPCLNT100 | EA | 3000012 | CLAMP;TOY,8856960140 | CLAMP;TOY,8856960140 | CLAMP;MNFR:TOYOTA,PTNO:8856960140 |  | CLAMP: CLAMP,PIPING,TOYOTA A/C; | TOYOTA | 8856960140 | 1068114 @@ BELL & MOIR - PARTS ORDERS ONLY | 8856960140 | 1071809 @@ ASHDOWN ENTERPRISES | 8856960140 | [10 empty] | TOYOTA | 8856960140 | BELL & MOIR |  | ASHDOWN ENTERPRISES | [13 empty] | https://www.megazip.net/zapchasti-dlya-avtomobilej/toyota/land-cruiser-38286/vdj79-55804/vdj79r-dkmry-936468/heating-air-conditioning-cooler-piping-18026056#/il-416913556-7206675-7206675 | [9 empty] | Cleansed | 31162906 Hose or pipe clamps |  |  | CLAMP | PIPE | TYPE | AIR CONDITIONER | TUBE SIZE |  | LOAD CAPACITY |  | MOUNTING SIZE |  | MATERIAL |  | MATERIAL SPECIFICATION |  | COATING/FINISH |  | PRESSURE RATING |  | TEMPERATURE RATING |  | MOUNTING TYPE |  | CERTIFICATION/STANDARD | [51 empty] | Production Completed
STP_009 - Lot7 | Data Enrichment | NGB | ok | 2023-10-16 | 2023-10-20 |  | 1092580 | 1092580 | 1450981 | AU_QM_001144708 |  | ERSA | M | 5910 | 1450981GZPCLNT100 | EA | 3000012 | CLAMP;TOY,8856960150 | CLAMP;TOY,8856960150 | CLAMP;MNFR:TOYOTA,PTNO:8856960150 |  | CLAMP: PIPE CLAMP,TOYOTA A/C; | TOYOTA | 8856960150 | 1068322 @@ NQ CRASH & 4WD SPARES | 8856960150 | 1068114 @@ BELL & MOIR - PARTS ORDERS ONLY | 8856960150 | [10 empty] | TOYOTA | 8856960150 | NQ CRASH & 4WD SPARES |  | BELL & MOIR | [13 empty] | https://toyota-usa.epc-data.com/land_cruiser/vdj79r/3632/electric/8718/ | [9 empty] | Cleansed | 31162906 Hose or pipe clamps |  |  | CLAMP | PIPE | TYPE | AIR CONDITIONER | TUBE SIZE |  | LOAD CAPACITY |  | MOUNTING SIZE |  | MATERIAL |  | MATERIAL SPECIFICATION |  | COATING/FINISH |  | PRESSURE RATING |  | TEMPERATURE RATING |  | MOUNTING TYPE |  | CERTIFICATION/STANDARD | [51 empty] | Production Completed
STP_009 - Lot7 | Data Enrichment | NGB | ok | 2023-10-16 | 2023-10-20 |  | 1092582 | 1092582 | 1450958 | AU_QM_001144443 |  | ERSA | M | 5910 | 1450958GZPCLNT100 | EA | 3000012 | CLAMP;TOY,8856960130 | CLAMP;TOY,8856960130 | CLAMP;MNFR:TOYOTA,PTNO:8856960130 |  | CLAMP: TOYOTA A/C PIPE CLAMP; | TOYOTA | 8856960130 | 1068114 @@ BELL & MOIR - PARTS ORDERS ONLY | 8856960130 | 1071809 @@ ASHDOWN ENTERPRISES | 8856960130 | [10 empty] | TOYOTA | 8856960130 | BELL & MOIR |  | ASHDOWN ENTERPRISES | [13 empty] | https://partsouq.com/shop/product/8856960130-toyota-clamp-cooler-no-1/16923322 | [9 empty] | Cleansed | 31162906 Hose or pipe clamps |  |  | CLAMP | PIPE | TYPE | AIR CONDITIONER | TUBE SIZE |  | LOAD CAPACITY |  | MOUNTING SIZE |  | MATERIAL |  | MATERIAL SPECIFICATION |  | COATING/FINISH |  | PRESSURE RATING |  | TEMPERATURE RATING |  | MOUNTING TYPE |  | CERTIFICATION/STANDARD | [51 empty] | Production Completed
STP_009 - Lot7 | Data Enrichment | NGB | ok | 2023-10-16 | 2023-10-20 |  | 1092615 | 1092615 | 1468568 | AU_QM_007827018 |  | ERSA | M | 5910 | 1468568GZPCLNT100 | EA | 3000035 | CLAMP;WAR,D2153D21 | CLAMP;WAR,D2153D21 | CLAMP;MNFR:WARMAN,PTNO:D2153D21 |  | CLAMP,PIPE,ANCHOR:COLUMN CLAMP;HALF;SHORT TAIL; | WARMAN | D2153D21 | 1068227 @@ WEIR MINERALS AUSTRALIA LTD | D2153D21 | [10 empty] | WARMAN | D2153D21 |  |  | WEIR MINERALS AUSTRALIA LTD | D2153D21 | [14 empty] | URL Not Found | [9 empty] | Cleansed | 31162906 Hose or pipe clamps |  |  | CLAMP | PIPE | TYPE | ANCHOR,COLUMN,HALF,SHORT TAIL | TUBE SIZE |  | LOAD CAPACITY |  | MOUNTING SIZE |  | MATERIAL |  | MATERIAL SPECIFICATION |  | COATING/FINISH |  | PRESSURE RATING |  | TEMPERATURE RATING |  | MOUNTING TYPE |  | CERTIFICATION/STANDARD | [51 empty] | Production Completed
STP_009 - Lot7 | Data Enrichment | NGB | ok | 2023-10-16 | 2023-10-20 |  | 1103719 | 1103719 |  |  |  | ERSA | M | 1600 | 1570481GZPCLNT100 | EA | 3000422 | CLAMP;CNW,IPDEP1F-15B/EP1F-15L,27MM-32MM | ABRAZADERA;CNW,IPDEP1F-15B/EP1F-15L | CLAMP;MNFR:CNW,PTNO:IPDEP1F-15B/EP1F-15L,ADDITIONAL FEATURES EN:27MM-32MM,NON METALLIC,CABLE | ABRAZADERA;MNFR:CNW,PTNO:IPDEP1F-15B/EP1F-15L |  | CNW | IPDEP1F-15B/EP1F-15L | 1068181 @@ CNW (MOUNT ISA) ELECT WHOLESALER | IPDEP1F-15B/EP1F-15L | [10 empty] | CNW (MOUNT ISA) ELECT WHOLESALER |  | IPD GROUP | EP1F-15B | CNW (MOUNT ISA) ELECT WHOLESALER | EP1F-15L | [14 empty] | https://www.ipd.com.au/one-hole-cableclamp-plastic-27-32mm-1f-15b-ep1f-15b | [9 empty] | Enriched | 39121705 Cable clamp and staple |  |  | CLAMP | CABLE | TYPE | SINGLE HOLE | DIAMETER | 27 TO 32 MM | MATERIAL | POLYMER | MOUNTING TYPE |  | AFFIXING METHOD |  | COLOUR | BLACK | HAZARD CLASS |  | CERTIFICATION/STANDARD | [57 empty] | Production Completed
STP_009 - Lot7 | Data Enrichment | NGB | ok | 2023-10-16 | 2023-10-20 |  | 1103720 | 1103720 |  |  |  | ERSA | M | 1600 | 1570480GZPCLNT100 | EA | 3000422 | CLAMP;CNW,IPDEP1F-14B/EP1F-14L,23MM-27MM | ABRAZADERA;CNW,IPDEP1F-14B/EP1F-14L | CLAMP;MNFR:CNW,PTNO:IPDEP1F-14B/EP1F-14L,ADDITIONAL FEATURES EN:23MM-27MM,NON METALLIC,CABLE | ABRAZADERA;MNFR:CNW,PTNO:IPDEP1F-14B/EP1F-14L |  | CNW | IPDEP1F-14B/EP1F-14L | 1068181 @@ CNW (MOUNT ISA) ELECT WHOLESALER | IPDEP1F-14B/EP1F-14L | [10 empty] | CNW (MOUNT ISA) ELECT WHOLESALER |  | IPD GROUP | EP1F-14B | CNW (MOUNT ISA) ELECT WHOLESALER | EP1F-14L | [14 empty] | https://www.ipd.com.au/one-hole-cableclamp-plastic-23-27mm-1f-14b-ep1f-14b | [9 empty] | Enriched | 39121705 Cable clamp and staple |  |  | CLAMP | CABLE | TYPE | SINGLE HOLE | DIAMETER | 23 TO 27 MM | MATERIAL | POLYMER | MOUNTING TYPE |  | AFFIXING METHOD |  | COLOUR | BLACK | HAZARD CLASS |  | CERTIFICATION/STANDARD | [57 empty] | Production Completed
STP_009 - Lot7 | Data Enrichment | NGB | ok | 2023-10-16 | 2023-10-20 |  | 1103721 | 1103721 |  |  |  | ERSA | M | 1600 | 1570479GZPCLNT100 | EA | 3000422 | CLAMP;CNW,IPDEP1F-13B/EP1F-13L,19MM-23MM | ABRAZADERA;CNW,IPDEP1F-13B/EP1F-13L | CLAMP;MNFR:CNW,PTNO:IPDEP1F-13B/EP1F-13L,ADDITIONAL FEATURES EN:19MM-23MM,NON METALLIC,CABLE | ABRAZADERA;MNFR:CNW,PTNO:IPDEP1F-13B/EP1F-13L |  | CNW | IPDEP1F-13B/EP1F-13L | 1068181 @@ CNW (MOUNT ISA) ELECT WHOLESALER | IPDEP1F-13B/EP1F-13L | [10 empty] | CNW (MOUNT ISA) ELECT WHOLESALER |  | IPD GROUP | EP1F-13B | CNW (MOUNT ISA) ELECT WHOLESALER | EP1F-13L | [14 empty] | https://www.ipd.com.au/one-hole-cableclamp-plastic-19-23mm-1f-13b-ep1f-13b | [9 empty] | Enriched | 39121705 Cable clamp and staple |  |  | CLAMP | CABLE | TYPE | SINGLE HOLE | DIAMETER | 19 TO 23 MM | MATERIAL | POLYMER | MOUNTING TYPE |  | AFFIXING METHOD |  | COLOUR | BLACK | HAZARD CLASS |  | CERTIFICATION/STANDARD | [57 empty] | Production Completed
STP_009 - Lot7 | Data Enrichment | NGB | ok | 2023-10-16 | 2023-10-20 |  | 1103722 | 1103722 |  |  |  | ERSA | M | 1600 | 1570478GZPCLNT100 | EA | 3000422 | CLAMP;CNW,IPDEP1F-12B/EP1F-12L,16MM-19MM | ABRAZADERA;CNW,IPDEP1F-12B/EP1F-12L | CLAMP;MNFR:CNW,PTNO:IPDEP1F-12B/EP1F-12L,ADDITIONAL FEATURES EN:16MM-19MM,NON METALLIC,CABLE | ABRAZADERA;MNFR:CNW,PTNO:IPDEP1F-12B/EP1F-12L |  | CNW | IPDEP1F-12B/EP1F-12L | 1068181 @@ CNW (MOUNT ISA) ELECT WHOLESALER | IPDEP1F-12B/EP1F-12L | [10 empty] | CNW (MOUNT ISA) ELECT WHOLESALER |  | IPD GROUP | EP1F-12B | CNW (MOUNT ISA) ELECT WHOLESALER | EP1F-12L | [14 empty] | https://www.ipd.com.au/one-hole-cableclamp-plastic-16-19mm-1f-12b-ep1f-12b | [9 empty] | Enriched | 39121705 Cable clamp and staple |  |  | CLAMP | CABLE | TYPE | SINGLE HOLE | DIAMETER | 16 TO 19 MM | MATERIAL | POLYMER | MOUNTING TYPE |  | AFFIXING METHOD |  | COLOUR | BLACK | HAZARD CLASS |  | CERTIFICATION/STANDARD | [57 empty] | Production Completed
STP_009 - Lot7 | Data Enrichment | NGB | ok | 2023-10-16 | 2023-10-20 |  | 1103723 | 1103723 |  |  |  | ERSA | M | 1600 | 1570477GZPCLNT100 | EA | 3000422 | CLAMP;CNW,IPDEP1F-11B/EP1F-11L,13MM-16MM | ABRAZADERA;CNW,IPDEP1F-11B/EP1F-11L | CLAMP;MNFR:CNW,PTNO:IPDEP1F-11B/EP1F-11L,ADDITIONAL FEATURES EN:13MM-16MM,NON METALLIC,CABLE | ABRAZADERA;MNFR:CNW,PTNO:IPDEP1F-11B/EP1F-11L |  | CNW | IPDEP1F-11B/EP1F-11L | 1068181 @@ CNW (MOUNT ISA) ELECT WHOLESALER | IPDEP1F-11B/EP1F-11L | [10 empty] | CNW (MOUNT ISA) ELECT WHOLESALER |  | IPD GROUP | EP1F-11B | CNW (MOUNT ISA) ELECT WHOLESALER | EP1F-11L | [14 empty] | https://www.ipd.com.au/one-hole-cableclamp-plastic-13-16mm-1f-11b-ep1f-11b?SearchID=538801&SearchPos=1&SearchID=538801&SearchPos=1 | [9 empty] | Enriched | 39121705 Cable clamp and staple |  |  | CLAMP | CABLE | TYPE | SINGLE HOLE | DIAMETER | 13 TO 16 MM | MATERIAL | POLYMER | MOUNTING TYPE |  | AFFIXING METHOD |  | COLOUR | BLACK | HAZARD CLASS |  | CERTIFICATION/STANDARD | [57 empty] | Production Completed
STP_009 - Lot7 | Data Enrichment | NGB | ok | 2023-10-16 | 2023-10-20 |  | 1103724 | 1103724 |  |  |  | ERSA | M | 1600 | 1570476GZPCLNT100 | EA | 3000422 | CLAMP;CNW,IPDEP1A-15N,27MM-32MM,AL,CBL | ABRAZADERA;CNW,IPDEP1A-15N | CLAMP;MNFR:CNW,PTNO:IPDEP1A-15N,ADDITIONAL FEATURES EN:27MM-32MM,ALUMINIUM,CABLE | ABRAZADERA;MNFR:CNW,PTNO:IPDEP1A-15N |  | CNW | IPDEP1A-15N | 1068181 @@ CNW (MOUNT ISA) ELECT WHOLESALER | IPDEP1A-15N | [10 empty] | CNW (MOUNT ISA) ELECT WHOLESALER |  | IPD GROUP | EP1A-15N | [16 empty] | https://www.ipd.com.au/one-hole-cable-clamp-aluminium-27-32mm-cable-od-1a-15n-ep1a-15n?SearchID=538814&SearchPos=1&SearchID=538814&SearchPos=1 | [9 empty] | Enriched | 39121705 Cable clamp and staple |  |  | CLAMP | CABLE | TYPE | SINGLE HOLE | DIAMETER | 27 TO 32 MM | MATERIAL | ALUMINUM | MOUNTING TYPE |  | AFFIXING METHOD |  | COLOUR |  | HAZARD CLASS |  | CERTIFICATION/STANDARD | [57 empty] | Production Completed
STP_009 - Lot7 | Data Enrichment | NGB | ok | 2023-10-16 | 2023-10-20 |  | 1103725 | 1103725 |  |  |  | ERSA | M | 1600 | 1570475GZPCLNT100 | EA | 3000422 | CLAMP;CNW,IPDEP1A-14N,23MM-27MM,AL,CBL | ABRAZADERA;CNW,IPDEP1A-14N | CLAMP;MNFR:CNW,PTNO:IPDEP1A-14N,ADDITIONAL FEATURES EN:23MM-27MM,ALUMINIUM,CABLE | ABRAZADERA;MNFR:CNW,PTNO:IPDEP1A-14N |  | CNW | IPDEP1A-14N | 1068181 @@ CNW (MOUNT ISA) ELECT WHOLESALER | IPDEP1A-14N | [10 empty] | CNW (MOUNT ISA) ELECT WHOLESALER |  | IPD GROUP | EP1A-14N | [16 empty] | https://www.ipd.com.au/one-hole-cable-clamp-aluminium-23-27mm-cable-od-1a-14n-ep1a-14n?SearchID=538815&SearchPos=1&SearchID=538815&SearchPos=1 | [9 empty] | Enriched | 39121705 Cable clamp and staple |  |  | CLAMP | CABLE | TYPE | SINGLE HOLE | DIAMETER | 23 TO 27 MM | MATERIAL | ALUMINUM | MOUNTING TYPE |  | AFFIXING METHOD |  | COLOUR |  | HAZARD CLASS |  | CERTIFICATION/STANDARD | [57 empty] | Production Completed
STP_009 - Lot7 | Data Enrichment | NGB | ok | 2023-10-16 | 2023-10-20 |  | 1103726 | 1103726 |  |  |  | ERSA | M | 1600 | 1570474GZPCLNT100 | EA | 3000422 | CLAMP;CNW,IPDEP1A-13N,19MM-23MM,AL,CBL | ABRAZADERA;CNW,IPDEP1A-13N | CLAMP;MNFR:CNW,PTNO:IPDEP1A-13N,ADDITIONAL FEATURES EN:19MM-23MM,ALUMINIUM,CABLE | ABRAZADERA;MNFR:CNW,PTNO:IPDEP1A-13N |  | CNW | IPDEP1A-13N | 1068181 @@ CNW (MOUNT ISA) ELECT WHOLESALER | IPDEP1A-13N | [10 empty] | CNW (MOUNT ISA) ELECT WHOLESALER |  | IPD GROUP | EP1A-13N | [16 empty] | https://www.ipd.com.au/one-hole-cable-clamp-aluminium-19-23mm-cable-od-1a-13n-ep1a-13n?SearchID=538816&SearchPos=1&SearchID=538816&SearchPos=1 | [9 empty] | Enriched | 39121705 Cable clamp and staple |  |  | CLAMP | CABLE | TYPE | SINGLE HOLE | DIAMETER | 19 TO 23 MM | MATERIAL | ALUMINUM | MOUNTING TYPE |  | AFFIXING METHOD |  | COLOUR |  | HAZARD CLASS |  | CERTIFICATION/STANDARD | [57 empty] | Production Completed
STP_009 - Lot7 | Data Enrichment | NGB | ok | 2023-10-16 | 2023-10-20 |  | 1103727 | 1103727 |  |  |  | ERSA | M | 1600 | 1570473GZPCLNT100 | EA | 3000422 | CLAMP;CNW,IPDEP1A-12N,16MM-19MM,AL,CBL | ABRAZADERA;CNW,IPDEP1A-12N | CLAMP;MNFR:CNW,PTNO:IPDEP1A-12N,ADDITIONAL FEATURES EN:16MM-19MM,ALUMINIUM,CABLE | ABRAZADERA;MNFR:CNW,PTNO:IPDEP1A-12N |  | CNW | IPDEP1A-12N | 1068181 @@ CNW (MOUNT ISA) ELECT WHOLESALER | IPDEP1A-12N | [10 empty] | CNW (MOUNT ISA) ELECT WHOLESALER |  | IPD GROUP | EP1A-12N | [16 empty] | https://www.ipd.com.au/one-hole-cable-clamp-aluminium-16-19mm-cable-od-1a-12n-ep1a-12n?SearchID=538817&SearchPos=1&SearchID=538817&SearchPos=1 | [9 empty] | Enriched | 39121705 Cable clamp and staple |  |  | CLAMP | CABLE | TYPE | SINGLE HOLE | DIAMETER | 16 TO 19 MM | MATERIAL | ALUMINUM | MOUNTING TYPE |  | AFFIXING METHOD |  | COLOUR |  | HAZARD CLASS |  | CERTIFICATION/STANDARD | [57 empty] | Production Completed
STP_009 - Lot7 | Data Enrichment | NGB | ok | 2023-10-16 | 2023-10-20 |  | 1103728 | 1103728 |  |  |  | ERSA | M | 1600 | 1570472GZPCLNT100 | EA | 3000422 | CLAMP;CNW,IPDEP1A-11N,13MM-16MM,AL,CBL | ABRAZADERA;CNW,IPDEP1A-11N | CLAMP;MNFR:CNW,PTNO:IPDEP1A-11N,ADDITIONAL FEATURES EN:13MM-16MM,ALUMINIUM,CABLE | ABRAZADERA;MNFR:CNW,PTNO:IPDEP1A-11N |  | CNW | IPDEP1A-11N | 1068181 @@ CNW (MOUNT ISA) ELECT WHOLESALER | IPDEP1A-11N | [10 empty] | CNW (MOUNT ISA) ELECT WHOLESALER |  | IPD GROUP | EP1A-11N | [16 empty] | https://www.ipd.com.au/one-hole-cable-clamp-aluminium-13-16mm-cable-od-1a-11n-ep1a-11n?SearchID=538818&SearchPos=1&SearchID=538818&SearchPos=1 | [9 empty] | Enriched | 39121705 Cable clamp and staple |  |  | CLAMP | CABLE | TYPE | SINGLE HOLE | DIAMETER | 13 TO 16 MM | MATERIAL | ALUMINUM | MOUNTING TYPE |  | AFFIXING METHOD |  | COLOUR |  | HAZARD CLASS |  | CERTIFICATION/STANDARD | [57 empty] | Production Completed
STP_009 - Lot7 | Data Enrichment | NGB | ok | 2023-10-16 | 2023-10-20 |  | 1117302 | 1117302 | 1453785 | AU_QM_001219088 |  | ERSA | M | 1600 | 1453785GZPCLNT100 | EA |  | CLAMP,CBL;ELECTRICAL, SINGLE CLEAT,SS316 | CLAMP,CBL;ELECTRICAL, SINGLE CLEAT,SS316 | CLAMP,CABLE;TYPE:ELECTRICAL, SINGLE CLEAT,MATERIAL:STAINLESS STEEL 316,ADDITIONAL FEATURES EN:30-35/49-64, TREFOIL, VULCAN,MNFR: 01)CNW,PTNO:01)EPVRT-03 |  | CLAMP,ELECTRICAL: SINGLE CABLE CLEAT;30-35/49-64; |  |  | 1068181 @@ CNW (MOUNT ISA) ELECT WHOLESALER | EPVRT-03 | [10 empty] | CNW (MOUNT ISA) ELECT WHOLESALER |  | IPD GROUP | EPVRT-03 | [16 empty] | https://resources.ipd.com.au/PDF/EPVRT-10_VulcanDataSheet.pdf | [9 empty] | Enriched | 39121705 Cable clamp and staple | BRAND:VULCAN | SIZE:79 WDX112 HT MM | CLAMP | CABLE | TYPE | ELECTRICAL,SINGLE CLEAT | DIAMETER | 30 TO 35 OD MM TREFOIL/49 TO 64 OD MM SINGLE CABLE | MATERIAL | STAINLESS STEEL 316 | MOUNTING TYPE |  | AFFIXING METHOD |  | COLOUR |  | HAZARD CLASS |  | CERTIFICATION/STANDARD | [57 empty] | Production Completed
STP_009 - Lot7 | Data Enrichment | NGB | ok | 2023-10-16 | 2023-10-20 |  | 1117303 | 1117303 | 1453786 | AU_QM_001219096 |  | ERSA | M | 1600 | 1453786GZPCLNT100 | EA |  | CLAMP,CBL;ELECTRICAL, SINGLE CLEAT,SS316 | CLAMP,CBL;ELECTRICAL, SINGLE CLEAT,SS316 | CLAMP,CABLE;TYPE:ELECTRICAL, SINGLE CLEAT,MATERIAL:STAINLESS STEEL 316,ADDITIONAL FEATURES EN:33-38/55-70, TREFOIL, VULCAN,MNFR: 01)CNW,PTNO:01)EPVRT-04 |  | CLAMP,ELECTRICAL: SINGLE CABLE CLEAT;33-38/55-70; |  |  | 1068181 @@ CNW (MOUNT ISA) ELECT WHOLESALER | EPVRT-04 | [10 empty] | CNW (MOUNT ISA) ELECT WHOLESALER |  | IPD GROUP | EPVRT-04 | [16 empty] | https://resources.ipd.com.au/PDF/EPVRT-10_VulcanDataSheet.pdf | [9 empty] | Enriched | 39121705 Cable clamp and staple | BRAND:VULCAN | SIZE:85 WDX118 HT MM | CLAMP | CABLE | TYPE | ELECTRICAL,SINGLE CLEAT | DIAMETER | 33 TO 38 OD MM TREFOIL/55 TO 70 OD MM SINGLE CABLE | MATERIAL | STAINLESS STEEL 316 | MOUNTING TYPE |  | AFFIXING METHOD |  | COLOUR |  | HAZARD CLASS |  | CERTIFICATION/STANDARD | [57 empty] | Production Completed
STP_009 - Lot7 | Data Enrichment | NGB | ok | 2023-10-16 | 2023-10-20 |  | 1117304 | 1117304 | 1453787 | AU_QM_001219104 |  | ERSA | M | 1600 | 1453787GZPCLNT100 | EA |  | CLAMP,CBL;ELECTRICAL, SINGLE HOLE,PLSTC | CLAMP,CBL;ELECTRICAL, SINGLE HOLE,PLSTC | CLAMP,CABLE;TYPE:ELECTRICAL, SINGLE HOLE,DIAMETER:10-13 MM,MATERIAL:PLASTIC,MNFR:01)CNW,PTNO:01)EP1F-10B |  | CLAMP,ELECTRICAL: PLASTIC;SINGLE HOLE;10-13MM; |  |  | 1068181 @@ CNW (MOUNT ISA) ELECT WHOLESALER | EP1F-10B | [10 empty] | CNW (MOUNT ISA) ELECT WHOLESALER |  | IPD GROUP | EP1F-10B | [16 empty] | https://www.ipd.com.au/one-hole-cableclamp-plastic-10-13mm-1f-10b-ep1f-10b?SearchID=538802&SearchPos=1&SearchID=538802&SearchPos=1 | [9 empty] | Enriched | 39121705 Cable clamp and staple |  |  | CLAMP | CABLE | TYPE | ELECTRICAL,SINGLE HOLE | DIAMETER | 10 TO 13 MM | MATERIAL | POLYMER | MOUNTING TYPE |  | AFFIXING METHOD |  | COLOUR | BLACK | HAZARD CLASS |  | CERTIFICATION/STANDARD | [57 empty] | Production Completed
STP_009 - Lot7 | Data Enrichment | NGB | ok | 2023-10-16 | 2023-10-20 |  | 1117305 | 1117305 | 1453788 | AU_QM_001219112 |  | ERSA | M | 1600 | 1453788GZPCLNT100 | EA |  | CLAMP,CBL;ELECTRICAL, SINGLE HOLE,PLSTC | CLAMP,CBL;ELECTRICAL, SINGLE HOLE,PLSTC | CLAMP,CABLE;TYPE:ELECTRICAL, SINGLE HOLE,DIAMETER:13-16 MM,MATERIAL:PLASTIC,MNFR:01)CNW,PTNO:01)EP1F-11B |  | CLAMP,ELECTRICAL: PLASTIC;SINGLE HOLE;13-16MM; |  |  | 1068181 @@ CNW (MOUNT ISA) ELECT WHOLESALER | EP1F-11B | [10 empty] | CNW (MOUNT ISA) ELECT WHOLESALER |  | IPD GROUP | EP1F-11B | [16 empty] | https://www.ipd.com.au/one-hole-cableclamp-plastic-13-16mm-1f-11b-ep1f-11b?SearchID=538803&SearchPos=1&SearchID=538803&SearchPos=1 | [9 empty] | Enriched | 39121705 Cable clamp and staple |  |  | CLAMP | CABLE | TYPE | ELECTRICAL,SINGLE HOLE | DIAMETER | 13 TO 16 MM | MATERIAL | POLYMER | MOUNTING TYPE |  | AFFIXING METHOD |  | COLOUR | BLACK | HAZARD CLASS |  | CERTIFICATION/STANDARD | [57 empty] | Production Completed
STP_009 - Lot7 | Data Enrichment | NGB | ok | 2023-10-16 | 2023-10-20 |  | 1117306 | 1117306 | 1453789 | AU_QM_001219120 |  | ERSA | M | 1600 | 1453789GZPCLNT100 | EA |  | CLAMP,CBL;ELECTRICAL, SINGLE HOLE,PLSTC | CLAMP,CBL;ELECTRICAL, SINGLE HOLE,PLSTC | CLAMP,CABLE;TYPE:ELECTRICAL, SINGLE HOLE,DIAMETER:16-19 MM,MATERIAL:PLASTIC,MNFR:01)CNW,PTNO:01)EP1F-12B |  | CLAMP,ELECTRICAL: PLASTIC;SINGLE HOLE;16-19MM; |  |  | 1068181 @@ CNW (MOUNT ISA) ELECT WHOLESALER | EP1F-12B | [10 empty] | CNW (MOUNT ISA) ELECT WHOLESALER |  | IPD GROUP | EP1F-12B | [16 empty] | https://www.ipd.com.au/one-hole-cableclamp-plastic-16-19mm-1f-12b-ep1f-12b?SearchID=538804&SearchPos=1&SearchID=538804&SearchPos=1 | [9 empty] | Enriched | 39121705 Cable clamp and staple |  |  | CLAMP | CABLE | TYPE | ELECTRICAL,SINGLE HOLE | DIAMETER | 16 TO 19 MM | MATERIAL | POLYMER | MOUNTING TYPE |  | AFFIXING METHOD |  | COLOUR | BLACK | HAZARD CLASS |  | CERTIFICATION/STANDARD | [57 empty] | Production Completed
STP_009 - Lot7 | Data Enrichment | NGB | ok | 2023-10-16 | 2023-10-20 |  | 1117307 | 1117307 | 1453790 | AU_QM_001219138 |  | ERSA | M | 1600 | 1453790GZPCLNT100 | EA |  | CLAMP,CBL;ELECTRICAL, SINGLE HOLE,PLSTC | CLAMP,CBL;ELECTRICAL, SINGLE HOLE,PLSTC | CLAMP,CABLE;TYPE:ELECTRICAL, SINGLE HOLE,DIAMETER:19-23 MM,MATERIAL:PLASTIC,MNFR:01)CNW,PTNO:01)EP1F-13B |  | CLAMP,ELECTRICAL: PLASTIC;SINGLE HOLE;19-23MM; |  |  | 1068181 @@ CNW (MOUNT ISA) ELECT WHOLESALER | EP1F-13B | [10 empty] | CNW (MOUNT ISA) ELECT WHOLESALER |  | IPD GROUP | EP1F-13B | [16 empty] | https://www.ipd.com.au/one-hole-cableclamp-plastic-19-23mm-1f-13b-ep1f-13b?SearchID=538805&SearchPos=1&SearchID=538805&SearchPos=1 | [9 empty] | Enriched | 39121705 Cable clamp and staple |  |  | CLAMP | CABLE | TYPE | ELECTRICAL,SINGLE HOLE | DIAMETER | 19 TO 23 MM | MATERIAL | POLYMER | MOUNTING TYPE |  | AFFIXING METHOD |  | COLOUR | BLACK | HAZARD CLASS |  | CERTIFICATION/STANDARD | [57 empty] | Production Completed
STP_009 - Lot7 | Data Enrichment | NGB | ok | 2023-10-16 | 2023-10-20 |  | 1117308 | 1117308 | 1453791 | AU_QM_001219146 |  | ERSA | M | 1600 | 1453791GZPCLNT100 | EA |  | CLAMP,CBL;ELECTRICAL, SINGLE HOLE,PLSTC | CLAMP,CBL;ELECTRICAL, SINGLE HOLE,PLSTC | CLAMP,CABLE;TYPE:ELECTRICAL, SINGLE HOLE,DIAMETER:23-27 MM,MATERIAL:PLASTIC,MNFR:01)CNW,PTNO:01)EP1F-14B |  | CLAMP,ELECTRICAL: PLASTIC;SINGLE HOLE;23-27MM; |  |  | 1068181 @@ CNW (MOUNT ISA) ELECT WHOLESALER | EP1F-14B | [10 empty] | CNW (MOUNT ISA) ELECT WHOLESALER |  | IPD GROUP | EP1F-14B | [16 empty] | https://www.ipd.com.au/one-hole-cableclamp-plastic-23-27mm-1f-14b-ep1f-14b?SearchID=538806&SearchPos=1&SearchID=538806&SearchPos=1 | [9 empty] | Enriched | 39121705 Cable clamp and staple |  |  | CLAMP | CABLE | TYPE | ELECTRICAL,SINGLE HOLE | DIAMETER | 23 TO 27 MM | MATERIAL | POLYMER | MOUNTING TYPE |  | AFFIXING METHOD |  | COLOUR | BLACK | HAZARD CLASS |  | CERTIFICATION/STANDARD | [57 empty] | Production Completed
STP_009 - Lot7 | Data Enrichment | NGB | ok | 2023-10-16 | 2023-10-20 |  | 1117309 | 1117309 | 1453792 | AU_QM_001219153 |  | ERSA | M | 1600 | 1453792GZPCLNT100 | EA |  | CLAMP,CBL;ELECTRICAL, SINGLE HOLE,PLSTC | CLAMP,CBL;ELECTRICAL, SINGLE HOLE,PLSTC | CLAMP,CABLE;TYPE:ELECTRICAL, SINGLE HOLE,DIAMETER:27-32 MM,MATERIAL:PLASTIC,MNFR:01)CNW,PTNO:01)EP1F-15B |  | CLAMP,ELECTRICAL: PLASTIC;SINGLE HOLE;27-32MM; |  |  | 1068181 @@ CNW (MOUNT ISA) ELECT WHOLESALER | EP1F-15B | [10 empty] | CNW (MOUNT ISA) ELECT WHOLESALER |  | IPD GROUP | EP1F-15B | [16 empty] | https://www.ipd.com.au/one-hole-cableclamp-plastic-27-32mm-1f-15b-ep1f-15b?SearchID=538807&SearchPos=1&SearchID=538807&SearchPos=1 | [9 empty] | Enriched | 39121705 Cable clamp and staple |  |  | CLAMP | CABLE | TYPE | ELECTRICAL,SINGLE HOLE | DIAMETER | 27 TO 32 MM | MATERIAL | POLYMER | MOUNTING TYPE |  | AFFIXING METHOD |  | COLOUR | BLACK | HAZARD CLASS |  | CERTIFICATION/STANDARD | [57 empty] | Production Completed
STP_009 - Lot7 | Data Enrichment | NGB | ok | 2023-10-16 | 2023-10-20 |  | 1117310 | 1117310 | 1453795 | AU_QM_001219229 |  | ERSA | M | 1600 | 1453795GZPCLNT100 | EA |  | CLAMP,CBL;ELECTRICAL, SINGLE CLEAT,SS316 | CLAMP,CBL;ELECTRICAL, SINGLE CLEAT,SS316 | CLAMP,CABLE;TYPE:ELECTRICAL, SINGLE CLEAT,MATERIAL:STAINLESS STEEL 316,ADDITIONAL FEATURES EN:36-42/58-75, TREFOIL, VULCAN,MNFR: 01)CNW,PTNO:01)EPVRT-05 |  | CLAMP,ELECTRICAL: SINGLE CABLE CLEAT;36-42/58-75; |  |  | 1068181 @@ CNW (MOUNT ISA) ELECT WHOLESALER | EPVRT-05 | [10 empty] | CNW (MOUNT ISA) ELECT WHOLESALER |  | IPD GROUP | EPVRT-05 | [16 empty] | https://resources.ipd.com.au/PDF/EPVRT-10_VulcanDataSheet.pdf | [9 empty] | Enriched | 39121705 Cable clamp and staple | BRAND:VULCAN | SIZE:96 WDX125 HT MM | CLAMP | CABLE | TYPE | ELECTRICAL,SINGLE CLEAT | DIAMETER | 36 TO 42 OD MM TREFOIL/58 TO 75 OD MM SINGLE CABLE | MATERIAL | STAINLESS STEEL 316 | MOUNTING TYPE |  | AFFIXING METHOD |  | COLOUR |  | HAZARD CLASS |  | CERTIFICATION/STANDARD | [57 empty] | Production Completed
STP_009 - Lot7 | Data Enrichment | NGB | ok | 2023-10-16 | 2023-10-20 |  | 1118241 | 1118241 | 1453797 | AU_QM_001219245 |  | ERSA | M | 1600 | 1453797GZPCLNT100 | EA |  | CLAMP,CBL;ELECTRICAL, SINGLE CLEAT,SS316 | CLAMP,CBL;ELECTRICAL, SINGLE CLEAT,SS316 | CLAMP,CABLE;TYPE:ELECTRICAL, SINGLE CLEAT,MATERIAL:STAINLESS STEEL 316,ADDITIONAL FEATURES EN:44-50/73-90, TREFOIL, VULCAN,MNFR: 01)CNW,PTNO:01)EPVRT-07 |  | CLAMP,ELECTRICAL: SINGLE CABLE CLEAT;44-50/73-90; |  |  | 1068181 @@ CNW (MOUNT ISA) ELECT WHOLESALER | EPVRT-07 | [10 empty] | CNW (MOUNT ISA) ELECT WHOLESALER |  | IPD GROUP | EPVRT-07 | [16 empty] | https://resources.ipd.com.au/PDF/EPVRT-10_VulcanDataSheet.pdf | [9 empty] | Enriched | 39121705 Cable clamp and staple | BRAND:VULCAN | SIZE:112 WDX140 HT MM | CLAMP | CABLE | TYPE | ELECTRICAL,SINGLE CLEAT | DIAMETER | 44 TO 50 OD MM TREFOIL/73 TO 90 OD MM SINGLE CABLE | MATERIAL | STAINLESS STEEL 316 | MOUNTING TYPE |  | AFFIXING METHOD |  | COLOUR |  | HAZARD CLASS |  | CERTIFICATION/STANDARD | [57 empty] | Production Completed
STP_009 - Lot7 | Data Enrichment | NGB | ok | 2023-10-16 | 2023-10-20 |  | 1118242 | 1118242 | 1453798 | AU_QM_001219252 |  | ERSA | M | 1600 | 1453798GZPCLNT100 | EA |  | CLAMP,CBL;ELECTRICAL, SINGLE CLEAT,SS316 | CLAMP,CBL;ELECTRICAL, SINGLE CLEAT,SS316 | CLAMP,CABLE;TYPE:ELECTRICAL, SINGLE CLEAT,MATERIAL:STAINLESS STEEL 316,ADDITIONAL FEATURES EN:48-55/83-100, TREFOIL, VULCAN,MNFR: 01)CNW,PTNO:01)EPVRT-08 |  | CLAMP,ELECTRICAL: SINGLE CABLE CLEAT;48-55/83-100; |  |  | 1068181 @@ CNW (MOUNT ISA) ELECT WHOLESALER | EPVRT-08 | [10 empty] | CNW (MOUNT ISA) ELECT WHOLESALER |  | IPD GROUP | EPVRT-08 | [16 empty] | https://resources.ipd.com.au/PDF/EPVRT-10_VulcanDataSheet.pdf | [9 empty] | Enriched | 39121705 Cable clamp and staple | BRAND:VULCAN | SIZE:121 WDX149 HT MM | CLAMP | CABLE | TYPE | ELECTRICAL,SINGLE CLEAT | DIAMETER | 48 TO 55 OD MM TREFOIL/83 TO 100 OD MM SINGLE CABLE | MATERIAL | STAINLESS STEEL 316 | MOUNTING TYPE |  | AFFIXING METHOD |  | COLOUR |  | HAZARD CLASS |  | CERTIFICATION/STANDARD | [57 empty] | Production Completed
STP_009 - Lot7 | Data Enrichment | NGB | ok | 2023-10-16 | 2023-10-20 |  | 1118387 | 1118387 | 1453782 | AU_QM_001219054 |  | ERSA | M | 1600 | 1453782GZPCLNT100 | EA |  | CLAMP,CBL;ELECTRICAL, SINGLE CLEAT,SS316 | CLAMP,CBL;ELECTRICAL, SINGLE CLEAT,SS316 | CLAMP,CABLE;TYPE:ELECTRICAL, SINGLE CLEAT,MATERIAL:STAINLESS STEEL 316,ADDITIONAL FEATURES EN:19-24/33-42, TREFOIL, VULCAN,MNFR: 01)CNW,PTNO:01) EPVRT-00 |  | CLAMP,ELECTRICAL: SINGLE CABLE CLEAT;19-24/33-42; |  |  | 1068181 @@ CNW (MOUNT ISA) ELECT WHOLESALER | EPVRT-00 | [10 empty] | CNW (MOUNT ISA) ELECT WHOLESALER |  | IPD GROUP | EPVRT-00 | [16 empty] | https://resources.ipd.com.au/PDF/EPVRT-10_VulcanDataSheet.pdf | [9 empty] | Enriched | 39121705 Cable clamp and staple | BRAND:VULCAN | SIZE:60 WDX93 HT MM | CLAMP | CABLE | TYPE | ELECTRICAL,SINGLE CLEAT | DIAMETER | 19 TO 24 OD MM TREFOIL/33 TO 42 OD MM SINGLE CABLE | MATERIAL | STAINLESS STEEL 316 | MOUNTING TYPE |  | AFFIXING METHOD |  | COLOUR |  | HAZARD CLASS |  | CERTIFICATION/STANDARD | [57 empty] | Production Completed
STP_009 - Lot7 | Data Enrichment | NGB | ok | 2023-10-16 | 2023-10-20 |  | 1118388 | 1118388 | 1453784 | AU_QM_001219070 |  | ERSA | M | 1600 | 1453784GZPCLNT100 | EA |  | CLAMP,CBL;ELECTRICAL, SINGLE CLEAT,SS316 | CLAMP,CBL;ELECTRICAL, SINGLE CLEAT,SS316 | CLAMP,CABLE;TYPE:ELECTRICAL, SINGLE CLEAT,MATERIAL:STAINLESS STEEL 316,ADDITIONAL FEATURES EN:23-28/38-50, TREFOIL, VULCAN,MNFR: 01)CNW,PTNO:01)EPVRT-02 |  | CLAMP,ELECTRICAL: SINGLE CABLE CLEAT;23-28/38-50; |  |  | 1068181 @@ CNW (MOUNT ISA) ELECT WHOLESALER | EPVRT-02 | [10 empty] | CNW (MOUNT ISA) ELECT WHOLESALER |  | IPD GROUP | EPVRT-02 | [16 empty] | https://resources.ipd.com.au/PDF/EPVRT-10_VulcanDataSheet.pdf | [9 empty] | Enriched | 39121705 Cable clamp and staple | BRAND:VULCAN | SIZE:72 WDX106 HT MM | CLAMP | CABLE | TYPE | ELECTRICAL,SINGLE CLEAT | DIAMETER | 23 TO 28 OD MM TREFOIL/38 TO 50 OD MM SINGLE CABLE | MATERIAL | STAINLESS STEEL 316 | MOUNTING TYPE |  | AFFIXING METHOD |  | COLOUR |  | HAZARD CLASS |  | CERTIFICATION/STANDARD | [57 empty] | Production Completed
STP_009 - Lot7 | Data Enrichment | NGB | ok | 2023-10-16 | 2023-10-20 |  | 1118389 | 1118389 | 1453796 | AU_QM_001219237 |  | ERSA | M | 1600 | 1453796GZPCLNT100 | EA |  | CLAMP,CBL;ELECTRICAL, SINGLE CLEAT,SS316 | CLAMP,CBL;ELECTRICAL, SINGLE CLEAT,SS316 | CLAMP,CABLE;TYPE:ELECTRICAL, SINGLE CLEAT,MATERIAL:STAINLESS STEEL 316,ADDITIONAL FEATURES EN:40-46/63-84, TREFOIL, VULCAN,MNFR: 01)CNW,PTNO:01)EPVRT-06 |  | CLAMP,ELECTRICAL: SINGLE CABLE CLEAT;40-46/63-84; |  |  | 1068181 @@ CNW (MOUNT ISA) ELECT WHOLESALER | EPVRT-06 | [10 empty] | CNW (MOUNT ISA) ELECT WHOLESALER |  | IPD GROUP | EPVRT-06 | [16 empty] | https://resources.ipd.com.au/PDF/EPVRT-10_VulcanDataSheet.pdf | [9 empty] | Enriched | 39121705 Cable clamp and staple | BRAND:VULCAN | SIZE:105 WDX133 HT MM | CLAMP | CABLE | TYPE | ELECTRICAL,SINGLE CLEAT | DIAMETER | 40 TO 46 OD MM TREFOIL/63 TO 84 OD MM SINGLE CABLE | MATERIAL | STAINLESS STEEL 316 | MOUNTING TYPE |  | AFFIXING METHOD |  | COLOUR |  | HAZARD CLASS |  | CERTIFICATION/STANDARD | [57 empty] | Production Completed