## Sheet1
Project | Activities | Production User | Production Comments | Start Date | End Date | Remarks | Griha ID | MATNR | SAP MATERIAL NUMBER | ELLIPSE | LVORM | MTART | MBRSH | MATKL | BISMT | MEINS | MFRNR | MAKTX_EN | MAKTX_ES | TEXT_EN | TEXT_ES | ENRICHED DATA | Manufacturer Name | P/N | Manufacturer Name 1 | P/N 1 | Manufacturer Name 2 | P/N 2 | Manufacturer Name 3 | P/N 3 | Manufacturer Name 4 | P/N 4 | Manufacturer Name 5 | P/N 5 | Manufacturer Name 6 | P/N 6 | Input MNFR | Input PTNO | Verified MNFR from web | Verified MPN from Web | MNFR 1 | PTNO 1 | MNFR 2 | PTNO 2 | MNFR 3 | PTNO 3 | MNFR 4 | PTNO 4 | MNFR 5 | PTNO 5 | MNFR 6 | PTNO 6 | Vendor NAME | Vendor Part Number | Vendor NAME1 | Vendor Part Number1 | Reference URL | Reference URL1 | Item Number | Equipment Type | Equipment Manufacturer | Equipment Model | Equipment Serial | DWG | DRAWING VERSION | POS/TAG | Enriched/Cleansed | UNSPSC Ver.23.07 | ADDITIONAL FEATURES FROM INPUT | Additional Features from WEBSOURCE | Noun | Modifier | Attribute Name 1 | Attribute Value 1 | Attribute Name 2 | Attribute Value 2 | Attribute Name 3 | Attribute Value 3 | Attribute Name 4 | Attribute Value 4 | Attribute Name 5 | Attribute Value 5 | Attribute Name 6 | Attribute Value 6 | Attribute Name 7 | Attribute Value 7 | Attribute Name 8 | Attribute Value 8 | Attribute Name 9 | Attribute Value 9 | Attribute Name 10 | Attribute Value 10 | Attribute Name 11 | Attribute Value 11 | Attribute Name 12 | Attribute Value 12 | Attribute Name 13 | Attribute Value 13 | Attribute Name 14 | Attribute Value 14 | Attribute Name 15 | Attribute Value 15 | Attribute Name 16 | Attribute Value 16 | Attribute Name 17 | Attribute Value 17 | Attribute Name 18 | Attribute Value 18 | Attribute Name 19 | Attribute Value 19 | Attribute Name 20 | Attribute Value 20 | Attribute Name 21 | Attribute Value 21 | Attribute Name 22 | Attribute Value 22 | Attribute Name 23 | Attribute Value 23 | Attribute Name 24 | Attribute Value 24 | Attribute Name 25 | Attribute Value 25 | Attribute Name 26 | Attribute Value 26 | Attribute Name 27 | Attribute Value 27 | Attribute Name 28 | Attribute Value 28 | Attribute Name 29 | Attribute Value 29 | Attribute Name 30 | Attribute Value 30 | Attribute Name 31 | Attribute Value 31 | Attribute Name 32 | Attribute Value 32 | Attribute Name 33 | Attribute Value 33 | Attribute Name 34 | Attribute Value 34 | Attribute Name 35 | Attribute Value 35 | Attribute Name 36 | Attribute Value 36 | Status
STP_009 - Lot7 | Data Enrichment | PVJ | OK | 2023-10-16 | 2023-10-20 |  | 1062782 | 1062782 | 1430118 | AU_QM_000638692 |  | ERSA | M | 1600 | 1430118GZPCLNT100 | EA |  | 100A,2 POLE,440VAC,E FRAME,A TYPE | 100A,2 POLE,440VAC,E FRAME,A TYPE | CIRCUIT BREAKER: 100A,2 POLE,440VAC,E FRAME,A TYPE |  | CIRCUIT BREAKER:100A,2 POLE,440VAC,E FRAME,A TYPE | [34 empty] | URL NOT FOUND | [9 empty] | Cleansed | 39121601 Circuit breakers | TYPE A |  | CIRCUIT BREAKER | NO MODIFIER | TYPE |  | CURRENT RATING | 100 A | VOLTAGE RATING | 440 VAC | FRAME RATING | E | INTERRUPT RATING |  | NUMBER OF POLES | 2 | OVERALL SIZE |  | TRIP SETTING |  | TERMINAL TYPE |  | MOUNTING TYPE |  | CERTIFICATION/STANDARD | [51 empty] | Production Completed
STP_009 - Lot7 | Data Enrichment | PVJ | OK | 2023-10-16 | 2023-10-20 |  | 1059686 | 1059686 |  |  |  | ERSA | M | 1510 | 1585739GZPCLNT100 | EA |  | BAR,RND;DIA 100 MM,LG 6.1 M,AISI 4140 | BARRA REDO;DIA 100 MM,LG | BAR,ROUND;DIAMETER:100 MM,LENGTH:6.1 M,MATERIAL:AISI 4140,ADDITIONAL FEATURES EN:HIGH TENSION,T&P H11 | BARRA REDONDA;DIAMETRO:100 MM |  |  |  | 1068455 @@ VULCAN STEEL PTY LTD | CFL-090-6100 | [10 empty] | VULCAN STEEL PTY LTD | CFL-090-6100 | [18 empty] | URL NOT FOUND | [9 empty] | Cleansed | 30263700 Steel alloy bars | T AND P H11 |  | BAR | ROUND | TYPE |  | DIAMETER | 100 MM | LENGTH | 6.1 M | MATERIAL | HIGH TENSILE ALLOY STEEL | MATERIAL SPECIFICATION | GRADE AISI 4140 | PROCESS |  | WEIGHT |  | COATING/FINISH |  | HAZARD CLASS |  | CERTIFICATION/STANDARD | [53 empty] | Production Completed
STP_009 - Lot7 | Data Enrichment | PVJ | OK | 2023-10-16 | 2023-10-20 |  | 1059484 | 1059484 |  |  |  | ERSA | M | 1510 | 1614307GZPCLNT100 | EA |  | BAR,RND;DIA 1-1/2 IN,LG 3600 MM,BRS | BARRA REDO;DIA 1-1/2 IN,LG | BAR,ROUND;DIAMETER:1-1/2 IN,LENGTH:3600 MM,MATERIAL:BRASS,MATERIAL SPECIFICATION:AS1567-C385,ADDITIONAL FEATURES EN:1-1/2 DIA ROUND BRASS DRIFTER AS1567-C385 3600MM | BARRA REDONDA;DIAMETRO:1-1/2 IN |  |  |  | 1069512 @@ BLUESCOPE DISTRIBUTION | BROD38 | 1068184 @@ BLUESCOPE DISTRIBUTION PTY LTD | 1614307 | [8 empty] | BLUESCOPE DISTRIBUTION PTY LTD | BROD38 |  |  | BLUESCOPE DISTRIBUTION PTY LTD | 1614307 | [14 empty] | URL NOT FOUND | [9 empty] | Cleansed | 30261500 Brass bars | DRIFTER |  | BAR | ROUND | TYPE |  | DIAMETER | 1-1/2 IN | LENGTH | 3.6 M | MATERIAL | BRASS | MATERIAL SPECIFICATION | GRADE C38500 | PROCESS |  | WEIGHT |  | COATING/FINISH |  | HAZARD CLASS |  | CERTIFICATION/STANDARD | AS1567 | [52 empty] | Production Completed
STP_009 - Lot7 | Data Enrichment | PVJ | OK | 2023-10-16 | 2023-10-20 |  | 1054734 | 1054734 |  |  |  | ERSA | M | 1510 | 1586587GZPCLNT100 | EA |  | BAR,RND;DIA 20 MM,LG 6 M,G304 | BARRA REDO;DIA 20 MM,LG 6 M | BAR,ROUND;DIAMETER:20 MM,LENGTH:6 M,MATERIAL:G304,MATERIAL SPECIFICATION:ASTM A276/A484 CD H9 | BARRA REDONDA;DIAMETRO:20 MM,LONGITUD:6 M |  |  |  | 1068455 @@ VULCAN STEEL PTY LTD | 1586587 | [10 empty] | VULCAN STEEL PTY LTD | 1586587 | [18 empty] | URL NOT FOUND | [9 empty] | Cleansed | 30264500 Stainless steel bars |  |  | BAR | ROUND | TYPE |  | DIAMETER | 20 MM | LENGTH | 6 M | MATERIAL | STAINLESS STEEL 304 | MATERIAL SPECIFICATION | ASTM A276/A484 | PROCESS | COLD DRAWN H9 | WEIGHT |  | COATING/FINISH |  | HAZARD CLASS |  | CERTIFICATION/STANDARD | [53 empty] | Production Completed
STP_009 - Lot7 | Data Enrichment | PVJ | OK | 2023-10-16 | 2023-10-20 |  | 1058132 | 1058132 |  |  |  | ERSA | M | 4090 | 1585887GZPCLNT100 | EA |  | BAR,RND;DIA 20 MM,LG 6.1 M,AS,AISI 4140 | BARRA REDO;DIA 20 MM,LG | BAR,ROUND;DIAMETER:20 MM,LENGTH:6.1 M,MATERIAL:ALLOY STEEL,MATERIAL SPECIFICATION:AISI 4140 | BARRA REDONDA;DIAMETRO:20 MM |  |  |  | 1068455 @@ VULCAN STEEL PTY LTD | 20X4140H96.1 | [10 empty] | VULCAN STEEL PTY LTD | 20X4140H96.1 | [18 empty] | URL NOT FOUND | [9 empty] | Cleansed | 30263700 Steel alloy bars |  |  | BAR | ROUND | TYPE |  | DIAMETER | 20 MM | LENGTH | 6.1 M | MATERIAL | ALLOY STEEL | MATERIAL SPECIFICATION | GRADE AISI 4140 | PROCESS |  | WEIGHT |  | COATING/FINISH |  | HAZARD CLASS |  | CERTIFICATION/STANDARD | [53 empty] | Production Completed
STP_009 - Lot7 | Data Enrichment | PVJ | OK | 2023-10-16 | 2023-10-20 |  | 1058133 | 1058133 |  |  |  | ERSA | M | 4090 | 1585888GZPCLNT100 | EA |  | BAR,RND;DIA 24 MM,LG 6.1 M,AS,AISI 4140 | BARRA REDO;DIA 24 MM,LG | BAR,ROUND;DIAMETER:24 MM,LENGTH:6.1 M,MATERIAL:ALLOY STEEL,MATERIAL SPECIFICATION:AISI 4140 | BARRA REDONDA;DIAMETRO:24 MM |  |  |  | 1068455 @@ VULCAN STEEL PTY LTD | 24X4140XH96.1 | [10 empty] | VULCAN STEEL PTY LTD | 24X4140XH96.1 | [18 empty] | URL NOT FOUND | [9 empty] | Cleansed | 30263700 Steel alloy bars |  |  | BAR | ROUND | TYPE |  | DIAMETER | 24 MM | LENGTH | 6.1 M | MATERIAL | ALLOY STEEL | MATERIAL SPECIFICATION | GRADE AISI 4140 | PROCESS |  | WEIGHT |  | COATING/FINISH |  | HAZARD CLASS |  | CERTIFICATION/STANDARD | [53 empty] | Production Completed
STP_009 - Lot7 | Data Enrichment | PVJ | OK | 2023-10-16 | 2023-10-20 |  | 1059483 | 1059483 |  |  |  | ERSA | M | 1510 | 1614306GZPCLNT100 | EA |  | BAR,RND;DIA 3/4 IN,LG 3600 MM,BRS | BARRA REDO;DIA 3/4 IN,LG | BAR,ROUND;DIAMETER:3/4 IN,LENGTH:3600 MM,MATERIAL:BRASS,MATERIAL SPECIFICATION:AS1567-C385 | BARRA REDONDA;DIAMETRO:3/4 IN |  |  |  | 1069512 @@ BLUESCOPE DISTRIBUTION | BROD19 | 1068184 @@ BLUESCOPE DISTRIBUTION PTY LTD | 1614306 | [8 empty] | BLUESCOPE DISTRIBUTION PTY LTD | BROD19 |  |  | BLUESCOPE DISTRIBUTION PTY LTD | 1614306 | [14 empty] | URL NOT FOUND | [9 empty] | Cleansed | 30261500 Brass bars |  |  | BAR | ROUND | TYPE |  | DIAMETER | 3/4 IN | LENGTH | 3.6 M | MATERIAL | BRASS | MATERIAL SPECIFICATION | GRADE C385 | PROCESS |  | WEIGHT |  | COATING/FINISH |  | HAZARD CLASS |  | CERTIFICATION/STANDARD | [53 empty] | Production Completed
STP_009 - Lot7 | Data Enrichment | PVJ | OK | 2023-10-16 | 2023-10-20 |  | 1073970 | 1073970 |  |  |  | ERSA | M | 1500 | 1084823GZPCLNT100 | EA |  | BAR,RND;DIA 36 MM,LG 1.2 M,CS,GR 4340 | BARRA REDO;DIA 36 MM,LG 1.2 M,ACERO CARB | BAR,ROUND;DIAMETER:36 MM,LENGTH:1.2 M,MATERIAL:CARBON STEEL,MATERIAL SPECIFICATION:GR 4340,COATING/FINISH:SMOOTH,ADDITIONAL FEATURES EN:1 IN,MNFR:CHRISTENSEN,PTNO:201001200 | BARRA REDONDA;DIAMETRO:36 MM,LONGITUD:1.2 M,MATERIAL:ACERO CARBONO,ESPECIFICACION MATERIAL:GR 4340,RECUBRIMIENTO/ACABADO:LISO,CARACT ERISTICAS ADICIONALES ES:1 IN,MNFR:CHRISTENSEN,PTNO:201001200 |  |  | 201001200 | [12 empty] | CHRISTENSEN | 201001200 | [18 empty] | URL NOT FOUND | [9 empty] | Cleansed | 30263600 Carbon steel bars | SIZE:1 IN |  | BAR | ROUND | TYPE |  | DIAMETER | 36 MM | LENGTH | 1.2 M | MATERIAL | CARBON STEEL | MATERIAL SPECIFICATION | GRADE 4340 | PROCESS |  | WEIGHT |  | COATING/FINISH | SMOOTH | HAZARD CLASS |  | CERTIFICATION/STANDARD | AS1567 | [52 empty] | Production Completed
STP_009 - Lot7 | Data Enrichment | PVJ | OK | 2023-10-16 | 2023-10-20 |  | 1180100 | 1180100 |  |  |  | ERSA | M | 1510 | 1222904GZPCLNT100 | EA |  | BAR,RND;DIA 36 MM,LG 6 M,MS,EMTB | BAR,RND;DIA 36 MM,LG 6 M,MS,EMTB | BAR,ROUND;DIAMETER:36 MM,LENGTH:6 M,MATERIAL:MILD STEEL,ADDITIONAL FEATURES EN:EMTB | [36 empty] | URL NOT FOUND | [9 empty] | Cleansed | 30260000 Structural materials | EMTB |  | BAR | ROUND | TYPE |  | DIAMETER | 36 MM | LENGTH | 6 M | MATERIAL | MILD STEEL | MATERIAL SPECIFICATION |  | PROCESS |  | WEIGHT |  | COATING/FINISH |  | HAZARD CLASS |  | CERTIFICATION/STANDARD | [53 empty] | Production Completed
STP_009 - Lot7 | Data Enrichment | PVJ | OK | 2023-10-16 | 2023-10-20 | URL for Reference only | 1055960 | 1055960 |  |  |  | ERSA | M | 1510 | 1609952GZPCLNT100 | EA |  | BAR,RND;DIA 370 MM,LG 700 MM,1045 CARBON | BARRA REDO;DIA ,LG | BAR,ROUND;DIAMETER:370 MM,LENGTH:700 MM,MATERIAL:1045 CARBON,PROCESS:PEELED BAR,ADDITIONAL FEATURES EN:FORGED ROUGH MACHINED,- 0/+2 MM | BARRA REDONDA; |  |  |  | 1068455 @@ VULCAN STEEL PTY LTD | BRCA370G1045RM | [10 empty] | VULCAN STEEL PTY LTD | BRCA370G1045RM | [18 empty] | https://vulcan.co/wp-content/uploads/2022/12/Vulcan_Stainless_AUS_Product_Guide_2020_web.pdf | [9 empty] | Cleansed | 30263600 Carbon steel bars | - 0/+2 MM |  | BAR | ROUND | TYPE |  | DIAMETER | 370 MM | LENGTH | 700 MM | MATERIAL | CARBON STEEL | MATERIAL SPECIFICATION | GRADE 1045 | PROCESS | PEELED,FORGED ROUGH MACHINED | WEIGHT |  | COATING/FINISH |  | HAZARD CLASS |  | CERTIFICATION/STANDARD | [53 empty] | Production Completed
STP_009 - Lot7 | Data Enrichment | PVJ | OK | 2023-10-16 | 2023-10-20 |  | 1059571 | 1059571 |  |  |  | ERSA | M | 1510 | 1584095GZPCLNT100 | EA |  | BAR,RND;DIA 50 MM,LG 6.1 M,H&T T&P H11 | BARRA REDO;DIA 50 MM,LG | BAR,ROUND;DIAMETER:50 MM,LENGTH:6.1 M,MATERIAL:ALLOY STEEL 4140,ADDITIONAL FEATURES EN:H&T T&P H11 | BARRA REDONDA;DIAMETRO:50 MM |  |  |  | 1068455 @@ VULCAN STEEL PTY LTD | CFC-623-6100MM | [10 empty] | VULCAN STEEL PTY LTD | CFC-623-6100MM | [18 empty] | URL NOT FOUND | [9 empty] | Cleansed | 30263700 Steel alloy bars | T AND P H11 |  | BAR | ROUND | TYPE |  | DIAMETER | 50 MM | LENGTH | 6.1 M | MATERIAL | HIGH TENSILE ALLOY STEEL | MATERIAL SPECIFICATION | GRADE 4140 | PROCESS |  | WEIGHT |  | COATING/FINISH |  | HAZARD CLASS |  | CERTIFICATION/STANDARD | [53 empty] | Production Completed
STP_009 - Lot7 | Data Enrichment | PVJ | OK | 2023-10-16 | 2023-10-20 |  | 1054092 | 1054092 |  |  |  | ERSA | M | 1510 | 1608610GZPCLNT100 | EA |  | BAR,RND;DIA 63.5 MM,LG 1 M,G385 BRASS | BARRA REDO;DIA ,LG 1 M | BAR,ROUND;DIAMETER:63.5 MM,LENGTH:1 M,MATERIAL:G385 BRASS,MATERIAL SPECIFICATION:AS1567-C38500 | BARRA REDONDA;LONGITUD:1 M |  |  |  | 1068455 @@ VULCAN STEEL PTY LTD | G385AS1567-1000MM | [10 empty] | VULCAN STEEL PTY LTD | G385AS1567-1000MM | [18 empty] | URL NOT FOUND | [9 empty] | Cleansed | 30261500 Brass bars |  |  | BAR | ROUND | TYPE |  | DIAMETER | 63.5 MM | LENGTH | 1 M | MATERIAL | BRASS | MATERIAL SPECIFICATION | GRADE C38500 | PROCESS |  | WEIGHT |  | COATING/FINISH |  | HAZARD CLASS |  | CERTIFICATION/STANDARD | AS1567 | [52 empty] | Production Completed
STP_009 - Lot7 | Data Enrichment | PVJ | OK | 2023-10-16 | 2023-10-20 |  | 1058215 | 1058215 |  |  |  | ERSA | M | 1510 | 1586891GZPCLNT100 | EA |  | BAR,RND;DIA 75 MM,LG 6100 MM,AS,HTS | BARRA REDO;DIA 75 MM,LG | BAR,ROUND;DIAMETER:75 MM,LENGTH:6100 MM,MATERIAL:ALLOY STEEL,MATERIAL SPECIFICATION:AISI 4140,WEIGHT:215.767 KG,ADDITIONAL FEATURES EN:HIGH TENSILE STEEL | BARRA REDONDA;DIAMETRO:75 MM |  |  |  | 1068455 @@ VULCAN STEEL PTY LTD | 75DG4140 | [10 empty] | VULCAN STEEL PTY LTD | 75DG4140 | [18 empty] | URL NOT FOUND | [9 empty] | Cleansed | 30263700 Steel alloy bars |  |  | BAR | ROUND | TYPE |  | DIAMETER | 75 MM | LENGTH | 6.1 M | MATERIAL | HIGH TENSILE ALLOY STEEL | MATERIAL SPECIFICATION | GRADE AISI 4140 | PROCESS |  | WEIGHT | 215.767 KG | COATING/FINISH |  | HAZARD CLASS |  | CERTIFICATION/STANDARD | [53 empty] | Production Completed
STP_009 - Lot7 | Data Enrichment | PVJ | OK | 2023-10-16 | 2023-10-20 |  | 1134306 | 1134306 | 1414742 | AU_QM_000260352 |  | ERSA | M | 5915 | 1414742GZPCLNT100 | EA |  | BREAKER,CIRCT;1.2KA,3P,TO SUIT MOUNTING | BREAKER,CIRCT;1.2KA,3P,TO SUIT MOUNTING | BREAKER,CIRCT;MNFR: ,PTNO:1.2KA,3P,TO SUIT MOUNTING |  | BREAKER,CIRCT;1.2KA,3P,TO SUIT MOUNTINGBREAKER,CIRCT;1.2KA,3P,TO SUIT MOUNTING | [34 empty] | URL NOT FOUND | [9 empty] | Cleansed | 39121601 Circuit breakers | FOR MOUNTING |  | CIRCUIT BREAKER | NO MODIFIER | TYPE |  | CURRENT RATING |  | VOLTAGE RATING |  | FRAME RATING |  | INTERRUPT RATING | 1.2 KA | NUMBER OF POLES | 3 | OVERALL SIZE |  | TRIP SETTING |  | TERMINAL TYPE |  | MOUNTING TYPE |  | CERTIFICATION/STANDARD | [51 empty] | Production Completed
STP_009 - Lot7 | Data Enrichment | PVJ | OK | 2023-10-16 | 2023-10-20 |  | 1134826 | 1134826 | 1420610 | AU_QM_000266774 |  | ERSA | M | 5915 | 1420610GZPCLNT100 | EA |  | BREAKER,CIRCT;1.6KA,3P,LV TO SUIT | BREAKER,CIRCT;1.6KA,3P,LV TO SUIT | BREAKER,CIRCT;MNFR: ,PTNO:1.6KA,3P,LV TO SUIT |  | BREAKER,CIRCT;1.6KA,3P,LV TO SUITBREAKER,CIRCT;1.6KA,3P,LV TO SUIT | [34 empty] | URL NOT FOUND | [9 empty] | Cleansed | 39121601 Circuit breakers |  |  | CIRCUIT BREAKER | NO MODIFIER | TYPE | LOW VOLTAGE | CURRENT RATING |  | VOLTAGE RATING |  | FRAME RATING |  | INTERRUPT RATING | 1.6 KA | NUMBER OF POLES | 3 | OVERALL SIZE |  | TRIP SETTING |  | TERMINAL TYPE |  | MOUNTING TYPE |  | CERTIFICATION/STANDARD | [51 empty] | Production Completed
STP_009 - Lot7 | Data Enrichment | PVJ | OK | 2023-10-16 | 2023-10-20 |  | 1134264 | 1134264 | 1415747 | AU_QM_000261445 |  | ERSA | M | 5915 | 1415747GZPCLNT100 | EA |  | BREAKER,CIRCT;2.5-4A,3P,MOTOR RATED | BREAKER,CIRCT;2.5-4A,3P,MOTOR RATED | BREAKER,CIRCT;MNFR: ,PTNO:2.5-4A,3P,MOTOR RATED |  | BREAKER,CIRCT;2.5-4A,3P,MOTOR RATEDBREAKER,CIRCT;2.5-4A,3P,MOTOR RATED | [34 empty] | URL NOT FOUND | [9 empty] | Cleansed | 39121601 Circuit breakers |  |  | CIRCUIT BREAKER | MOTOR PROTECTION | TYPE |  | CURRENT RATING | 2.5 TO 4 A | VOLTAGE RATING |  | NUMBER OF POLES | 3 | INTERRUPT RATING |  | POWER RATING |  | FREQUENCY RATING |  | MOUNTING TYPE |  | TEMPERATURE RATING |  | SIZE |  | CERTIFICATION/STANDARD | [51 empty] | Production Completed
STP_009 - Lot7 | Data Enrichment | PVJ | OK | 2023-10-16 | 2023-10-20 |  | 1134297 | 1134297 | 1415060 | AU_QM_000260697 |  | ERSA | M | 5915 | 1415060GZPCLNT100 | EA |  | BREAKER,CIRCT;20A,1.1KV AC,3P,4KA,SCRW | BREAKER,CIRCT;20A,1.1KV AC,3P,4KA,SCRW | BREAKER,CIRCT;MNFR: ,PTNO:20A,1.1KV AC,3P,4KA,SCRW |  | BREAKER,CIRCT;20A,1.1KV AC,3P,4KA,SCRWBREAKER,CIRCT;20A,1.1KV AC,3P,4KA,SCRW | [34 empty] | URL NOT FOUND | [9 empty] | Cleansed | 39121601 Circuit breakers |  |  | CIRCUIT BREAKER | NO MODIFIER | TYPE |  | CURRENT RATING | 20 A | VOLTAGE RATING | 1.1 KVAC | FRAME RATING |  | INTERRUPT RATING | 4 KA | NUMBER OF POLES | 3 | OVERALL SIZE |  | TRIP SETTING |  | TERMINAL TYPE | SCREW | MOUNTING TYPE |  | CERTIFICATION/STANDARD | [51 empty] | Production Completed
STP_009 - Lot7 | Data Enrichment | PVJ | OK | 2023-10-16 | 2023-10-20 |  | 1134433 | 1134433 | 1406192 | AU_QM_000251137 |  | ERSA | M | 5915 | 1406192GZPCLNT100 | EA |  | BREAKER,CIRCT;20A,240V,30MA,1P; N,10KA | BREAKER,CIRCT;20A,240V,30MA,1P; N,10KA | BREAKER,CIRCT;MNFR: ,PTNO:20A,240V,30MA,1P; N,10KA |  | BREAKER,CIRCT;20A,240V,30MA,1P; N,10KABREAKER,CIRCT;20A,240V,30MA,1P; N,10KA | [34 empty] | URL NOT FOUND | [9 empty] | Cleansed | 39121601 Circuit breakers | C/W NEUTRAL |  | CIRCUIT BREAKER | NO MODIFIER | TYPE |  | CURRENT RATING | 20 A | VOLTAGE RATING | 240 V | FRAME RATING |  | INTERRUPT RATING | 10 KA | NUMBER OF POLES | 1 | OVERALL SIZE |  | TRIP SETTING | 30 MA | TERMINAL TYPE |  | MOUNTING TYPE |  | CERTIFICATION/STANDARD | [51 empty] | Production Completed
STP_009 - Lot7 | Data Enrichment | PVJ | OK | 2023-10-16 | 2023-10-20 |  | 1134304 | 1134304 | 1414751 | AU_QM_000260362 |  | ERSA | M | 5915 | 1414751GZPCLNT100 | EA |  | BREAKER,CIRCT;20A,440V,1P,10KA,DIN RL | BREAKER,CIRCT;20A,440V,1P,10KA,DIN RL | BREAKER,CIRCT;MNFR: ,PTNO:20A,440V,1P,10KA,DIN RL |  | BREAKER,CIRCT;20A,440V,1P,10KA,DIN RLBREAKER,CIRCT;20A,440V,1P,10KA,DIN RL | [34 empty] | URL NOT FOUND | [9 empty] | Cleansed | 39121601 Circuit breakers |  |  | CIRCUIT BREAKER | NO MODIFIER | TYPE |  | CURRENT RATING | 20 A | VOLTAGE RATING | 440 V | FRAME RATING |  | INTERRUPT RATING | 10 KA | NUMBER OF POLES | 1 | OVERALL SIZE |  | TRIP SETTING |  | TERMINAL TYPE |  | MOUNTING TYPE | DIN RAIL | CERTIFICATION/STANDARD | [51 empty] | Production Completed
STP_009 - Lot7 | Data Enrichment | PVJ | OK | 2023-10-16 | 2023-10-20 |  | 1138827 | 1138827 | 1420426 | AU_QM_000266571 |  | ERSA | M | 5915 | 1420426GZPCLNT100 | EA |  | BREAKER,CIRCT;3P,ELEC,0B0875 | BREAKER,CIRCT;3P,ELEC,0B0875 | BREAKER,CIRCT;MNFR: ,PTNO:3P,ELEC,0B0875 |  | BREAKER,CIRCT;3P,ELEC,0B0875BREAKER,CIRCT;3P,ELEC,0B0875 | [15 empty] | 0B0875 | [18 empty] | URL NOT FOUND | [9 empty] | Cleansed | 39121601 Circuit breakers |  |  | CIRCUIT BREAKER | NO MODIFIER | TYPE | ELECTRIC | CURRENT RATING |  | VOLTAGE RATING |  | FRAME RATING |  | INTERRUPT RATING |  | NUMBER OF POLES |  | OVERALL SIZE |  | TRIP SETTING |  | TERMINAL TYPE |  | MOUNTING TYPE |  | CERTIFICATION/STANDARD | [51 empty] | Production Completed
STP_009 - Lot7 | Data Enrichment | PVJ | OK | 2023-10-16 | 2023-10-20 |  | 1134284 | 1134284 | 1415330 | AU_QM_000260991 |  | ERSA | M | 5915 | 1415330GZPCLNT100 | EA |  | BREAKER,CIRCT;400A,3P,50KA,MOLDED CASE | BREAKER,CIRCT;400A,3P,50KA,MOLDED CASE | BREAKER,CIRCT;MNFR: ,PTNO:400A,3P,50KA,MOLDED CASE |  | BREAKER,CIRCT;400A,3P,50KA,MOLDED CASEBREAKER,CIRCT;400A,3P,50KA,MOLDED CASE | [34 empty] | URL NOT FOUND | [9 empty] | Cleansed | 39121616 Molded case circuit breakers |  |  | CIRCUIT BREAKER | MOLDED CASE | TYPE |  | CURRENT RATING | 400 A | VOLTAGE RATING |  | NUMBER OF POLES | 3 | INTERRUPT RATING | 50 KA | FRAME TYPE |  | CONTACT RATING |  | FREQUENCY RATING |  | TRIP CLASS |  | TRIP SETTING |  | MOUNTING TYPE |  | TERMINAL TYPE |  | SIZE |  | CERTIFICATION/STANDARD | [45 empty] | Production Completed
STP_009 - Lot7 | Data Enrichment | PVJ | OK | 2023-10-16 | 2023-10-20 |  | 1138300 | 1138300 | 1401657 | AU_QM_000246201 |  | ERSA | M | 5915 | 1401657GZPCLNT100 | EA |  | BREAKER,CIRCT;4A,2P,DTCB 6204C | BREAKER,CIRCT;4A,2P,DTCB 6204C | BREAKER,CIRCT;MNFR: ,PTNO:4A,2P,DTCB 6204C |  | BREAKER,CIRCT;4A,2P,DTCB 6204CBREAKER,CIRCT;4A,2P,DTCB 6204C |  |  | 1068181 @@ CNW (MOUNT ISA) ELECT WHOLESALER | 1401657 | [12 empty] | NHP | DTCB6204C | CNW (MOUNT ISA) ELECT WHOLESALER | 1401657 | [14 empty] | https://nhp.com.au/product/dtcb6204c | [9 empty] | Enriched | 39121603 Miniature circuit breakers |  | DEGREE OF PROTECTION:IP20/IP40,TEMPERATURE RATING:-25 TO 55 DEG C | CIRCUIT BREAKER | MINIATURE | TYPE |  | CURRENT RATING | 4 A | VOLTAGE RATING | 415 VAC | NUMBER OF POLES | 2 | INTERRUPT RATING | 6 KA | FREQUENCY RATING | 50/60 HZ | TRIP CLASS | C | TRIP SETTING |  | MOUNTING TYPE | 35 MM DIN RAIL | TERMINAL TYPE |  | SIZE | 36 WDX86 HTX76 DP MM | CERTIFICATION/STANDARD | AS/NZS 3111,CE,DIN 40046,IEC 60898,IEC 60947-2,IEC 60068-2,IEC 60077-16-3,RCM,UL 94 V-2 | [48 empty] | Production Completed
STP_009 - Lot7 | Data Enrichment | PVJ | OK | 2023-10-16 | 2023-10-20 |  | 1134860 | 1134860 | 1419581 | AU_QM_000265648 |  | ERSA | M | 5915 | 1419581GZPCLNT100 | EA |  | BREAKER,CIRCT;MAIN SWITCH,100A,3P | BREAKER,CIRCT;MAIN SWITCH,100A,3P | BREAKER,CIRCT;MNFR: ,PTNO:MAIN SWITCH,100A,3P |  | BREAKER,CIRCT;MAIN SWITCH,100A,3PBREAKER,CIRCT;MAIN SWITCH,100A,3P | [34 empty] | URL NOT FOUND | [9 empty] | Cleansed | 39121601 Circuit breakers | MAIN SWITCH |  | CIRCUIT BREAKER | NO MODIFIER | TYPE |  | CURRENT RATING | 100 A | VOLTAGE RATING |  | FRAME RATING |  | INTERRUPT RATING |  | NUMBER OF POLES | 3 | OVERALL SIZE |  | TRIP SETTING |  | TERMINAL TYPE |  | MOUNTING TYPE |  | CERTIFICATION/STANDARD | [51 empty] | Production Completed
STP_009 - Lot7 | Data Enrichment | PVJ | OK | 2023-10-16 | 2023-10-20 |  | 1134459 | 1134459 | 1404597 | AU_QM_000249400 |  | ERSA | M | 5915 | 1404597GZPCLNT100 | EA |  | BREAKER,CIRCT;MCB ACTI9 IC60N,63A,415V | BREAKER,CIRCT;MCB ACTI9 IC60N,63A,415V | BREAKER,CIRCT;MNFR: ,PTNO:MCB ACTI9 IC60N,63A,415V |  | BREAKER,CIRCT;MCB ACTI9 IC60N,63A,415VBREAKER,CIRCT;MCB ACTI9 IC60N,63A,415V | [34 empty] | URL NOT FOUND | [9 empty] | Cleansed | 39121603 Miniature circuit breakers | SERIES:ACTI9 IC60N |  | CIRCUIT BREAKER | MINIATURE | TYPE |  | CURRENT RATING | 63 A | VOLTAGE RATING | 415 V | NUMBER OF POLES |  | INTERRUPT RATING |  | FREQUENCY RATING |  | TRIP CLASS |  | TRIP SETTING |  | MOUNTING TYPE |  | TERMINAL TYPE |  | SIZE |  | CERTIFICATION/STANDARD | [49 empty] | Production Completed
STP_009 - Lot7 | Data Enrichment | PVJ | OK | 2023-10-16 | 2023-10-20 |  | 1134463 | 1134463 | 1404196 | AU_QM_000248966 |  | ERSA | M | 5915 | 1404196GZPCLNT100 | EA |  | BREAKER,CIRCT;MCB,16A,240/415V AC,15KA | BREAKER,CIRCT;MCB,16A,240/415V AC,15KA | BREAKER,CIRCT;MNFR: ,PTNO:MCB,16A,240/415V AC,15KA |  | BREAKER,CIRCT;MCB,16A,240/415V AC,15KABREAKER,CIRCT;MCB,16A,240/415V AC,15KA | [34 empty] | URL NOT FOUND | [9 empty] | Cleansed | 39121603 Miniature circuit breakers |  |  | CIRCUIT BREAKER | MINIATURE | TYPE |  | CURRENT RATING | 16 A | VOLTAGE RATING | 240/415 VAC | NUMBER OF POLES |  | INTERRUPT RATING | 15 KA | FREQUENCY RATING |  | TRIP CLASS |  | TRIP SETTING |  | MOUNTING TYPE |  | TERMINAL TYPE |  | SIZE |  | CERTIFICATION/STANDARD | [49 empty] | Production Completed
STP_009 - Lot7 | Data Enrichment | PVJ | OK | 2023-10-16 | 2023-10-20 |  | 1134462 | 1134462 | 1404197 | AU_QM_000248967 |  | ERSA | M | 5915 | 1404197GZPCLNT100 | EA |  | BREAKER,CIRCT;MCB,2A,240/48V AC/DC,6KA | BREAKER,CIRCT;MCB,2A,240/48V AC/DC,6KA | BREAKER,CIRCT;MNFR: ,PTNO:MCB,2A,240/48V AC/DC,6KA |  | BREAKER,CIRCT;MCB,2A,240/48V AC/DC,6KABREAKER,CIRCT;MCB,2A,240/48V AC/DC,6KA | [34 empty] | URL NOT FOUND | [9 empty] | Cleansed | 39121603 Miniature circuit breakers |  |  | CIRCUIT BREAKER | MINIATURE | TYPE |  | CURRENT RATING | 2 A | VOLTAGE RATING | 240/48 VAC/VDC | NUMBER OF POLES |  | INTERRUPT RATING | 6 KA | FREQUENCY RATING |  | TRIP CLASS |  | TRIP SETTING |  | MOUNTING TYPE |  | TERMINAL TYPE |  | SIZE |  | CERTIFICATION/STANDARD | [49 empty] | Production Completed
STP_009 - Lot7 | Data Enrichment | PVJ | OK | 2023-10-16 | 2023-10-20 |  | 1134407 | 1134407 | 1407441 | AU_QM_000252484 |  | ERSA | M | 5915 | 1407441GZPCLNT100 | EA |  | BREAKER,CIRCT;MCCB F,32A,415V,F,40KA,3P | BREAKER,CIRCT;MCCB F,32A,415V,F,40KA,3P | BREAKER,CIRCT;MNFR: ,PTNO:MCCB F,32A,415V,F,40KA,3P |  | BREAKER,CIRCT;MCCB F,32A,415V,F,40KA,3PBREAKER,CIRCT;MCCB F,32A,415V,F,40KA,3P | [34 empty] | URL NOT FOUND | [9 empty] | Cleansed | 39121616 Molded case circuit breakers | REF:F |  | CIRCUIT BREAKER | MOLDED CASE | TYPE |  | CURRENT RATING | 32 A | VOLTAGE RATING | 415 V | NUMBER OF POLES | 3 | INTERRUPT RATING | 40 KA | FRAME TYPE |  | CONTACT RATING |  | FREQUENCY RATING |  | TRIP CLASS |  | TRIP SETTING |  | MOUNTING TYPE |  | TERMINAL TYPE |  | SIZE |  | CERTIFICATION/STANDARD | [45 empty] | Production Completed
STP_009 - Lot7 | Data Enrichment | PVJ | OK | 2023-10-16 | 2023-10-20 |  | 1134424 | 1134424 | 1406429 | AU_QM_000251393 |  | ERSA | M | 5915 | 1406429GZPCLNT100 | EA |  | BREAKER,CIRCT;MCCB T2,32A,65KA,3P | BREAKER,CIRCT;MCCB T2,32A,65KA,3P | BREAKER,CIRCT;MNFR: ,PTNO:MCCB T2,32A,65KA,3P |  | BREAKER,CIRCT;MCCB T2,32A,65KA,3PBREAKER,CIRCT;MCCB T2,32A,65KA,3P | [34 empty] | URL NOT FOUND | [9 empty] | Cleansed | 39121616 Molded case circuit breakers | TYPE T2 |  | CIRCUIT BREAKER | MOLDED CASE | TYPE |  | CURRENT RATING | 32 A | VOLTAGE RATING |  | NUMBER OF POLES | 3 | INTERRUPT RATING | 65 KA | FRAME TYPE |  | CONTACT RATING |  | FREQUENCY RATING |  | TRIP CLASS |  | TRIP SETTING |  | MOUNTING TYPE |  | TERMINAL TYPE |  | SIZE |  | CERTIFICATION/STANDARD | [45 empty] | Production Completed
STP_009 - Lot7 | Data Enrichment | PVJ | OK | 2023-10-16 | 2023-10-20 |  | 1134423 | 1134423 | 1406430 | AU_QM_000251394 |  | ERSA | M | 5915 | 1406430GZPCLNT100 | EA |  | BREAKER,CIRCT;MCCB T2,63A,65KA,3P | BREAKER,CIRCT;MCCB T2,63A,65KA,3P | BREAKER,CIRCT;MNFR: ,PTNO:MCCB T2,63A,65KA,3P |  | BREAKER,CIRCT;MCCB T2,63A,65KA,3PBREAKER,CIRCT;MCCB T2,63A,65KA,3P | [34 empty] | URL NOT FOUND | [9 empty] | Cleansed | 39121616 Molded case circuit breakers | TYPE T2 |  | CIRCUIT BREAKER | MOLDED CASE | TYPE |  | CURRENT RATING | 63 A | VOLTAGE RATING |  | NUMBER OF POLES | 3 | INTERRUPT RATING | 65 KA | FRAME TYPE |  | CONTACT RATING |  | FREQUENCY RATING |  | TRIP CLASS |  | TRIP SETTING |  | MOUNTING TYPE |  | TERMINAL TYPE |  | SIZE |  | CERTIFICATION/STANDARD | [45 empty] | Production Completed
STP_009 - Lot7 | Data Enrichment | PVJ | OK | 2023-10-16 | 2023-10-20 |  | 1134414 | 1134414 | 1406776 | AU_QM_000251774 |  | ERSA | M | 5915 | 1406776GZPCLNT100 | EA |  | BREAKER,CIRCT;MCCB,400A,1KV,3P,FRONT | BREAKER,CIRCT;MCCB,400A,1KV,3P,FRONT | BREAKER,CIRCT;MNFR: ,PTNO:MCCB,400A,1KV,3P,FRONT |  | BREAKER,CIRCT;MCCB,400A,1KV,3P,FRONTBREAKER,CIRCT;MCCB,400A,1KV,3P,FRONT | [34 empty] | URL NOT FOUND | [9 empty] | Cleansed | 39121616 Molded case circuit breakers |  |  | CIRCUIT BREAKER | MOLDED CASE | TYPE | FRONT | CURRENT RATING | 400 A | VOLTAGE RATING | 1 KV | NUMBER OF POLES | 3 | INTERRUPT RATING |  | FRAME TYPE |  | CONTACT RATING |  | FREQUENCY RATING |  | TRIP CLASS |  | TRIP SETTING |  | MOUNTING TYPE |  | TERMINAL TYPE |  | SIZE |  | CERTIFICATION/STANDARD | [45 empty] | Production Completed
STP_009 - Lot7 | Data Enrichment | PVJ | OK | 2023-10-16 | 2023-10-20 |  | 1134303 | 1134303 | 1414763 | AU_QM_000260376 |  | ERSA | M | 5915 | 1414763GZPCLNT100 | EA |  | BREAKER,CIRCT;MOULDED CASE T4V,250A,1KV | BREAKER,CIRCT;MOULDED CASE T4V,250A,1KV | BREAKER,CIRCT;MNFR: ,PTNO:MOULDED CASE T4V,250A,1KV |  | BREAKER,CIRCT;MOULDED CASE T4V,250A,1KVBREAKER,CIRCT;MOULDED CASE T4V,250A,1KV | [34 empty] | URL NOT FOUND | [9 empty] | Cleansed | 39121616 Molded case circuit breakers | TYPE T4V |  | CIRCUIT BREAKER | MOLDED CASE | TYPE |  | CURRENT RATING | 250 A | VOLTAGE RATING | 1 KV | NUMBER OF POLES |  | INTERRUPT RATING |  | FRAME TYPE |  | CONTACT RATING |  | FREQUENCY RATING |  | TRIP CLASS |  | TRIP SETTING |  | MOUNTING TYPE |  | TERMINAL TYPE |  | SIZE |  | CERTIFICATION/STANDARD | [45 empty] | Production Completed
STP_009 - Lot7 | Data Enrichment | PVJ | OK | 2023-10-16 | 2023-10-20 |  | 1134290 | 1134290 | 1415288 | AU_QM_000260945 |  | ERSA | M | 5915 | 1415288GZPCLNT100 | EA |  | BREAKER,CIRCT;MOULDED CASE,16A,40KA,3P | BREAKER,CIRCT;MOULDED CASE,16A,40KA,3P | BREAKER,CIRCT;MNFR: ,PTNO:MOULDED CASE,16A,40KA,3P |  | BREAKER,CIRCT;MOULDED CASE,16A,40KA,3PBREAKER,CIRCT;MOULDED CASE,16A,40KA,3P | [34 empty] | URL NOT FOUND | [9 empty] | Cleansed | 39121616 Molded case circuit breakers |  |  | CIRCUIT BREAKER | MOLDED CASE | TYPE |  | CURRENT RATING | 16 A | VOLTAGE RATING |  | NUMBER OF POLES | 3 | INTERRUPT RATING | 40 KA | FRAME TYPE |  | CONTACT RATING |  | FREQUENCY RATING |  | TRIP CLASS |  | TRIP SETTING |  | MOUNTING TYPE |  | TERMINAL TYPE |  | SIZE |  | CERTIFICATION/STANDARD | [45 empty] | Production Completed
STP_009 - Lot7 | Data Enrichment | PVJ | OK | 2023-10-16 | 2023-10-20 |  | 1134282 | 1134282 | 1415382 | AU_QM_000261048 |  | ERSA | M | 5915 | 1415382GZPCLNT100 | EA |  | BREAKER,CIRCT;MOULDED CASE,250A,1KV,3P | BREAKER,CIRCT;MOULDED CASE,250A,1KV,3P | BREAKER,CIRCT;MNFR: ,PTNO:MOULDED CASE,250A,1KV,3P |  | BREAKER,CIRCT;MOULDED CASE,250A,1KV,3PBREAKER,CIRCT;MOULDED CASE,250A,1KV,3P | [34 empty] | URL NOT FOUND | [9 empty] | Cleansed | 39121616 Molded case circuit breakers |  |  | CIRCUIT BREAKER | MOLDED CASE | TYPE |  | CURRENT RATING | 250 A | VOLTAGE RATING | 1 KV | NUMBER OF POLES | 3 | INTERRUPT RATING |  | FRAME TYPE |  | CONTACT RATING |  | FREQUENCY RATING |  | TRIP CLASS |  | TRIP SETTING |  | MOUNTING TYPE |  | TERMINAL TYPE |  | SIZE |  | CERTIFICATION/STANDARD | [45 empty] | Production Completed
STP_009 - Lot7 | Data Enrichment | PVJ | OK | 2023-10-16 | 2023-10-20 |  | 1036871 | 1036871 |  |  |  | ERSA | M | 1600 | 1569220GZPCLNT100 | EA |  | BREAKER,CIRCT;OVERCURRENT,10KA | DISYUNTORA; | BREAKER,CIRCUIT;TYPE:OVERCURRENT,INTERRUPT RATING:10KA,ADDITIONAL FEATURES EN:DIN-SAFE,10KA,1P+N,20A,D CURVE,30MA,TYPE A,LONGBODY | DISYUNTORA; |  |  |  | 1072013 @@ METAL MANUFACTURES PTY LTD | NHPDSRCBH2030AD | [12 empty] | NHP | DSRCBH2030AD | METAL MANUFACTURES PTY LTD | NHPDSRCBH2030AD | [14 empty] | https://www.nhp.com.au/-/media/Project/NHP/Sites/Shared/Industries-and-Solutions/Solutions/NHP-TECH-PDP-CP-EN-MCBs-and-RCBOs.pdf | https://prdsccdnstorage.blob.core.windows.net/techdatasheets/DSRCBH2030AD-86472-datasheet.pdf?sv=2019-02-02&ss=b&srt=sco&sp=rwdlac&se=2050-02-24T14:36:22Z&st=2020-02-24T06:36:22Z&spr=https&sig=ZYSSzNvPIpdF2duj%2B0Q%2Fxscgj9MvyEATcIdm%2Bn6Urmc%3D | [8 empty] | Enriched | 39121601 Circuit breakers | SERIES:DIN-SAFE,NUMBER OF POLES:1 C/W NEUTRAL,TRIP CLASS:D CURVE,TRIP SETTING:30 MA,TYPE A,C/W OVERCURRENT,LONG BODY | DEGREE OF PROTECTION:IP20/IP40 | CIRCUIT BREAKER | RESIDUAL CURRENT | TYPE |  | WIRE SIZE | 1 TO 35 MM2 | CONTACT CONFIGURATION |  | INPUT RATING | 230/240 VAC,20 A,50/60 HZ | INTERRUPT RATING | 10 KA | MATERIAL |  | MOUNTING TYPE | 35 MM DIN RAIL | SIZE | 18 WDX125 HTX76 DP MM | TEMPERATURE RATING | -5 TO 55 DEG C | CERTIFICATION/STANDARD | CE,DIN 40046,IEC 60077-16-3,IEC 60068-2-6,IEC 60068-2,IEC 60947-1,RCM,UL 94 V-2 | [52 empty] | Production Completed
STP_009 - Lot7 | Data Enrichment | PVJ | OK | 2023-10-16 | 2023-10-20 |  | 1146567 | 1146567 |  |  |  | ERSA | M | 1600 | 1525200GZPCLNT100 | EA |  | BREAKER,CIRCT;RCD,2P,1M,10A,4.5KA,30MA | BREAKER,CIRCT;RCD,2P,1M,10A,4.5KA,30MA | BREAKER,CIRCT;ADDITIONAL FEATURES:RCD,2P,1M,10A,4.5KA,30MA |  |  |  |  | 1068181 @@ CNW (MOUNT ISA) ELECT WHOLESALER | 1525200 | [10 empty] | CNW (MOUNT ISA) ELECT WHOLESALER | 1525200 | [18 empty] | URL NOT FOUND | [9 empty] | Cleansed | 39121601 Circuit breakers | NUMBER OF POLES:2,TRIP SETTING:30 MA,1 MODULE |  | CIRCUIT BREAKER | RESIDUAL CURRENT | TYPE |  | WIRE SIZE |  | CONTACT CONFIGURATION |  | INPUT RATING | 10 A | INTERRUPT RATING | 4.5 KA | MATERIAL |  | MOUNTING TYPE |  | SIZE |  | TEMPERATURE RATING |  | CERTIFICATION/STANDARD | [53 empty] | Production Completed
STP_009 - Lot7 | Data Enrichment | PVJ | OK | 2023-10-16 | 2023-10-20 |  | 1146568 | 1146568 |  |  |  | ERSA | M | 1600 | 1525199GZPCLNT100 | EA |  | BREAKER,CIRCT;RCD,2P,1M,20A,4.5KA,30MA | BREAKER,CIRCT;RCD,2P,1M,20A,4.5KA,30MA | BREAKER,CIRCT;ADDITIONAL FEATURES:RCD,2P,1M,20A,4.5KA,30MA |  |  |  |  | 1068181 @@ CNW (MOUNT ISA) ELECT WHOLESALER | 1525199 | [10 empty] | CNW (MOUNT ISA) ELECT WHOLESALER | 1525199 | [18 empty] | URL NOT FOUND | [9 empty] | Cleansed | 39121601 Circuit breakers | NUMBER OF POLES:2,TRIP SETTING:30 MA,1 MODULE |  | CIRCUIT BREAKER | RESIDUAL CURRENT | TYPE |  | WIRE SIZE |  | CONTACT CONFIGURATION |  | INPUT RATING | 20 A | INTERRUPT RATING | 4.5 KA | MATERIAL |  | MOUNTING TYPE |  | SIZE |  | TEMPERATURE RATING |  | CERTIFICATION/STANDARD | [53 empty] | Production Completed
STP_009 - Lot7 | Data Enrichment | PVJ | OK | 2023-10-16 | 2023-10-20 |  | 1134378 | 1134378 | 1408682 | AU_QM_000253827 |  | ERSA | M | 5915 | 1408682GZPCLNT100 | EA |  | BREAKER,CIRCT;RCD,32A,30MA,1P; N | BREAKER,CIRCT;RCD,32A,30MA,1P; N | BREAKER,CIRCT;MNFR: ,PTNO:RCD,32A,30MA,1P; N |  | BREAKER,CIRCT;RCD,32A,30MA,1P; NBREAKER,CIRCT;RCD,32A,30MA,1P; N | [34 empty] | URL NOT FOUND | [9 empty] | Cleansed | 39121601 Circuit breakers | NUMBER OF POLES:1 C/W NEUTRAL,TRIP SETTING:30 MA |  | CIRCUIT BREAKER | RESIDUAL CURRENT | TYPE |  | WIRE SIZE |  | CONTACT CONFIGURATION |  | INPUT RATING | 32 A | INTERRUPT RATING |  | MATERIAL |  | MOUNTING TYPE |  | SIZE |  | TEMPERATURE RATING |  | CERTIFICATION/STANDARD | [53 empty] | Production Completed
STP_009 - Lot7 | Data Enrichment | PVJ | OK | 2023-10-16 | 2023-10-20 |  | 1134802 | 1134802 | 1422275 | AU_QM_000268584 |  | ERSA | M | 5915 | 1422275GZPCLNT100 | EA |  | BREAKER,CIRCT;RCD,32A,415V AC,30MA | BREAKER,CIRCT;RCD,32A,415V AC,30MA | BREAKER,CIRCT;MNFR: ,PTNO:RCD,32A,415V AC,30MA |  | BREAKER,CIRCT;RCD,32A,415V AC,30MABREAKER,CIRCT;RCD,32A,415V AC,30MA |  |  | 1068181 @@ CNW (MOUNT ISA) ELECT WHOLESALER | 1422275 | 1072013 @@ METAL MANUFACTURES PTY LTD | HAGADM432T | [10 empty] | HAGER | ADM432T | CNW (MOUNT ISA) ELECT WHOLESALER | 1422275 | METAL MANUFACTURES PTY LTD | HAGADM432T | [12 empty] | https://hager.com/au/products/product-information/adm432t-rcbo-4p-6ka-c-32a-30ma-a | [9 empty] | Enriched | 39121601 Circuit breakers | TRIP SETTING:30 MA | DEGREE OF PROTECTION:IP20/IP40,TRIP CLASS:C CURVE | CIRCUIT BREAKER | RESIDUAL CURRENT | TYPE |  | WIRE SIZE | 6 MM2 | CONTACT CONFIGURATION |  | INPUT RATING | 415 VAC,32 A,50 HZ | INTERRUPT RATING | 6 KA | MATERIAL |  | MOUNTING TYPE | DIN RAIL | SIZE | 71 WDX84 HTX70 DP MM | TEMPERATURE RATING | -25 TO 40 DEG C | CERTIFICATION/STANDARD | AS/NZS 61009-1,IEC 61009-1 | [52 empty] | Production Completed
STP_009 - Lot7 | Data Enrichment | PVJ | OK | 2023-10-16 | 2023-10-20 |  | 1184170 | 1184170 |  |  |  | ERSA | M | 5000 | 1560255GZPCLNT100 | EA | 3000010 | BREAKER,CIRCT;SAN,55055808,HYDR,MGNTC,2A | DISYUNTORA;SAN,55055808 | BREAKER,CIRCUIT;MNFR:SANDVIK,PTNO:55055808,ADDITIONAL FEATURES EN:HYDRAULIC,MAGNETIC,2A,AUTOMATION | DISYUNTORA;MNFR:SANDVIK,PTNO:55055808 |  | SANDVIK | 55055808 | 1068336 @@ SANDVIK MINING & CONSTRUCTION | 55055808 | [12 empty] | SANDVIK MINING & CONSTRUCTION | 55055808 | [16 empty] | https://www.thatparts.com/product/55055808-san/ | [9 empty] | Cleansed | 39121601 Circuit breakers |  |  | CIRCUIT BREAKER | NO MODIFIER | TYPE | HYDRAULIC,MAGNETIC,AUTOMATION | CURRENT RATING | 2 A | VOLTAGE RATING |  | FRAME RATING |  | INTERRUPT RATING |  | NUMBER OF POLES |  | OVERALL SIZE |  | TRIP SETTING |  | TERMINAL TYPE |  | MOUNTING TYPE |  | CERTIFICATION/STANDARD | [51 empty] | Production Completed
STP_009 - Lot7 | Data Enrichment | PVJ | OK | 2023-10-16 | 2023-10-20 |  | 1013750 | 1013750 |  |  |  | ERSA | M | 5000 | 1560262GZPCLNT100 | EA | 3000010 | BREAKER,CIRCT;SAN,55084995,2-10A,AUTOMAT | DISYUNTORA;SAN,55084995 | BREAKER,CIRCUIT;MNFR:SANDVIK,PTNO:55084995,ADDITIONAL FEATURES EN:2-10A,AUTOMATION | DISYUNTORA;MNFR:SANDVIK,PTNO:55084995 |  | SANDVIK | 55084995 | 1068336 @@ SANDVIK MINING & CONSTRUCTION | 55084995 | [10 empty] | SANDVIK MINING & CONSTRUCTION | 55084995 | [18 empty] | URL NOT FOUND | [9 empty] | Cleansed | 39121601 Circuit breakers |  |  | CIRCUIT BREAKER | NO MODIFIER | TYPE | AUTOMATION | CURRENT RATING | 2 TO 10 A | VOLTAGE RATING |  | FRAME RATING |  | INTERRUPT RATING |  | NUMBER OF POLES |  | OVERALL SIZE |  | TRIP SETTING |  | TERMINAL TYPE |  | MOUNTING TYPE |  | CERTIFICATION/STANDARD | [51 empty] | Production Completed
STP_009 - Lot7 | Data Enrichment | PVJ | OK | 2023-10-16 | 2023-10-20 |  | 1002477 | 1002477 |  |  |  | ERSA | M | 5000 | 1592648GZPCLNT100 | EA | 3000010 | BREAKER,CIRCT;SAN,55093560 | DISYUNTORA;SAN,55093560 | BREAKER,CIRCUIT;MNFR:SANDVIK,PTNO:55093560 | DISYUNTORA;MNFR:SANDVIK,PTNO:55093560 |  | SANDVIK | 55093560 | 1068336 @@ SANDVIK MINING & CONSTRUCTION | 55093560 | [10 empty] | SANDVIK MINING & CONSTRUCTION | 55093560 | [18 empty] | URL NOT FOUND | [9 empty] | Cleansed | 39121601 Circuit breakers |  |  | CIRCUIT BREAKER | NO MODIFIER | TYPE |  | CURRENT RATING |  | VOLTAGE RATING |  | FRAME RATING |  | INTERRUPT RATING |  | NUMBER OF POLES |  | OVERALL SIZE |  | TRIP SETTING |  | TERMINAL TYPE |  | MOUNTING TYPE |  | CERTIFICATION/STANDARD | [51 empty] | Production Completed
STP_009 - Lot7 | Data Enrichment | PVJ | OK | 2023-10-16 | 2023-10-20 | Processed based on Websource, Conflict w.r.t Input | 1016075 | 1016075 |  |  |  | ERSA | M | 5000 | 1616974GZPCLNT100 | EA | 3000010 | BREAKER,CIRCT;SAN,BG00849618,MINTR | DISYUNTORA;SAN,BG00849618 | BREAKER,CIRCUIT;MNFR:SANDVIK,PTNO:BG00849618,ADDITIONAL FEATURES EN:MINIATURE | DISYUNTORA;MNFR:SANDVIK,PTNO:BG00849618 |  | SANDVIK | BG00849618 | 1068336 @@ SANDVIK MINING & CONSTRUCTION | BG00849618 | [12 empty] | SANDVIK MINING & CONSTRUCTION | BG00849618 | [16 empty] | https://pv271.com/index.php/2022/05/25/%D0%BA%D0%B0%D1%82%D0%B0%D0%BB%D0%BE%D0%B3-%D0%B7%D0%B0%D0%BF%D1%87%D0%B0%D1%81%D1%82%D0%B5%D0%B9-%D1%81%D0%B0%D0%BD%D0%B4%D0%B2%D0%B8%D0%BA-%EF%BC%88%D1%82%D1%80%D0%B8%EF%BC%89/ | [9 empty] | Cleansed | 39121600 Circuit protection devices and accessories |  |  | FUSE | NO MODIFIER | TYPE |  | CURRENT RATING |  | VOLTAGE RATING |  | SIZE |  | MATERIAL |  | HAZARD CLASS |  | CERTIFICATION/STANDARD | [59 empty] | Production Completed
STP_009 - Lot7 | Data Enrichment | PVJ | OK | 2023-10-16 | 2023-10-20 |  | 1134219 | 1134219 | 1417202 | AU_QM_000263036 |  | ERSA | M | 5915 | 1417202GZPCLNT100 | EA |  | BREAKER,CIRCT;SHORT COVER,125A,4P,T2 | BREAKER,CIRCT;SHORT COVER,125A,4P,T2 | BREAKER,CIRCT;MNFR: ,PTNO:SHORT COVER,125A,4P,T2 |  | BREAKER,CIRCT;SHORT COVER,125A,4P,T2BREAKER,CIRCT;SHORT COVER,125A,4P,T2 | [34 empty] | URL NOT FOUND | [9 empty] | Cleansed | 39121601 Circuit breakers | TYPE T2,SHORT COVER |  | CIRCUIT BREAKER | NO MODIFIER | TYPE |  | CURRENT RATING | 125 A | VOLTAGE RATING |  | FRAME RATING |  | INTERRUPT RATING |  | NUMBER OF POLES | 4 | OVERALL SIZE |  | TRIP SETTING |  | TERMINAL TYPE |  | MOUNTING TYPE |  | CERTIFICATION/STANDARD | [51 empty] | Production Completed
STP_009 - Lot7 | Data Enrichment | PVJ | OK | 2023-10-16 | 2023-10-20 |  | 1134266 | 1134266 | 1415679 | AU_QM_000261374 |  | ERSA | M | 5915 | 1415679GZPCLNT100 | EA |  | BREAKER,CIRCT;SWITCH, RED TOGGLE,125A | BREAKER,CIRCT;SWITCH, RED TOGGLE,125A | BREAKER,CIRCT;MNFR: ,PTNO:SWITCH, RED TOGGLE,125A |  | BREAKER,CIRCT;SWITCH, RED TOGGLE,125ABREAKER,CIRCT;SWITCH, RED TOGGLE,125A | [34 empty] | URL NOT FOUND | [9 empty] | Cleansed | 39121601 Circuit breakers | C/W RED TOGGLE,SWITCH |  | CIRCUIT BREAKER | NO MODIFIER | TYPE |  | CURRENT RATING | 125 A | VOLTAGE RATING |  | FRAME RATING |  | INTERRUPT RATING |  | NUMBER OF POLES |  | OVERALL SIZE |  | TRIP SETTING |  | TERMINAL TYPE |  | MOUNTING TYPE |  | CERTIFICATION/STANDARD | [51 empty] | Production Completed
STP_009 - Lot7 | Data Enrichment | PVJ | OK | 2023-10-16 | 2023-10-20 |  | 1153772 | 1153772 |  |  |  | ERSA | M | 1600 | 1508697GZPCLNT100 | EA |  | BREAKER,CIRCUIT;RCCB DIN-SAFE 3P+N,80A,1 | BREAKER,CIRCUIT;RCCB DIN-SAFE 3P+N,80A,1 | BREAKER,CIRCUIT;ADDITIONAL FEATURES:RCCB DIN-SAFE 3P+N,80A,1 |  |  |  |  | 1068181 @@ CNW (MOUNT ISA) ELECT WHOLESALER | NHPDSRCD480100A | [12 empty] | NHP | DSRCD480100A | CNW (MOUNT ISA) ELECT WHOLESALER | NHPDSRCD480100A | [14 empty] | https://www.nhp.com.au/Catalogs/NHP_AU_Catalog/NHP_AU_Catalog-Categories/NHP_AU_Catalog-217587/NHP_AU_Catalog-387/NHP_AU_Catalog-388/NHP_AU_Catalog-418/DSRCD480100A | https://www.nhp.com.au/-/media/Project/NHP/Sites/Shared/Industries-and-Solutions/Solutions/NHP-TECH-PDP-CP-EN-MCBs-and-RCBOs.pdf | [8 empty] | Enriched | 39121601 Circuit breakers | SERIES:DIN-SAFE,NUMBER OF POLES:3 C/W NEUTRAL,1,C/W OVERCURRENT | DEGREE OF PROTECTION:IP20/IP40,TRIP SETTING:100 MA | CIRCUIT BREAKER | RESIDUAL CURRENT | TYPE |  | WIRE SIZE | 1.5 TO 50 MM2 | CONTACT CONFIGURATION |  | INPUT RATING | 415 VAC,80 A,50/60 HZ | INTERRUPT RATING | 10 KA | MATERIAL |  | MOUNTING TYPE | 35 MM DIN RAIL | SIZE | 72 WDX86 HTX76 DP MM | TEMPERATURE RATING | -25 TO 55 DEG C | CERTIFICATION/STANDARD | AS/NZS 61008,CE,EN 61008-1,IEC 61008-1,RCM | [52 empty] | Production Completed
STP_009 - Lot7 | Data Enrichment | PVJ | OK | 2023-10-16 | 2023-10-20 |  | 1072512 | 1072512 |  |  |  | ERSA | M | 1600 | 1574568GZPCLNT100 | EA | 3000422 | BREAKER,EARTH LEAK;CNW,EATELQ110C3TD,10A | INTERRUPTOR TIERRA;CNW,EATELQ110C3TD | BREAKER,EARTH LEAKAGE;MNFR:CNW,PTNO:EATELQ110C3TD,ADDITIONAL FEATURES EN:10A 1P 30MA TW | INTERRUPTOR FUGA TIERRA;MNFR:CNW,PTNO:EATELQ110C3TD |  | CNW | EATELQ110C3TD | 1068181 @@ CNW (MOUNT ISA) ELECT WHOLESALER | EATELQ110C3TD | [10 empty] | CNW |  | EATON | ELQ110C3TD | CNW (MOUNT ISA) ELECT WHOLESALER | EATELQ110C3TD | [14 empty] | https://www.eaton.com/content/dam/eaton/products/electrical-circuit-protection/circuit-breakers/eaton-elq-earth-leakage-breakers-datasheet-en-gb-anz.pdf | https://mm.mmem.com.au/eatelq110c3td | [8 empty] | Enriched | 39121614 Earth leakage circuit breakers | NUMBER OF POLES:1,TW | TRIP CLASS:C,SIZE:25.4 WDX113.1 HTX81.4 DP MM | CIRCUIT BREAKER | EARTH LEAKAGE | TYPE |  | ELECTRICAL RATING | 240 VAC,10 A | CONFIGURATION |  | INTERRUPT RATING | 6 KA | LEAKAGE SET CURRENT | 30 MA | LEAKAGE MOTION TIME |  | CERTIFICATION/STANDARD | AS/NZS 3190,AS/NZS 3111 | [58 empty] | Production Completed
STP_009 - Lot7 | Data Enrichment | PVJ | OK | 2023-10-16 | 2023-10-20 |  | 1072511 | 1072511 |  |  |  | ERSA | M | 1600 | 1574569GZPCLNT100 | EA | 3000422 | BREAKER,EARTH LEAK;CNW,EATELQ116C3TD,16A | INTERRUPTOR TIERRA;CNW,EATELQ116C3TD | BREAKER,EARTH LEAKAGE;MNFR:CNW,PTNO:EATELQ116C3TD,ADDITIONAL FEATURES EN:16A 1P 30MA TW | INTERRUPTOR FUGA TIERRA;MNFR:CNW,PTNO:EATELQ116C3TD |  | CNW | EATELQ116C3TD | 1068181 @@ CNW (MOUNT ISA) ELECT WHOLESALER | EATELQ116C3TD | [10 empty] | CNW |  | EATON | ELQ116C3TD | CNW (MOUNT ISA) ELECT WHOLESALER | EATELQ116C3TD | [14 empty] | https://www.eaton.com/content/dam/eaton/products/electrical-circuit-protection/circuit-breakers/eaton-elq-earth-leakage-breakers-datasheet-en-gb-anz.pdf | https://mm.mmem.com.au/eatelq116c3td | [8 empty] | Enriched | 39121614 Earth leakage circuit breakers | NUMBER OF POLES:1,TW | TRIP CLASS:C,SIZE:25.4 WDX113.1 HTX81.4 DP MM | CIRCUIT BREAKER | EARTH LEAKAGE | TYPE |  | ELECTRICAL RATING | 240 VAC,16 A | CONFIGURATION |  | INTERRUPT RATING | 6 KA | LEAKAGE SET CURRENT | 30 MA | LEAKAGE MOTION TIME |  | CERTIFICATION/STANDARD | AS/NZS 3190,AS/NZS 3111 | [58 empty] | Production Completed
STP_009 - Lot7 | Data Enrichment | PVJ | OK | 2023-10-16 | 2023-10-20 |  | 1072510 | 1072510 |  |  |  | ERSA | M | 1600 | 1574570GZPCLNT100 | EA | 3000422 | BREAKER,EARTH LEAK;CNW,EATELQ120C3TD,20A | INTERRUPTOR TIERRA;CNW,EATELQ120C3TD | BREAKER,EARTH LEAKAGE;MNFR:CNW,PTNO:EATELQ120C3TD,ADDITIONAL FEATURES EN:20A 1P 30MA TW | INTERRUPTOR FUGA TIERRA;MNFR:CNW,PTNO:EATELQ120C3TD |  | CNW | EATELQ120C3TD | 1068181 @@ CNW (MOUNT ISA) ELECT WHOLESALER | EATELQ120C3TD | [10 empty] | CNW |  | EATON | ELQ120C3TD | CNW (MOUNT ISA) ELECT WHOLESALER | EATELQ120C3TD | [14 empty] | https://www.eaton.com/content/dam/eaton/products/electrical-circuit-protection/circuit-breakers/eaton-elq-earth-leakage-breakers-datasheet-en-gb-anz.pdf | https://mm.mmem.com.au/eatelq120c3td | [8 empty] | Enriched | 39121614 Earth leakage circuit breakers | NUMBER OF POLES:1,TW | TRIP CLASS:C,SIZE:25.4 WDX113.1 HTX81.4 DP MM | CIRCUIT BREAKER | EARTH LEAKAGE | TYPE |  | ELECTRICAL RATING | 240 VAC,20 A | CONFIGURATION |  | INTERRUPT RATING | 6 KA | LEAKAGE SET CURRENT | 30 MA | LEAKAGE MOTION TIME |  | CERTIFICATION/STANDARD | AS/NZS 3190,AS/NZS 3111 | [58 empty] | Production Completed
STP_009 - Lot7 | Data Enrichment | PVJ | OK | 2023-10-16 | 2023-10-20 |  | 1072509 | 1072509 |  |  |  | ERSA | M | 1600 | 1574571GZPCLNT100 | EA | 3000422 | BREAKER,EARTH LEAK;CNW,EATELQ125C3TD,25A | INTERRUPTOR TIERRA;CNW,EATELQ125C3TD | BREAKER,EARTH LEAKAGE;MNFR:CNW,PTNO:EATELQ125C3TD,ADDITIONAL FEATURES EN:25A 1P 30MA TW | INTERRUPTOR FUGA TIERRA;MNFR:CNW,PTNO:EATELQ125C3TD |  | CNW | EATELQ125C3TD | 1068181 @@ CNW (MOUNT ISA) ELECT WHOLESALER | EATELQ125C3TD | [10 empty] | CNW |  | EATON | ELQ125C3TD | CNW (MOUNT ISA) ELECT WHOLESALER | EATELQ125C3TD | [14 empty] | https://www.eaton.com/content/dam/eaton/products/electrical-circuit-protection/circuit-breakers/eaton-elq-earth-leakage-breakers-datasheet-en-gb-anz.pdf | https://mm.mmem.com.au/eatelq125c3td | [8 empty] | Enriched | 39121614 Earth leakage circuit breakers | NUMBER OF POLES:1,TW | TRIP CLASS:C,SIZE:25.4 WDX113.1 HTX81.4 DP MM | CIRCUIT BREAKER | EARTH LEAKAGE | TYPE |  | ELECTRICAL RATING | 240 VAC,25 A | CONFIGURATION |  | INTERRUPT RATING | 6 KA | LEAKAGE SET CURRENT | 30 MA | LEAKAGE MOTION TIME |  | CERTIFICATION/STANDARD | AS/NZS 3190,AS/NZS 3111 | [58 empty] | Production Completed
STP_009 - Lot7 | Data Enrichment | PVJ | OK | 2023-10-16 | 2023-10-20 |  | 1072508 | 1072508 |  |  |  | ERSA | M | 1600 | 1574572GZPCLNT100 | EA | 3000422 | BREAKER,EARTH LEAK;CNW,EATELQ132C3TD,32A | INTERRUPTOR TIERRA;CNW,EATELQ132C3TD | BREAKER,EARTH LEAKAGE;MNFR:CNW,PTNO:EATELQ132C3TD,ADDITIONAL FEATURES EN:32A 1P 30MA TW | INTERRUPTOR FUGA TIERRA;MNFR:CNW,PTNO:EATELQ132C3TD |  | CNW | EATELQ132C3TD | 1068181 @@ CNW (MOUNT ISA) ELECT WHOLESALER | EATELQ132C3TD | [10 empty] | CNW |  | EATON | ELQ132C3TD | CNW (MOUNT ISA) ELECT WHOLESALER | EATELQ132C3TD | [14 empty] | https://www.eaton.com/content/dam/eaton/products/electrical-circuit-protection/circuit-breakers/eaton-elq-earth-leakage-breakers-datasheet-en-gb-anz.pdf | https://mm.mmem.com.au/eatelq132c3td | [8 empty] | Enriched | 39121614 Earth leakage circuit breakers | NUMBER OF POLES:1,TW | TRIP CLASS:C,SIZE:25.4 WDX113.1 HTX81.4 DP MM | CIRCUIT BREAKER | EARTH LEAKAGE | TYPE |  | ELECTRICAL RATING | 240 VAC,32 A | CONFIGURATION |  | INTERRUPT RATING | 6 KA | LEAKAGE SET CURRENT | 30 MA | LEAKAGE MOTION TIME |  | CERTIFICATION/STANDARD | AS/NZS 3190,AS/NZS 3111 | [58 empty] | Production Completed
STP_009 - Lot7 | Data Enrichment | PVJ | OK | 2023-10-16 | 2023-10-20 | Processed based on Websource, Conflict w.r.t Input | 1016158 | 1016158 |  |  |  | ERSA | M | 1600 | 1617008GZPCLNT100 | EA | 3000664 | BREAKER,EARTH LEAK;NHP,DSRCBH1030AD,DIN- | INTERRUPTOR TIERRA;NHP,DSRCBH1030AD | BREAKER,EARTH LEAKAGE;MNFR:NHP,PTNO:DSRCBH1030AD,ADDITIONAL FEATURES EN:DIN-SAFE RCBO,10KA,10A,1P D CURVE ,30MA TYPE A | INTERRUPTOR FUGA TIERRA;MNFR:NHP,PTNO:DSRCBH1030AD |  | NHP | DSRCBH1030AD | 1068181 @@ CNW (MOUNT ISA) ELECT WHOLESALER | NHPDSRCBH1030AD | [12 empty] | NHP | DSRCBH1030AD | CNW (MOUNT ISA) ELECT WHOLESALER | NHPDSRCBH1030AD | [14 empty] | https://nhp.com.au/product/dsrcbh1030ad | https://www.nhp.com.au/-/media/Project/NHP/Sites/Shared/Industries-and-Solutions/Solutions/NHP-TECH-PDP-CP-EN-MCBs-and-RCBOs.pdf | [8 empty] | Enriched | 39121601 Circuit breakers | SERIES:DIN-SAFE,NUMBER OF POLES:1,TRIP CLASS:D CURVE,TRIP SETTING:30 MA,TYPE A,C/W OVERCURRENT | DEGREE OF PROTECTION:IP20/IP40 | CIRCUIT BREAKER | RESIDUAL CURRENT | TYPE |  | WIRE SIZE | 1 TO 35 MM2 | CONTACT CONFIGURATION |  | INPUT RATING | 240 VAC,10 A,50/60 HZ | INTERRUPT RATING | 10 KA | MATERIAL |  | MOUNTING TYPE | 35 MM DIN RAIL | SIZE | 18 WDX125 HTX76 DP MM | TEMPERATURE RATING | -5 TO 55 DEG C | CERTIFICATION/STANDARD | CE,DIN 40046,IEC 60077-16-3,IEC 60068-2-6,IEC 60068-2,IEC 60947-1,RCM,UL 94 V-2 | [52 empty] | Production Completed
STP_009 - Lot7 | Data Enrichment | PVJ | OK | 2023-10-16 | 2023-10-20 | Processed based on Websource, Conflict w.r.t Input | 1016159 | 1016159 |  |  |  | ERSA | M | 1600 | 1617009GZPCLNT100 | EA | 3000664 | BREAKER,EARTH LEAK;NHP,DSRCBH1630AD,DIN- | INTERRUPTOR TIERRA;NHP,DSRCBH1630AD | BREAKER,EARTH LEAKAGE;MNFR:NHP,PTNO:DSRCBH1630AD,ADDITIONAL FEATURES EN:DIN-SAFE RCBO 10KA 16A,, 1P D CURVE, 30MA, TYPE A | INTERRUPTOR FUGA TIERRA;MNFR:NHP,PTNO:DSRCBH1630AD |  | NHP | DSRCBH1630AD | 1068181 @@ CNW (MOUNT ISA) ELECT WHOLESALER | NHPDSRCBH1630AD | [12 empty] | NHP | DSRCBH1630AD | CNW (MOUNT ISA) ELECT WHOLESALER | NHPDSRCBH1630AD | [14 empty] | https://nhpnz.co.nz/Product/DSRCBH1630AD | https://www.nhp.com.au/-/media/Project/NHP/Sites/Shared/Industries-and-Solutions/Solutions/NHP-TECH-PDP-CP-EN-MCBs-and-RCBOs.pdf | [8 empty] | Enriched | 39121601 Circuit breakers | SERIES:DIN-SAFE,NUMBER OF POLES:1,TRIP CLASS:D CURVE,TRIP SETTING:30 MA,TYPE A,C/W OVERCURRENT | DEGREE OF PROTECTION:IP20/IP40 | CIRCUIT BREAKER | RESIDUAL CURRENT | TYPE |  | WIRE SIZE | 1 TO 35 MM2 | CONTACT CONFIGURATION |  | INPUT RATING | 240 VAC,16 A,50/60 HZ | INTERRUPT RATING | 10 KA | MATERIAL |  | MOUNTING TYPE | 35 MM DIN RAIL | SIZE | 18 WDX125 HTX76 DP MM | TEMPERATURE RATING | -5 TO 55 DEG C | CERTIFICATION/STANDARD | CE,DIN 40046,IEC 60077-16-3,IEC 60068-2-6,IEC 60068-2,IEC 60947-1,RCM,UL 94 V-2 | [52 empty] | Production Completed
STP_009 - Lot7 | Data Enrichment | PVJ | OK | 2023-10-16 | 2023-10-20 | Processed based on Websource, Conflict w.r.t Input | 1016160 | 1016160 |  |  |  | ERSA | M | 1600 | 1617010GZPCLNT100 | EA | 3000664 | BREAKER,EARTH LEAK;NHP,DSRCBH3230AD,DIN- | INTERRUPTOR TIERRA;NHP,DSRCBH3230AD | BREAKER,EARTH LEAKAGE;MNFR:NHP,PTNO:DSRCBH3230AD,ADDITIONAL FEATURES EN:DIN-SAFE RCBO 10KA, 32A ,1P D CURVE, 30MA, TYPE A | INTERRUPTOR FUGA TIERRA;MNFR:NHP,PTNO:DSRCBH3230AD |  | NHP | DSRCBH3230AD | 1068181 @@ CNW (MOUNT ISA) ELECT WHOLESALER | NHPDSRCBH3230AD | [12 empty] | NHP | DSRCBH3230AD | CNW (MOUNT ISA) ELECT WHOLESALER | NHPDSRCBH3230AD | [14 empty] | https://nhpnz.co.nz/Product/DSRCBH3230AD | https://www.nhp.com.au/-/media/Project/NHP/Sites/Shared/Industries-and-Solutions/Solutions/NHP-TECH-PDP-CP-EN-MCBs-and-RCBOs.pdf | [8 empty] | Enriched | 39121601 Circuit breakers | SERIES:DIN-SAFE,NUMBER OF POLES:1,TRIP CLASS:D CURVE,TRIP SETTING:30 MA,TYPE A,C/W OVERCURRENT | DEGREE OF PROTECTION:IP20/IP40 | CIRCUIT BREAKER | RESIDUAL CURRENT | TYPE |  | WIRE SIZE | 1 TO 35 MM2 | CONTACT CONFIGURATION |  | INPUT RATING | 240 VAC,32 A,50/60 HZ | INTERRUPT RATING | 10 KA | MATERIAL |  | MOUNTING TYPE | 35 MM DIN RAIL | SIZE | 18 WDX125 HTX76 DP MM | TEMPERATURE RATING | -5 TO 55 DEG C | CERTIFICATION/STANDARD | CE,DIN 40046,IEC 60077-16-3,IEC 60068-2-6,IEC 60068-2,IEC 60947-1,RCM,UL 94 V-2 | [52 empty] | Production Completed
STP_009 - Lot7 | Data Enrichment | PVJ | OK | 2023-10-16 | 2023-10-20 | Processed based on Websource, Conflict w.r.t Input | 1057247 | 1057247 |  |  |  | ERSA | M | 1600 | 1542574GZPCLNT100 | EA |  | BREAKER,EARTH LEAK;RCD | INTERRUPTOR TIERRA; | BREAKER,EARTH LEAKAGE;ADDITIONAL FEATURES EN:RCD | INTERRUPTOR FUGA TIERRA; |  |  |  | 1072012 @@ CNW (TOWNSVILLE) ELECT SUPPLIES | NHPDSRCM631003P | [12 empty] | NHP | DSRCM631003P | CNW (TOWNSVILLE) ELECT SUPPLIES | NHPDSRCM631003P | [14 empty] | https://www.nhpnz.co.nz/en/Catalogs/NHP_NZ_Catalog/NHP_NZ_Catalog-Categories/NHP_NZ_Catalog-217587/NHP_NZ_Catalog-387/NHP_NZ_Catalog-388/NHP_NZ_Catalog-418/DSRCM631003P | https://www.nhp.com.au/-/media/Project/NHP/Sites/Shared/Industries-and-Solutions/Solutions/NHP-TECH-PDP-CP-EN-MCBs-and-RCBOs.pdf | [8 empty] | Enriched | 39121601 Circuit breakers |  | SERIES:DIN-SAFE,DEGREE OF PROTECTION:IP20/IP40,NUMBER OF POLES:3,TRIP SETTING:100 MA,TYPE AC | CIRCUIT BREAKER | RESIDUAL CURRENT | TYPE |  | WIRE SIZE | 1 TO 25 MM2 | CONTACT CONFIGURATION |  | INPUT RATING | 415 VAC,63 A,50/60 HZ | INTERRUPT RATING | 10 KA | MATERIAL |  | MOUNTING TYPE | 35 MM DIN RAIL | SIZE | 54 WDX86 HTX76 DP MM | TEMPERATURE RATING | -5 TO 60 DEG C | CERTIFICATION/STANDARD | DIN 40046,IEC 60077-16-3,IEC 60068-2-6,IEC 60947-1,UL 94 V-2,IEC 60068-2 | [52 empty] | Production Completed
STP_009 - Lot7 | Data Enrichment | PVJ | OK | 2023-10-16 | 2023-10-20 |  | 1122894 | 1122894 |  |  |  | ERSA | M | 5000 | 1591783GZPCLNT100 | EA | 3000010 | BREAKER;SAN,55037412 | DISYUNTOR;SAN,55037412 | BREAKER;MNFR:SANDVIK,PTNO:55037412 | DISYUNTOR;MNFR:SANDVIK,PTNO:55037412 |  | SANDVIK | 55037412 | 1068336 @@ SANDVIK MINING & CONSTRUCTION | 55037412 | [12 empty] | SANDVIK MINING & CONSTRUCTION | 55037412 | [16 empty] | https://www.aga-parts.com/sandvik/part/55037412_circuit-breaker/ | [9 empty] | Cleansed | 39121601 Circuit breakers |  |  | CIRCUIT BREAKER | NO MODIFIER | TYPE |  | CURRENT RATING |  | VOLTAGE RATING |  | FRAME RATING |  | INTERRUPT RATING |  | NUMBER OF POLES |  | OVERALL SIZE |  | TRIP SETTING |  | TERMINAL TYPE |  | MOUNTING TYPE |  | CERTIFICATION/STANDARD | [51 empty] | Production Completed
STP_009 - Lot7 | Data Enrichment | PVJ | OK | 2023-10-16 | 2023-10-20 |  | 1002605 | 1002605 |  |  |  | ERSA | M | 5000 | 1560298GZPCLNT100 | EA | 3000010 | BREAKER;SAN,88188009 | DISYUNTORA;SAN,88188009 | BREAKER,CIRCUIT;MNFR:SANDVIK,PTNO:88188009,ADDITIONAL FEATURES EN:K-CURVE,10 A,AUTOMATION | DISYUNTORA;MNFR:SANDVIK,PTNO:88188009 |  | SANDVIK | 88188009 | 1068336 @@ SANDVIK MINING & CONSTRUCTION | 88188009 | [12 empty] | SANDVIK MINING & CONSTRUCTION | 88188009 | [16 empty] | https://pricing.parts/spare/sandvik?page=42&per-page=50 | [9 empty] | Cleansed | 39121601 Circuit breakers | TRIP CLASS:K CURVE |  | CIRCUIT BREAKER | NO MODIFIER | TYPE | AUTOMATION | CURRENT RATING | 10 A | VOLTAGE RATING |  | FRAME RATING |  | INTERRUPT RATING |  | NUMBER OF POLES |  | OVERALL SIZE |  | TRIP SETTING |  | TERMINAL TYPE |  | MOUNTING TYPE |  | CERTIFICATION/STANDARD | [51 empty] | Production Completed
STP_009 - Lot7 | Data Enrichment | PVJ | OK | 2023-10-16 | 2023-10-20 |  | 1123342 | 1123342 |  |  |  | ERSA | M | 5000 | 1598116GZPCLNT100 | EA | 3000010 | BREAKER;SAN,88483369 | DISYUNTOR;SAN,88483369 | BREAKER;MNFR:SANDVIK,PTNO:88483369 | DISYUNTOR;MNFR:SANDVIK,PTNO:88483369 |  | SANDVIK | 88483369 | 1068336 @@ SANDVIK MINING & CONSTRUCTION | 88483369 | [12 empty] | SANDVIK MINING & CONSTRUCTION | 88483369 | [16 empty] | https://www.thatparts.com/product/88483369-san/ | [9 empty] | Enriched | 39121601 Circuit breakers |  |  | CIRCUIT BREAKER | NO MODIFIER | TYPE |  | CURRENT RATING | 6 A | VOLTAGE RATING |  | FRAME RATING |  | INTERRUPT RATING |  | NUMBER OF POLES |  | OVERALL SIZE |  | TRIP SETTING |  | TERMINAL TYPE |  | MOUNTING TYPE |  | CERTIFICATION/STANDARD | [51 empty] | Production Completed
STP_009 - Lot7 | Data Enrichment | PVJ | OK | 2023-10-16 | 2023-10-20 |  | 1123341 | 1123341 |  |  |  | ERSA | M | 5000 | 1598117GZPCLNT100 | EA | 3000010 | BREAKER;SAN,88483519 | DISYUNTOR;SAN,88483519 | BREAKER;MNFR:SANDVIK,PTNO:88483519 | DISYUNTOR;MNFR:SANDVIK,PTNO:88483519 |  | SANDVIK | 88483519 | 1068336 @@ SANDVIK MINING & CONSTRUCTION | 88483519 | [12 empty] | SANDVIK MINING & CONSTRUCTION | 88483519 | [16 empty] | https://www.thatparts.com/product/88483519-san/ | [9 empty] | Cleansed | 39121601 Circuit breakers |  |  | CIRCUIT BREAKER | NO MODIFIER | TYPE |  | CURRENT RATING |  | VOLTAGE RATING |  | FRAME RATING |  | INTERRUPT RATING |  | NUMBER OF POLES |  | OVERALL SIZE |  | TRIP SETTING |  | TERMINAL TYPE |  | MOUNTING TYPE |  | CERTIFICATION/STANDARD | [51 empty] | Production Completed
STP_009 - Lot7 | Data Enrichment | PVJ | OK | 2023-10-16 | 2023-10-20 |  | 1082995 | 1082995 |  |  |  | ERSA | M | 5000 | 1557739GZPCLNT100 | EA | 3000010 | BREAKER;SAN,BG00899513 | DISYUNTORA;SAN,BG00899513 | BREAKER,CIRCUIT;MNFR:SANDVIK,PTNO:BG00899513,ADDITIONAL FEATURES EN:4A;50/80VDC;THERMAL-MAGNETIC;AUTOMATION | DISYUNTORA;MNFR:SANDVIK,PTNO:BG00899513 |  | SANDVIK | BG00899513 | 1068336 @@ SANDVIK MINING & CONSTRUCTION | BG00899513 | [12 empty] | SANDVIK MINING & CONSTRUCTION | BG00899513 | [16 empty] | https://pv271.com/index.php/2022/05/25/%D0%BA%D0%B0%D1%82%D0%B0%D0%BB%D0%BE%D0%B3-%D0%B7%D0%B0%D0%BF%D1%87%D0%B0%D1%81%D1%82%D0%B5%D0%B9-%D1%81%D0%B0%D0%BD%D0%B4%D0%B2%D0%B8%D0%BA-%EF%BC%88%D1%82%D1%80%D0%B8%EF%BC%89/ | [9 empty] | Cleansed | 39121601 Circuit breakers |  |  | CIRCUIT BREAKER | NO MODIFIER | TYPE |  | CURRENT RATING |  | VOLTAGE RATING |  | FRAME RATING |  | INTERRUPT RATING |  | NUMBER OF POLES |  | OVERALL SIZE |  | TRIP SETTING |  | TERMINAL TYPE |  | MOUNTING TYPE |  | CERTIFICATION/STANDARD | [51 empty] | Production Completed
STP_009 - Lot7 | Data Enrichment | PVJ | OK | 2023-10-16 | 2023-10-20 |  | 1082994 | 1082994 |  |  |  | ERSA | M | 5000 | 1557740GZPCLNT100 | EA | 3000010 | BREAKER;SAN,BG00899514 | DISYUNTORA;SAN,BG00899514 | BREAKER,CIRCUIT;MNFR:SANDVIK,PTNO:BG00899514,ADDITIONAL FEATURES EN:6A;50/80VDC;THERMAL-MAGNETIC;AUTOMATION | DISYUNTORA;MNFR:SANDVIK,PTNO:BG00899514 |  | SANDVIK | BG00899514 | 1068336 @@ SANDVIK MINING & CONSTRUCTION | BG00899514 | [12 empty] | SANDVIK MINING & CONSTRUCTION | BG00899514 | [16 empty] | https://pv271.com/index.php/2022/05/25/%D0%BA%D0%B0%D1%82%D0%B0%D0%BB%D0%BE%D0%B3-%D0%B7%D0%B0%D0%BF%D1%87%D0%B0%D1%81%D1%82%D0%B5%D0%B9-%D1%81%D0%B0%D0%BD%D0%B4%D0%B2%D0%B8%D0%BA-%EF%BC%88%D1%82%D1%80%D0%B8%EF%BC%89/ | [9 empty] | Cleansed | 39121601 Circuit breakers |  |  | CIRCUIT BREAKER | NO MODIFIER | TYPE |  | CURRENT RATING |  | VOLTAGE RATING |  | FRAME RATING |  | INTERRUPT RATING |  | NUMBER OF POLES |  | OVERALL SIZE |  | TRIP SETTING |  | TERMINAL TYPE |  | MOUNTING TYPE |  | CERTIFICATION/STANDARD | [51 empty] | Production Completed
STP_009 - Lot7 | Data Enrichment | PVJ | OK | 2023-10-16 | 2023-10-20 |  | 1082993 | 1082993 |  |  |  | ERSA | M | 5000 | 1557738GZPCLNT100 | EA | 3000010 | BREAKER;SAN,BG00899515 | DISYUNTORA;SAN,BG00899515 | BREAKER,CIRCUIT;MNFR:SANDVIK,PTNO:BG00899515,ADDITIONAL FEATURES EN:10A;50/80VDC;THERMAL-MAGNETIC;AUTOMATION | DISYUNTORA;MNFR:SANDVIK,PTNO:BG00899515 |  | SANDVIK | BG00899515 | 1068336 @@ SANDVIK MINING & CONSTRUCTION | BG00899515 | [12 empty] | SANDVIK MINING & CONSTRUCTION | BG00899515 | [16 empty] | https://pv271.com/index.php/2022/05/25/%D0%BA%D0%B0%D1%82%D0%B0%D0%BB%D0%BE%D0%B3-%D0%B7%D0%B0%D0%BF%D1%87%D0%B0%D1%81%D1%82%D0%B5%D0%B9-%D1%81%D0%B0%D0%BD%D0%B4%D0%B2%D0%B8%D0%BA-%EF%BC%88%D1%82%D1%80%D0%B8%EF%BC%89/ | [9 empty] | Cleansed | 39121601 Circuit breakers |  |  | CIRCUIT BREAKER | NO MODIFIER | TYPE |  | CURRENT RATING |  | VOLTAGE RATING |  | FRAME RATING |  | INTERRUPT RATING |  | NUMBER OF POLES |  | OVERALL SIZE |  | TRIP SETTING |  | TERMINAL TYPE |  | MOUNTING TYPE |  | CERTIFICATION/STANDARD | [51 empty] | Production Completed
STP_009 - Lot7 | Data Enrichment | PVJ | OK | 2023-10-16 | 2023-10-20 | URL for Reference only | 1210795 | 1210795 |  |  |  | ERSA | M | 1600 | 1199926MRM | EA |  | CIRCUIT BREAKER:415V 12.5AMP 3 POLE; FR | CIRCUIT BREAKER:415V 12.5AMP 3 POLE; FR | CIRCUIT BREAKER:415V 12.5AMP 3 POLE; FRONT CONNECTION;C/W MA12.5 TRIP UNIT; THERMAL MAGNETIC;NS80H; | [36 empty] | https://www.se.com/in/en/product-range/995-compact-ns80h-ma/ | [9 empty] | Cleansed | 39121616 Molded case circuit breakers | SERIES:NS80H,C/W MA12.5 TRIP UNIT,FRONT CONNECTION |  | CIRCUIT BREAKER | MOLDED CASE | TYPE | THERMAL MAGNETIC | CURRENT RATING | 12.5 A | VOLTAGE RATING | 415 V | NUMBER OF POLES | 3 | INTERRUPT RATING |  | FRAME TYPE |  | CONTACT RATING |  | FREQUENCY RATING |  | TRIP CLASS |  | TRIP SETTING |  | MOUNTING TYPE |  | TERMINAL TYPE |  | SIZE |  | CERTIFICATION/STANDARD | [45 empty] | Production Completed
STP_009 - Lot7 | Data Enrichment | PVJ | OK | 2023-10-16 | 2023-10-20 | URL for Reference only | 1210782 | 1210782 |  |  |  | ERSA | M | 1600 | 1199793MRM | EA |  | CIRCUIT BREAKER:415V 2.5 AMP 3POLE; FRON | CIRCUIT BREAKER:415V 2.5 AMP 3POLE; FRON | CIRCUIT BREAKER:415V 2.5 AMP 3POLE; FRONT CONNECTION;C/W MA2.5 TRIP UNIT; THERMAL MAGNETIC;NS80H; | [36 empty] | https://www.se.com/in/en/product-range/995-compact-ns80h-ma/ | [9 empty] | Cleansed | 39121616 Molded case circuit breakers | SERIES:NS80H,C/W MA2.5 TRIP UNIT,FRONT CONNECTION |  | CIRCUIT BREAKER | MOLDED CASE | TYPE | THERMAL MAGNETIC | CURRENT RATING | 2.5 A | VOLTAGE RATING | 415 V | NUMBER OF POLES | 3 | INTERRUPT RATING |  | FRAME TYPE |  | CONTACT RATING |  | FREQUENCY RATING |  | TRIP CLASS |  | TRIP SETTING |  | MOUNTING TYPE |  | TERMINAL TYPE |  | SIZE |  | CERTIFICATION/STANDARD | [45 empty] | Production Completed
STP_009 - Lot7 | Data Enrichment | PVJ | OK | 2023-10-16 | 2023-10-20 | URL for Reference only | 1210794 | 1210794 |  |  |  | ERSA | M | 1600 | 1199918MRM | EA |  | CIRCUIT BREAKER:415V 25AMP 3 POLE; FRONT | CIRCUIT BREAKER:415V 25AMP 3 POLE; FRONT | CIRCUIT BREAKER:415V 25AMP 3 POLE; FRONT CONNECTION;C/W MA25 TRIP UNIT; THERMAL MAGNETIC;NS80H; | [36 empty] | https://www.se.com/in/en/product-range/995-compact-ns80h-ma/ | [9 empty] | Cleansed | 39121616 Molded case circuit breakers | SERIES:NS80H,C/W MA25 TRIP UNIT,FRONT CONNECTION |  | CIRCUIT BREAKER | MOLDED CASE | TYPE | THERMAL MAGNETIC | CURRENT RATING | 25 A | VOLTAGE RATING | 415 V | NUMBER OF POLES | 3 | INTERRUPT RATING |  | FRAME TYPE |  | CONTACT RATING |  | FREQUENCY RATING |  | TRIP CLASS |  | TRIP SETTING |  | MOUNTING TYPE |  | TERMINAL TYPE |  | SIZE |  | CERTIFICATION/STANDARD | [45 empty] | Production Completed
STP_009 - Lot7 | Data Enrichment | PVJ | OK | 2023-10-16 | 2023-10-20 | URL for Reference only | 1210793 | 1210793 |  |  |  | ERSA | M | 1600 | 1199900MRM | EA |  | CIRCUIT BREAKER:415V 50AMP 3 POLE; FRONT | CIRCUIT BREAKER:415V 50AMP 3 POLE; FRONT | CIRCUIT BREAKER:415V 50AMP 3 POLE; FRONT CONNECTION;C/W 50AMP TRIP; THERMAL MAGNETIC;NS80H; | [36 empty] | https://www.se.com/in/en/product-range/995-compact-ns80h-ma/ | [9 empty] | Cleansed | 39121616 Molded case circuit breakers | SERIES:NS80H,C/W 50 A TRIP,FRONT CONNECTION |  | CIRCUIT BREAKER | MOLDED CASE | TYPE | THERMAL MAGNETIC | CURRENT RATING | 50 A | VOLTAGE RATING | 415 V | NUMBER OF POLES | 3 | INTERRUPT RATING |  | FRAME TYPE |  | CONTACT RATING |  | FREQUENCY RATING |  | TRIP CLASS |  | TRIP SETTING |  | MOUNTING TYPE |  | TERMINAL TYPE |  | SIZE |  | CERTIFICATION/STANDARD | [45 empty] | Production Completed
STP_009 - Lot7 | Data Enrichment | PVJ | OK | 2023-10-16 | 2023-10-20 | URL for Reference only,CURRENT RATING Updated based on TRIP UNIT | 1210783 | 1210783 |  |  |  | ERSA | M | 1600 | 1199801MRM | EA |  | CIRCUIT BREAKER:415V 50KA 3 POLE; FRONT | CIRCUIT BREAKER:415V 50KA 3 POLE; FRONT | CIRCUIT BREAKER:415V 50KA 3 POLE; FRONT CONNECTION;C/W TM160D TRIP UNIT; THERMAL MAGNETIC;NS160SX; | [36 empty] | https://www.se.com/in/en/product/35980/circuit-breaker-compact-ns160sx-str22se-160-a-3-poles-3d/ | [9 empty] | Cleansed | 39121616 Molded case circuit breakers | SERIES:NS160SX,C/W TM160D TRIP UNIT,FRONT CONNECTION |  | CIRCUIT BREAKER | MOLDED CASE | TYPE | THERMAL MAGNETIC | CURRENT RATING | 160 A | VOLTAGE RATING | 415 V | NUMBER OF POLES | 3 | INTERRUPT RATING | 50 KA | FRAME TYPE |  | CONTACT RATING |  | FREQUENCY RATING |  | TRIP CLASS |  | TRIP SETTING |  | MOUNTING TYPE |  | TERMINAL TYPE |  | SIZE |  | CERTIFICATION/STANDARD | [45 empty] | Production Completed
STP_009 - Lot7 | Data Enrichment | PVJ | OK | 2023-10-16 | 2023-10-20 | URL for Reference only,CURRENT RATING Updated based on TRIP UNIT | 1210785 | 1210785 |  |  |  | ERSA | M | 1600 | 1199827MRM | EA |  | CIRCUIT BREAKER:415V 50KA 3 POLE; FRONT | CIRCUIT BREAKER:415V 50KA 3 POLE; FRONT | CIRCUIT BREAKER:415V 50KA 3 POLE; FRONT CONNECTED;C/W TM125D TRIP UNIT; THERMAL MAGNETIC;NS160SX; | [36 empty] | https://www.se.com/in/en/product/35980/circuit-breaker-compact-ns160sx-str22se-160-a-3-poles-3d/ | [9 empty] | Cleansed | 39121616 Molded case circuit breakers | SERIES:NS160SX,C/W TM125D TRIP UNIT,FRONT CONNECTION |  | CIRCUIT BREAKER | MOLDED CASE | TYPE | THERMAL MAGNETIC | CURRENT RATING | 125 A | VOLTAGE RATING | 415 V | NUMBER OF POLES | 3 | INTERRUPT RATING | 50 KA | FRAME TYPE |  | CONTACT RATING |  | FREQUENCY RATING |  | TRIP CLASS |  | TRIP SETTING |  | MOUNTING TYPE |  | TERMINAL TYPE |  | SIZE |  | CERTIFICATION/STANDARD | [45 empty] | Production Completed
STP_009 - Lot7 | Data Enrichment | PVJ | OK | 2023-10-16 | 2023-10-20 | URL for Reference only,CURRENT RATING Updated based on TRIP UNIT | 1210786 | 1210786 |  |  |  | ERSA | M | 1600 | 1199835MRM | EA |  | CIRCUIT BREAKER:415V 50KA 3 POLE; FRONT | CIRCUIT BREAKER:415V 50KA 3 POLE; FRONT | CIRCUIT BREAKER:415V 50KA 3 POLE; FRONT CONNECTION;C/W TM80D TRIP UNIT; THERMAL MAGNETIC;NS160SX; | [36 empty] | https://www.se.com/in/en/product/35980/circuit-breaker-compact-ns160sx-str22se-160-a-3-poles-3d/ | [9 empty] | Cleansed | 39121616 Molded case circuit breakers | SERIES:NS160SX,C/W TM80D TRIP UNIT,FRONT CONNECTION |  | CIRCUIT BREAKER | MOLDED CASE | TYPE | THERMAL MAGNETIC | CURRENT RATING | 80 A | VOLTAGE RATING | 415 V | NUMBER OF POLES | 3 | INTERRUPT RATING | 50 KA | FRAME TYPE |  | CONTACT RATING |  | FREQUENCY RATING |  | TRIP CLASS |  | TRIP SETTING |  | MOUNTING TYPE |  | TERMINAL TYPE |  | SIZE |  | CERTIFICATION/STANDARD | [45 empty] | Production Completed
STP_009 - Lot7 | Data Enrichment | PVJ | OK | 2023-10-16 | 2023-10-20 | URL for Reference only | 1210787 | 1210787 |  |  |  | ERSA | M | 1600 | 1199843MRM | EA |  | CIRCUIT BREAKER:415V 50KA 3 POLE; FRONT | CIRCUIT BREAKER:415V 50KA 3 POLE; FRONT | CIRCUIT BREAKER:415V 50KA 3 POLE; FRONT CONNECTION;W/O TRIP UNIT;NS160SX 3P; | [36 empty] | https://www.se.com/in/en/product/35980/circuit-breaker-compact-ns160sx-str22se-160-a-3-poles-3d/ | [9 empty] | Cleansed | 39121616 Molded case circuit breakers | SERIES:NS160SX,W/O TRIP UNIT,FRONT CONNECTION |  | CIRCUIT BREAKER | MOLDED CASE | TYPE |  | CURRENT RATING |  | VOLTAGE RATING | 415 V | NUMBER OF POLES | 3 | INTERRUPT RATING | 50 KA | FRAME TYPE |  | CONTACT RATING |  | FREQUENCY RATING |  | TRIP CLASS |  | TRIP SETTING |  | MOUNTING TYPE |  | TERMINAL TYPE |  | SIZE |  | CERTIFICATION/STANDARD | [45 empty] | Production Completed
STP_009 - Lot7 | Data Enrichment | PVJ | OK | 2023-10-16 | 2023-10-20 | URL for Reference only,CURRENT RATING Updated based on TRIP UNIT | 1210788 | 1210788 |  |  |  | ERSA | M | 1600 | 1199850MRM | EA |  | CIRCUIT BREAKER:415V 50KA 3 POLE; FRONT | CIRCUIT BREAKER:415V 50KA 3 POLE; FRONT | CIRCUIT BREAKER:415V 50KA 3 POLE; FRONT CONNECTION;C/W TM63D TRIP UNIT; THERMAL MAGNETIC;NS100SX; | [36 empty] | https://www.se.com/in/en/product/35855/circuit-breaker-compact-ns100sx-tmd-32-a-3-poles-3d/ | [9 empty] | Cleansed | 39121616 Molded case circuit breakers | SERIES:NS100SX,C/W TM63D TRIP UNIT,FRONT CONNECTION |  | CIRCUIT BREAKER | MOLDED CASE | TYPE | THERMAL MAGNETIC | CURRENT RATING | 63 A | VOLTAGE RATING | 415 V | NUMBER OF POLES | 3 | INTERRUPT RATING | 50 KA | FRAME TYPE |  | CONTACT RATING |  | FREQUENCY RATING |  | TRIP CLASS |  | TRIP SETTING |  | MOUNTING TYPE |  | TERMINAL TYPE |  | SIZE |  | CERTIFICATION/STANDARD | [45 empty] | Production Completed
STP_009 - Lot7 | Data Enrichment | PVJ | OK | 2023-10-16 | 2023-10-20 | URL for Reference only,CURRENT RATING Updated based on TRIP UNIT | 1210789 | 1210789 |  |  |  | ERSA | M | 1600 | 1199868MRM | EA |  | CIRCUIT BREAKER:415V 50KA 3 POLE; FRONT | CIRCUIT BREAKER:415V 50KA 3 POLE; FRONT | CIRCUIT BREAKER:415V 50KA 3 POLE; FRONT CONNECTION;C/W TM50D TRIP UNIT; THERMAL MAGNETIC;NS100SX; | [36 empty] | https://www.se.com/in/en/product/35855/circuit-breaker-compact-ns100sx-tmd-32-a-3-poles-3d/ | [9 empty] | Cleansed | 39121616 Molded case circuit breakers | SERIES:NS100SX,C/W TM50D TRIP UNIT,FRONT CONNECTION |  | CIRCUIT BREAKER | MOLDED CASE | TYPE | THERMAL MAGNETIC | CURRENT RATING | 50 A | VOLTAGE RATING | 415 V | NUMBER OF POLES | 3 | INTERRUPT RATING | 50 KA | FRAME TYPE |  | CONTACT RATING |  | FREQUENCY RATING |  | TRIP CLASS |  | TRIP SETTING |  | MOUNTING TYPE |  | TERMINAL TYPE |  | SIZE |  | CERTIFICATION/STANDARD | [45 empty] | Production Completed
STP_009 - Lot7 | Data Enrichment | PVJ | OK | 2023-10-16 | 2023-10-20 | URL for Reference only,CURRENT RATING Updated based on TRIP UNIT | 1210791 | 1210791 |  |  |  | ERSA | M | 1600 | 1199884MRM | EA |  | CIRCUIT BREAKER:415V 50KA 3 POLE; FRONT | CIRCUIT BREAKER:415V 50KA 3 POLE; FRONT | CIRCUIT BREAKER:415V 50KA 3 POLE; FRONT CONNECTION;C/W TM16D TRIP UNIT; THERMAL MAGNETIC;NS100SX; | [36 empty] | https://www.se.com/in/en/product/35855/circuit-breaker-compact-ns100sx-tmd-32-a-3-poles-3d/ | [9 empty] | Cleansed | 39121616 Molded case circuit breakers | SERIES:NS100SX,C/W TM16D TRIP UNIT,FRONT CONNECTION |  | CIRCUIT BREAKER | MOLDED CASE | TYPE | THERMAL MAGNETIC | CURRENT RATING | 16 A | VOLTAGE RATING | 415 V | NUMBER OF POLES | 3 | INTERRUPT RATING | 50 KA | FRAME TYPE |  | CONTACT RATING |  | FREQUENCY RATING |  | TRIP CLASS |  | TRIP SETTING |  | MOUNTING TYPE |  | TERMINAL TYPE |  | SIZE |  | CERTIFICATION/STANDARD | [45 empty] | Production Completed
STP_009 - Lot7 | Data Enrichment | PVJ | OK | 2023-10-16 | 2023-10-20 | URL for Reference only,CURRENT RATING Updated based on TRIP UNIT | 1210784 | 1210784 |  |  |  | ERSA | M | 1600 | 1199819MRM | EA |  | CIRCUIT BREAKER:415V 50KA 3POLE; FRONT C | CIRCUIT BREAKER:415V 50KA 3POLE; FRONT C | CIRCUIT BREAKER:415V 50KA 3POLE; FRONT CONNECTION;C/W TM100D TRIP UNIT; THERMAL MAGNETIC;NS160SX | [36 empty] | https://www.se.com/in/en/product/35980/circuit-breaker-compact-ns160sx-str22se-160-a-3-poles-3d/ | [9 empty] | Cleansed | 39121616 Molded case circuit breakers | SERIES:NS160SX,C/W TM100D TRIP UNIT,FRONT CONNECTION |  | CIRCUIT BREAKER | MOLDED CASE | TYPE | THERMAL MAGNETIC | CURRENT RATING | 100 A | VOLTAGE RATING | 415 V | NUMBER OF POLES | 3 | INTERRUPT RATING | 50 KA | FRAME TYPE |  | CONTACT RATING |  | FREQUENCY RATING |  | TRIP CLASS |  | TRIP SETTING |  | MOUNTING TYPE |  | TERMINAL TYPE |  | SIZE |  | CERTIFICATION/STANDARD | [45 empty] | Production Completed
STP_009 - Lot7 | Data Enrichment | PVJ | OK | 2023-10-16 | 2023-10-20 | URL for Reference only | 1210796 | 1210796 |  |  |  | ERSA | M | 1600 | 1199934MRM | EA |  | CIRCUIT BREAKER:415V 6.3AMP 3 POLE; FRON | CIRCUIT BREAKER:415V 6.3AMP 3 POLE; FRON | CIRCUIT BREAKER:415V 6.3AMP 3 POLE; FRONT CONNECTION;C/W MA6.3 TRIP UNIT; THERMAL MAGNETIC;NS80H; | [36 empty] | https://www.se.com/in/en/product-range/995-compact-ns80h-ma/ | [9 empty] | Cleansed | 39121616 Molded case circuit breakers | SERIES:NS80H,C/W MA6.3 TRIP UNIT,FRONT CONNECTION |  | CIRCUIT BREAKER | MOLDED CASE | TYPE | THERMAL MAGNETIC | CURRENT RATING | 6.3 A | VOLTAGE RATING | 415 V | NUMBER OF POLES | 3 | INTERRUPT RATING |  | FRAME TYPE |  | CONTACT RATING |  | FREQUENCY RATING |  | TRIP CLASS |  | TRIP SETTING |  | MOUNTING TYPE |  | TERMINAL TYPE |  | SIZE |  | CERTIFICATION/STANDARD | [45 empty] | Production Completed
STP_009 - Lot7 | Data Enrichment | PVJ | OK | 2023-10-16 | 2023-10-20 | URL for Reference only | 1210792 | 1210792 |  |  |  | ERSA | M | 1600 | 1199892MRM | EA |  | CIRCUIT BREAKER:415V 80AMP 3 POLE; FRONT | CIRCUIT BREAKER:415V 80AMP 3 POLE; FRONT | CIRCUIT BREAKER:415V 80AMP 3 POLE; FRONT CONNECTION;C/W MA80 TRIP UNIT;NS80H; | [36 empty] | https://www.se.com/in/en/product-range/995-compact-ns80h-ma/ | [9 empty] | Cleansed | 39121616 Molded case circuit breakers | SERIES:NS80H,C/W MA80 TRIP UNIT,FRONT CONNECTION |  | CIRCUIT BREAKER | MOLDED CASE | TYPE |  | CURRENT RATING | 80 A | VOLTAGE RATING | 415 V | NUMBER OF POLES | 3 | INTERRUPT RATING |  | FRAME TYPE |  | CONTACT RATING |  | FREQUENCY RATING |  | TRIP CLASS |  | TRIP SETTING |  | MOUNTING TYPE |  | TERMINAL TYPE |  | SIZE |  | CERTIFICATION/STANDARD | [45 empty] | Production Completed
STP_009 - Lot7 | Data Enrichment | PVJ | OK | 2023-10-16 | 2023-10-20 |  | 1203779 | 1203779 |  |  |  | ERSA | M | 1600 | 270951MRM | EA |  | CIRCUIT BREAKER:COMPACT NSX100F;36 KA AT | CIRCUIT BREAKER:COMPACT NSX100F;36 KA AT | CIRCUIT BREAKER:COMPACT NSX100F;36 KA AT 415 VAC;MA TRIPUNIT;12.5 A ISOLATOR;3 POLES 3D |  |  |  |  | 1071180 @@ MM ELECTRICAL MERCHANDISING | LV429743 | [12 empty] | SCHNEIDER ELECTRIC | LV429743 | MM ELECTRICAL MERCHANDISING | LV429743 | [14 empty] | https://www.se.com/in/en/product/LV429743/circuit-breaker-compact-nsx100f-36-ka-at-415-vac-ma-trip-unit-12-5-a-3-poles-3d/ | [9 empty] | Enriched | 39121616 Molded case circuit breakers | SERIES: NSX100F,C/W MA TRIP UNIT,3D | DEGREE OF PROTECTION:IP40 | CIRCUIT BREAKER | MOLDED CASE | TYPE | COMPACT,ISOLATOR | CURRENT RATING | 12.5 A | VOLTAGE RATING | 415 VAC | NUMBER OF POLES | 3 | INTERRUPT RATING | 36 KA | FRAME TYPE |  | CONTACT RATING | 690 VAC | FREQUENCY RATING | 50/60 HZ | TRIP CLASS |  | TRIP SETTING |  | MOUNTING TYPE | FIXED,BACKPLATE | TERMINAL TYPE |  | SIZE | 105 WDX161 HTX86 DP MM | CERTIFICATION/STANDARD | CCC,EAC,EN/IEC 60947 | [44 empty] | Production Completed
STP_009 - Lot7 | Data Enrichment | PVJ | OK | 2023-10-16 | 2023-10-20 |  | 1203774 | 1203774 |  |  |  | ERSA | M | 1600 | 270946MRM | EA |  | CIRCUIT BREAKER:COMPACT NSX100H;70 KA AT | CIRCUIT BREAKER:COMPACT NSX100H;70 KA AT | CIRCUIT BREAKER:COMPACT NSX100H;70 KA AT 415 VAC;TMD TRIP UNIT;63 A;3 POLES 3D |  |  |  |  | 1071180 @@ MM ELECTRICAL MERCHANDISING | SHNC10H3TM063 | [12 empty] | SCHNEIDER ELECTRIC | C10H3TM063 | MM ELECTRICAL MERCHANDISING | SHNC10H3TM063 | [14 empty] | https://www.se.com/au/en/product/C10H3TM063/circuit-breaker-compact-nsx100h-70ka-415vac-3-poles-tmd-trip-unit-63a/ | [9 empty] | Enriched | 39121616 Molded case circuit breakers | SERIES: NSX100H,C/W TMD TRIP UNIT,3D | DEGREE OF PROTECTION:IP40 | CIRCUIT BREAKER | MOLDED CASE | TYPE | COMPACT | CURRENT RATING | 63 A | VOLTAGE RATING | 415 VAC | NUMBER OF POLES | 3 | INTERRUPT RATING | 70 KA | FRAME TYPE |  | CONTACT RATING | 690 VAC | FREQUENCY RATING | 50/60 HZ | TRIP CLASS |  | TRIP SETTING |  | MOUNTING TYPE | FIXED,BACKPLATE | TERMINAL TYPE |  | SIZE | 105 WDX161 HTX86 DP MM | CERTIFICATION/STANDARD | CCC,EAC,EN/IEC 60947 | [44 empty] | Production Completed
STP_009 - Lot7 | Data Enrichment | PVJ | OK | 2023-10-16 | 2023-10-20 |  | 1203775 | 1203775 |  |  |  | ERSA | M | 1600 | 270947MRM | EA |  | CIRCUIT BREAKER:COMPACT NSX100H;70 KA AT | CIRCUIT BREAKER:COMPACT NSX100H;70 KA AT | CIRCUIT BREAKER:COMPACT NSX100H;70 KA AT 415 VAC;TMD TRIP UNIT;40 A;3 POLES 3D |  |  |  |  | 1071180 @@ MM ELECTRICAL MERCHANDISING | LV429674 | [12 empty] | SCHNEIDER ELECTRIC | LV429674 | MM ELECTRICAL MERCHANDISING | LV429674 | [14 empty] | https://www.se.com/in/en/product/LV429674/circuit-breaker-compact-nsx100h-70-ka-at-415-vac-tmd-trip-unit-40-a-3-poles-3d/ | [9 empty] | Enriched | 39121616 Molded case circuit breakers | SERIES: NSX100H,C/W TMD TRIP UNIT,3D | DEGREE OF PROTECTION:IP40 | CIRCUIT BREAKER | MOLDED CASE | TYPE | COMPACT | CURRENT RATING | 40 A | VOLTAGE RATING | 415 VAC | NUMBER OF POLES | 3 | INTERRUPT RATING | 70 KA | FRAME TYPE |  | CONTACT RATING | 690 VAC | FREQUENCY RATING | 50/60 HZ | TRIP CLASS |  | TRIP SETTING |  | MOUNTING TYPE | FIXED,BACKPLATE | TERMINAL TYPE |  | SIZE | 105 WDX161 HTX86 DP MM | CERTIFICATION/STANDARD | CCC,EAC,EN/IEC 60947 | [44 empty] | Production Completed
STP_009 - Lot7 | Data Enrichment | PVJ | OK | 2023-10-16 | 2023-10-20 |  | 1203776 | 1203776 |  |  |  | ERSA | M | 1600 | 270948MRM | EA |  | CIRCUIT BREAKER:COMPACT NSX100H;70 KA AT | CIRCUIT BREAKER:COMPACT NSX100H;70 KA AT | CIRCUIT BREAKER:COMPACT NSX100H;70 KA AT 415 VAC;TMD TRIP UNIT;25 A;3 POLES 3D |  |  |  |  | 1071180 @@ MM ELECTRICAL MERCHANDISING | LV429676 | [12 empty] | SCHNEIDER ELECTRIC | LV429676 | MM ELECTRICAL MERCHANDISING | LV429676 | [14 empty] | https://www.se.com/sa/en/product/LV429676/circuit-breaker-compact-nsx100h-70ka-415vac-tmd-trip-unit-25a-3-poles-3d/ | [9 empty] | Enriched | 39121616 Molded case circuit breakers | SERIES: NSX100H,C/W TMD TRIP UNIT,3D | DEGREE OF PROTECTION:IP40 | CIRCUIT BREAKER | MOLDED CASE | TYPE | COMPACT | CURRENT RATING | 25 A | VOLTAGE RATING | 415 VAC | NUMBER OF POLES | 3 | INTERRUPT RATING | 70 KA | FRAME TYPE |  | CONTACT RATING | 690 VAC | FREQUENCY RATING | 50/60 HZ | TRIP CLASS |  | TRIP SETTING |  | MOUNTING TYPE | FIXED,BACKPLATE | TERMINAL TYPE |  | SIZE | 105 WDX161 HTX86 DP MM | CERTIFICATION/STANDARD | CCC,EAC,EN/IEC 60947 | [44 empty] | Production Completed
STP_009 - Lot7 | Data Enrichment | PVJ | OK | 2023-10-16 | 2023-10-20 |  | 1203777 | 1203777 |  |  |  | ERSA | M | 1600 | 270949MRM | EA |  | CIRCUIT BREAKER:COMPACT NSX100H;70 KA AT | CIRCUIT BREAKER:COMPACT NSX100H;70 KA AT | CIRCUIT BREAKER:COMPACT NSX100H;70 KA AT 415 VAC;TMD TRIP UNIT;63 A;4 POLES 3D |  |  |  |  | 1071180 @@ MM ELECTRICAL MERCHANDISING | C10H6TM063 | [12 empty] | SCHNEIDER ELECTRIC | C10H6TM063 | MM ELECTRICAL MERCHANDISING | C10H6TM063 | [14 empty] | https://www.se.com/sg/en/product/C10H6TM063/circuit-breaker-compact-nsx100h-70ka-at-415vac-tmd-trip-unit-63a-4-poles-3d/ | [9 empty] | Enriched | 39121616 Molded case circuit breakers | SERIES: NSX100H,C/W TMD TRIP UNIT,3D | DEGREE OF PROTECTION:IP40 | CIRCUIT BREAKER | MOLDED CASE | TYPE | COMPACT | CURRENT RATING | 63 A | VOLTAGE RATING | 415 VAC | NUMBER OF POLES | 4 | INTERRUPT RATING | 70 KA | FRAME TYPE |  | CONTACT RATING | 690 VAC | FREQUENCY RATING | 50/60 HZ | TRIP CLASS |  | TRIP SETTING |  | MOUNTING TYPE | FIXED,BACKPLATE | TERMINAL TYPE |  | SIZE | 140 WDX161 HTX86 DP MM | CERTIFICATION/STANDARD | CCC,EAC,EN/IEC 60947 | [44 empty] | Production Completed
STP_009 - Lot7 | Data Enrichment | PVJ | OK | 2023-10-16 | 2023-10-20 |  | 1203778 | 1203778 |  |  |  | ERSA | M | 1600 | 270950MRM | EA |  | CIRCUIT BREAKER:COMPACT NSX100H;70 KA AT | CIRCUIT BREAKER:COMPACT NSX100H;70 KA AT | CIRCUIT BREAKER:COMPACT NSX100H;70 KA AT 415;VAC, TMD TRIP UNIT;40 A;4 POLES 3D |  |  |  |  | 1071180 @@ MM ELECTRICAL MERCHANDISING | LV429684 | [12 empty] | SCHNEIDER ELECTRIC | LV429684 | MM ELECTRICAL MERCHANDISING | LV429684 | [14 empty] | https://www.se.com/sg/en/product/LV429684/circuit-breaker-compact-nsx100h-tmd-40-a-4-poles-3d/ | [9 empty] | Enriched | 39121616 Molded case circuit breakers | SERIES: NSX100H,C/W TMD TRIP UNIT,3D | DEGREE OF PROTECTION:IP40 | CIRCUIT BREAKER | MOLDED CASE | TYPE | COMPACT | CURRENT RATING | 40 A | VOLTAGE RATING | 415 VAC | NUMBER OF POLES | 4 | INTERRUPT RATING | 70 KA | FRAME TYPE |  | CONTACT RATING | 690 VAC | FREQUENCY RATING | 50/60 HZ | TRIP CLASS |  | TRIP SETTING |  | MOUNTING TYPE | FIXED,BACKPLATE | TERMINAL TYPE |  | SIZE | 140 WDX161 HTX86 DP MM | CERTIFICATION/STANDARD | CCC,EAC,EN/IEC 60947 | [44 empty] | Production Completed
STP_009 - Lot7 | Data Enrichment | PVJ | OK | 2023-10-16 | 2023-10-20 |  | 1203781 | 1203781 |  |  |  | ERSA | M | 1600 | 270953MRM | EA |  | CIRCUIT BREAKER:COMPACT NSX100H;70 KA AT | CIRCUIT BREAKER:COMPACT NSX100H;70 KA AT | CIRCUIT BREAKER:COMPACT NSX100H;70 KA AT 415 VAC;MA TRIPUNIT;100 A;3 POLES 3D |  |  |  |  | 1071180 @@ MM ELECTRICAL MERCHANDISING | C10H3TM100 | [12 empty] | SCHNEIDER ELECTRIC | C10H3TM100 | MM ELECTRICAL MERCHANDISING | C10H3TM100 | [14 empty] | https://www.se.com/in/en/product/C10H3TM100/circuit-breaker-compact-nsx100h-70ka-415vac-3-poles-tmd-trip-unit-100a/ | [9 empty] | Enriched | 39121616 Molded case circuit breakers | SERIES: NSX100H,C/W MA TRIP UNIT,3D | DEGREE OF PROTECTION:IP40 | CIRCUIT BREAKER | MOLDED CASE | TYPE | COMPACT | CURRENT RATING | 100 A | VOLTAGE RATING | 415 VAC | NUMBER OF POLES | 3 | INTERRUPT RATING | 70 KA | FRAME TYPE |  | CONTACT RATING | 690 VAC | FREQUENCY RATING | 50/60 HZ | TRIP CLASS |  | TRIP SETTING |  | MOUNTING TYPE | FIXED,BACKPLATE | TERMINAL TYPE |  | SIZE | 105 WDX161 HTX86 DP MM | CERTIFICATION/STANDARD | CCC,EAC,EN/IEC 60947 | [44 empty] | Production Completed
STP_009 - Lot7 | Data Enrichment | PVJ | OK | 2023-10-16 | 2023-10-20 |  | 1203783 | 1203783 |  |  |  | ERSA | M | 1600 | 270955MRM | EA |  | CIRCUIT BREAKER:COMPACT NSX100H;70 KA AT | CIRCUIT BREAKER:COMPACT NSX100H;70 KA AT | CIRCUIT BREAKER:COMPACT NSX100H;70 KA AT 415 VAC;MA TRIPUNIT;25 A;3 POLES 3D |  |  |  |  | 1071180 @@ MM ELECTRICAL MERCHANDISING | LV429762 | [12 empty] | SCHNEIDER ELECTRIC | LV429762 | MM ELECTRICAL MERCHANDISING | LV429762 | [14 empty] | https://www.se.com/in/en/product/LV429762/circuit-breaker-compact-nsx100h-70-ka-at-415-vac-ma-trip-unit-25-a-3-poles-3d/ | [9 empty] | Enriched | 39121616 Molded case circuit breakers | SERIES: NSX100H,C/W MA TRIP UNIT,3D | DEGREE OF PROTECTION:IP40 | CIRCUIT BREAKER | MOLDED CASE | TYPE | COMPACT | CURRENT RATING | 25 A | VOLTAGE RATING | 415 VAC | NUMBER OF POLES | 3 | INTERRUPT RATING | 70 KA | FRAME TYPE |  | CONTACT RATING | 690 VAC | FREQUENCY RATING | 50/60 HZ | TRIP CLASS |  | TRIP SETTING |  | MOUNTING TYPE | FIXED,BACKPLATE | TERMINAL TYPE |  | SIZE | 105 WDX161 HTX86 DP MM | CERTIFICATION/STANDARD | CCC,EAC,EN/IEC 60947 | [44 empty] | Production Completed
STP_009 - Lot7 | Data Enrichment | PVJ | OK | 2023-10-16 | 2023-10-20 |  | 1203780 | 1203780 |  |  |  | ERSA | M | 1600 | 270952MRM | EA |  | CIRCUIT BREAKER:COMPACT NSX100N;50 KA AT | CIRCUIT BREAKER:COMPACT NSX100N;50 KA AT | CIRCUIT BREAKER:COMPACT NSX100N;50 KA AT 415 VAC;MA TRIPUNIT;100 A ISOLATOR;3 POLES 3D |  |  |  |  | 1071180 @@ MM ELECTRICAL MERCHANDISING | C10N3TM100 | [12 empty] | SCHNEIDER ELECTRIC | C10N3TM100 | MM ELECTRICAL MERCHANDISING | C10N3TM100 | [14 empty] | https://www.se.com/in/en/product/C10N3TM100/circuit-breaker-compact-nsx100n-50ka-415vac-3-poles-tmd-trip-unit-100a/ | [9 empty] | Enriched | 39121616 Molded case circuit breakers | SERIES: NSX100N,C/W MA TRIP UNIT,3D | DEGREE OF PROTECTION:IP40 | CIRCUIT BREAKER | MOLDED CASE | TYPE | COMPACT,ISOLATOR | CURRENT RATING | 100 A | VOLTAGE RATING | 415 VAC | NUMBER OF POLES | 3 | INTERRUPT RATING | 50 KA | FRAME TYPE |  | CONTACT RATING | 690 VAC | FREQUENCY RATING | 50/60 HZ | TRIP CLASS |  | TRIP SETTING |  | MOUNTING TYPE | FIXED,BACKPLATE | TERMINAL TYPE |  | SIZE | 105 WDX161 HTX86 DP MM | CERTIFICATION/STANDARD | CCC,EAC,EN/IEC 60947 | [44 empty] | Production Completed
STP_009 - Lot7 | Data Enrichment | PVJ | OK | 2023-10-16 | 2023-10-20 |  | 1203786 | 1203786 |  |  |  | ERSA | M | 1600 | 270960MRM | EA |  | CIRCUIT BREAKER:COMPACT NSX160H;70 KA AT | CIRCUIT BREAKER:COMPACT NSX160H;70 KA AT | CIRCUIT BREAKER:COMPACT NSX160H;70 KA AT 415 VAC;TMD TRIP UNIT;125 A;3 POLES 3D |  |  |  |  | 1071180 @@ MM ELECTRICAL MERCHANDISING | LV430671 | [12 empty] | SCHNEIDER ELECTRIC | LV430671 | MM ELECTRICAL MERCHANDISING | LV430671 | [14 empty] | https://www.se.com/in/en/product/LV430671/circuit-breaker-compact-nsx160h-70-ka-at-415-vac-tmd-trip-unit-125-a-3-poles-3d/ | [9 empty] | Enriched | 39121616 Molded case circuit breakers | SERIES: NSX160H,C/W TMD TRIP UNIT,3D | DEGREE OF PROTECTION:IP40 | CIRCUIT BREAKER | MOLDED CASE | TYPE | COMPACT | CURRENT RATING | 125 A | VOLTAGE RATING | 415 VAC | NUMBER OF POLES | 3 | INTERRUPT RATING | 70 KA | FRAME TYPE |  | CONTACT RATING | 690 VAC | FREQUENCY RATING | 50/60 HZ | TRIP CLASS |  | TRIP SETTING |  | MOUNTING TYPE | FIXED,BACKPLATE | TERMINAL TYPE |  | SIZE | 105 WDX161 HTX86 DP MM | CERTIFICATION/STANDARD | CCC,EAC,EN/IEC 60947 | [44 empty] | Production Completed
STP_009 - Lot7 | Data Enrichment | PVJ | OK | 2023-10-16 | 2023-10-20 |  | 1203787 | 1203787 |  |  |  | ERSA | M | 1600 | 270961MRM | EA |  | CIRCUIT BREAKER:COMPACT NSX160H;70 KA AT | CIRCUIT BREAKER:COMPACT NSX160H;70 KA AT | CIRCUIT BREAKER:COMPACT NSX160H;70 KA AT 415 VAC;TMD TRIP UNIT;100 A;4 POLES 3D |  |  |  |  | 1071180 @@ MM ELECTRICAL MERCHANDISING | LV430682 | [12 empty] | SCHNEIDER ELECTRIC | LV430682 | MM ELECTRICAL MERCHANDISING | LV430682 | [14 empty] | https://www.se.com/eg/en/product/LV430682/circuit-breaker-compact-nsx160h-70-ka-at-415-vac-tmd-trip-unit-100-a-4-poles-3d/ | [9 empty] | Enriched | 39121616 Molded case circuit breakers | SERIES: NSX160H,C/W TMD TRIP UNIT,3D | DEGREE OF PROTECTION:IP40 | CIRCUIT BREAKER | MOLDED CASE | TYPE | COMPACT | CURRENT RATING | 100 A | VOLTAGE RATING | 415 VAC | NUMBER OF POLES | 4 | INTERRUPT RATING | 70 KA | FRAME TYPE |  | CONTACT RATING | 690 VAC | FREQUENCY RATING | 50/60 HZ | TRIP CLASS |  | TRIP SETTING |  | MOUNTING TYPE | FIXED,BACKPLATE | TERMINAL TYPE |  | SIZE | 140 WDX161 HTX86 DP MM | CERTIFICATION/STANDARD | CCC,EAC,EN/IEC 60947 | [44 empty] | Production Completed
STP_009 - Lot7 | Data Enrichment | PVJ | OK | 2023-10-16 | 2023-10-20 |  | 1203789 | 1203789 |  |  |  | ERSA | M | 1600 | 270963MRM | EA |  | CIRCUIT BREAKER:COMPACT NSX250H;70 KA AT | CIRCUIT BREAKER:COMPACT NSX250H;70 KA AT | CIRCUIT BREAKER:COMPACT NSX250H;70 KA AT 415 VAC;TMD TRIP UNIT;250 A;3 POLES 3D |  |  |  |  | 1071180 @@ MM ELECTRICAL MERCHANDISING | LV431670 | [12 empty] | SCHNEIDER ELECTRIC | LV431670 | MM ELECTRICAL MERCHANDISING | LV431670 | [14 empty] | https://www.se.com/in/en/product/LV431670/circuit-breaker-compact-nsx250h-70-ka-at-415-vac-tmd-trip-unit-250-a-3-poles-3d/ | [9 empty] | Enriched | 39121616 Molded case circuit breakers | SERIES: NSX250H,C/W TMD TRIP UNIT,3D | DEGREE OF PROTECTION:IP40 | CIRCUIT BREAKER | MOLDED CASE | TYPE | COMPACT | CURRENT RATING | 250 A | VOLTAGE RATING | 415 VAC | NUMBER OF POLES | 3 | INTERRUPT RATING | 70 KA | FRAME TYPE |  | CONTACT RATING | 690 VAC | FREQUENCY RATING | 50/60 HZ | TRIP CLASS |  | TRIP SETTING |  | MOUNTING TYPE | FIXED,BACKPLATE | TERMINAL TYPE |  | SIZE | 105 WDX161 HTX86 DP MM | CERTIFICATION/STANDARD | CCC,EAC,EN/IEC 60947 | [44 empty] | Production Completed
STP_009 - Lot7 | Data Enrichment | PVJ | OK | 2023-10-16 | 2023-10-20 |  | 1203790 | 1203790 |  |  |  | ERSA | M | 1600 | 270964MRM | EA |  | CIRCUIT BREAKER:COMPACT NSX250H;70 KA AT | CIRCUIT BREAKER:COMPACT NSX250H;70 KA AT | CIRCUIT BREAKER:COMPACT NSX250H;70 KA AT 415 VAC;TMD TRIP UNIT;200 A;3 POLES 3D |  |  |  |  | 1071180 @@ MM ELECTRICAL MERCHANDISING | LV431671 | [12 empty] | SCHNEIDER ELECTRIC | LV431671 | MM ELECTRICAL MERCHANDISING | LV431671 | [14 empty] | https://www.se.com/my/en/product/LV431671/circuit-breaker-compact-nsx250h-tmd-200-a-3-poles-3d/ | [9 empty] | Enriched | 39121616 Molded case circuit breakers | SERIES: NSX250H,C/W TMD TRIP UNIT,3D | DEGREE OF PROTECTION:IP40 | CIRCUIT BREAKER | MOLDED CASE | TYPE | COMPACT | CURRENT RATING | 200 A | VOLTAGE RATING | 415 VAC | NUMBER OF POLES | 3 | INTERRUPT RATING | 70 KA | FRAME TYPE |  | CONTACT RATING | 690 VAC | FREQUENCY RATING | 50/60 HZ | TRIP CLASS |  | TRIP SETTING |  | MOUNTING TYPE | FIXED,BACKPLATE | TERMINAL TYPE |  | SIZE | 105 WDX161 HTX86 DP MM | CERTIFICATION/STANDARD | CCC,EAC,EN/IEC 60947 | [44 empty] | Production Completed
STP_009 - Lot7 | Data Enrichment | PVJ | OK | 2023-10-16 | 2023-10-20 |  | 1203791 | 1203791 |  |  |  | ERSA | M | 1600 | 270965MRM | EA |  | CIRCUIT BREAKER:COMPACT NSX250H;70 KA AT | CIRCUIT BREAKER:COMPACT NSX250H;70 KA AT | CIRCUIT BREAKER:COMPACT NSX250H;70 KA AT 415 VAC;TMD TRIP UNIT;250 A;4 POLES 3D |  |  |  |  | 1071180 @@ MM ELECTRICAL MERCHANDISING | LV431680 | [12 empty] | SCHNEIDER ELECTRIC | LV431680 | MM ELECTRICAL MERCHANDISING | LV431680 | [14 empty] | https://www.se.com/in/en/product/LV431680/circuit-breaker-compact-nsx250h-70-ka-at-415-vac-tmd-trip-unit-250-a-4-poles-3d/ | [9 empty] | Enriched | 39121616 Molded case circuit breakers | SERIES: NSX250H,C/W TMD TRIP UNIT,3D | DEGREE OF PROTECTION:IP40 | CIRCUIT BREAKER | MOLDED CASE | TYPE | COMPACT | CURRENT RATING | 250 A | VOLTAGE RATING | 415 VAC | NUMBER OF POLES | 4 | INTERRUPT RATING | 70 KA | FRAME TYPE |  | CONTACT RATING | 690 VAC | FREQUENCY RATING | 50/60 HZ | TRIP CLASS |  | TRIP SETTING |  | MOUNTING TYPE | FIXED,BACKPLATE | TERMINAL TYPE |  | SIZE | 140 WDX161 HTX86 DP MM | CERTIFICATION/STANDARD | CCC,EAC,EN/IEC 60947 | [44 empty] | Production Completed
STP_009 - Lot7 | Data Enrichment | PVJ | OK | 2023-10-16 | 2023-10-20 |  | 1203792 | 1203792 |  |  |  | ERSA | M | 1600 | 270966MRM | EA |  | CIRCUIT BREAKER:COMPACT NSX250H;70 KA AT | CIRCUIT BREAKER:COMPACT NSX250H;70 KA AT | CIRCUIT BREAKER:COMPACT NSX250H;70 KA AT 415 VAC;TMD TRIP UNIT;160 A;4 POLES 3D |  |  |  |  | 1071180 @@ MM ELECTRICAL MERCHANDISING | LV431682 | [12 empty] | SCHNEIDER ELECTRIC | LV431682 | MM ELECTRICAL MERCHANDISING | LV431682 | [14 empty] | https://www.se.com/id/en/product/LV431682/circuit-breaker-compact-nsx250h-70ka-415vac-tmd-trip-unit-160a-4-poles-3d/ | [9 empty] | Enriched | 39121616 Molded case circuit breakers | SERIES: NSX250H,C/W TMD TRIP UNIT,3D | DEGREE OF PROTECTION:IP40 | CIRCUIT BREAKER | MOLDED CASE | TYPE | COMPACT | CURRENT RATING | 160 A | VOLTAGE RATING | 415 VAC | NUMBER OF POLES | 4 | INTERRUPT RATING | 70 KA | FRAME TYPE |  | CONTACT RATING | 690 VAC | FREQUENCY RATING | 50/60 HZ | TRIP CLASS |  | TRIP SETTING |  | MOUNTING TYPE | FIXED,BACKPLATE | TERMINAL TYPE |  | SIZE | 140 WDX161 HTX86 DP MM | CERTIFICATION/STANDARD | CCC,EAC,EN/IEC 60947 | [44 empty] | Production Completed