## Sheet1
Project | Activities | Production User | Production Comments | Start Date | End Date | Remarks | Griha ID | MATNR | SAP MATERIAL NUMBER | ELLIPSE | LVORM | MTART | MBRSH | MATKL | BISMT | MEINS | MFRNR | MAKTX_EN | MAKTX_ES | TEXT_EN | TEXT_ES | ENRICHED DATA | Manufacturer Name | P/N | Manufacturer Name 1 | P/N 1 | Manufacturer Name 2 | P/N 2 | Manufacturer Name 3 | P/N 3 | Manufacturer Name 4 | P/N 4 | Manufacturer Name 5 | P/N 5 | Manufacturer Name 6 | P/N 6 | Input MNFR | Input PTNO | Verified MNFR from web | Verified MPN from Web | MNFR 1 | PTNO 1 | MNFR 2 | PTNO 2 | MNFR 3 | PTNO 3 | MNFR 4 | PTNO 4 | MNFR 5 | PTNO 5 | MNFR 6 | PTNO 6 | Vendor NAME | Vendor Part Number | Vendor NAME1 | Vendor Part Number1 | Reference URL | Reference URL1 | Item Number | Equipment Type | Equipment Manufacturer | Equipment Model | Equipment Serial | DWG | DRAWING VERSION | POS/TAG | Enriched/Cleansed | UNSPSC Ver.23.07 | ADDITIONAL FEATURES FROM INPUT | Additional Features from WEBSOURCE | Noun | Modifier | Attribute Name 1 | Attribute Value 1 | Attribute Name 2 | Attribute Value 2 | Attribute Name 3 | Attribute Value 3 | Attribute Name 4 | Attribute Value 4 | Attribute Name 5 | Attribute Value 5 | Attribute Name 6 | Attribute Value 6 | Attribute Name 7 | Attribute Value 7 | Attribute Name 8 | Attribute Value 8 | Attribute Name 9 | Attribute Value 9 | Attribute Name 10 | Attribute Value 10 | Attribute Name 11 | Attribute Value 11 | Attribute Name 12 | Attribute Value 12 | Attribute Name 13 | Attribute Value 13 | Attribute Name 14 | Attribute Value 14 | Attribute Name 15 | Attribute Value 15 | Attribute Name 16 | Attribute Value 16 | Attribute Name 17 | Attribute Value 17 | Attribute Name 18 | Attribute Value 18 | Attribute Name 19 | Attribute Value 19 | Attribute Name 20 | Attribute Value 20 | Attribute Name 21 | Attribute Value 21 | Attribute Name 22 | Attribute Value 22 | Attribute Name 23 | Attribute Value 23 | Attribute Name 24 | Attribute Value 24 | Attribute Name 25 | Attribute Value 25 | Attribute Name 26 | Attribute Value 26 | Attribute Name 27 | Attribute Value 27 | Attribute Name 28 | Attribute Value 28 | Attribute Name 29 | Attribute Value 29 | Attribute Name 30 | Attribute Value 30 | Attribute Name 31 | Attribute Value 31 | Attribute Name 32 | Attribute Value 32 | Attribute Name 33 | Attribute Value 33 | Attribute Name 34 | Attribute Value 34 | Attribute Name 35 | Attribute Value 35 | Attribute Name 36 | Attribute Value 36 | Status
STP_009 - Lot7 | Data Enrichment | CIR | ok | 10/16/2023 | 19th-oct |  | 1072679 | 1072679 |  |  |  | ERSA | M | 3730 | 1319676GZPCLNT100 | EA | 3000003 | BOX CONEXNES;CAT,1724863 | CAJA CONEXIONES;CAT,1724863 | JUNCTION BOX; MNFR: CATERPILLAR, PTNO:1724863 | CAJA CONEXIONES;MNFR:CATERPILLAR,PTNO:1724863 |  | CATERPILLAR | 1724863 | [14 empty] | CATERPILLAR | 172-4863 | [16 empty] | https://parts.cat.com/en/catcorp/172-4863 | [9 empty] | ENRICHED | 39121332 Electrical junction box | CONEXNES |  | BLOCK | NO MODIFIER | TYPE | JUNCTION | SIZE | 3-19/64 LGX3-5/32 WDX1-1/2 HT IN | MATERIAL |  | HAZARD CLASS |  | CERTIFICATION/STANDARD | [63 empty] | Production Completed
STP_009 - Lot7 | Data Enrichment | CIR | ok | 10/16/2023 | 19th-oct |  | 1212426 | 1212426 |  |  |  | ERSA | M | 3700 | 1255421MRM | EA |  | BOX,CONTROL:BOX ASSEMBLY;AIR CONTROL;RIC | BOX,CONTROL:BOX ASSEMBLY;AIR CONTROL;RIC | BOX,CONTROL:BOX ASSEMBLY;AIR CONTROL;RICHWOOD BELT CLEANING; | [36 empty] | URL NOT FOUND |  |  | BELT CLEANING | RICHWOOD | [5 empty] | CLEANSED | 24113100 Boxes | ASSEMBLY |  | BOX | NO MODIFIER | TYPE | AIR CONTROL | SIZE |  | CAPACITY |  | MATERIAL |  | COLOUR |  | HAZARD CLASS |  | CERTIFICATION/STANDARD | [59 empty] | Production Completed
STP_009 - Lot7 | Data Enrichment | CIR | ok | 10/16/2023 | 20th-oct |  | 1138257 | 1138257 | 1405153 | AU_QM_000250004 |  | ERSA | M | 5915 | 1405153GZPCLNT100 | EA |  | BOX,DISTR | BOX,DISTR | APL-A-LIST BOX,DISTR |  | BOX,DISTRBOX,DISTR | [34 empty] | URL NOT FOUND | [9 empty] | CLEANSED | 39121100 Distribution and control centers and accessories | APL-A-LIST BOX |  | BOX | DISTRIBUTION | HUB SIZE |  | NUMBER OF HUBS |  | MATERIAL |  | SIZE |  | NUMBER OF BUS BAR |  | BUS BAR SIZE |  | ENCLOSURE RATING |  | HAZARD CLASS |  | CERTIFICATION/STANDARD | [55 empty] | Production Completed
STP_009 - Lot7 | Data Enrichment | CIR | ok | 10/16/2023 | 20th-oct |  | 1138819 | 1138819 |  |  |  | ERSA | M | 5915 | 1421231GZPCLNT100 | EA |  | BOX,DISTR | BOX,DISTR | APL-A-LIST BOX,DISTR | [36 empty] | URL NOT FOUND | [9 empty] | CLEANSED | 39121100 Distribution and control centers and accessories | APL-A-LIST BOX |  | BOX | DISTRIBUTION | HUB SIZE |  | NUMBER OF HUBS |  | MATERIAL |  | SIZE |  | NUMBER OF BUS BAR |  | BUS BAR SIZE |  | ENCLOSURE RATING |  | HAZARD CLASS |  | CERTIFICATION/STANDARD | [55 empty] | Production Completed
STP_009 - Lot7 | Data Enrichment | CIR | ok | 10/16/2023 | 20th-oct |  | 1042197 | 1042197 | 1417910 | AU_QM_000263808 |  | ERSA | M | 5915 | 1417910GZPCLNT100 | EA |  | BOX,DISTR;STAINLESS STEEL 316,IP66 | BOX,DISTR;STAINLESS STEEL 316,IP66 | BOX,DISTRIBUTION;MATERIAL:STAINLESS STEEL 316,SIZE:SQ 400 X DP 200 MM,ENCLOSURE RATING:IP66,ADDITIONAL FEATURES EN:INCLINE,MNFR: 01) |  | BOX,DISTR;STAINLESS STEEL 316,IP66BOX,DISTR;SS316,SQ 400 X DP 200MM,IP66 | [34 empty] | URL NOT FOUND | [9 empty] | CLEANSED | 39121100 Distribution and control centers and accessories | INCLINE |  | BOX | DISTRIBUTION | HUB SIZE |  | NUMBER OF HUBS |  | MATERIAL | STAINLESS STEEL 316 | SIZE | SQ 400X200 DP MM | NUMBER OF BUS BAR |  | BUS BAR SIZE |  | ENCLOSURE RATING | IP66 | HAZARD CLASS |  | CERTIFICATION/STANDARD | [55 empty] | Production Completed
STP_009 - Lot7 | Data Enrichment | CIR | ok | 10/16/2023 | 20th-oct |  | 1046366 | 1046366 | 1416626 | AU_QM_000262412 |  | ERSA | M | 5915 | 1416626GZPCLNT100 | EA |  | BOX,ELEC;LIGHTING FIXTURE WATCHMAN/PEDES | BOX,ELEC;LIGHTING FIXTURE WATCHMAN/PEDES | BOX,ELECTRICAL;ADDITIONAL FEATURES EN:LIGHTING FIXTURE WATCHMAN/PEDESTRIAN LIGHTING M,M VAPOUR, 400W, 250V, INCL CHOKE, IGNITOR, CAP |  | BOX,ELEC;LIGHTING FIXTURE WATCHMAN/PEDESBOX,ELEC;LIGHTING FIXTURE,2433290 | [15 empty] | 2433290 | [18 empty] | URL NOT FOUND | [9 empty] | CLEANSED | 39121303 Electrical boxes | POWER:400 W,VOLTAGE:250 V,LIGHTING FIXTURE WATCHMAN/PEDESTRIAN LIGHTING M,M VAPOUR,INCLUDES:CHOKE,IGNITOR,CAP |  | BOX | ELECTRICAL | TYPE |  | HUB SIZE |  | NUMBER OF HUBS |  | MATERIAL |  | NUMBER OF GANGS |  | SIZE |  | ENCLOSURE RATING |  | HAZARD CLASS |  | CERTIFICATION/STANDARD | [55 empty] | Production Completed
STP_009 - Lot7 | Data Enrichment | CIR | ok | 10/16/2023 | 20th-oct |  | 1046463 | 1046463 | 1414866 | AU_QM_000260485 |  | ERSA | M | 5915 | 1414866GZPCLNT100 | EA |  | BOX,ELEC;LV DISTRIBUTION | BOX,ELEC;LV DISTRIBUTION | BOX,ELECTRICAL;TYPE:LV DISTRIBUTION,ADDITIONAL FEATURES EN:GRP, 2 X 630A FUSE FUSE SWITCHES AND 3 X 32A FUSE, UV STABILISED, FOR USE |  | BOX,ELEC;LV DISTRIBUTIONBOX,ELEC;LV DISTRIBUTION,GRP; 2 X 630A | [34 empty] | URL NOT FOUND |  |  | 2X630A FUSE AND 3X32A FUSE GROUP SWITCHES | [6 empty] | CLEANSED | 39121303 Electrical boxes | UV STABILISED |  | BOX | ELECTRICAL | TYPE | LV DISTRIBUTION | HUB SIZE |  | NUMBER OF HUBS |  | MATERIAL |  | NUMBER OF GANGS |  | SIZE |  | ENCLOSURE RATING |  | HAZARD CLASS |  | CERTIFICATION/STANDARD | [55 empty] | Production Completed
STP_009 - Lot7 | Data Enrichment | CIR | ok | 10/16/2023 | 20th-oct |  | 1047035 | 1047035 | 1423180 | AU_QM_000269587 |  | ERSA | M | 5915 | 1423180GZPCLNT100 | EA |  | BOX,ELEC;LV DISTRIBUTION BASE,500 MM | BOX,ELEC;LV DISTRIBUTION BASE,500 MM | BOX,ELECTRICAL;TYPE:LV DISTRIBUTION BASE,SIZE:500 MM,ADDITIONAL FEATURES EN:GRP UV STABILISED, SUIT CNI AND RESIDENTIAL CABIN,MNFR: |  | BOX,ELEC;LV DISTRIBUTION BASE,500 MMBOX,ELEC;LV DISTRIBUTION BASE,500MM,GRP | [34 empty] | URL NOT FOUND | [9 empty] | CLEANSED | 39121303 Electrical boxes | GROUP UV STABILISED,SUIT CNI AND RESIDENTIAL CABIN |  | BOX | ELECTRICAL | TYPE | LV DISTRIBUTION BASE | HUB SIZE |  | NUMBER OF HUBS |  | MATERIAL |  | NUMBER OF GANGS |  | SIZE | 500 MM | ENCLOSURE RATING |  | HAZARD CLASS |  | CERTIFICATION/STANDARD | [55 empty] | Production Completed
STP_009 - Lot7 | Data Enrichment | CIR | ok | 10/16/2023 | 20th-oct |  | 1153613 | 1153613 |  |  |  | ERSA | M | 1600 | 1509115GZPCLNT100 | EA |  | BOX,ELECTRICAL; ELEC BOX,,T6-M-26351-068 | BOX,ELECTRICAL; ELEC BOX,,T6-M-26351-068 | BOX,ELECTRICAL;ADDITIONAL FEATURES: ELEC BOX,,T6-M-26351-068 | [17 empty] | T6-M-26351-068 | [18 empty] | URL NOT FOUND | [9 empty] | CLEANSED | 39121303 Electrical boxes |  |  | BOX | ELECTRICAL | TYPE |  | HUB SIZE |  | NUMBER OF HUBS |  | MATERIAL |  | NUMBER OF GANGS |  | SIZE |  | ENCLOSURE RATING |  | HAZARD CLASS |  | CERTIFICATION/STANDARD | [55 empty] | Production Completed
STP_009 - Lot7 | Data Enrichment | CIR | ok | 10/16/2023 | 20th-oct |  | 1134866 | 1134866 | 1419456 | AU_QM_000265509 |  | ERSA | M | 5915 | 1419456GZPCLNT100 | EA |  | BOX,JNCTN;20MM,IP68,3 WAY,GREY,B/E 4 X4 | BOX,JNCTN;20MM,IP68,3 WAY,GREY,B/E 4 X4 | BOX,JNCTN;MNFR: ,PTNO:20MM,IP68,3 WAY,GREY,B/E 4 X4 |  | BOX,JNCTN;20MM,IP68,3 WAY,GREY,B/E 4 X4BOX,JNCTN;20MM,IP68,3 WAY,GREY,B/E 4 X4 | [34 empty] | URL NOT FOUND | [9 empty] | CLEANSED | 39121332 Electrical junction box | B/E 4 X4 |  | BOX | JUNCTION | TYPE | 3-WAY | SIZE |  | MATERIAL |  | HUB SIZE | 20 MM | ENCLOSURE RATING | IP68 | MOUNTING TYPE |  | NUMBER OF OUTLETS |  | COLOUR | GREY | HAZARD CLASS |  | CERTIFICATION/STANDARD | [53 empty] | Production Completed
STP_009 - Lot7 | Data Enrichment | CIR | ok | 10/16/2023 | 20th-oct |  | 1162583 | 1162583 | 1421439 | AU_QM_000267655 |  | ERSA | M | 5915 | 1421439GZPCLNT100 | EA |  | BOX,JNCTN;ELECTRICAL TERMINA BOX,SS316 | BOX,JNCTN;ELECTRICAL TERMINA BOX,SS316 | BOX,JUNCTION;TYPE:ELECTRICAL TERMINA BOX,SIZE:WD 400 X HT 400 X DP 250 MM,MATERIAL:STAINLESS STEEL 316,ENCLOSURE RATING:IP66, COLOUR |  | BOX,JNCTN;ELECTRICAL TERMINA BOX,SS316BOX,JNCTN;ELECTRICAL TERMINA BOX,IP66 | [34 empty] | URL NOT FOUND | [9 empty] | CLEANSED | 39121332 Electrical junction box |  |  | BOX | JUNCTION | TYPE |  | SIZE | 400 WDX400 HTX250 DP MM | MATERIAL | STAINLESS STEEL 316 | HUB SIZE |  | ENCLOSURE RATING | IP66 | MOUNTING TYPE |  | NUMBER OF OUTLETS |  | COLOUR |  | HAZARD CLASS |  | CERTIFICATION/STANDARD | [53 empty] | Production Completed
STP_009 - Lot7 | Data Enrichment | CIR | ok | 10/16/2023 | 20th-oct |  | 1149314 | 1149314 |  |  |  | ERSA | M | 4200 | 1527683GZPCLNT100 | EA |  | BOX,TRANS;KIT,UN3373,3L CONTAINER,HT1094 | BOX,TRANS;KIT,UN3373,3L CONTAINER,HT1094 | BOX,TRANS;ADDITIONAL FEATURES:KIT,UN3373,3L CONTAINER,HT1094 | [36 empty] | URL NOT FOUND | [9 empty] | CLEANSED | 24113100 Boxes | KIT,UN3373,3L CONTAINER,HT1094 |  | BOX | TRANSPORTATION | TYPE |  | SIZE |  | CAPACITY |  | MATERIAL |  | COLOUR |  | HAZARD CLASS |  | CERTIFICATION/STANDARD | [59 empty] | Production Completed
STP_009 - Lot7 | Data Enrichment | CIR | ok | 10/16/2023 | 19th-oct |  | 1207975 | 1207975 |  |  |  | ERSA | M | 5920 | 155092MRM | EA |  | BOX:CHEST; JOBMASTER KNAACK NO.60 1524 X | BOX:CHEST; JOBMASTER KNAACK NO.60 1524 X | BOX:CHEST; JOBMASTER KNAACK NO.60 1524 X 610X 660MM | [18 empty] | KNAACK | [17 empty] | https://www.knaack.com/products/jobsite-storage-solution/jobsite-boxes/ChestSeries/60 | [9 empty] | ENRICHED | 24113106 Tool box | BRAND:JOBMASTER,MODEL 60 |  | BOX | TOOL | TYPE | CHEST | SIZE | 1524X610X660 MM | MATERIAL | STEEL | MATERIAL SPECIFICATION | 16-GA | CAPACITY |  | LOAD RATING |  | COLOR | TAN | LOCKING MECHANISM | 3-POINT LATCH | CERTIFICATION/STANDARD | [55 empty] | Production Completed
STP_009 - Lot7 | Data Enrichment | CIR | ok | 10/16/2023 | 19th-oct |  | 1207222 | 1207222 |  |  |  | ERSA | M | 5700 | 154830MRM | EA |  | BOX:CRATE; RED POLYPROPYLENE 52 LTR | BOX:CRATE; RED POLYPROPYLENE 52 LTR | BOX:CRATE; RED POLYPROPYLENE 52 LTR | [36 empty] | URL NOT FOUND | [9 empty] | CLEANSED | 24113100 Boxes |  |  | BOX | NO MODIFIER | TYPE | CRATE | SIZE |  | CAPACITY | 52 L | MATERIAL | POLYPROPYLENE | COLOUR | RED | HAZARD CLASS |  | CERTIFICATION/STANDARD | [59 empty] | Production Completed
STP_009 - Lot7 | Data Enrichment | CIR | ok | 10/16/2023 | 19th-oct |  | 1099677 | 1099677 | 1373488 | AU_QM_000202307 |  | ERSA | M | 5100 | 1373488GZPCLNT100 | EA | 3000000 | BOX;ATL,ACX0676 | BOX;ATL,ACX0676 | BOX;MNFR:ATLAS COPCO,PTNO:ACX0676 |  | BOX;ATL,ACX0676BOX;ATL,ACX0676 | ATLAS COPCO | ACX0676 | [12 empty] | ATLAS COPCO |  | OEX | ACX0676 | [16 empty] | https://www.batteriesdirect.com.au/shop/product/28231/oex-large-battery-box-plastic.html | https://batteriesplus.com.au/shop/chargers-accessories/battery-boxes/matson-standard-battery-box/?v=fdd13832cd81 | [8 empty] | ENRICHED | 24113100 Boxes |  |  | BOX | NO MODIFIER | TYPE | LARGE BATTERY | SIZE | 340 LGX200 WDX200 HT MM | CAPACITY |  | MATERIAL | PLASTIC | COLOUR |  | HAZARD CLASS |  | CERTIFICATION/STANDARD | [59 empty] | Production Completed
STP_009 - Lot7 | Data Enrichment | CIR | ok | 10/16/2023 | 19th-oct |  | 1105167 | 1105167 |  |  |  | ERSA | M | 5940 | 1524011GZPCLNT100 | EA |  | BOX;GEOCHEM CARTON B36,CTN21118 | BOX;GEOCHEM CARTON B36,CTN21118 | [19 empty] | WESTERNEX | CTN21118 | [16 empty] | https://rapidsupply.com.au/wp-content/uploads/2020/05/westernex_geochem_bags.pdf | [9 empty] | ENRICHED | 41123312 Bioprocess container or bag for molecular biology platform | CARTON B36 |  | BAG | NO MODIFIER | TYPE | GEOCHEM | CAPACITY |  | SIZE | 525 LGX275 WDX200 HT | MATERIAL |  | CLOSURE TYPE |  | COLOUR |  | HAZARD CLASS |  | CERTIFICATION/STANDARD | [57 empty] | Production Completed
STP_009 - Lot7 | Data Enrichment | CIR | ok | 10/16/2023 | 19th-oct |  | 1105168 | 1105168 |  |  |  | ERSA | M | 5940 | 1524012GZPCLNT100 | EA |  | BOX;GEOCHEM CARTON B37,CTN5315 | BOX;GEOCHEM CARTON B37,CTN5315 | [19 empty] | WESTERNEX | CTN5315 | [16 empty] | https://rapidsupply.com.au/wp-content/uploads/2020/05/westernex_geochem_bags.pdf | [9 empty] | ENRICHED | 41123312 Bioprocess container or bag for molecular biology platform | CARTON B37 |  | BAG | NO MODIFIER | TYPE | GEOCHEM | CAPACITY |  | SIZE | 375 LGX75 WDX125 HT | MATERIAL |  | CLOSURE TYPE |  | COLOUR |  | HAZARD CLASS |  | CERTIFICATION/STANDARD | [57 empty] | Production Completed
STP_009 - Lot7 | Data Enrichment | CIR | ok | 10/16/2023 | 19th-oct | EXCEPTION | 1099153 | 1099153 | 1381631 | AU_QM_000221587 |  | ERSA | M | 5100 | 1381631GZPCLNT100 | EA | 3000024 | BOX;ISU,8972871976 | BOX;ISU,8972871976 | BOX;MNFR:ISUZU,PTNO:8972871976 |  | BOX;ISU,8972871976BOX;ISU,8972871976 | ISUZU | 8972871976 | [14 empty] | ISUZU | 8972871976 | [16 empty] | http://www.trucksarena.com/en/shop/product/isu-8972871976-steering-unit-isuzu-parts-194851#attr= | [9 empty] | CLEANSED | 24113100 Boxes |  |  | BOX | NO MODIFIER | TYPE |  | SIZE |  | CAPACITY |  | MATERIAL |  | COLOUR |  | HAZARD CLASS |  | CERTIFICATION/STANDARD | [59 empty] | Production Completed
STP_009 - Lot7 | Data Enrichment | CIR | ok | 10/16/2023 | 19th-oct | EXCEPTION | 1099154 | 1099154 | 1381612 | AU_QM_000221566 |  | ERSA | M | 5100 | 1381612GZPCLNT100 | EA | 3000024 | BOX;ISU,8981102191 | BOX;ISU,8981102191 | BOX;MNFR:ISUZU,PTNO:8981102191 |  | BOX;ISU,8981102191BOX;ISU,8981102191 | ISUZU | 8981102191 | [14 empty] | ISUZU | 8981102191 | [16 empty] | https://partsouq.com/shop/product/8981102191-isuzu-steering-unit/16294838 | [9 empty] | CLEANSED | 24113100 Boxes |  |  | BOX | NO MODIFIER | TYPE |  | SIZE |  | CAPACITY |  | MATERIAL |  | COLOUR |  | HAZARD CLASS |  | CERTIFICATION/STANDARD | [59 empty] | Production Completed
STP_009 - Lot7 | Data Enrichment | CIR | ok | 10/16/2023 | 19th-oct |  | 1099054 | 1099054 | 1386079 | AU_QM_000226965 |  | ERSA | M | 5100 | 1386079GZPCLNT100 | EA | 3000006 | BOX;KOM,569-97-82520 | BOX;KOM,569-97-82520 | BOX;MNFR:KOMATSU MINING SYSTEMS INC.,PTNO:569-97-82520 |  | BOX;KOM,569-97-82520BOX;KOM,569-97-82520 | KOMATSU MINING SYSTEMS INC. | 569-97-82520 | [14 empty] | KOMATSU MINING SYSTEMS INC. | 569-97-82520 | [16 empty] | https://aftermarket.express/komatsu/5699782520 | [9 empty] | CLEANSED | 24113100 Boxes |  |  | BOX | NO MODIFIER | TYPE |  | SIZE |  | CAPACITY |  | MATERIAL |  | COLOUR |  | HAZARD CLASS |  | CERTIFICATION/STANDARD | [59 empty] | Production Completed
STP_009 - Lot7 | Data Enrichment | CIR | ok | 10/16/2023 | 20th-oct |  | 1146554 | 1146554 |  |  |  | ERSA | M | 1600 | 1525835GZPCLNT100 | EA |  | BOX;LIMIT SWITCH,SK-100 | BOX;LIMIT SWITCH,SK-100 | BOX;ADDITIONAL FEATURES:LIMIT SWITCH,SK-100 | [36 empty] | URL NOT FOUND |  |  |  | PNEUMATIC ACTUATOR | SK-100 |  |  |  |  | CLEANSED | 39121303 Electrical boxes |  |  | BOX | ELECTRICAL | TYPE | LIMIT SWITCH | HUB SIZE |  | NUMBER OF HUBS |  | MATERIAL |  | NUMBER OF GANGS |  | SIZE |  | ENCLOSURE RATING |  | HAZARD CLASS |  | CERTIFICATION/STANDARD | [55 empty] | Production Completed
STP_009 - Lot7 | Data Enrichment | CIR | ok | 10/16/2023 | 19th-oct |  | 1111247 | 1111247 | 1411919 | AU_QM_000257327 |  | ERSA | M | 5915 | 1411919GZPCLNT100 | EA |  | BOX;M3036400004 | BOX;M3036400004 | BOX;MNFR: ,PTNO:M3036400004 |  | BOX;M3036400004BOX;M3036400004 | [17 empty] | M3036400004 | [16 empty] | URL NOT FOUND | [9 empty] | CLEANSED | 24113100 Boxes |  |  | BOX | NO MODIFIER | TYPE |  | SIZE |  | CAPACITY |  | MATERIAL |  | COLOUR |  | HAZARD CLASS |  | CERTIFICATION/STANDARD | [59 empty] | Production Completed
STP_009 - Lot7 | Data Enrichment | CIR | ok | 10/16/2023 | 19th-oct |  | 1027537 | 1027537 | 1371453 | AU_QM_000195833 |  | ERSA | M | 5100 | 1371453GZPCLNT100 | EA | 3000027 | BOX;MET,07-A43-088 | BOX;MET,07-A43-088 | BOX;MNFR:METSO,PTNO:07-A43-088 |  | BOX;MET,07-A43-088BOX;MET,07-A43-088 | METSO | 07-A43-088 | [12 empty] | METSO | 07-A43-088 | [18 empty] | URL NOT FOUND | [9 empty] | CLEANSED | 24113100 Boxes |  |  | BOX | NO MODIFIER | TYPE |  | SIZE |  | CAPACITY |  | MATERIAL |  | COLOUR |  | HAZARD CLASS |  | CERTIFICATION/STANDARD | [59 empty] | Production Completed
STP_009 - Lot7 | Data Enrichment | CIR | ok | 10/16/2023 | 19th-oct |  | 1027535 | 1027535 | 1371457 | AU_QM_000195838 |  | ERSA | M | 5100 | 1371457GZPCLNT100 | EA | 3000027 | BOX;MET,07-A43-130 | BOX;MET,07-A43-130 | BOX;MNFR:METSO,PTNO:07-A43-130 |  | BOX;MET,07-A43-130BOX;MET,07-A43-130 | METSO | 07-A43-130 | [12 empty] | METSO | 07-A43-130 | [18 empty] | URL NOT FOUND | [9 empty] | CLEANSED | 24113100 Boxes |  |  | BOX | NO MODIFIER | TYPE |  | SIZE |  | CAPACITY |  | MATERIAL |  | COLOUR |  | HAZARD CLASS |  | CERTIFICATION/STANDARD | [59 empty] | Production Completed
STP_009 - Lot7 | Data Enrichment | CIR | ok | 10/16/2023 | 19th-oct |  | 1099165 | 1099165 | 1381238 | AU_QM_000220831 |  | ERSA | M | 5100 | 1381238GZPCLNT100 | EA | 3000027 | BOX;MET,FABRICATION | BOX;MET,FABRICATION | BOX;MNFR:METSO,PTNO:FABRICATION |  | BOX;MET,FABRICATIONBOX;MET,FABRICATION | METSO | FABRICATION | [12 empty] | METSO | [19 empty] | URL NOT FOUND | [9 empty] | CLEANSED | 24113100 Boxes |  |  | BOX | NO MODIFIER | TYPE | FABRICATION | SIZE |  | CAPACITY |  | MATERIAL |  | COLOUR |  | HAZARD CLASS |  | CERTIFICATION/STANDARD | [59 empty] | Production Completed
STP_009 - Lot7 | Data Enrichment | CIR | ok | 10/16/2023 | 19th-oct |  | 1009267 | 1009267 |  |  |  | ERSA | M | 5000 | 1613103GZPCLNT100 | EA | 3000010 | BOX;SAN,55011282 | CAJA;SAN,55011282 | BOX;MNFR:SANDVIK,PTNO:55011282 | CAJA;MNFR:SANDVIK,PTNO:55011282 |  | SANDVIK | 55011282 | [12 empty] | SANDVIK | 55011282 | [18 empty] | URL NOT FOUND | [9 empty] | CLEANSED | 24113100 Boxes |  |  | BOX | NO MODIFIER | TYPE |  | SIZE |  | CAPACITY |  | MATERIAL |  | COLOUR |  | HAZARD CLASS |  | CERTIFICATION/STANDARD | [59 empty] | Production Completed
STP_009 - Lot7 | Data Enrichment | CIR | ok | 10/16/2023 | 19th-oct |  | 1008560 | 1008560 |  |  |  | ERSA | M | 5000 | 1613353GZPCLNT100 | EA | 3000010 | BOX;SAN,81014899 | CAJA;SAN,81014899 | BOX;MNFR:SANDVIK,PTNO:81014899 | CAJA;MNFR:SANDVIK,PTNO:81014899 |  | SANDVIK | 81014899 | [14 empty] | SANDVIK | 81014899 | [16 empty] | https://shanghaisanto.com/sandvik-spare-parts-list-416/ | [9 empty] | CLEANSED | 24113100 Boxes |  |  | BOX | NO MODIFIER | TYPE |  | SIZE |  | CAPACITY |  | MATERIAL |  | COLOUR |  | HAZARD CLASS |  | CERTIFICATION/STANDARD | [59 empty] | Production Completed
STP_009 - Lot7 | Data Enrichment | CIR | ok | 10/16/2023 | 19th-oct |  | 1098997 | 1098997 | 1387959 | AU_QM_000229180 |  | ERSA | M | 5100 | 1387959GZPCLNT100 | EA | 3000012 | BOX;TOY,617250K020 | BOX;TOY,617250K020 | BOX;MNFR:TOYOTA,PTNO:617250K020 |  | BOX;TOY,617250K020BOX;BEL,617250K020 | TOYOTA | 617250K020 | [14 empty] | TOYOTA | 617250K020 | [16 empty] | https://www.toyotapartsdeal.com/oem/toyota~box~fuel~inlet~no~1~61725-0k020.html | [9 empty] | ENRICHED | 24113100 Boxes | BEL |  | BOX | NO MODIFIER | TYPE | FUEL INLET | SIZE |  | CAPACITY |  | MATERIAL |  | COLOUR |  | HAZARD CLASS |  | CERTIFICATION/STANDARD | [59 empty] | Production Completed
STP_009 - Lot7 | Data Enrichment | CIR | ok | 10/16/2023 | 19th-oct |  | 1098842 | 1098842 | 1393077 | AU_QM_000236440 |  | ERSA | M | 5100 | 1393077GZPCLNT100 | EA | 3000012 | BOX;TOY,7410260110B0 | BOX;TOY,7410260110B0 | BOX;MNFR:TOYOTA,PTNO:7410260110B0 |  | OEM-E-LISTBOX;TOY,7410260110B0 | TOYOTA | 7410260110B0 | [14 empty] | TOYOTA | 7410260110B0 | [16 empty] | https://www.toyotapartsdeal.com/oem/toyota~box~sub~assy~front~ash~receptacle~74102-60110-b0.html | [9 empty] | ENRICHED | 31162800 Miscellaneous hardware |  |  | ASSEMBLY | NO MODIFIER | TYPE | BOX,SUB | [70 empty] | Production Completed
STP_009 - Lot7 | Data Enrichment | CIR | ok | 10/16/2023 | 19th-oct |  | 1099130 | 1099130 | 1382621 | AU_QM_000222776 |  | ERSA | M | 5100 | 1382621GZPCLNT100 | EA | 3000012 | BOX;TOY,7410260111 | BOX;TOY,7410260111 | BOX;MNFR:TOYOTA,PTNO:7410260111 |  | BOX;TOY,7410260111BOX;BEL,7410260111 | TOYOTA | 7410260111 | [12 empty] | TOYOTA | 7410260111 | [18 empty] | URL NOT FOUND | [9 empty] | ENRICHED | 31162800 Miscellaneous hardware | BEL |  | ASSEMBLY | NO MODIFIER | TYPE | BOX,SUB | [70 empty] | Production Completed
STP_009 - Lot7 | Data Enrichment | CIR | ok | 10/16/2023 | 19th-oct |  | 1099131 | 1099131 | 1382582 | AU_QM_000222734 |  | ERSA | M | 5100 | 1382582GZPCLNT100 | EA | 3000012 | BOX;TOY,780380380 | BOX;TOY,780380380 | BOX;MNFR:TOYOTA,PTNO:780380380 |  | BOX;TOY,780380380BOX;BEL,780380380 | TOYOTA | 780380380 | [12 empty] | TOYOTA | 780380380 | [18 empty] | URL NOT FOUND | [9 empty] | CLEANSED | 24113100 Boxes | BEL |  | BOX | NO MODIFIER | TYPE |  | SIZE |  | CAPACITY |  | MATERIAL |  | COLOUR |  | HAZARD CLASS |  | CERTIFICATION/STANDARD | [59 empty] | Production Completed
STP_009 - Lot7 | Data Enrichment | CIR | ok | 10/16/2023 | 20th-oct |  | 1204738 | 1204738 |  |  |  | ERSA | M | 1600 | 626516MRM | EA |  | DISTRIBUTION BOX:NON TEE OFF;4 X 150A OU | DISTRIBUTION BOX:NON TEE OFF;4 X 150A OU | DISTRIBUTION BOX:NON TEE OFF;4 X 150A OUT;3 X 300A OUT;VACUUM CONTACTORS <(>&<)> Q/R RECEPTACLES;SPECIFICATION SP-1618-004 | [17 empty] | SP-1618-004 | [18 empty] | URL NOT FOUND | [9 empty] | CLEANSED | 39121100 Distribution and control centers and accessories | NON TEE OFF,4X150A OUT,3X300A OUT,VACUUM CONTACTORS Q/R RECEPTACLES |  | BOX | DISTRIBUTION | HUB SIZE |  | NUMBER OF HUBS |  | MATERIAL |  | SIZE |  | NUMBER OF BUS BAR |  | BUS BAR SIZE |  | ENCLOSURE RATING |  | HAZARD CLASS |  | CERTIFICATION/STANDARD | [55 empty] | Production Completed
STP_009 - Lot7 | Data Enrichment | CIR | ok | 10/16/2023 | 20th-oct |  | 1204737 | 1204737 |  |  |  | ERSA | M | 1600 | 626511MRM | EA |  | DISTRIBUTION BOX:TEE OFF;4 X 150A OUT;3 | DISTRIBUTION BOX:TEE OFF;4 X 150A OUT;3 | DISTRIBUTION BOX:TEE OFF;4 X 150A OUT;3 X 300A OUT;VACUUM CONTACTORS <(>&<)> Q/R RECEPTACLES;SPECIFICATION SP-1618-003 | [17 empty] | SP-1618-003 | [18 empty] | URL NOT FOUND | [9 empty] | CLEANSED | 39121100 Distribution and control centers and accessories | TEE OFF,4X150A OUT,3 X 300A OUT,VACUUM CONTACTORS Q/R RECEPTACLES |  | BOX | DISTRIBUTION | HUB SIZE |  | NUMBER OF HUBS |  | MATERIAL |  | SIZE |  | NUMBER OF BUS BAR |  | BUS BAR SIZE |  | ENCLOSURE RATING |  | HAZARD CLASS |  | CERTIFICATION/STANDARD | [55 empty] | Production Completed
STP_009 - Lot7 | Data Enrichment | CIR | ok | 10/16/2023 | 19th-oct |  | 1000277 | 1000277 |  |  |  | ERSA | M | 5000 | 1602301GZPCLNT100 | EA | 3000010 | BOX;SAN,BG00913917 | CAJA;SAN,BG00913917 | BOX;MNFR:SANDVIK,PTNO:BG00913917 | CAJA;MNFR:SANDVIK,PTNO:BG00913917 |  | SANDVIK | BG00913917 | 1068336 @@ SANDVIK MINING & CONSTRUCTION | BG00913917 | [10 empty] | SANDVIK | BG00913917 | [18 empty] | URL NOT FOUND | [9 empty] | CLEANSED | 24113100 Boxes |  |  | BOX | NO MODIFIER | TYPE |  | SIZE |  | CAPACITY |  | MATERIAL |  | COLOUR |  | HAZARD CLASS |  | CERTIFICATION/STANDARD | [59 empty] | Production Completed
STP_009 - Lot7 | Data Enrichment | CIR | ok | 10/16/2023 | 19th-oct |  | 1001048 | 1001048 |  |  |  | ERSA | M | 5000 | 1590190GZPCLNT100 | EA | 3000010 | BOX;SAN,10614851 | CAJA;SAN,10614851 | BOX;MNFR:SANDVIK,PTNO:10614851 | CAJA;MNFR:SANDVIK,PTNO:10614851 |  | SANDVIK | 10614851 | 1068336 @@ SANDVIK MINING & CONSTRUCTION | 10614851 | [12 empty] | SANDVIK | 10614851 | [16 empty] | https://www.rockser.com.tr/export/1-export-import.html | [9 empty] | CLEANSED | 39121303 Electrical boxes |  |  | BOX | TERMINAL | TYPE |  | HUB SIZE |  | NUMBER OF HUBS |  | MATERIAL |  | SIZE |  | NUMBER OF BUS BAR |  | BUS BAR SIZE |  | TERMINAL SIZE |  | VOLTAGE RATING |  | CURRENT RATING |  | ENCLOSURE RATING |  | HAZARD CLASS |  | CERTIFICATION/STANDARD | [47 empty] | Production Completed
STP_009 - Lot7 | Data Enrichment | CIR | ok | 10/16/2023 | 19th-oct |  | 1010699 | 1010699 |  |  |  | ERSA | M | 1600 | 1610312GZPCLNT100 | EA | 3000010 | BOX;SAN,BG00613360,BREAKOUT | CAJA;SAN,BG00613360 | BOX;MNFR:SANDVIK,PTNO:BG00613360,ADDITIONAL FEATURES EN:BREAKOUT | CAJA;MNFR:SANDVIK,PTNO:BG00613360 |  | SANDVIK | BG00613360 | 1068336 @@ SANDVIK MINING & CONSTRUCTION | BG00613360 | [12 empty] | SANDVIK | BG00613360 | [16 empty] | https://shanghaisanto.com/sandvik-spare-parts-list-630/ | [9 empty] | CLEANSED | 24113100 Boxes |  |  | BOX | NO MODIFIER | TYPE | BREAKOUT | SIZE |  | CAPACITY |  | MATERIAL |  | COLOUR |  | HAZARD CLASS |  | CERTIFICATION/STANDARD | [59 empty] | Production Completed
STP_009 - Lot7 | Data Enrichment | CIR | ok | 10/16/2023 | 19th-oct |  | 1011851 | 1011851 |  |  |  | ERSA | M | 5810 | 1614263GZPCLNT100 | EA | 3000027 | BOX;MET,N25450509,BTN | CAJA;MET,N25450509 | BOX;MNFR:METSO,PTNO:N25450509,ADDITIONAL FEATURES EN:BUTTON | CAJA;MNFR:METSO,PTNO:N25450509 |  | METSO | N25450509 | 1068104 @@ METSO OUTOTEC AUSTRALIA LIMITED | N25450509 | [10 empty] | METSO | N25450509 |  |  | METSO OUTOTEC AUSTRALIA LIMITED | [15 empty] | URL NOT FOUND | [9 empty] | CLEANSED | 24113100 Boxes |  |  | BOX | NO MODIFIER | TYPE | BUTTON | SIZE |  | CAPACITY |  | MATERIAL |  | COLOUR |  | HAZARD CLASS |  | CERTIFICATION/STANDARD | [59 empty] | Production Completed
STP_009 - Lot7 | Data Enrichment | CIR | ok | 10/16/2023 | 19th-oct |  | 1012637 | 1012637 |  |  |  | ERSA | M | 1600 | 1615628GZPCLNT100 | EA | 3000032 | BOX;SIE,106260674,JNCTN,CROSSARM S,1 WAY | CAJA;SIE,106260674 | BOX;MNFR:SIEMENS,PTNO:106260674,ADDITIONAL FEATURES EN:JUNCTION,CROSSARM S,1 WAY, 2 LIGHT, 140/114MM OD MAST | CAJA;MNFR:SIEMENS,PTNO:106260674 |  | SIEMENS | 106260674 | 1068181 @@ CNW (MOUNT ISA) ELECT WHOLESALER | SIE106260674 | [10 empty] | SIEMENS | 106260674 |  |  | CNW (MOUNT ISA) ELECT WHOLESALER | [15 empty] | URL NOT FOUND | [9 empty] | CLEANSED | 39121332 Electrical junction box | 2 LIGHT, 140/114MM OD MAST |  | BOX | JUNCTION | TYPE | CROSSARM S,1 WAY | SIZE |  | MATERIAL |  | HUB SIZE |  | ENCLOSURE RATING |  | MOUNTING TYPE |  | NUMBER OF OUTLETS |  | COLOUR |  | HAZARD CLASS |  | CERTIFICATION/STANDARD | [53 empty] | Production Completed
STP_009 - Lot7 | Data Enrichment | CIR | ok | 10/16/2023 | 20th-oct |  | 1015215 | 1015215 | 1428668 | AU_QM_000530279 |  | ERSA | M | 5620 | 1428668GZPCLNT100 | EA |  | D-FRAME | D-FRAME | STUFFING BOX: D-FRAME FOR 3/2\" D-HH AND 6/4\" WARMAN PUMPS 27% CHROME TO AS 2027 TO DRAWING REVISION \"D\" |  | STUFFING BOX: D-FRAME |  |  | 1068164 @@ BRADKEN RESOURCES PTY LIMITED | 1428668 | 1068226 @@ BRADKEN RESOURCES PTY LIMITED | 1428668 | 1068221 @@ BRADKEN RESOURCES PTY LIMITED | 1428668 | [6 empty] | BRADKEN RESOURCES PTY LIMITED | 1428668 | [18 empty] | URL NOT FOUND | [7 empty] | REV D |  | CLEANSED | 31181704 Stuffing box | FOR 3/2 IN D-HH AND 6/4 IN,WARMAN PUMPS 27% CHROME |  | BOX | STUFFING | TYPE | D-FRAME | SHAFT DIAMETER |  | INSIDE DIAMETER |  | OUTSIDE DIAMETER |  | DEPTH |  | MATERIAL |  | HAZARD CLASS |  | CERTIFICATION/STANDARD | [57 empty] | Production Completed
STP_009 - Lot7 | Data Enrichment | CIR | ok | 10/16/2023 | 20th-oct |  | 1015887 | 1015887 |  |  |  | ERSA | M | 1600 | 1616786GZPCLNT100 | EA |  | BOX,ELEC;MAIN CONNECTION,SINGLE PHASE | CAJA ELEC; | BOX,ELECTRICAL;TYPE:MAIN CONNECTION,SIZE:,ADDITIONAL FEATURES EN:SINGLE PHASE,UNFUSED,FOR 6-35MM CABLE | CAJA ELECTRICA; |  |  |  | 1068740 @@ METAL MANUFACTURES PTY LTD | RNJMCB1/2HAE | [10 empty] | METAL MANUFACTURES PTY LTD |  |  | RNJMCB1/2HAE | [16 empty] | https://www.goelectrical.com.au/rnjmcb1-2f-2hae | [9 empty] | ENRICHED | 39121303 Electrical boxes | SINGLE PHASE,UNFUSED,FOR 6 TO 35 MM CABLE |  | BOX | ELECTRICAL | TYPE | MAIN CONNECTION | HUB SIZE |  | NUMBER OF HUBS |  | MATERIAL |  | NUMBER OF GANGS |  | SIZE |  | ENCLOSURE RATING | IP66 | HAZARD CLASS |  | CERTIFICATION/STANDARD | [55 empty] | Production Completed
STP_009 - Lot7 | Data Enrichment | CIR | ok | 10/16/2023 | 19th-oct |  | 1016077 | 1016077 |  |  |  | ERSA | M | 5000 | 1616976GZPCLNT100 | EA | 3000010 | BOX;SAN,BG01436640,KNOWLEDGE | CAJA;SAN,BG01436640 | BOX;MNFR:SANDVIK,PTNO:BG01436640,ADDITIONAL FEATURES EN:KNOWLEDGE | CAJA;MNFR:SANDVIK,PTNO:BG01436640 |  | SANDVIK | BG01436640 | 1068336 @@ SANDVIK MINING & CONSTRUCTION | BG01436640 | [12 empty] | SANDVIK | BG01436640 | [16 empty] | https://www.volza.com/p/sandvik/import/import-in-india/coo-finland/ | [9 empty] | CLEANSED | 24113100 Boxes |  |  | BOX | NO MODIFIER | TYPE | KNOWLEDGE | SIZE |  | CAPACITY |  | MATERIAL |  | COLOUR |  | HAZARD CLASS |  | CERTIFICATION/STANDARD | [59 empty] | Production Completed
STP_009 - Lot7 | Data Enrichment | CIR | ok | 10/16/2023 | 20th-oct |  | 1016879 | 1016879 | 1274260 | AU_QM_000132533 |  | ERSA | M | 3000 | 1274260GZPCLNT100 | EA | 3000035 | BOX,STFFG;WAR,CAM078HS1D21,330-PMP-3002 | RELLENO CAJA;WAR,CAM078HS1D21 | BOX,STUFFING;MNFR:WARMAN,PTNO:CAM078HS1D21,ADDITIONAL FEATURES EN:330-PMP-3002 | RELLENO CAJA;MNFR:WARMAN,PTNO:CAM078HS1D21,CARACTERISTICAS ADICIONALES ES:330-PMP-3002 | STUFFING BOX: STUFFING BOX;;4/3C-AH PUMP; | WARMAN | CAM078HS1D21 | 1068227 @@ WEIR MINERALS AUSTRALIA LTD | CAM078HS1D21 | [12 empty] | WARMAN | CAM078HS1D21 | WEIR MINERALS AUSTRALIA LTD |  |  | 330-PMP-3002 | [12 empty] | https://www.slurrypumpsupply.com/news/slurry-pump-stuffing-box-warman-replacements.html |  |  | PUMP | WARMAN | 4/3C-AH |  |  |  |  | CLEANSED | 31181704 Stuffing box |  |  | BOX | STUFFING | TYPE |  | SHAFT DIAMETER |  | INSIDE DIAMETER |  | OUTSIDE DIAMETER |  | DEPTH |  | MATERIAL |  | HAZARD CLASS |  | CERTIFICATION/STANDARD | [57 empty] | Production Completed
STP_009 - Lot7 | Data Enrichment | CIR | ok | 10/16/2023 | 19th-oct |  | 1017347 | 1017347 |  |  |  | ERSA | M | 3760 | 1294581GZPCLNT100 | EA | 3000013 | BOX;VOL,VOE11170016,FU | BOX;VOL,VOE11170016,FU | BOX;MNFR:VOLVO,PTNO:VOE11170016,ADDITIONAL FEATURES EN:FUSE |  |  | VOLVO | VOE11170016 | 1068317 @@ SMH EQUIPMENT PTY LTD | VOE11170016 | [12 empty] | VOLVO | VOE11170016 | SMH EQUIPMENT PTY LTD | [15 empty] | https://spare.avspart.com/spare/volvo.heavy/voe11170016/ | [9 empty] | CLEANSED | 39121600 Circuit protection devices and accessories |  |  | FUSE BOX | NO MODIFIER | STYLE |  | MOUNTING TYPE |  | MATERIAL |  | CABLE ENTRANCE DIAMETER |  | SIZE |  | HAZARD CLASS |  | CERTIFICATION/STANDARD | [59 empty] | Production Completed
STP_009 - Lot7 | Data Enrichment | CIR | ok | 10/16/2023 | 20th-oct |  | 1032325 | 1032325 |  |  |  | ERSA | M | 5000 | 1535570GZPCLNT100 | EA | 3000001 | BOX,DISTR;EPI,5590023475 | BOX,DISTR;EPI,5590023475 | BOX,DISTR;MNFR:EPIROC,PTNO:5590023475 |  |  | EPIROC | 5590023475 | 1068108 @@ EPIROC AUSTRALIA PTY LTD | 5590023475 | [10 empty] | EPIROC | 5590023475 | [18 empty] | URL NOT FOUND | [9 empty] | CLEANSED | 39121100 Distribution and control centers and accessories |  |  | BOX | DISTRIBUTION | HUB SIZE |  | NUMBER OF HUBS |  | MATERIAL |  | SIZE |  | NUMBER OF BUS BAR |  | BUS BAR SIZE |  | ENCLOSURE RATING |  | HAZARD CLASS |  | CERTIFICATION/STANDARD | [55 empty] | Production Completed
STP_009 - Lot7 | Data Enrichment | CIR | ok | 10/16/2023 | 19th-oct |  | 1050123 | 1050123 |  |  |  | ERSA | M | 1830 | 1607806GZPCLNT100 | EA |  | BOX;STOR,440X690X380 MM,WATER TANK | CAJA; | BOX;TYPE:STORAGE,SIZE:440X690X380 MM,ADDITIONAL FEATURES EN:WATER TANK,SUIT:DHW080 | CAJA; |  |  |  | 1068254 @@ MOUNT ISA MINING SUPPLIES P/L | 127104-4 | [10 empty] | MOUNT ISA MINING SUPPLIES P/L |  | MAKITA | 127104-4 | [16 empty] | https://ultimamac.com/Cleaning-Equipments-Spares/Makita/Pressure-Washers-Spares/DHW080-2004/STORAGE-BOX-ASSEMBLY-585358 |  |  | CORDLESS HIGH PRESSURE WASHER |  | DHW080 |  |  |  |  | ENRICHED | 24113100 Boxes |  |  | BOX | NO MODIFIER | TYPE | WATER TANK STORAGE | SIZE | 440X690X380 MM | CAPACITY |  | MATERIAL |  | COLOUR |  | HAZARD CLASS |  | CERTIFICATION/STANDARD | [59 empty] | Production Completed
STP_009 - Lot7 | Data Enrichment | CIR | ok | 10/16/2023 | 20th-oct |  | 1050238 | 1050238 |  |  |  | ERSA | M | 2240 | 1608386GZPCLNT100 | EA |  | BOX;DURA VALVE,12X17X12 IN,GREEN | CAJA; | BOX;TYPE:DURA VALVE,SIZE:12X17X12 IN,COLOUR:GREEN | CAJA; |  |  |  | 1068155 @@ REECE PTY LTD | 1530238 | [12 empty] | REECE PTY LTD | 1530238 | [16 empty] | https://www.reece.com.au/product/dura-valve-box-12-x-17-x-12-green-1530238 | [9 empty] | CLEANSED | 31181704 Stuffing box | COLOR:GREEN |  | BOX | STUFFING | TYPE | DURA VALVE | SHAFT DIAMETER |  | INSIDE DIAMETER | 12 IN | OUTSIDE DIAMETER | 17 IN | DEPTH | 12 IN | MATERIAL |  | HAZARD CLASS |  | CERTIFICATION/STANDARD | [57 empty] | Production Completed
STP_009 - Lot7 | Data Enrichment | CIR | ok | 10/16/2023 | 20th-oct |  | 1050260 | 1050260 |  |  |  | ERSA | M | 2240 | 1608408GZPCLNT100 | EA |  | BOX;RESIDENTIAL VALVE,150 MM,RND,SQUAT | CAJA; | BOX;TYPE:RESIDENTIAL VALVE,SIZE:150 MM,ADDITIONAL FEATURES EN:ROUND,SQUAT | CAJA; |  |  |  | 1068155 @@ REECE PTY LTD | 1530270 | [10 empty] | REECE PTY LTD | 1530270 | [18 empty] | URL NOT FOUND | [9 empty] | CLEANSED | 31181704 Stuffing box | ROUND,SQUAT |  | BOX | STUFFING | TYPE | RESIDENTIAL VALVE | SHAFT DIAMETER |  | INSIDE DIAMETER |  | OUTSIDE DIAMETER | 150 MM | DEPTH |  | MATERIAL |  | HAZARD CLASS |  | CERTIFICATION/STANDARD | [57 empty] | Production Completed
STP_009 - Lot7 | Data Enrichment | CIR | ok | 10/16/2023 | 20th-oct |  | 1050359 | 1050359 |  |  |  | ERSA | M | 1600 | 1610098GZPCLNT100 | EA |  | BOX,ELEC;POLYCARBONATE,558X378X180 MM | CAJA ELEC; | BOX,ELECTRICAL;MATERIAL:POLYCARBONATE,SIZE:558X378X180 MM,CERTIFICATION/STANDARD:IP67,ADDITIONAL FEATURES EN:CLOUR:GREY,BRAND: FIBOX,SOLID PC SERIES | CAJA ELECTRICA; |  |  |  | 1068206 @@ RS COMPONENTS PTY LTD | 508-2849 | [12 empty] | FIBOX | PC 5638 18 T | [12 empty] | RS COMPONENTS PTY LTD | 508-2849 |  |  | https://www.fibox.com/products/solid/pc-abs-5638/5330065 | https://in.rsdelivers.com/product/fibox/pc-5638-18-t-enclosure/fibox-solid-pc-series-grey-polycarbonate-enclosure/5082849 | [8 empty] | ENRICHED | 39121303 Electrical boxes | COLOR:GREY,SOLID PC SERIES |  | BOX | ELECTRICAL | TYPE |  | HUB SIZE |  | NUMBER OF HUBS |  | MATERIAL | POLYCARBONATE | NUMBER OF GANGS |  | SIZE | 380 WDX560 HTX180 DP MM | ENCLOSURE RATING | IP67,IP66 | HAZARD CLASS |  | CERTIFICATION/STANDARD | [55 empty] | Production Completed
STP_009 - Lot7 | Data Enrichment | CIR | ok | 10/16/2023 | 19th-oct |  | 1050587 | 1050587 |  |  |  | ERSA | M | 4090 | 1577514GZPCLNT100 | EA |  | BOX;1.340 X 574,OPEN,34 MM PLYWOOD | CAJA; | BOX;SIZE:1.340 X 574,ADDITIONAL FEATURES EN:OPEN,34 MM PLYWOOD | CAJA; |  |  |  | 1068115 @@ ELLIOTT TIMBER SALES PTY LTD | Q-14775 | [10 empty] | ELLIOTT TIMBER SALES PTY LTD | Q-14775 | [18 empty] | URL NOT FOUND | [9 empty] | CLEANSED | 24113100 Boxes | 34 MM PLYWOOD |  | BOX | NO MODIFIER | TYPE | OPEN | SIZE | 1-11/32 INX574 MM | CAPACITY |  | MATERIAL |  | COLOUR |  | HAZARD CLASS |  | CERTIFICATION/STANDARD | [59 empty] | Production Completed
STP_009 - Lot7 | Data Enrichment | CIR | ok | 10/16/2023 | 20th-oct |  | 1050958 | 1050958 |  |  |  | ERSA | M | 1600 | 1578270GZPCLNT100 | EA |  | BOX,JNCTN;PRB,OLE TANK MOUNT | CAJA CONEXNES; | BOX,JUNCTION;SIZE:PROBE,MATERIAL:,ADDITIONAL FEATURES EN:OLE TANK MOUNT | CAJA CONEXIONES; |  |  |  | 1068342 @@ ISADRAULICS | TGE.P.JBOX | [10 empty] | ISADRAULICS | TGE.P.JBOX | [18 empty] | URL NOT FOUND | [9 empty] | CLEANSED | 39121332 Electrical junction box | PROBE,OLE TANK MOUNT |  | BOX | JUNCTION | TYPE |  | SIZE |  | MATERIAL |  | HUB SIZE |  | ENCLOSURE RATING |  | MOUNTING TYPE |  | NUMBER OF OUTLETS |  | COLOUR |  | HAZARD CLASS |  | CERTIFICATION/STANDARD | [53 empty] | Production Completed
STP_009 - Lot7 | Data Enrichment | CIR | ok | 10/16/2023 | 19th-oct |  | 1053522 | 1053522 |  |  |  | ERSA | M | 4055 | 1573779GZPCLNT100 | EA |  | BOX;300 X 280 MM,COMPRTMNT,SET 4 | CAJA; | BOX;SIZE:300 X 280 MM,ADDITIONAL FEATURES EN:COMPARTMENT,SET 4 | CAJA; |  |  |  | 1068206 @@ RS COMPONENTS PTY LTD | 1246593 | [26 empty] | RS COMPONENTS PTY LTD | 1246593 |  |  | https://au.rs-online.com/web/p/compartment-boxes/1246593 | [9 empty] | CLEANSED | 24113100 Boxes | PACKAGE QUANTITY:4/SET |  | BOX | NO MODIFIER | TYPE | COMPARTMENT | SIZE | 300 LGX280 WDX300 HT MM | CAPACITY |  | MATERIAL | TRANSPARENT POLYPROPYLENE | COLOUR | RED,BLACK | HAZARD CLASS |  | CERTIFICATION/STANDARD | [59 empty] | Production Completed
STP_009 - Lot7 | Data Enrichment | CIR | ok | 10/16/2023 | 19th-oct |  | 1053523 | 1053523 |  |  |  | ERSA | M | 4055 | 1573780GZPCLNT100 | EA |  | BOX;240 X 195 X 43 MM,COMPRTMNT,RED | CAJA; | BOX;SIZE:240 X 195 X 43 MM,ADDITIONAL FEATURES EN:COMPARTMENT,RED | CAJA; |  |  |  | 1068206 @@ RS COMPONENTS PTY LTD | 3620017 | [26 empty] | RS COMPONENTS PTY LTD | 3620017 |  |  | URL NOT FOUND | [9 empty] | CLEANSED | 24113100 Boxes |  |  | BOX | NO MODIFIER | TYPE | COMPARTMENT | SIZE | 240X195X43 MM | CAPACITY |  | MATERIAL |  | COLOUR | RED | HAZARD CLASS |  | CERTIFICATION/STANDARD | [59 empty] | Production Completed
STP_009 - Lot7 | Data Enrichment | CIR | ok | 10/16/2023 | 19th-oct |  | 1053524 | 1053524 |  |  |  | ERSA | M | 4055 | 1573781GZPCLNT100 | EA |  | BOX;240 X 195 X 43 MM,COMPRTMNT,GRN | CAJA; | BOX;SIZE:240 X 195 X 43 MM,ADDITIONAL FEATURES EN:COMPARTMENT,GREEN | CAJA; |  |  |  | 1068206 @@ RS COMPONENTS PTY LTD | 3658422 | [26 empty] | RS COMPONENTS PTY LTD | 3658422 |  |  | URL NOT FOUND | [9 empty] | CLEANSED | 24113100 Boxes |  |  | BOX | NO MODIFIER | TYPE | COMPARTMENT | SIZE |  | CAPACITY |  | MATERIAL |  | COLOUR | GREEN | HAZARD CLASS |  | CERTIFICATION/STANDARD | [59 empty] | Production Completed
STP_009 - Lot7 | Data Enrichment | CIR | ok | 10/16/2023 | 19th-oct |  | 1054043 | 1054043 |  |  |  | ERSA | M | 1810 | 1604768GZPCLNT100 | EA |  | BOX;TRCK,1210X600MM,STEEL POWDER COATED | CAJA;,BLANCO | BOX;TYPE:TRUCK,SIZE:1210X600MM,MATERIAL:STEEL POWDER COATED,COLOUR:WHITE,ADDITIONAL FEATURES EN:FULLY WELDED,BRAND:ONE ELEVEN, 2 DRAWER, GAS STRUTS AND 5 POINT WHALE TAIL LOCKING SYSTEM | CAJA;TONO:BLANCO |  |  |  | 1068391 @@ BOSS | BKAT1210WT | [10 empty] | BOSS | BKAT1210WT | ONE ELEVEN | BKAT1210WT | [12 empty] | BLACKWOODS | 08192239 |  |  | https://www.1-11.com.au/bkat1210-steel-truck-box-1210mm-wide | https://www.blackwoods.com.au/tools-hand-measuring-precision/tool-kits-tool-storage/heavy-duty-steel-truck-box-with-2-drawers-one-eleven/box-truck-steel-bkat1210-white-1210mm/p/08192239 | [8 empty] | ENRICHED | 24113100 Boxes | FULLY WELDED,2 DRAWER,GAS STRUTS AND 5 POINT WHALE TAIL LOCKING SYSTEM |  | BOX | NO MODIFIER | TYPE | TRUCK | SIZE | 1210 WDX750 HTX600 DP MM | CAPACITY |  | MATERIAL | STEEL POWDER COATED | COLOUR | WHITE | HAZARD CLASS |  | CERTIFICATION/STANDARD | [59 empty] | Production Completed
STP_009 - Lot7 | Data Enrichment | CIR | ok | 10/16/2023 | 19th-oct |  | 1054536 | 1054536 |  |  |  | ERSA | M | 1600 | 1584442GZPCLNT100 | EA |  | BOX;DECADE,110X75X200 MM,PN:1051,0.01OHM | CAJA; | BOX;TYPE:DECADE,SIZE:110X75X200 MM,ADDITIONAL FEATURES EN:PN:1051,0.01OHM,RESISTOR RESOLUTION | CAJA; |  |  |  | 1068181 @@ CNW (MOUNT ISA) ELECT WHOLESALER | RSC610-297 | [10 empty] | CNW (MOUNT ISA) ELECT WHOLESALER | RSC610-297 | TIME ELECTRONICS | 1051 | [16 empty] | https://www.timeelectronics.com/decade-boxes/1051-8-decade-resistance-box/ | [9 empty] | ENRICHED | 39121303 Electrical boxes | 0.01 OHM,RESISTOR RESOLUTION |  | BOX | TERMINAL | TYPE | DECADE | HUB SIZE |  | NUMBER OF HUBS |  | MATERIAL |  | SIZE | 200 WDX75 HTX110 DP MM | NUMBER OF BUS BAR |  | BUS BAR SIZE |  | TERMINAL SIZE |  | VOLTAGE RATING | 250 VDC | CURRENT RATING | 1:00 | ENCLOSURE RATING |  | HAZARD CLASS |  | CERTIFICATION/STANDARD | [47 empty] | Production Completed
STP_009 - Lot7 | Data Enrichment | CIR | ok | 10/16/2023 | 20th-oct |  | 1055552 | 1055552 |  |  |  | ERSA | M | 1600 | 1584754GZPCLNT100 | EA |  | BOX,JNCTN;TYPE Y,20MM ID,PVC,GREY | CAJA CONEXNES;TYPE Y | BOX,JUNCTION;TYPE:TYPE Y,SIZE:20MM ID,MATERIAL:PVC,COLOUR:GREY,ADDITIONAL FEATURES EN:3WAY,SHALLOW J,CONDUIT | CAJA CONEXIONES;TIPO:TYPE Y |  |  |  | 1071835 @@ REXEL AUSTRALIA | GNSJTY20 | [10 empty] | REXEL AUSTRALIA | GNSJTY20 |  | JTY-20 | [16 empty] | https://www.rexel.com.au/are/category/Cable-Management/Box-Housing/Box-housing-for-built-in-mounting-in-the-wall-ceiling/20MM-SHALLOW-J-BOX-Y/GNSJTY20/p/14265355 | https://www.cabac.com.au/p/cable-wire-management/conduit-fittings-enclosures/enclosures/jty-20 | [8 empty] | CLEANSED | 39121332 Electrical junction box | TYPE Y |  | BOX | JUNCTION | TYPE | 3-WAY,SHALLOW J,CONDUIT | SIZE | 20 MM ID | MATERIAL | PVC | HUB SIZE |  | ENCLOSURE RATING |  | MOUNTING TYPE |  | NUMBER OF OUTLETS |  | COLOUR | GREY | HAZARD CLASS |  | CERTIFICATION/STANDARD | [53 empty] | Production Completed
STP_009 - Lot7 | Data Enrichment | CIR | ok | 10/16/2023 | 20th-oct |  | 1055553 | 1055553 |  |  |  | ERSA | M | 1600 | 1584755GZPCLNT100 | EA |  | BOX,JNCTN;TYPE Y,25MM ID,PVC,GREY | CAJA CONEXNES;TYPE Y | BOX,JUNCTION;TYPE:TYPE Y,SIZE:25MM ID,MATERIAL:PVC,COLOUR:GREY,ADDITIONAL FEATURES EN:3WAY,SHALLOW J,CONDUIT | CAJA CONEXIONES;TIPO:TYPE Y |  |  |  | 1071835 @@ REXEL AUSTRALIA | GNSJTY25 | [10 empty] | REXEL AUSTRALIA | GNSJTY25 | [18 empty] | URL NOT FOUND | [9 empty] | CLEANSED | 39121332 Electrical junction box | TYPE Y |  | BOX | JUNCTION | TYPE | 3-WAY,SHALLOW J,CONDUIT | SIZE | 25 MM ID | MATERIAL | PVC | HUB SIZE |  | ENCLOSURE RATING |  | MOUNTING TYPE |  | NUMBER OF OUTLETS |  | COLOUR | GREY | HAZARD CLASS |  | CERTIFICATION/STANDARD | [53 empty] | Production Completed
STP_009 - Lot7 | Data Enrichment | CIR | ok | 10/16/2023 | 20th-oct |  | 1056203 | 1056203 |  |  |  | ERSA | M | 4090 | 1604712GZPCLNT100 | EA |  | BOX,ELEC;PIT,HDPE,660LX290WX575D MM,BLK | CAJA ELEC; | BOX,ELECTRICAL;TYPE:PIT,MATERIAL:HDPE,SIZE:660LX290WX575D MM,ADDITIONAL FEATURES EN:BLACK,PLASTIC TYPE 2,RECTANGULAR,BRAND:ACO AUSTRALIA | CAJA ELECTRICA; |  |  |  | 1068181 @@ CNW (MOUNT ISA) ELECT WHOLESALER | ACO75946 | [10 empty] | CNW (MOUNT ISA) ELECT WHOLESALER | ACO75946 | ACO | 75946 | [16 empty] | https://www.acocablemate.com.au/cablemate/spec-info/Cablemate-PE-Type2-Pit.pdf | https://shop.cnw.com.au/cnw/en/AUD/All-Categories/Installation/Pits-and-Pillars/PIT-TYPE-2-HDPE-PLASTIC/p/ACO75946B33 | [8 empty] | CLEANSED | 39121303 Electrical boxes | BLACK,PLASTIC TYPE 2,RECTANGULAR,BRAND:ACO AUSTRALIA |  | BOX | ELECTRICAL | TYPE | PIT | HUB SIZE |  | NUMBER OF HUBS |  | MATERIAL | HDPE | NUMBER OF GANGS |  | SIZE | 660 LGX290 WDX575 DP MM | ENCLOSURE RATING |  | HAZARD CLASS |  | CERTIFICATION/STANDARD | [55 empty] | Production Completed
STP_009 - Lot7 | Data Enrichment | CIR | ok | 10/16/2023 | 20th-oct |  | 1056961 | 1056961 |  |  |  | ERSA | M | 4055 | 1558794GZPCLNT100 | EA |  | BOX,TRANS;TRCK,STL,SB1200,WHT,1200MM | TRANSPORTE CAJAS; | BOX,TRANSPORTATION;ADDITIONAL FEATURES EN:TRUCK,STEEL,SB1200,WHITE,1200MM | TRANSPORTE CAJAS; |  |  |  | 1068652 @@ J BLACKWOOD & SONS | 1558794 | [15 empty] | SB1200 | [10 empty] | J BLACKWOOD & SONS | 1558794 |  |  | URL NOT FOUND | [9 empty] | CLEANSED | 24113100 Boxes |  |  | BOX | TRANSPORTATION | TYPE | TRUCK | SIZE | 1200 MM | CAPACITY |  | MATERIAL | STEEL | COLOUR | WHITE | HAZARD CLASS |  | CERTIFICATION/STANDARD | [59 empty] | Production Completed
STP_009 - Lot7 | Data Enrichment | CIR | ok | 10/16/2023 | 20th-oct |  | 1056962 | 1056962 |  |  |  | ERSA | M | 4055 | 1558795GZPCLNT100 | EA |  | BOX,TRANS;TRCK,FABER,XTREME,DROP 4,1500L | TRANSPORTE CAJAS; | BOX,TRANSPORTATION;ADDITIONAL FEATURES EN:TRUCK,FABER,XTREME,DROP 4,1500L,4DR | TRANSPORTE CAJAS; |  |  |  | 1068652 @@ J BLACKWOOD & SONS | 3249728 | [12 empty] | FABER TOOLBOXES | XTRMDROP4-1500 | [12 empty] | J BLACKWOOD & SONS | 3249728 |  |  | https://fabertoolboxes.com.au/product/xtreme-dropsider-1500mm/ | https://www.blackwoods.com.au/tools-hand-measuring-precision/tool-kits-tool-storage/heavy-duty-truck-box-faber-toolboxes/box-truck-faber-xtreme-drop-4-1500l-4dr/p/03249728 | [8 empty] | ENRICHED | 24113100 Boxes | NUMBER OF DOOR:4 |  | BOX | TRANSPORTATION | TYPE | HEAVY DUTY,TRUCK | SIZE | 1500 LGX600 WDX 900 HT MM | CAPACITY |  | MATERIAL |  | COLOUR | WHITE | HAZARD CLASS |  | CERTIFICATION/STANDARD | [59 empty] | Production Completed
STP_009 - Lot7 | Data Enrichment | CIR | ok | 10/16/2023 | 20th-oct |  | 1057747 | 1057747 |  |  |  | ERSA | M | 4090 | 1615722GZPCLNT100 | EA |  | BOX,FILNG;ARCHIVE,262X391X620 MM,30 KG | CAJA ARCHIVO;ARCHIVO | BOX,FILING;TYPE:ARCHIVE,SIZE:262X391X620 MM,CAPACITY:30 KG,MATERIAL:CORRUGATED FIBERBOARD,ADDITIONAL FEATURES EN:702 EXTRA STRENGTH | CAJA ARCHIVO;TIPO:ARCHIVO |  |  |  | 1068167 @@ WINC AUSTRALIA PTY LTD | 86540515 | [12 empty] | WINC AUSTRALIA PTY LTD | 86540515 | [16 empty] | https://www.winc.com.au/main-catalogue-productdetail/bankers-box-702-extra-strength-box-262h-x-391w-x-620d-mm/86540515?feature=browse&feature_ident=ident%3Abankers-box%7Cposition%3A5 | [9 empty] | CLEANSED | 24113100 Boxes | 702 EXTRA STRENGTH |  | BOX | FILING | TYPE | ARCHIVE | SIZE | 262X391X620 MM | CAPACITY | 30 KG | MATERIAL | CORRUGATED FIBERBOARD | COLOUR |  | HAZARD CLASS |  | CERTIFICATION/STANDARD | [59 empty] | Production Completed
STP_009 - Lot7 | Data Enrichment | CIR | ok | 10/16/2023 | 20th-oct |  | 1058949 | 1058949 |  |  |  | ERSA | M | 5920 | 1586425GZPCLNT100 | EA |  | BOX,ELEC;CTRL | CAJA ELEC; | BOX,ELECTRICAL;TYPE:CONTROL,SIZE: | CAJA ELECTRICA; |  |  |  | 1068125 @@ SMC CORPORATION (AUSTRALIA) PTY LTD | XDY7095 | [10 empty] | SMC CORPORATION (AUSTRALIA) PTY LTD | XDY7095 | [18 empty] | URL NOT FOUND | [9 empty] | CLEANSED | 39121303 Electrical boxes |  |  | BOX | ELECTRICAL | TYPE | CONTROL | HUB SIZE |  | NUMBER OF HUBS |  | MATERIAL |  | NUMBER OF GANGS |  | SIZE |  | ENCLOSURE RATING |  | HAZARD CLASS |  | CERTIFICATION/STANDARD | [55 empty] | Production Completed
STP_009 - Lot7 | Data Enrichment | CIR | ok | 10/16/2023 | 20th-oct |  | 1060291 | 1060291 |  |  |  | ERSA | M | 4090 | 1616507GZPCLNT100 | EA |  | BOX,ELEC;WALL,5,30D ANGLE ADAPTER M32 | CAJA ELEC; | BOX,ELECTRICAL;TYPE:WALL,SIZE:5,ADDITIONAL FEATURES EN:30D ANGLE ADAPTER M32 | CAJA ELECTRICA; |  |  |  | 1068181 @@ CNW (MOUNT ISA) ELECT WHOLESALER | MAR595C3M32 | [10 empty] | CNW (MOUNT ISA) ELECT WHOLESALER | MAR595C3M32 | [18 empty] | URL NOT FOUND | [9 empty] | CLEANSED | 39121303 Electrical boxes | 30 DEG ANGLE ADAPTER M32,MOUNTING TYPE:WALL |  | BOX | ELECTRICAL | TYPE |  | HUB SIZE |  | NUMBER OF HUBS |  | MATERIAL |  | NUMBER OF GANGS |  | SIZE | 5 | ENCLOSURE RATING |  | HAZARD CLASS |  | CERTIFICATION/STANDARD | [55 empty] | Production Completed
STP_009 - Lot7 | Data Enrichment | CIR | ok | 10/16/2023 | 20th-oct |  | 1060498 | 1060498 |  |  |  | ERSA | M | 1600 | 1605027GZPCLNT100 | EA |  | BOX,JNCTN;M25,ZN PLTD STL,3 | CAJA CONEXNES;3 | BOX,JUNCTION;SIZE:M25,MATERIAL:ZINC PLATED STEEL,NUMBER OF OUTLETS:3 | CAJA CONEXIONES;NUMERO SALIDA:3 |  |  |  | 1068181 @@ CNW (MOUNT ISA) ELECT WHOLESALER | FLOJB-M25-3 | [10 empty] | CNW (MOUNT ISA) ELECT WHOLESALER | FLOJB-M25-3 | [18 empty] | URL NOT FOUND | [9 empty] | CLEANSED | 39121332 Electrical junction box |  |  | BOX | JUNCTION | TYPE |  | SIZE |  | MATERIAL | ZINC PLATED STEEL | HUB SIZE | 25 MM | ENCLOSURE RATING |  | MOUNTING TYPE |  | NUMBER OF OUTLETS | 3 | COLOUR |  | HAZARD CLASS |  | CERTIFICATION/STANDARD | [53 empty] | Production Completed
STP_009 - Lot7 | Data Enrichment | CIR | ok | 10/16/2023 | 19th-oct |  | 1062168 | 1062168 |  |  |  | ERSA | M | 1600 | 1587156GZPCLNT100 | EA |  | BOX;COOLING AND PROTECTIVE HOUSINGS | CAJA;ALUMINIO | BOX;TYPE:COOLING AND PROTECTIVE HOUSINGS,SIZE:112 X 70 X 108 MM,MATERIAL:ALUMINUM | CAJA;MATERIAL:ALUMINIO |  |  |  | 1069796 @@ IFM EFECTOR PTY LTD | IFM.E21248 | [12 empty] | IFM | E21248 | [16 empty] | https://www.ifm.com/in/en/product/E21248 | [9 empty] | ENRICHED | 24113100 Boxes | COOLING AND PROTECTIVE HOUSINGS |  | BOX | NO MODIFIER | TYPE | COOLING | SIZE | 112X70X108 MM | CAPACITY |  | MATERIAL | ALUMINUM | COLOUR |  | HAZARD CLASS |  | CERTIFICATION/STANDARD | [59 empty] | Production Completed
STP_009 - Lot7 | Data Enrichment | CIR | ok | 10/16/2023 | 19th-oct |  | 1071140 | 1071140 |  |  |  | ERSA | M | 3750 | 1527052GZPCLNT100 | EA | 3000010 | CABINET;SAN,55010641 | CABINET;SAN,55010641 | BOX;MNFR:SANDVIK,PTNO:55010641 |  |  | SANDVIK | 55010641 | 1070672 @@ SANDVIK AUSTRALIA | 55010641 | 1068336 @@ SANDVIK MINING & CONSTRUCTION | 55010641 | [10 empty] | SANDVIK | DT55010641 | [16 empty] | https://www.aga-parts.com/ru/sandvik/part/dt55010641_metal-box/ | [9 empty] | ENRICHED | 24113100 Boxes |  |  | BOX | NO MODIFIER | TYPE |  | SIZE |  | CAPACITY |  | MATERIAL | METAL | COLOUR |  | HAZARD CLASS |  | CERTIFICATION/STANDARD | [59 empty] | Production Completed
STP_009 - Lot7 | Data Enrichment | CIR | ok | 10/16/2023 | 19th-oct |  | 1076633 | 1076633 |  |  |  | ERSA | M | 1650 | 1048647GZPCLNT100 | EA | 3000012 | BOX;TOY,82610-60060,FU | BOX;TOY,82610-60060,FU | BOX;MNFR:TOYOTA,PTNO:82610-60060,ADDITIONAL FEATURES EN:FUSE |  |  | TOYOTA | 82610-60060 | 1068114 @@ BELL & MOIR - PARTS ORDERS ONLY | 8261060060 | [12 empty] | TOYOTA | 82610-60060 | BELL & MOIR - PARTS ORDERS ONLY | 8261060060 | [14 empty] | http://jp-carparts.com/zh/lexus/part_detail.php?maker=toyota&type=791140&cartype=9&fig=8401&part=4265793 | [9 empty] | ENRICHED | 39121600 Circuit protection devices and accessories |  | BLOCK ASSEMBLY | FUSE BOX | NO MODIFIER | STYLE |  | MOUNTING TYPE |  | MATERIAL |  | CABLE ENTRANCE DIAMETER |  | SIZE |  | HAZARD CLASS |  | CERTIFICATION/STANDARD | [59 empty] | Production Completed
STP_009 - Lot7 | Data Enrichment | CIR | ok | 10/16/2023 | 20th-oct | Processed as per web source,conflict wrt input | 1076796 | 1076796 |  |  |  | ERSA | M | 1600 | 1041445GZPCLNT100 | EA |  | BOX,JNCTN;4 WAY,SZ 2,CCG2 EXD POSIFIT | BOX,JNCTN;4 WAY,SZ 2,CCG2 EXD POSIFIT | BOX,JUNCTION;TYPE:4 WAY,SIZE:SIZE 2,ADDITIONAL FEATURES EN:CCG2 EXD POSIFIT,PTNO:100302 |  |  |  | 100302 | 1068181 @@ CNW (MOUNT ISA) ELECT WHOLESALER | 1041445 | [12 empty] | OILSAFE | 100302 | CNW (MOUNT ISA) ELECT WHOLESALER | 1041445 | [14 empty] | https://www.grainger.com/product/OIL-SAFE-Stretch-Spout-Lid-HDPE-3REG9 | [9 empty] | ENRICHED | 39121332 Electrical junction box | CCG2 EXD POSIFIT |  | LID | NO MODIFIER | TYPE | STRETCH SPOUT | SIZE | 5-51/64 DIAX9-1/4 HT IN | MATERIAL | HDPE | COLOUR | BLUE | HAZARD CLASS |  | CERTIFICATION/STANDARD | [61 empty] | Production Completed
STP_009 - Lot7 | Data Enrichment | CIR | ok | 10/16/2023 | 19th-oct |  | 1077234 | 1077234 |  |  |  | ERSA | M | 1600 | 1209381GZPCLNT100 | EA | 3000000 | BOX;ATL,3217001109,EMRGNCY STOP | BOX;ATL,3217001109,EMRGNCY STOP | BOX;MNFR:ATLAS COPCO,PTNO:3217001109,ADDITIONAL FEATURES EN:EMERGENCY STOP |  |  | ATLAS COPCO | 3217001109 | 1068108 @@ EPIROC AUSTRALIA PTY LTD | 6060012002 | [12 empty] | ATLAS COPCO | 3217001109 | EPIROC AUSTRALIA PTY LTD | 6060012002 | [14 empty] | https://gzbosenjx.en.made-in-china.com/product/gQdYfoUOOxWr/China-Epiroc-BS-Atlas-Copco-BS-Sandvil-BS-for-Gold-Mining-Chine-Briquette-Machine-Stone-Crusher-Price-Mining-Machine-Caterpillarbs-Emergency-Stop-Switch-3217001109.html | [9 empty] | ENRICHED | 39122200 Electrical switches and accessories |  |  | SWITCH | NO MODIFIER | TYPE | EMERGENCY STOP | VOLTAGE RATING |  | CURRENT RATING |  | CONTACT CONFIGURATION |  | NUMBER OF POSITIONS |  | ENCLOSURE |  | MOUNTING TYPE |  | TEMPERATURE RATING |  | ACTION |  | OPERATOR TYPE |  | POWER RATING |  | MATERIAL |  | SIZE |  | HAZARD CLASS |  | CERTIFICATION/STANDARD | [43 empty] | Production Completed
STP_009 - Lot7 | Data Enrichment | CIR | ok | 10/16/2023 | 20th-oct |  | 1077631 | 1077631 | 1194405 | AU_QM_000141119 |  | ERSA | M | 1825 | 1194405GZPCLNT100 | EA | 3000035 | BOX,STFFG;WAR,DAM078HS1D21 | BOX,STFFG;WAR,DAM078HS1D21 | BOX,STUFFING;MNFR:WARMAN,PTNO:DAM078HS1D21 |  | STUFFING BOX: 4D-AHF WARMAN HORIZONTAL FROTH PUMP | WARMAN | DAM078HS1D21 | 1068227 @@ WEIR MINERALS AUSTRALIA LTD | DAM078HS1D21 | [12 empty] | WARMAN | DAM078HS1D21 | WEIR MINERALS AUSTRALIA LTD | [15 empty] | https://www.tobee.store/products/dam078hs1d21-stuffing-box-for-6x4-d-ah-slurry-pump.html |  |  | HORIZONTAL FROTH PUMP | WARMAN | 4D-AHF |  |  |  |  | CLEANSED | 31181704 Stuffing box |  |  | BOX | STUFFING | TYPE |  | SHAFT DIAMETER |  | INSIDE DIAMETER |  | OUTSIDE DIAMETER |  | DEPTH |  | MATERIAL |  | HAZARD CLASS |  | CERTIFICATION/STANDARD | [57 empty] | Production Completed
STP_009 - Lot7 | Data Enrichment | CIR | ok | 10/16/2023 | 20th-oct |  | 1077675 | 1077675 | 1192846 | AU_QM_000140830 |  | ERSA | M | 1825 | 1192846GZPCLNT100 | EA | 3000035 | BOX,STFFG;WAR,EAM078HS1D21 | CAJA; RELLENO, WARMAN, EAM078HS1D21 | BOX,STUFFING;MNFR:WARMAN,PTNO:EAM078HS1D21 | CAJA, RELLENO; MNFR: WARMAN, PTNO: EAM078HS1D21 | STUFFING BOX: 8/6E-AHF WARMAN PUMP | WARMAN | EAM078HS1D21 | 1068227 @@ WEIR MINERALS AUSTRALIA LTD | EAM078HS1D21 | [12 empty] | WARMAN | EAM078HS1D21 | WEIR MINERALS AUSTRALIA LTD | [15 empty] | https://www.tobee.store/products/eam078hs1d21-hi-seal-stuffing-box-for-8x6-ah-pump.html |  |  | PUMP | WARMAN | 8/6E-AHF |  |  |  |  | CLEANSED | 31181704 Stuffing box |  |  | BOX | STUFFING | TYPE |  | SHAFT DIAMETER |  | INSIDE DIAMETER |  | OUTSIDE DIAMETER |  | DEPTH |  | MATERIAL |  | HAZARD CLASS |  | CERTIFICATION/STANDARD | [57 empty] | Production Completed
STP_009 - Lot7 | Data Enrichment | CIR | ok | 10/16/2023 | 19th-oct |  | 1078221 | 1078221 |  |  |  | ERSA | M | 1600 | 1581995GZPCLNT100 | EA | 3000422 | BOX,JNCTN;CNW,CCG065001,SIZE 1 4 X 20MM | CAJA CONEXNES;CNW,CCG065001 | BOX,JUNCTION;MNFR:CNW,PTNO:CCG065001,ADDITIONAL FEATURES EN:SIZE 1 4 X 20MM PFB-1 GREY | CAJA CONEXIONES;MNFR:CNW,PTNO:CCG065001 |  | CNW | CCG065001 | 1068181 @@ CNW (MOUNT ISA) ELECT WHOLESALER | CCG065001 | [10 empty] | CNW | CCG065001 | CCG | 065001 | [16 empty] | http://www.ccgcablegland.co.za/wp-content/uploads/2020/01/0650_Handi_Fit_JB140420.pdf | https://shop.cnw.com.au/cnw/en/AUD/All-Categories/Conduit/Conduit-Fittings/JUNCTION-BOX-SIZE-1-4X20MM-PFB-1-GREY/p/CCG065001C22 | [8 empty] | ENRICHED | 39121332 Electrical junction box | PFB-1 GREY |  | BOX | JUNCTION | TYPE | 4-WAY | SIZE |  | MATERIAL | GLASS REINFORCED POLYESTER | HUB SIZE | 20 MM | ENCLOSURE RATING | IP66/68 | MOUNTING TYPE | DIN RAIL | NUMBER OF OUTLETS |  | COLOUR | BLACK | HAZARD CLASS |  | CERTIFICATION/STANDARD | IEC 62208/62262 | [52 empty] | Production Completed
STP_009 - Lot7 | Data Enrichment | CIR | ok | 10/16/2023 | 19th-oct |  | 1078222 | 1078222 |  |  |  | ERSA | M | 1600 | 1581997GZPCLNT100 | EA | 3000422 | BOX,JNCTN;CNW,CCG065002,SIZE 2 4 X 25MM | CAJA CONEXNES;CNW,CCG065002 | BOX,JUNCTION;MNFR:CNW,PTNO:CCG065002,ADDITIONAL FEATURES EN:SIZE 2 4 X 25MM HFG-2 | CAJA CONEXIONES;MNFR:CNW,PTNO:CCG065002 |  | CNW | CCG065002 | 1068181 @@ CNW (MOUNT ISA) ELECT WHOLESALER | CCG065002 | [10 empty] | CNW | CCG065002 | CCG | 065002 | [16 empty] | http://www.ccgcablegland.co.za/wp-content/uploads/2020/01/0650_Handi_Fit_JB140420.pdf | https://shop.cnw.com.au/cnw/en/AUD/All-Categories/Conduit-%26-Fittings/Steel-Conduit-Fittings/JUNCTION-BOX-SIZE-2-4X25MM-HFG-2/p/CCG065002C22 | [8 empty] | ENRICHED | 39121332 Electrical junction box | HFG-2 |  | BOX | JUNCTION | TYPE | 4-WAY | SIZE |  | MATERIAL | GLASS REINFORCED POLYESTER | HUB SIZE | 25 MM | ENCLOSURE RATING | IP66/68 | MOUNTING TYPE | DIN RAIL | NUMBER OF OUTLETS |  | COLOUR | BLACK | HAZARD CLASS |  | CERTIFICATION/STANDARD | IEC 62208/62262 | [52 empty] | Production Completed
STP_009 - Lot7 | Data Enrichment | CIR | ok | 10/16/2023 | 19th-oct |  | 1078223 | 1078223 |  |  |  | ERSA | M | 1600 | 1581998GZPCLNT100 | EA | 3000422 | BOX,JNCTN;CNW,CCG100202,3 WAY 25MM BOTT | CAJA CONEXNES;CNW,CCG100202 | BOX,JUNCTION;MNFR:CNW,PTNO:CCG100202,ADDITIONAL FEATURES EN:3 WAY 25MM BOTT ENT TERMS | CAJA CONEXIONES;MNFR:CNW,PTNO:CCG100202 |  | CNW | CCG100202 | 1068181 @@ CNW (MOUNT ISA) ELECT WHOLESALER | CCG100202 | [10 empty] | CNW | CCG100202 | CCG | 100202 | [16 empty] | https://www.ccgcablegland.co.za/wp-content/uploads/2020/01/1002B_3Way_Bottom_Entry_Box_HB080323.pdf | https://shop.cnw.com.au/cnw/en/AUD/All-Categories/Conduit/Conduit-Fittings/JUNCTION-BOX-3WAY-25MM-BOTT-ENT-TERMS/p/CCG100202C22 | [8 empty] | ENRICHED | 39121332 Electrical junction box |  |  | BOX | JUNCTION | TYPE | 3-WAY,BOTTOM ENTRY | SIZE |  | MATERIAL | GLASS REINFORCED POLYESTER | HUB SIZE | 25 MM | ENCLOSURE RATING | IP66/68 | MOUNTING TYPE | DIN RAIL | NUMBER OF OUTLETS |  | COLOUR | BLACK | HAZARD CLASS |  | CERTIFICATION/STANDARD | IEC/EN/BS 60079 | [52 empty] | Production Completed
STP_009 - Lot7 | Data Enrichment | CIR | ok | 10/16/2023 | 20th-oct |  | 1084467 | 1084467 |  |  |  | ERSA | M | 1600 | 1578932GZPCLNT100 | EA | 3000422 | BOX,DISTR;CNW,B-RQ12,METERBOX Q HZN 48P | DISTRIB CAJA;CNW,B-RQ12 | BOX,DISTRIBUTION;MNFR:CNW,PTNO:B-RQ12,ADDITIONAL FEATURES EN:METERBOX Q HZN 48P DIN 2MTRE MEN&RCCB BAR | DISTRIBUCION CAJA;MNFR:CNW,PTNO:B-RQ12 |  | CNW | B-RQ12 | 1068181 @@ CNW (MOUNT ISA) ELECT WHOLESALER | B-RQ12 | [10 empty] | CNW | B-RQ12 | [18 empty] | URL NOT FOUND | [9 empty] | CLEANSED | 39121100 Distribution and control centers and accessories | METERBOX Q HZN 48P DIN 2MTRE MEN AND RCCB BAR |  | BOX | DISTRIBUTION | HUB SIZE |  | NUMBER OF HUBS |  | MATERIAL |  | SIZE |  | NUMBER OF BUS BAR |  | BUS BAR SIZE |  | ENCLOSURE RATING |  | HAZARD CLASS |  | CERTIFICATION/STANDARD | [55 empty] | Production Completed
STP_009 - Lot7 | Data Enrichment | CIR | ok | 10/16/2023 | 19th-oct |  | 1084480 | 1084480 |  |  |  | ERSA | M | 1600 | 1580232GZPCLNT100 | EA | 3000422 | BOX,JNCTN;CNW,CLI554C4WE,CLIP ON LID | CAJA CONEXNES;CNW,CLI554C4WE | BOX,JUNCTION;MNFR:CNW,PTNO:CLI554C4WE,ADDITIONAL FEATURES EN:CLIP ON LID & CONNS 1ETH&3ACT | CAJA CONEXIONES;MNFR:CNW,PTNO:CLI554C4WE |  | CNW | CLI554C4WE | 1068181 @@ CNW (MOUNT ISA) ELECT WHOLESALER | CLI554C4WE | [10 empty] | CNW | CLI554C4WE | CLIPSAL | 554C4-WE | [16 empty] | https://www.clipsal.com/products/detail?CatNo=554C4&itemno=554C4-WE&tab-document-1=0 | https://shop.cnw.com.au/cnw/en/AUD/All-Categories/Switches-and-Sockets/Junction-Box/JUNCTION-BOX-CLIP-LID-%26-CONNS%281ETH%263ACT%29/p/CLI554C4WEH18 | [8 empty] | ENRICHED | 39121332 Electrical junction box | C/W CLIP ON LID,1 EARTH AND 3 ACTIVE LOOSE CONNECTORS |  | BOX | JUNCTION | TYPE |  | SIZE | 45 WDX86 HTX58 DP MM | MATERIAL | PVC | HUB SIZE |  | ENCLOSURE RATING |  | MOUNTING TYPE |  | NUMBER OF OUTLETS |  | COLOUR | WHITE | HAZARD CLASS |  | CERTIFICATION/STANDARD | [53 empty] | Production Completed
STP_009 - Lot7 | Data Enrichment | CIR | ok | 10/16/2023 | 20th-oct |  | 1085097 | 1085097 |  |  |  | ERSA | M | 1600 | 1581300GZPCLNT100 | EA | 3000422 | BOX,ELEC;CNW,BONEARTHBOX | CAJA ELEC;CNW,BONEARTHBOX | BOX,ELECTRICAL;MNFR:CNW,PTNO:BONEARTHBOX | CAJA ELECTRICA;MNFR:CNW,PTNO:BONEARTHBOX |  | CNW | BONEARTHBOX | 1068181 @@ CNW (MOUNT ISA) ELECT WHOLESALER | BONEARTHBOX | [10 empty] | CNW | BONEARTHBOX | [18 empty] | URL NOT FOUND | [9 empty] | CLEANSED | 39121303 Electrical boxes |  |  | BOX | ELECTRICAL | TYPE |  | HUB SIZE |  | NUMBER OF HUBS |  | MATERIAL |  | NUMBER OF GANGS |  | SIZE |  | ENCLOSURE RATING |  | HAZARD CLASS |  | CERTIFICATION/STANDARD | [55 empty] | Production Completed
STP_009 - Lot7 | Data Enrichment | CIR | ok | 10/16/2023 | 19th-oct |  | 1085204 | 1085204 |  |  |  | ERSA | M | 1600 | 1577025GZPCLNT100 | EA | 3000422 | BOX,JNCTN;CNW,CLI554J4WE,SCRW LID,CONNS | CAJA CONEXNES;CNW,CLI554J4WE | BOX,JUNCTION;MNFR:CNW,PTNO:CLI554J4WE,ADDITIONAL FEATURES EN:SCRW LID,CONNS 1ETH/3ACT | CAJA CONEXIONES;MNFR:CNW,PTNO:CLI554J4WE |  | CNW | CLI554J4WE | 1068181 @@ CNW (MOUNT ISA) ELECT WHOLESALER | CLI554J4WE | [10 empty] | CNW | CLI554J4WE | CLIPSAL | 554J4-WE | [16 empty] | https://www.clipsal.com/products/detail?CatNo=554J4&itemno=554J4-WE | https://shop.cnw.com.au/medias/CLI554J4WE.pdf?context=bWFzdGVyfHJvb3R8NDkxNjR8YXBwbGljYXRpb24vcGRmfGhjNy9oOWQvOTkwOTI0MTc3NDExMC9DTEk1NTRKNFdFLnBkZnxjMjJkN2M2YmQ2ZWJmMDAwM2JiNGE0YjU0YjNhMjViNDUwN2U0YzI4ZDY2Mjc1Y2IwM2MzOTRkOWQzZmNkNjQ3 | [8 empty] | ENRICHED | 39121332 Electrical junction box | C/W SCREW LID,1 EARTH AND 3 ACTIVE LOOSE CONNECTORS |  | BOX | JUNCTION | TYPE |  | SIZE | 45 WDX86 HTX58 DP MM | MATERIAL | PLASTIC | HUB SIZE |  | ENCLOSURE RATING |  | MOUNTING TYPE |  | NUMBER OF OUTLETS |  | COLOUR |  | HAZARD CLASS |  | CERTIFICATION/STANDARD | [53 empty] | Production Completed
STP_009 - Lot7 | Data Enrichment | CIR | ok | 10/16/2023 | 19th-oct |  | 1085399 | 1085399 |  |  |  | ERSA | M | 5000 | 1579695GZPCLNT100 | EA | 3000010 | BOX,JNCTN;SAN,55076455,ASSY | CAJA CONEXNES;SAN,55076455 | BOX,JUNCTION;MNFR:SANDVIK,PTNO:55076455,ADDITIONAL FEATURES EN:ASSEMBLY | CAJA CONEXIONES;MNFR:SANDVIK,PTNO:55076455 |  | SANDVIK | 55076455 | 1068089 @@ SANDVIK MINING & CONSTRUCTION | 55076455 | 1068336 @@ SANDVIK MINING & CONSTRUCTION | 55076455 | [8 empty] | SANDVIK | 55076455 | ASSEMBLY | [17 empty] | https://www.rockser.com.tr/export/4 | [9 empty] | CLEANSED | 39121332 Electrical junction box |  |  | BOX | JUNCTION | TYPE |  | SIZE |  | MATERIAL |  | HUB SIZE |  | ENCLOSURE RATING |  | MOUNTING TYPE |  | NUMBER OF OUTLETS |  | COLOUR |  | HAZARD CLASS |  | CERTIFICATION/STANDARD | [53 empty] | Production Completed
STP_009 - Lot7 | Data Enrichment | CIR | ok | 10/16/2023 | 20th-oct |  | 1085899 | 1085899 |  |  |  | ERSA | M | 1600 | 1583136GZPCLNT100 | EA | 3000422 | BOX,JNCTN;CNW,LNL-JUNCTION BOX,BRASS PLT | CAJA CONEXNES;CNW,LNL-JUNCTION BOX | BOX,JUNCTION;MNFR:CNW,PTNO:LNL-JUNCTION BOX,ADDITIONAL FEATURES EN:BRASS PLT WITH LNL SOCKET OUTLET | CAJA CONEXIONES;MNFR:CNW,PTNO:LNL-JUNCTION BOX |  | CNW | LNL-JUNCTION BOX | 1068181 @@ CNW (MOUNT ISA) ELECT WHOLESALER | LNL-JUNCTION BOX | [10 empty] | CNW | LNL-JUNCTION BOX | [18 empty] | URL NOT FOUND | [9 empty] | CLEANSED | 39121332 Electrical junction box |  |  | BOX | JUNCTION | TYPE |  | SIZE |  | MATERIAL |  | HUB SIZE |  | ENCLOSURE RATING |  | MOUNTING TYPE |  | NUMBER OF OUTLETS |  | COLOUR |  | HAZARD CLASS |  | CERTIFICATION/STANDARD | [53 empty] | Production Completed
STP_009 - Lot7 | Data Enrichment | CIR | ok | 10/16/2023 | 19th-oct |  | 1088062 | 1088062 |  |  |  | ERSA | M | 1600 | 1560177GZPCLNT100 | EA | 3000422 | BOX,JNCTN;CNW,CLI255GY,MNTG,PVC,W/PROOF | CAJA CONEXNES;CNW,CLI255GY | BOX,JUNCTION;MNFR:CNW,PTNO:CLI255GY,ADDITIONAL FEATURES EN:MOUNTING,PVC,W/PROOF,W/CLEAR LID | CAJA CONEXIONES;MNFR:CNW,PTNO:CLI255GY |  | CNW | CLI255GY | 1068181 @@ CNW (MOUNT ISA) ELECT WHOLESALER | CLI255GY | [10 empty] | CNW | CLI255GY | CLIPSAL | 255-GY | [16 empty] | https://www.clipsal.com/products/detail?CatNo=255&itemno=255-GY&tab-document-1=0 | https://shop.cnw.com.au/cnw/en/AUD/All-Categories/Switches-and-Sockets/Switch-Accessories/MOUNTING-BOX-PVC-WEATHERPROOF-CLR-LID/p/CLI255GYH19 | [8 empty] | ENRICHED | 39121332 Electrical junction box | C/W WEATHERPROOF,CLEAR LID |  | BOX | JUNCTION | TYPE |  | SIZE | 137 WDX110 HTX77 DP MM | MATERIAL | PVC | HUB SIZE |  | ENCLOSURE RATING |  | MOUNTING TYPE | SURFACE | NUMBER OF OUTLETS |  | COLOUR |  | HAZARD CLASS |  | CERTIFICATION/STANDARD | [53 empty] | Production Completed
STP_009 - Lot7 | Data Enrichment | CIR | ok | 10/16/2023 | 20th-oct |  | 1103305 | 1103305 |  |  |  | ERSA | M | 1600 | 1570958GZPCLNT100 | EA | 3000422 | BOX,JNCTN;CNW,CLI240/25/1GY | CAJA CONEXNES;CNW,CLI240/25/1GY | BOX,JUNCTION;MNFR:CNW,PTNO:CLI240/25/1GY | CAJA CONEXIONES;MNFR:CNW,PTNO:CLI240/25/1GY |  | CNW | CLI240/25/1GY | 1068181 @@ CNW (MOUNT ISA) ELECT WHOLESALER | CLI240/25/1GY | [10 empty] | CNW | CLI240/25/1GY | CLIPSAL | 240/25/1GY | [16 empty] | https://www.clipsal.com/products/detail?CatNo=240/25/1&itemno=240/25/1-GY | https://shop.cnw.com.au/cnw/en/AUD/All-Categories/Conduit/Conduit-Junction-Box/JUNCTION-BOX-ROUND-1WAY-25MM-GREY/p/CLI240=25=1GYC20 | [8 empty] | ENRICHED | 39121332 Electrical junction box |  | SHALLOW CONDUIT | BOX | JUNCTION | TYPE | 1-WAY,ROUND | SIZE | 66 WDX42 DP MM | MATERIAL | PVC | HUB SIZE |  | ENCLOSURE RATING |  | MOUNTING TYPE | SURFACE | NUMBER OF OUTLETS |  | COLOUR | GREY | HAZARD CLASS |  | CERTIFICATION/STANDARD | [53 empty] | Production Completed
STP_009 - Lot7 | Data Enrichment | CIR | ok | 10/16/2023 | 19th-oct |  | 1103519 | 1103519 |  |  |  | ERSA | M | 5930 | 1570697GZPCLNT100 | EA |  | BOX;1145X560X530MM,ICE,TRPCL,160L | CAJA; | BOX;SIZE:1145X560X530MM,ADDITIONAL FEATURES EN:ICE,TROPICAL,160L | CAJA; |  |  |  | 1068256 @@ TOOL 'N' TACKLE | T160 | [10 empty] | TOOL 'N' TACKLE | T160 | [18 empty] | URL NOT FOUND | [9 empty] | CLEANSED | 24113100 Boxes |  |  | BOX | NO MODIFIER | TYPE | ICE,TROPICAL | SIZE | 1145X560X530 MM | CAPACITY | 160 L | MATERIAL |  | COLOUR |  | HAZARD CLASS |  | CERTIFICATION/STANDARD | [59 empty] | Production Completed
STP_009 - Lot7 | Data Enrichment | CIR | ok | 10/16/2023 | 20th-oct |  | 1103693 | 1103693 |  |  |  | ERSA | M | 5000 | 1570507GZPCLNT100 | EA | 1068410 | BOX,JNCTN;MTC,MT5112003916JB,A51 | CAJA CONEXNES;EPI,MT5112003916JB | BOX,JUNCTION;MNFR:EPIROC,PTNO:MT5112003916JB,ADDITIONAL FEATURES EN:A51 | CAJA CONEXIONES;MNFR:EPIROC,PTNO:MT5112003916JB |  | MAINTENANCE TECHNIQUE PTY LTD | MT5112003916JB | 1068410 @@ MAINTENANCE TECHNIQUE PTY LTD | MT5112003916JB | [10 empty] | MAINTENANCE TECHNIQUE PTY LTD | MT5112003916JB |  |  | EPIROC | [15 empty] | URL NOT FOUND | [9 empty] | CLEANSED | 39121332 Electrical junction box | A51 |  | BOX | JUNCTION | TYPE |  | SIZE |  | MATERIAL |  | HUB SIZE |  | ENCLOSURE RATING |  | MOUNTING TYPE |  | NUMBER OF OUTLETS |  | COLOUR |  | HAZARD CLASS |  | CERTIFICATION/STANDARD | [53 empty] | Production Completed
STP_009 - Lot7 | Data Enrichment | CIR | ok | 10/16/2023 | 20th-oct |  | 1103711 | 1103711 |  |  |  | ERSA | M | 1600 | 1570489GZPCLNT100 | EA | 3000422 | BOX,ELEC;CNW,OBOTOE15207G,ADAPTABLE,T100 | CAJA ELEC;CNW,OBOTOE15207G | BOX,ELECTRICAL;MNFR:CNW,PTNO:OBOTOE15207G,ADDITIONAL FEATURES EN:ADAPTABLE,T100,150X116X67 | CAJA ELECTRICA;MNFR:CNW,PTNO:OBOTOE15207G |  | CNW | OBOTOE15207G | 1068181 @@ CNW (MOUNT ISA) ELECT WHOLESALER | OBOTOE15207G | [10 empty] | CNW | OBOTOE15207G |  |  | CNW (MOUNT ISA) ELECT WHOLESALER | OBOTOE15207G | [14 empty] | URL NOT FOUND | [9 empty] | CLEANSED | 39121303 Electrical boxes |  |  | BOX | ELECTRICAL | TYPE | ADAPTABLE,T100 | HUB SIZE |  | NUMBER OF HUBS |  | MATERIAL |  | NUMBER OF GANGS |  | SIZE | 150X116X67 MM | ENCLOSURE RATING |  | HAZARD CLASS |  | CERTIFICATION/STANDARD | [55 empty] | Production Completed
STP_009 - Lot7 | Data Enrichment | CIR | ok | 10/16/2023 | 20th-oct |  | 1104524 | 1104524 |  |  |  | ERSA | M | 1600 | 1508161GZPCLNT100 | EA |  | BOX,JNCTN;ALUMINIUM BOX,125 MM,ALN121208 | BOX,JNCTN;ALUMINIUM BOX,125 MM,ALN121208 | BOX,JNCTN;ADDITIONAL FEATURES:ALUMINIUM BOX,125 MM,ALN121208 |  |  |  |  | 1068181 @@ CNW (MOUNT ISA) ELECT WHOLESALER | ALN121208 | [10 empty] | CNW (MOUNT ISA) ELECT WHOLESALER | ALN121208 | FIBOX | ALN 121208 | [16 empty] | https://www.fibox.com/products/alun/alu-1212/7811210 | [9 empty] | ENRICHED | 39121332 Electrical junction box |  |  | BOX | JUNCTION | TYPE |  | SIZE | 124 WDX125 HTX81 DP MM | MATERIAL | ALUMINIUM | HUB SIZE |  | ENCLOSURE RATING | IP66,IP67,IP68 | MOUNTING TYPE | DIN RAIL | NUMBER OF OUTLETS |  | COLOUR |  | HAZARD CLASS |  | CERTIFICATION/STANDARD | EN 62208,61439,IEC 62208 | [52 empty] | Production Completed
STP_009 - Lot7 | Data Enrichment | CIR | ok | 10/16/2023 | 19th-oct | Processed as per web source,conflict wrt input | 1105169 | 1105169 |  |  |  | ERSA | M | 5940 | 1524013GZPCLNT100 | EA |  | BOX;GEOCHEM CARTON B38,CTN8415 | BOX;GEOCHEM CARTON B38,CTN8415 | [5 empty] | 1068802 @@ WESTERNEX PTY LTD | CTN8415 | [12 empty] | WESTERNEX PTY LTD | CTN8415 | [16 empty] | https://rapidsupply.com.au/wp-content/uploads/2020/05/westernex_geochem_bags.pdf | [9 empty] | ENRICHED | 41123312 Bioprocess container or bag for molecular biology platform | CARTON B38 |  | BAG | NO MODIFIER | TYPE | GEOCHEM | CAPACITY |  | SIZE | 381 LGX128 WDX206 HT MM | MATERIAL |  | CLOSURE TYPE |  | COLOUR |  | HAZARD CLASS |  | CERTIFICATION/STANDARD | [57 empty] | Production Completed
STP_009 - Lot7 | Data Enrichment | CIR | ok | 10/16/2023 | 19th-oct |  | 1105300 | 1105300 |  |  |  | ERSA | M | 4090 | 1505702GZPCLNT100 | EA |  | BOX;DANGEROUS GOODS,W4G-5.8KG/58K | BOX;DANGEROUS GOODS,W4G-5.8KG/58K | [5 empty] | 1068652 @@ J BLACKWOOD & SONS | 1505702 | 1075467 @@ DG Air Trading Pty Ltd | 1505702 | [9 empty] | W4G-5.8KG/58K |  |  |  |  | DG Air Trading Pty Ltd | 1505702 | [8 empty] | J BLACKWOOD & SONS | 1505702 |  |  | URL NOT FOUND | [9 empty] | CLEANSED | 24113100 Boxes | DANGEROUS GOODS |  | BOX | NO MODIFIER | TYPE |  | SIZE |  | CAPACITY |  | MATERIAL |  | COLOUR |  | HAZARD CLASS |  | CERTIFICATION/STANDARD | [59 empty] | Production Completed
STP_009 - Lot7 | Data Enrichment | CIR | ok | 10/16/2023 | 20th-oct |  | 1107423 | 1107423 | 1429998 | AU_QM_000632570 |  | ERSA | M | 1600 | 1429998GZPCLNT100 | EA |  | D132 TO D180 FRAME | D132 TO D180 FRAME | TERMINAL BOX: D132 TO D180 FRAME COMPLETE TO SUIT TECO ELECTRIC MOTORS |  | TERMINAL BOX: D132 TO D180 FRAME |  |  | 1068121 @@ TECO AUSTRALIA PTY LTD | CTD1318 | [10 empty] | TECO AUSTRALIA PTY LTD | CTD1318 | [18 empty] | URL NOT FOUND | [9 empty] | CLEANSED | 39121303 Electrical boxes | FOR D132 TO D180 FRAME COMPLETE TO SUIT TECO ELECTRIC MOTORS |  | BOX | TERMINAL | TYPE |  | HUB SIZE |  | NUMBER OF HUBS |  | MATERIAL |  | SIZE |  | NUMBER OF BUS BAR |  | BUS BAR SIZE |  | TERMINAL SIZE |  | VOLTAGE RATING |  | CURRENT RATING |  | ENCLOSURE RATING |  | HAZARD CLASS |  | CERTIFICATION/STANDARD | [47 empty] | Production Completed
STP_009 - Lot7 | Data Enrichment | CIR | ok | 10/16/2023 | 19th-oct |  | 1113004 | 1113004 |  |  |  | ERSA | M | 5000 | 1573470GZPCLNT100 | EA | 3000010 | BOX,JNCTN;SAN,55162983,ASSY | CAJA CONEXNES;SAN,55162983 | BOX,JUNCTION;MNFR:SANDVIK,PTNO:55162983,ADDITIONAL FEATURES EN:ASSEMBLY | CAJA CONEXIONES;MNFR:SANDVIK,PTNO:55162983 |  | SANDVIK | 55162983 | 1068336 @@ SANDVIK MINING & CONSTRUCTION | 55162983 | 1068206 @@ RS COMPONENTS PTY LTD | 55162983 | [8 empty] | SANDVIK | 55162983 | ASSEMBLY |  |  |  | RS COMPONENTS PTY LTD | 55162983 | [12 empty] | https://pv271.com/index.php/2022/05/27/%D0%BA%D0%B0%D1%82%D0%B0%D0%BB%D0%BE%D0%B3-%D0%B7%D0%B0%D0%BF%D1%87%D0%B0%D1%81%D1%82%D0%B5%D0%B9-%D1%81%D0%B0%D0%BD%D0%B4%D0%B2%D0%B8%D0%BA-%EF%BC%88%D1%87%D0%B5%D1%82%D1%8B%D1%80%D0%BD%D0%B0%D0%B4/ | [9 empty] | CLEANSED | 39121332 Electrical junction box |  |  | BOX | JUNCTION | TYPE |  | SIZE |  | MATERIAL |  | HUB SIZE |  | ENCLOSURE RATING |  | MOUNTING TYPE |  | NUMBER OF OUTLETS |  | COLOUR |  | HAZARD CLASS |  | CERTIFICATION/STANDARD | [53 empty] | Production Completed
STP_009 - Lot7 | Data Enrichment | CIR | ok | 10/16/2023 | 20th-oct |  | 1113033 | 1113033 |  |  |  | ERSA | M | 1600 | 1573440GZPCLNT100 | EA | 3000422 | BOX,ELEC;CNW,OBOTOE090905G,ADJ,T40 | CAJA ELEC;CNW,OBOTOE090905G | BOX,ELECTRICAL;MNFR:CNW,PTNO:OBOTOE090905G,ADDITIONAL FEATURES EN:ADJUSTABLE,T40 | CAJA ELECTRICA;MNFR:CNW,PTNO:OBOTOE090905G |  | CNW | OBOTOE090905G | 1068181 @@ CNW (MOUNT ISA) ELECT WHOLESALER | OBOTOE090905G | [10 empty] | CNW |  | OBO BETTERMANN | TOE090905G | CNW (MOUNT ISA) ELECT WHOLESALER | [15 empty] | https://shop.cnw.com.au/cnw/en/AUD/AllCategories/Electrical-Distribution/Enclosures/ADAPTABLE-BOX-T40-90X90X52-CLOSED-WALL/p/OBOTOE090905GJ01 | [9 empty] | ENRICHED | 39121303 Electrical boxes |  |  | BOX | ELECTRICAL | TYPE | ADJUSTABLE,T40 | HUB SIZE |  | NUMBER OF HUBS |  | MATERIAL | PLASTIC | NUMBER OF GANGS |  | SIZE | 90 WDX90 HTX52 DP MM | ENCLOSURE RATING | IP55 | HAZARD CLASS |  | CERTIFICATION/STANDARD | [55 empty] | Production Completed
STP_009 - Lot7 | Data Enrichment | CIR | ok | 10/16/2023 | 20th-oct |  | 1114645 | 1114645 | 1351549 | AU_QM_000136273 |  | ERSA | M | 5100 | 1351549GZPCLNT100 | EA |  | BOX,ELEC;ELECTRICAL CABINET,CNW | BOX,ELEC;ELECTRICAL CABINET,CNW | BOX,ELECTRICAL;TYPE:ELECTRICAL CABINET,ADDITIONAL FEATURES EN:ACB, BODY AND CARRIAGE,MNFR:01)CNW,PTNO:01)AR332 + AR3200 |  | CABINET,ELEC EQUIP: CABINET;ACB;BODY + CARRIAGE; |  |  | 1068181 @@ CNW (MOUNT ISA) ELECT WHOLESALER | 1351549 | [10 empty] | CNW (MOUNT ISA) ELECT WHOLESALER | 1351549 |  |  |  |  | CNW | AR332 + AR3200 | [12 empty] | URL NOT FOUND | [9 empty] | CLEANSED | 39121303 Electrical boxes | ACB, BODY AND CARRIAGE |  | BOX | ELECTRICAL | TYPE | CABINET | HUB SIZE |  | NUMBER OF HUBS |  | MATERIAL |  | NUMBER OF GANGS |  | SIZE |  | ENCLOSURE RATING |  | HAZARD CLASS |  | CERTIFICATION/STANDARD | [55 empty] | Production Completed
STP_009 - Lot7 | Data Enrichment | CIR | ok | 10/16/2023 | 20th-oct |  | 1115306 | 1115306 | 1440054 | AU_QM_000983024 |  | ERSA | M | 1600 | 1440054GZPCLNT100 | EA |  | BOX,ELEC;CABNT,STAINLESS STEEL | BOX,ELEC;CABNT,STAINLESS STEEL | BOX,ELECTRICAL;TYPE:CABINET,MATERIAL:STAINLESS STEEL,SIZE:WD 600 X HT 760 X DP 210 MM,ADDITIONAL FEATURES EN:EASM LOCAL CONTROL PANELS,MNFR:01)CNW,PTNO:01)1012500 |  | CABINET,ELEC EQUIP: 760 X 600 X 210MM;S/STEEL ENCLOSURE |  |  | 1072012 @@ CNW (TOWNSVILLE) ELECT SUPPLIES | 1440054 | [10 empty] | CNW | 1012500 |  |  | CNW (TOWNSVILLE) ELECT SUPPLIES | 1440054 | [14 empty] | URL NOT FOUND | [9 empty] | CLEANSED | 39121303 Electrical boxes | EASM LOCAL CONTROL PANELS |  | BOX | ELECTRICAL | TYPE | CABINET | HUB SIZE |  | NUMBER OF HUBS |  | MATERIAL | STAINLESS STEEL | NUMBER OF GANGS |  | SIZE | 760X600X210 MM | ENCLOSURE RATING |  | HAZARD CLASS |  | CERTIFICATION/STANDARD | [55 empty] | Production Completed
STP_009 - Lot7 | Data Enrichment | CIR | ok | 10/16/2023 | 20th-oct |  | 1115307 | 1115307 | 1440055 | AU_QM_000983025 |  | ERSA | M | 1600 | 1440055GZPCLNT100 | EA |  | BOX,ELEC;CABNT,STAINLESS STEEL 316,IP66 | BOX,ELEC;CABNT,STAINLESS STEEL 316,IP66 | BOX,ELECTRICAL;TYPE:CABINET,MATERIAL:STAINLESS STEEL 316,SIZE:WD 600 X HT 600 X DP 210 MM,ENCLOSURE RATING:IP66,ADDITIONAL FEATURES EN:ASM LOCAL CONTROL PANELS,MNFR:01)CNW,PTNO:01)1010500 |  | CABINET,ELEC EQUIP: 600 X 600 X 210MM;S/STEEL ENCLOSURE |  |  | 1072012 @@ CNW (TOWNSVILLE) ELECT SUPPLIES | 1440055 | [10 empty] | CNW | 1010500 |  |  | CNW (TOWNSVILLE) ELECT SUPPLIES | 1440055 | [14 empty] | URL NOT FOUND | [9 empty] | CLEANSED | 39121303 Electrical boxes | ASM LOCAL CONTROL PANELS |  | BOX | ELECTRICAL | TYPE | CABINET | HUB SIZE |  | NUMBER OF HUBS |  | MATERIAL | STAINLESS STEEL 316 | NUMBER OF GANGS |  | SIZE | 600X600X210 MM | ENCLOSURE RATING |  | HAZARD CLASS |  | CERTIFICATION/STANDARD | [55 empty] | Production Completed
STP_009 - Lot7 | Data Enrichment | CIR | ok | 10/16/2023 | 20th-oct |  | 1117866 | 1117866 | 1364321 | AU_QM_000165455 |  | ERSA | M | 5100 | 1364321GZPCLNT100 | EA |  | BOX,ELEC;NRMT,100030194 | BOX,ELEC;NRMT,100030194 | BOX,ELECTRICAL;MNFR:NORMET,PTNO:100030194,ADDITIONAL FEATURES EN:CONTROL,CABINET, PLATE BASKET |  | CABINET,ELEC EQUIP: PLATE BASKET; CONTROL BOX; CHARMEC |  |  | 1068143 @@ NORMET ASIA PACIFIC PTY LTD | 100030194 | [10 empty] | NORMET ASIA PACIFIC PTY LTD | 100030194 |  |  |  |  | CHARMEC | [13 empty] | URL NOT FOUND | [9 empty] | CLEANSED | 39121303 Electrical boxes |  |  | BOX | ELECTRICAL | TYPE | CONTROL,CABINET,PLATE BASKET | HUB SIZE |  | NUMBER OF HUBS |  | MATERIAL |  | NUMBER OF GANGS |  | SIZE |  | ENCLOSURE RATING |  | HAZARD CLASS |  | CERTIFICATION/STANDARD | [55 empty] | Production Completed
STP_009 - Lot7 | Data Enrichment | CIR | ok | 10/16/2023 | 20th-oct |  | 1134589 | 1134589 | 1444489 | AU_QM_001005201 |  | ERSA | M | 2200 | 1444489GZPCLNT100 | EA |  | ASH 14/12 STUFFING BOX; | ASH 14/12 STUFFING BOX; | STUFFING BOX: ASH 14/12 STUFFING BOX; ASH 14/12 SRH PUMP |  | STUFFING BOX: ASH 14/12 STUFFING BOX; |  |  | 1068227 @@ WEIR MINERALS AUSTRALIA LTD | ASH101588-G01 | [10 empty] | WEIR MINERALS AUSTRALIA LTD | ASH101588-G01 | [18 empty] | URL NOT FOUND |  |  |  | SRH PUMP | ASH 14/12 |  |  |  |  | CLEANSED | 31181704 Stuffing box |  |  | BOX | STUFFING | TYPE |  | SHAFT DIAMETER |  | INSIDE DIAMETER |  | OUTSIDE DIAMETER |  | DEPTH |  | MATERIAL |  | HAZARD CLASS |  | CERTIFICATION/STANDARD | [57 empty] | Production Completed
STP_009 - Lot7 | Data Enrichment | CIR | ok | 10/16/2023 | 20th-oct |  | 1141229 | 1141229 | 1445001 | AU_QM_001008196 |  | ERSA | M | 1600 | 1445001GZPCLNT100 | EA |  | D315 FRAME | D315 FRAME | TERMINAL BOX: D315 FRAME COMPLETE TO SUIT TECO ELECTRIC MOTORS |  | TERMINAL BOX: D315 FRAME |  |  | 1068121 @@ TECO AUSTRALIA PTY LTD | TD315 | [10 empty] | TECO AUSTRALIA PTY LTD | TD315 | [18 empty] | URL NOT FOUND | [9 empty] | CLEANSED | 39121303 Electrical boxes | FOR D315 FRAME COMPLETE TO SUIT TECO ELECTRIC MOTORS |  | BOX | TERMINAL | TYPE |  | HUB SIZE |  | NUMBER OF HUBS |  | MATERIAL |  | SIZE |  | NUMBER OF BUS BAR |  | BUS BAR SIZE |  | TERMINAL SIZE |  | VOLTAGE RATING |  | CURRENT RATING |  | ENCLOSURE RATING |  | HAZARD CLASS |  | CERTIFICATION/STANDARD | [47 empty] | Production Completed
STP_009 - Lot7 | Data Enrichment | CIR | ok | 10/16/2023 | 20th-oct |  | 1141230 | 1141230 | 1445000 | AU_QM_001008194 |  | ERSA | M | 1600 | 1445000GZPCLNT100 | EA |  | D250 FRAME | D250 FRAME | TERMINAL BOX: D250 FRAME COMPLETE TO SUIT TECO ELECTRIC MOTORS |  | TERMINAL BOX: D250 FRAME |  |  | 1068121 @@ TECO AUSTRALIA PTY LTD | TD250 | [10 empty] | TECO AUSTRALIA PTY LTD | TD250 | [18 empty] | URL NOT FOUND | [9 empty] | CLEANSED | 39121303 Electrical boxes | FOR D250 FRAME COMPLETE TO SUIT TECO ELECTRIC MOTORS |  | BOX | TERMINAL | TYPE |  | HUB SIZE |  | NUMBER OF HUBS |  | MATERIAL |  | SIZE |  | NUMBER OF BUS BAR |  | BUS BAR SIZE |  | TERMINAL SIZE |  | VOLTAGE RATING |  | CURRENT RATING |  | ENCLOSURE RATING |  | HAZARD CLASS |  | CERTIFICATION/STANDARD | [47 empty] | Production Completed
STP_009 - Lot7 | Data Enrichment | CIR | ok | 10/16/2023 | 20th-oct |  | 1141231 | 1141231 | 1444998 | AU_QM_001008192 |  | ERSA | M | 1600 | 1444998GZPCLNT100 | EA |  | D200 FRAME | D200 FRAME | TERMINAL BOX: D200 FRAME COMPLETE TO SUIT TECO ELECTRIC MOTORS |  | TERMINAL BOX: D200 FRAME |  |  | 1068121 @@ TECO AUSTRALIA PTY LTD | CTD200 | [10 empty] | TECO AUSTRALIA PTY LTD | CTD200 | [18 empty] | URL NOT FOUND | [9 empty] | CLEANSED | 39121303 Electrical boxes | FOR D200 FRAME COMPLETE TO SUIT TECO ELECTRIC MOTORS |  | BOX | TERMINAL | TYPE |  | HUB SIZE |  | NUMBER OF HUBS |  | MATERIAL |  | SIZE |  | NUMBER OF BUS BAR |  | BUS BAR SIZE |  | TERMINAL SIZE |  | VOLTAGE RATING |  | CURRENT RATING |  | ENCLOSURE RATING |  | HAZARD CLASS |  | CERTIFICATION/STANDARD | [47 empty] | Production Completed
STP_009 - Lot7 | Data Enrichment | CIR | ok | 10/16/2023 | 20th-oct |  | 1141232 | 1141232 | 1444997 | AU_QM_001008191 |  | ERSA | M | 1600 | 1444997GZPCLNT100 | EA |  | D80 TO D112 FRAME | D80 TO D112 FRAME | TERMINAL BOX: D80 TO D112 FRAME COMPLETE TO SUIT TECO ELECTRIC MOTORS |  | TERMINAL BOX: D80 TO D112 FRAME |  |  | 1068121 @@ TECO AUSTRALIA PTY LTD | CTD0811 | [10 empty] | TECO AUSTRALIA PTY LTD | CTD0811 | [18 empty] | URL NOT FOUND | [9 empty] | CLEANSED | 39121303 Electrical boxes | FOR D80 TO D112 FRAME COMPLETE TO SUIT TECO ELECTRIC MOTORS |  | BOX | TERMINAL | TYPE |  | HUB SIZE |  | NUMBER OF HUBS |  | MATERIAL |  | SIZE |  | NUMBER OF BUS BAR |  | BUS BAR SIZE |  | TERMINAL SIZE |  | VOLTAGE RATING |  | CURRENT RATING |  | ENCLOSURE RATING |  | HAZARD CLASS |  | CERTIFICATION/STANDARD | [47 empty] | Production Completed
STP_009 - Lot7 | Data Enrichment | CIR | ok | 10/16/2023 | 20th-oct |  | 1141233 | 1141233 | 1444996 | AU_QM_001008190 |  | ERSA | M | 1600 | 1444996GZPCLNT100 | EA |  | D63 TO D71 FRAME | D63 TO D71 FRAME | TERMINAL BOX: D63 TO D71 FRAME COMPLETE TO SUIT TECO ELECTRIC MOTORS |  | TERMINAL BOX: D63 TO D71 FRAME |  |  | 1068121 @@ TECO AUSTRALIA PTY LTD | CTD6371 | [10 empty] | TECO AUSTRALIA PTY LTD | CTD6371 | [18 empty] | URL NOT FOUND | [9 empty] | CLEANSED | 39121303 Electrical boxes | FOR D63 TO D71 FRAME COMPLETE TO SUIT TECO ELECTRIC MOTORS |  | BOX | TERMINAL | TYPE |  | HUB SIZE |  | NUMBER OF HUBS |  | MATERIAL |  | SIZE |  | NUMBER OF BUS BAR |  | BUS BAR SIZE |  | TERMINAL SIZE |  | VOLTAGE RATING |  | CURRENT RATING |  | ENCLOSURE RATING |  | HAZARD CLASS |  | CERTIFICATION/STANDARD | [47 empty] | Production Completed
STP_009 - Lot7 | Data Enrichment | CIR | ok | 10/16/2023 | 20th-oct |  | 1141478 | 1141478 | 1404178 | AU_QM_000248945 |  | ERSA | M | 5915 | 1404178GZPCLNT100 | EA |  | BOX,JNCTN;BOTTOM ENTRY,20 MM,3 | BOX,JNCTN;BOTTOM ENTRY,20 MM,3 | BOX,JUNCTION;TYPE:BOTTOM ENTRY,HUB SIZE:20 MM,NUMBER OF OUTLETS:3,MNFR:01)CNW,PTNO:01)CCG100201 |  | BOX,JNCTN;BOTTOM ENTRY,20 MM,3BOX,JNCTN;BOTTOM ENTRY,20MM,3 |  |  | 1068181 @@ CNW (MOUNT ISA) ELECT WHOLESALER | 1404178 | [10 empty] | CNW (MOUNT ISA) ELECT WHOLESALER | 1404178 |  |  |  |  | CNW | CCG100201 | [12 empty] | URL NOT FOUND | [9 empty] | CLEANSED | 39121332 Electrical junction box |  |  | BOX | JUNCTION | TYPE | BOTTOM ENTRY | SIZE |  | MATERIAL |  | HUB SIZE | 20 MM | ENCLOSURE RATING |  | MOUNTING TYPE |  | NUMBER OF OUTLETS | 3 | COLOUR |  | HAZARD CLASS |  | CERTIFICATION/STANDARD | [53 empty] | Production Completed
STP_009 - Lot7 | Data Enrichment | CIR | ok | 10/16/2023 | 20th-oct |  | 1144026 | 1144026 | 1370100 | AU_QM_000175377 |  | ERSA | M | 1600 | 1370100GZPCLNT100 | EA |  | BOX,ELEC;INDL,PVC GRAY DEEP,2,IP66,CNW | BOX,ELEC;INDL,PVC GRAY DEEP,2,IP66,CNW | BOX,ELECTRICAL;TYPE:INDUSTRIAL,MATERIAL:PVC GRAY DEEP,NUMBER OF GANGS:2,SIZE:WD 101 X LG 198 MM,ENCLOSURE RATING:IP66,ADDITIONAL FEATURES EN:MOUNTING BASE, DEEP BASE,MNFR:01)CNW,PTNO:01)CLI56ED2GY |  | MOUNTING BASE,ELEC EQUIP: DEEP BASE;MOUNTING BOX;2-GANG;DEEP GREY; |  |  | 1068181 @@ CNW (MOUNT ISA) ELECT WHOLESALER | 56ED2GY | [10 empty] | CNW (MOUNT ISA) ELECT WHOLESALER |  | SCHNEIDER ELECTRIC | 56ED2-GY | [16 empty] | https://www.se.com/au/en/product/56ED2-GY/clipsal-56-series-mounting-back-box-deep-2-gang-100x101x198mm/ | [9 empty] | ENRICHED | 39121303 Electrical boxes | MOUNTING TYPE:DEEP BASE,COLOR:GREY |  | BOX | ELECTRICAL | TYPE | INDUSTRIAL | HUB SIZE |  | NUMBER OF HUBS |  | MATERIAL | PVC | NUMBER OF GANGS | 2 | SIZE | 198 LGX101 WDX198 HT MM | ENCLOSURE RATING | IP66 | HAZARD CLASS |  | CERTIFICATION/STANDARD | [55 empty] | Production Completed
STP_009 - Lot7 | Data Enrichment | CIR | ok | 10/16/2023 | 20th-oct |  | 1145115 | 1145115 |  |  |  | ERSA | M | 1600 | 1537277GZPCLNT100 | EA |  | BOX,ELEC;FIXTURE,YURIKA,2433290 | BOX,ELEC;FIXTURE,YURIKA,2433290 | BOX,ELEC;ADDITIONAL FEATURES:FIXTURE,YURIKA,2433290 |  |  |  |  | 1068560 @@ YURIKA PTY LTD | 2433290 | [10 empty] | YURIKA PTY LTD | 2433290 | [18 empty] | URL NOT FOUND | [9 empty] | CLEANSED | 39121303 Electrical boxes | MOUNTING TYPE:FIXTURE |  | BOX | ELECTRICAL | TYPE |  | HUB SIZE |  | NUMBER OF HUBS |  | MATERIAL |  | NUMBER OF GANGS |  | SIZE |  | ENCLOSURE RATING |  | HAZARD CLASS |  | CERTIFICATION/STANDARD | [55 empty] | Production Completed
STP_009 - Lot7 | Data Enrichment | CIR | ok | 10/16/2023 | 20th-oct |  | 1145116 | 1145116 |  |  |  | ERSA | M | 1600 | 1537276GZPCLNT100 | EA |  | BOX,ELEC;FIXTURE,YURIKA,2433282 | BOX,ELEC;FIXTURE,YURIKA,2433282 | BOX,ELEC;ADDITIONAL FEATURES:FIXTURE,YURIKA,2433282 |  |  |  |  | 1068560 @@ YURIKA PTY LTD | 2433282 | [10 empty] | YURIKA PTY LTD | 2433282 | [18 empty] | URL NOT FOUND | [9 empty] | CLEANSED | 39121303 Electrical boxes | MOUNTING TYPE:FIXTURE |  | BOX | ELECTRICAL | TYPE |  | HUB SIZE |  | NUMBER OF HUBS |  | MATERIAL |  | NUMBER OF GANGS |  | SIZE |  | ENCLOSURE RATING |  | HAZARD CLASS |  | CERTIFICATION/STANDARD | [55 empty] | Production Completed
STP_009 - Lot7 | Data Enrichment | CIR | ok | 10/16/2023 | 20th-oct |  | 1145555 | 1145555 |  |  |  | ERSA | M | 1600 | 1536388GZPCLNT100 | EA |  | BOX,JNCTN;,ELECTRICAL,3PH,YURIKA,404990 | BOX,JNCTN;,ELECTRICAL,3PH,YURIKA,404990 | BOX,JNCTN;ADDITIONAL FEATURES:,ELECTRICAL,3PH,YURIKA,404990 |  |  |  |  | 1068560 @@ YURIKA PTY LTD | 404990 | [10 empty] | YURIKA PTY LTD | 404990 | [18 empty] | URL NOT FOUND | [9 empty] | CLEANSED | 39121332 Electrical junction box | NUMBER OF PHASE:3 |  | BOX | JUNCTION | TYPE |  | SIZE |  | MATERIAL |  | HUB SIZE |  | ENCLOSURE RATING |  | MOUNTING TYPE |  | NUMBER OF OUTLETS |  | COLOUR |  | HAZARD CLASS |  | CERTIFICATION/STANDARD | [53 empty] | Production Completed
STP_009 - Lot7 | Data Enrichment | CIR | ok | 10/16/2023 | 20th-oct |  | 1145556 | 1145556 |  |  |  | ERSA | M | 1600 | 1536387GZPCLNT100 | EA |  | BOX,JNCTN;,ELECTRICAL,1PH,YURIKA,404986 | BOX,JNCTN;,ELECTRICAL,1PH,YURIKA,404986 | BOX,JNCTN;ADDITIONAL FEATURES:,ELECTRICAL,1PH,YURIKA,404986 |  |  |  |  | 1068560 @@ YURIKA PTY LTD | 404986 | [10 empty] | YURIKA PTY LTD | 404986 | [18 empty] | URL NOT FOUND | [9 empty] | CLEANSED | 39121332 Electrical junction box | NUMBER OF PHASE:1 |  | BOX | JUNCTION | TYPE |  | SIZE |  | MATERIAL |  | HUB SIZE |  | ENCLOSURE RATING |  | MOUNTING TYPE |  | NUMBER OF OUTLETS |  | COLOUR |  | HAZARD CLASS |  | CERTIFICATION/STANDARD | [53 empty] | Production Completed
STP_009 - Lot7 | Data Enrichment | CIR | ok | 10/16/2023 | 20th-oct |  | 1145904 | 1145904 |  |  |  | ERSA | M | 1600 | 1537241GZPCLNT100 | EA |  | BOX,ELEC;LV, AIR CABLE,YURIKA,2427912 | BOX,ELEC;LV, AIR CABLE,YURIKA,2427912 | BOX,ELEC;ADDITIONAL FEATURES:LV, AIR CABLE,YURIKA,2427912 |  |  |  |  | 1068560 @@ YURIKA PTY LTD | 2427912 | [10 empty] | YURIKA PTY LTD | 2427912 | [18 empty] | URL NOT FOUND | [9 empty] | CLEANSED | 39121303 Electrical boxes | LV,AIR CABLE |  | BOX | ELECTRICAL | TYPE |  | HUB SIZE |  | NUMBER OF HUBS |  | MATERIAL |  | NUMBER OF GANGS |  | SIZE |  | ENCLOSURE RATING |  | HAZARD CLASS |  | CERTIFICATION/STANDARD | [55 empty] | Production Completed
STP_009 - Lot7 | Data Enrichment | CIR | ok | 10/16/2023 | 20th-oct |  | 1145905 | 1145905 |  |  |  | ERSA | M | 1600 | 1537240GZPCLNT100 | EA |  | BOX,ELEC;LV, AIR CABLE,YURIKA,2427862 | BOX,ELEC;LV, AIR CABLE,YURIKA,2427862 | BOX,ELEC;ADDITIONAL FEATURES:LV, AIR CABLE,YURIKA,2427862 |  |  |  |  | 1068560 @@ YURIKA PTY LTD | 2427862 | [10 empty] | YURIKA PTY LTD | 2427862 | [18 empty] | URL NOT FOUND | [9 empty] | CLEANSED | 39121303 Electrical boxes | LV,AIR CABLE |  | BOX | ELECTRICAL | TYPE |  | HUB SIZE |  | NUMBER OF HUBS |  | MATERIAL |  | NUMBER OF GANGS |  | SIZE |  | ENCLOSURE RATING |  | HAZARD CLASS |  | CERTIFICATION/STANDARD | [55 empty] | Production Completed
STP_009 - Lot7 | Data Enrichment | CIR | ok | 10/16/2023 | 19th-oct |  | 1146462 | 1146462 |  |  |  | ERSA | M | 1600 | 1527111GZPCLNT100 | EA |  | BOX;98000 FLOOR BOX,98000 FLOOR BOX | BOX;98000 FLOOR BOX,98000 FLOOR BOX | BOX;ADDITIONAL FEATURES:98000 FLOOR BOX,98000 FLOOR BOX |  |  |  |  | 1068181 @@ CNW (MOUNT ISA) ELECT WHOLESALER | 98000 FLOOR BOX | [10 empty] | CNW (MOUNT ISA) ELECT WHOLESALER | 98000 | [18 empty] | URL NOT FOUND | [9 empty] | CLEANSED | 39121307 Floor boxes |  |  | BOX | NO MODIFIER | TYPE | FLOOR | SIZE |  | CAPACITY |  | MATERIAL |  | COLOUR |  | HAZARD CLASS |  | CERTIFICATION/STANDARD | [59 empty] | Production Completed
STP_009 - Lot7 | Data Enrichment | CIR | ok | 10/16/2023 | 19th-oct |  | 1147309 | 1147309 |  |  |  | ERSA | M | 4090 | 1527983GZPCLNT100 | EA |  | BOX;BOX DRY GOODS 1X PLT CERT LI,2089376 | BOX;BOX DRY GOODS 1X PLT CERT LI,2089376 | BOX;ADDITIONAL FEATURES:BOX DRY GOODS 1X PLT CERT LI,2089376 |  |  |  |  | 1069714 @@ BLACKWOODS | 2089376 | 1068652 @@ J BLACKWOOD & SONS | 1527983 | [9 empty] | 2089376 | [14 empty] | J BLACKWOOD & SONS | 2089376 | J BLACKWOOD & SONS | 1527983 | URL NOT FOUND | [9 empty] | CLEANSED | 24113100 Boxes | DRY GOODS 1X PLT CERT LI |  | BOX | NO MODIFIER | TYPE |  | SIZE |  | CAPACITY |  | MATERIAL |  | COLOUR |  | HAZARD CLASS |  | CERTIFICATION/STANDARD | [59 empty] | Production Completed
STP_009 - Lot7 | Data Enrichment | CIR | ok | 10/16/2023 | 19th-oct |  | 1147388 | 1147388 |  |  |  | ERSA | M | 4090 | 1526144GZPCLNT100 | EA |  | BOX;CTN1118 | BOX;CTN1118 | BOX;ADDITIONAL FEATURES:CTN1118 |  |  |  |  | 1068802 @@ WESTERNEX PTY LTD | CTN1118 | [10 empty] | WESTERNEX PTY LTD | CTN1118 | [18 empty] | URL NOT FOUND | [9 empty] | CLEANSED | 24113100 Boxes |  |  | BOX | NO MODIFIER | TYPE |  | SIZE |  | CAPACITY |  | MATERIAL |  | COLOUR |  | HAZARD CLASS |  | CERTIFICATION/STANDARD | [59 empty] | Production Completed
STP_009 - Lot7 | Data Enrichment | CIR | ok | 10/16/2023 | 19th-oct |  | 1147534 | 1147534 |  |  |  | ERSA | M | 4090 | 1524005GZPCLNT100 | EA |  | BOX;DOCUMENT,TOP OPEN,PBA 23303 (,804686 | BOX;DOCUMENT,TOP OPEN,PBA 23303 (,804686 | BOX;ADDITIONAL FEATURES:DOCUMENT,TOP OPEN,PBA 23303 (,804686 |  |  |  |  | 1069714 @@ BLACKWOODS | 804686 | [11 empty] | 804686 | [14 empty] | J BLACKWOOD & SONS | 804686 |  |  | URL NOT FOUND | [9 empty] | CLEANSED | 24113100 Boxes | PBA 23303 |  | BOX | NO MODIFIER | TYPE | DOCUMENT,TOP OPEN | SIZE |  | CAPACITY |  | MATERIAL |  | COLOUR |  | HAZARD CLASS |  | CERTIFICATION/STANDARD | [59 empty] | Production Completed
STP_009 - Lot7 | Data Enrichment | CIR | ok | 10/16/2023 | 19th-oct | URL NOT OPENING | 1147731 | 1147731 |  |  |  | ERSA | M | 4090 | 1504558GZPCLNT100 | EA |  | BOX;K2472 | BOX;K2472 | BOX;ADDITIONAL FEATURES:K2472 |  |  |  |  | 1068502 @@ ATOM SUPPLY | 91708034 | [12 empty] | ATOM SUPPLY | 91708034 |  | K2472 | [14 empty] | https://www.atom.com.au/sitemap/sitemap-1-13.xml | [9 empty] | CLEANSED | 24113100 Boxes |  |  | BOX | NO MODIFIER | TYPE |  | SIZE |  | CAPACITY |  | MATERIAL |  | COLOUR |  | HAZARD CLASS |  | CERTIFICATION/STANDARD | [59 empty] | Production Completed
STP_009 - Lot7 | Data Enrichment | CIR | ok | 10/16/2023 | 20th-oct |  | 1148523 | 1148523 |  |  |  | ERSA | M | 4015 | 1516561GZPCLNT100 | EA |  | BOX,JUNCTION;JUNCTION BOX,M,MOB559A3-WE | BOX,JUNCTION;JUNCTION BOX,M,MOB559A3-WE | BOX,JUNCTION;ADDITIONAL FEATURES:JUNCTION BOX,M,MOB559A3-WE |  |  |  |  | 1068568 @@ MOBILISE GROUP PTY LTD | MOB559A3-WE | [10 empty] | MOBILISE GROUP PTY LTD | MOB559A3-WE | [18 empty] | URL NOT FOUND | [9 empty] | CLEANSED | 39121332 Electrical junction box |  |  | BOX | JUNCTION | TYPE |  | SIZE |  | MATERIAL |  | HUB SIZE |  | ENCLOSURE RATING |  | MOUNTING TYPE |  | NUMBER OF OUTLETS |  | COLOUR |  | HAZARD CLASS |  | CERTIFICATION/STANDARD | [53 empty] | Production Completed
STP_009 - Lot7 | Data Enrichment | CIR | ok | 10/16/2023 | 19th-oct |  | 1148557 | 1148557 |  |  |  | ERSA | M | 2920 | 1506093GZPCLNT100 | EA |  | BOX;LOCKOUT DEVICE,S806CBL15 | BOX;LOCKOUT DEVICE,S806CBL15 | BOX;ADDITIONAL FEATURES:LOCKOUT DEVICE,S806CBL15 |  |  |  |  | 1068652 @@ J BLACKWOOD & SONS | 1506093 | [11 empty] | S806CBL15 | [14 empty] | J BLACKWOOD & SONS | 1506093 |  |  | URL NOT FOUND | [9 empty] | CLEANSED | 39121902 Lockout enclosure |  |  | BOX | LOCKOUT | TYPE |  | LOCK QUANTITY |  | DIMENSIONS |  | MATERIAL |  | COATING/FINISH |  | COLOUR |  | HAZARD CLASS |  | CERTIFICATION/STANDARD | [57 empty] | Production Completed
STP_009 - Lot7 | Data Enrichment | CIR | ok | 10/16/2023 | 19th-oct |  | 1149315 | 1149315 |  |  |  | ERSA | M | 4200 | 1527682GZPCLNT100 | EA |  | BOX,TRANS;KIT,UN3373,2L CONTAINER,HT1082 | BOX,TRANS;KIT,UN3373,2L CONTAINER,HT1082 | BOX,TRANS;ADDITIONAL FEATURES:KIT,UN3373,2L CONTAINER,HT1082 |  |  |  |  | 1068082 @@ ROWE SCIENTIFIC PTY LTD | HT1082 | [10 empty] | ROWE SCIENTIFIC PTY LTD | HT1082 | [18 empty] | URL NOT FOUND | [9 empty] | CLEANSED | 24113100 Boxes | KIT,UN3373,HT1082 |  | BOX | TRANSPORTATION | TYPE |  | SIZE |  | CAPACITY | 2 L | MATERIAL |  | COLOUR |  | HAZARD CLASS |  | CERTIFICATION/STANDARD | [59 empty] | Production Completed
STP_009 - Lot7 | Data Enrichment | CIR | ok | 10/16/2023 | 19th-oct |  | 1150277 | 1150277 |  |  |  | ERSA | M | 4010 | 1517075GZPCLNT100 | EA |  | BOX;STEEL,1030 M,61072485 | BOX;STEEL,1030 M,61072485 | BOX;ADDITIONAL FEATURES:STEEL,1030 M,61072485 |  |  |  |  | 1068502 @@ ATOM SUPPLY | 61072485 | [12 empty] | ATOM SUPPLY | 61072485 |  | 1030 M | [14 empty] | https://www.atom.com.au/steel-forkliftable-site-box-1-030-x-600-x-640mm-yellow-61072485 | [9 empty] | ENRICHED | 24113100 Boxes |  |  | BOX | NO MODIFIER | TYPE |  | SIZE |  | CAPACITY |  | MATERIAL | STEEL | COLOUR | YELLOW | HAZARD CLASS |  | CERTIFICATION/STANDARD | [59 empty] | Production Completed
STP_009 - Lot7 | Data Enrichment | CIR | ok | 10/16/2023 | 20th-oct |  | 1153947 | 1153947 |  |  |  | ERSA | M | 1600 | 1506776GZPCLNT100 | EA |  | BOX,ELECTRICAL;DUCTILE IRON,RHI,ACO89215 | BOX,ELECTRICAL;DUCTILE IRON,RHI,ACO89215 | BOX,ELECTRICAL;ADDITIONAL FEATURES:DUCTILE IRON,RHI,ACO89215 |  |  |  |  | 1068181 @@ CNW (MOUNT ISA) ELECT WHOLESALER | 89215 | [10 empty] | CNW (MOUNT ISA) ELECT WHOLESALER | 89215 |  |  |  |  | ACO | [13 empty] | URL NOT FOUND | [9 empty] | CLEANSED | 39121303 Electrical boxes | RHI |  | BOX | ELECTRICAL | TYPE |  | HUB SIZE |  | NUMBER OF HUBS |  | MATERIAL | DUCTILE IRON | NUMBER OF GANGS |  | SIZE |  | ENCLOSURE RATING |  | HAZARD CLASS |  | CERTIFICATION/STANDARD | [55 empty] | Production Completed
STP_009 - Lot7 | Data Enrichment | CIR | ok | 10/16/2023 | 20th-oct |  | 1153948 | 1153948 |  |  |  | ERSA | M | 1600 | 1506775GZPCLNT100 | EA |  | BOX,ELECTRICAL;PIT RISER,TYPE 9,ACO74861 | BOX,ELECTRICAL;PIT RISER,TYPE 9,ACO74861 | BOX,ELECTRICAL;ADDITIONAL FEATURES:PIT RISER,TYPE 9,ACO74861 |  |  |  |  | 1068181 @@ CNW (MOUNT ISA) ELECT WHOLESALER | 74861 | [10 empty] | CNW (MOUNT ISA) ELECT WHOLESALER | 74861 |  |  |  |  | ACO | [13 empty] | URL NOT FOUND | [9 empty] | CLEANSED | 39121303 Electrical boxes |  |  | BOX | ELECTRICAL | TYPE | PIT RISER,TYPE 9 | HUB SIZE |  | NUMBER OF HUBS |  | MATERIAL |  | NUMBER OF GANGS |  | SIZE |  | ENCLOSURE RATING |  | HAZARD CLASS |  | CERTIFICATION/STANDARD | [55 empty] | Production Completed
STP_009 - Lot7 | Data Enrichment | CIR | ok | 10/16/2023 | 20th-oct |  | 1153949 | 1153949 |  |  |  | ERSA | M | 1600 | 1506774GZPCLNT100 | EA |  | BOX,ELECTRICAL;PIT TYPE 95,POLY,ACO74845 | BOX,ELECTRICAL;PIT TYPE 95,POLY,ACO74845 | BOX,ELECTRICAL;ADDITIONAL FEATURES:PIT TYPE 95,POLY,ACO74845 |  |  |  |  | 1068181 @@ CNW (MOUNT ISA) ELECT WHOLESALER | 74845 | [10 empty] | CNW (MOUNT ISA) ELECT WHOLESALER |  | ACO | 74845 |  |  | ACO | [13 empty] | https://www.acocablemate.com.au/cablemate/spec-info/Cablemate-PC-Type95.pdf | https://shop.cnw.com.au/cnw/en/AUD/All-Categories/Cable-Management/Cable-Pits-%26-Pillars/PIT-TYPE-95-POLYMER-CONCRETE/p/ACO74845B33 | [8 empty] | ENRICHED | 39121303 Electrical boxes |  |  | BOX | ELECTRICAL | TYPE | PIT TYPE 95 | HUB SIZE |  | NUMBER OF HUBS |  | MATERIAL | POLYMER CONCRETE | NUMBER OF GANGS |  | SIZE |  | ENCLOSURE RATING |  | HAZARD CLASS |  | CERTIFICATION/STANDARD | [55 empty] | Production Completed
STP_009 - Lot7 | Data Enrichment | CIR | ok | 10/16/2023 | 20th-oct |  | 1153950 | 1153950 |  |  |  | ERSA | M | 1600 | 1506773GZPCLNT100 | EA |  | BOX,ELECTRICAL;LID,PIT STEEL,2-,ACO79920 | BOX,ELECTRICAL;LID,PIT STEEL,2-,ACO79920 | BOX,ELECTRICAL;ADDITIONAL FEATURES:LID,PIT STEEL,2-,ACO79920 |  |  |  |  | 1068181 @@ CNW (MOUNT ISA) ELECT WHOLESALER | 1506773 | [10 empty] | CNW (MOUNT ISA) ELECT WHOLESALER | 1506773 |  |  |  |  | ACO | 79920 | [12 empty] | URL NOT FOUND | [9 empty] | CLEANSED | 39121303 Electrical boxes |  |  | BOX | ELECTRICAL | TYPE | PIT TYPE 2 | HUB SIZE |  | NUMBER OF HUBS |  | MATERIAL | STEEL PIT | NUMBER OF GANGS |  | SIZE |  | ENCLOSURE RATING |  | HAZARD CLASS |  | CERTIFICATION/STANDARD | [55 empty] | Production Completed
STP_009 - Lot7 | Data Enrichment | CIR | ok | 10/16/2023 | 20th-oct |  | 1153951 | 1153951 |  |  |  | ERSA | M | 1600 | 1506772GZPCLNT100 | EA |  | BOX,ELECTRICAL;PIT RISER,TYPE 9,ACO75500 | BOX,ELECTRICAL;PIT RISER,TYPE 9,ACO75500 | BOX,ELECTRICAL;ADDITIONAL FEATURES:PIT RISER,TYPE 9,ACO75500 |  |  |  |  | 1068181 @@ CNW (MOUNT ISA) ELECT WHOLESALER | 1506772 | [10 empty] | CNW (MOUNT ISA) ELECT WHOLESALER | 1506772 |  |  |  |  | ACO | 75500 | [12 empty] | URL NOT FOUND | [9 empty] | CLEANSED | 39121303 Electrical boxes |  |  | BOX | ELECTRICAL | TYPE | PIT RISER,TYPE 9 | HUB SIZE |  | NUMBER OF HUBS |  | MATERIAL |  | NUMBER OF GANGS |  | SIZE |  | ENCLOSURE RATING |  | HAZARD CLASS |  | CERTIFICATION/STANDARD | [55 empty] | Production Completed
STP_009 - Lot7 | Data Enrichment | CIR | ok | 10/16/2023 | 20th-oct |  | 1153952 | 1153952 |  |  |  | ERSA | M | 1600 | 1506771GZPCLNT100 | EA |  | BOX,ELECTRICAL;PIT TYPE 99,POLY,ACO75489 | BOX,ELECTRICAL;PIT TYPE 99,POLY,ACO75489 | BOX,ELECTRICAL;ADDITIONAL FEATURES:PIT TYPE 99,POLY,ACO75489 |  |  |  |  | 1068181 @@ CNW (MOUNT ISA) ELECT WHOLESALER | 1506771 | [10 empty] | CNW (MOUNT ISA) ELECT WHOLESALER | 1506771 |  |  |  |  | ACO | 75489 | [12 empty] | URL NOT FOUND | [9 empty] | CLEANSED | 39121303 Electrical boxes |  |  | BOX | ELECTRICAL | TYPE | PIT TYPE 99 | HUB SIZE |  | NUMBER OF HUBS |  | MATERIAL |  | NUMBER OF GANGS |  | SIZE |  | ENCLOSURE RATING |  | HAZARD CLASS |  | CERTIFICATION/STANDARD | [55 empty] | Production Completed
STP_009 - Lot7 | Data Enrichment | CIR | ok | 10/16/2023 | 20th-oct |  | 1155429 | 1155429 |  |  |  | ERSA | M | 1600 | 1508213GZPCLNT100 | EA |  | BOX,ELEC;ISA,47787 | BOX,ELEC;ISA,47787 | BOX,ELEC;ADDITIONAL FEATURES:ISA,47787 |  |  |  |  | 1068342 @@ ISADRAULICS | 47787 | [10 empty] | ISADRAULICS | 47787 | [18 empty] | URL NOT FOUND | [9 empty] | CLEANSED | 39121303 Electrical boxes |  |  | BOX | ELECTRICAL | TYPE |  | HUB SIZE |  | NUMBER OF HUBS |  | MATERIAL |  | NUMBER OF GANGS |  | SIZE |  | ENCLOSURE RATING |  | HAZARD CLASS |  | CERTIFICATION/STANDARD | [55 empty] | Production Completed
STP_009 - Lot7 | Data Enrichment | CIR | ok | 10/16/2023 | 20th-oct |  | 1155889 | 1155889 | 1364396 | AU_QM_000165672 |  | ERSA | M | 5100 | 1364396GZPCLNT100 | EA |  | BOX,DISTR;HORIZONTAL CABLE MANAGEMENT | BOX,DISTR;HORIZONTAL CABLE MANAGEMENT | BOX,DISTRIBUTION;ADDITIONAL FEATURES EN:HORIZONTAL CABLE MANAGEMENT,MNFR:01)CNW,PTNO:01)RIT7159035 |  | DISTRIBUTION BOX: HORIZONTAL CABLE MANAGEMENT |  |  | 1068181 @@ CNW (MOUNT ISA) ELECT WHOLESALER | 1364396 | [10 empty] | CNW (MOUNT ISA) ELECT WHOLESALER | 1364396 | [18 empty] | URL NOT FOUND |  |  | HORIZONTAL CABLE MANAGEMENT | [6 empty] | CLEANSED | 39121100 Distribution and control centers and accessories |  |  | BOX | DISTRIBUTION | HUB SIZE |  | NUMBER OF HUBS |  | MATERIAL |  | SIZE |  | NUMBER OF BUS BAR |  | BUS BAR SIZE |  | ENCLOSURE RATING |  | HAZARD CLASS |  | CERTIFICATION/STANDARD | [55 empty] | Production Completed
STP_009 - Lot7 | Data Enrichment | CIR | ok | 10/16/2023 | 20th-oct |  | 1165490 | 1165490 | 1458838 | AU_QM_002018115 |  | ERSA | M | 1600 | 1458838GZPCLNT100 | EA |  | BOX,ELEC;CABNT,STAINLESS STEEL 316,IP55 | BOX,ELEC;CABNT,STAINLESS STEEL 316,IP55 | BOX,ELECTRICAL;TYPE:CABINET,MATERIAL:STAINLESS STEEL 316,SIZE:WD 200 X HT 300 X DP 155 MM,ENCLOSURE RATING:IP55,ADDITIONAL FEATURES EN:HINGED DOOR, C/W PAINTED MOUNTING PANEL AND REC,OLOUR: POLISHED FINISH, MOUNTING TYPE: WALL, NEMA RATING: 4X, IP66, MNFR:01)CNW,PTNO:01)RIT1002600 |  | CABINET,ELEC EQUIP: 300 X 200 X 155MM;SS316;WALL MOUNT;IP66; |  |  | 1068181 @@ CNW (MOUNT ISA) ELECT WHOLESALER | RIT1002600 | [10 empty] | CNW (MOUNT ISA) ELECT WHOLESALER | RIT1002600 | [18 empty] | URL NOT FOUND | [9 empty] | CLEANSED | 39121303 Electrical boxes | HINGED DOOR,C/W PAINTED MOUNTING PANEL AND REC,POLISHED FINISH,MOUNTING TYPE:WALL |  | BOX | ELECTRICAL | TYPE | CABINET | HUB SIZE |  | NUMBER OF HUBS |  | MATERIAL | STAINLESS STEEL 316 | NUMBER OF GANGS |  | SIZE | 200 WDX300 HTX155 DP MM | ENCLOSURE RATING | 4X,IP55 | HAZARD CLASS |  | CERTIFICATION/STANDARD | [55 empty] | Production Completed
STP_009 - Lot7 | Data Enrichment | CIR | ok | 10/16/2023 | 19th-oct |  | 1168969 | 1168969 | 1366961 | AU_QM_000170057 |  | ERSA | M | 4000 | 1366961GZPCLNT100 | EA |  | BOX;360 X 360 X 170 MM | BOX;360 X 360 X 170 MM | BOX;SIZE:360 X 360 X 170 MM,ADDITIONAL FEATURES EN:ADAPTABLE, MOD, IP66,MNFR:01)CNW,PTNO:01)BANDRPC363617T |  | BOX: ADAPTABLE BOX MOD BOX; IP66; 360X360X170 |  |  | 1068181 @@ CNW (MOUNT ISA) ELECT WHOLESALER | PC363617T | [10 empty] | CNW (MOUNT ISA) ELECT WHOLESALER | BANDRPC363617T | B&R | PC363617T | [16 empty] | https://www.brenclosures.com.au/products/pc/ | https://shop.sherriff.com.au/she/en/AUD/All-Categories/Electrical-Distribution/Enclosures/ADAPTABLE-BOX-MOD-BOX-IP66-360X360X170MM/p/B-RPC363617TJ04 | [8 empty] | ENRICHED | 39121100 Distribution and control centers and accessories | ADAPTABLE MOD |  | BOX | DISTRIBUTION | HUB SIZE |  | NUMBER OF HUBS |  | MATERIAL | POLYCARBONATE | SIZE | 360 WDX360 HTX170 DP MM | NUMBER OF BUS BAR |  | BUS BAR SIZE |  | ENCLOSURE RATING | IP66 | HAZARD CLASS |  | CERTIFICATION/STANDARD | [55 empty] | Production Completed
STP_009 - Lot7 | Data Enrichment | CIR | ok | 10/16/2023 | 20th-oct |  | 1178998 | 1178998 |  |  |  | ERSA | M | 1600 | 1544379GZPCLNT100 | EA |  | BOX,JNCTN;LNL - J BOX | CAJA CONEXNES; | BOX,JUNCTION;SIZE:TBC,MATERIAL:TBC | CAJA CONEXIONES; |  |  |  | 1068181 @@ CNW (MOUNT ISA) ELECT WHOLESALER | LNL - J BOX | [10 empty] | CNW (MOUNT ISA) ELECT WHOLESALER | LNL - J BOX | [18 empty] | URL NOT FOUND | [9 empty] | CLEANSED | 39121332 Electrical junction box |  |  | BOX | JUNCTION | TYPE |  | SIZE |  | MATERIAL | TBC | HUB SIZE |  | ENCLOSURE RATING |  | MOUNTING TYPE |  | NUMBER OF OUTLETS |  | COLOUR |  | HAZARD CLASS |  | CERTIFICATION/STANDARD | [53 empty] | Production Completed
STP_009 - Lot7 | Data Enrichment | CIR | ok | 10/16/2023 | 20th-oct |  | 1180037 | 1180037 |  |  |  | ERSA | M | 4050 | 1568997GZPCLNT100 | EA |  | BOX,PKGNG;375X135X260MM,STOR,MBG 80030 | CAJA EMPAQUE; | BOX,PACKAGING;SIZE:375X135X260MM,ADDITIONAL FEATURES EN:STORAGE,MBG 80030 | CAJA EMPAQUE; |  |  |  | 1068167 @@ WINC AUSTRALIA PTY LTD | 38912700 | [12 empty] | WINC AUSTRALIA PTY LTD | 38912700 | [16 empty] | https://www.winc.com.au/main-catalogue-productdetail/marbig-enviro-storage-box/38912700 | [9 empty] | ENRICHED | 24121503 Packaging boxes | MBG 80030 |  | BOX | PACKAGING | TYPE | STORAGE | SIZE | 375 LGX135 WDX260 HT MM | CAPACITY |  | MATERIAL | CARDBOARD | COLOUR | BROWN | HAZARD CLASS |  | CERTIFICATION/STANDARD | [59 empty] | Production Completed
STP_009 - Lot7 | Data Enrichment | CIR | ok | 10/16/2023 | 20th-oct |  | 1180047 | 1180047 |  |  |  | ERSA | M | 4050 | 1568987GZPCLNT100 | PAC |  | BOX,PKGNG;SHIPPING,310X225X102MM | CAJA EMPAQUE;ENVIO | BOX,PACKAGING;TYPE:SHIPPING,SIZE:310X225X102MM,ADDITIONAL FEATURES EN:MAILING,BROWN,PRINTED,PK/25 | CAJA EMPAQUE;TIPO:ENVIO |  |  |  | 1068167 @@ WINC AUSTRALIA PTY LTD | 18986780 | [10 empty] | WINC AUSTRALIA PTY LTD | 18986780 | [18 empty] | URL NOT FOUND | [9 empty] | CLEANSED | 24121503 Packaging boxes | PACKAGING QUANTITY:25/PK |  | BOX | PACKAGING | TYPE | MAILING,PRINTED | SIZE | 310 LGX225 WDX102 HT MM | CAPACITY |  | MATERIAL |  | COLOUR | BROWN | HAZARD CLASS |  | CERTIFICATION/STANDARD | [59 empty] | Production Completed
STP_009 - Lot7 | Data Enrichment | CIR | ok | 10/16/2023 | 19th-oct |  | 1180221 | 1180221 |  |  |  | ERSA | M | 4055 | 1544284GZPCLNT100 | EA |  | BOX;1160X1160X800MM | CAJA; | BOX;SIZE:1160X1160X800MM,ADDITIONAL FEATURES EN:SITE,800MM,PULLOUT DRWRS,STACKABLE,1000KG | CAJA; |  |  |  | 1068926 @@ CONTAIN IT SOLUTIONS | CUSB-800 | [12 empty] | CONTAIN IT SOLUTIONS | CUSB-800 | [16 empty] | https://containit.com.au/CONTAINIT%20FULL%20BROCHURE%20L_RES.pdf | [9 empty] | CLEANSED | 24113100 Boxes | 800 MM,PULLOUT DRWRS |  | BOX | NO MODIFIER | TYPE | SITE,STACKABLE | SIZE | 1160X1160X800 MM | CAPACITY | 1000 KG | MATERIAL |  | COLOUR |  | HAZARD CLASS |  | CERTIFICATION/STANDARD | [59 empty] | Production Completed
STP_009 - Lot7 | Data Enrichment | CIR | ok | 10/16/2023 | 19th-oct |  | 1184468 | 1184468 |  |  |  | ERSA | M | 4045 | 1559015GZPCLNT100 | EA |  | BOX;TL,SITE,STOR,BJL6 | CAJA; | BOX;SIZE:TBC,ADDITIONAL FEATURES EN:TOOL,SITE,STORAGE | CAJA; |  |  |  | 1069471 @@ EAST WEST ENGINEERING | BJL6 | [12 empty] | EAST WEST ENGINEERING | BJL6 | [16 empty] | https://www.eastwesteng.com.au/products/bins/site-tool-boxes/bjl6 | [9 empty] | ENRICHED | 24113106 Tool box |  | FINISH:ENAMEL PAINT | BOX | TOOL | TYPE | SITE,STORAGE | SIZE | 955 WDX600 HTX555 DP MM | MATERIAL |  | MATERIAL SPECIFICATION |  | CAPACITY |  | LOAD RATING |  | COLOR |  | LOCKING MECHANISM |  | CERTIFICATION/STANDARD | [55 empty] | Production Completed
STP_009 - Lot7 | Data Enrichment | CIR | ok | 10/16/2023 | 19th-oct |  | 1184880 | 1184880 |  |  |  | ERSA | M | 4055 | 1558536GZPCLNT100 | EA |  | BOX;530X110X220MM,CARTN | CAJA; | BOX;SIZE:530X110X220MM,ADDITIONAL FEATURES EN:CARTON | CAJA; |  |  |  | 1068802 @@ WESTERNEX PTY LTD | 1159-00210 | [10 empty] | WESTERNEX PTY LTD | 1159-00210 | [18 empty] | URL NOT FOUND | [9 empty] | CLEANSED | 24113100 Boxes | PACKAGING TYPE:CARTON |  | BOX | NO MODIFIER | TYPE |  | SIZE | 530X110X220 MM | CAPACITY |  | MATERIAL |  | COLOUR |  | HAZARD CLASS |  | CERTIFICATION/STANDARD | [59 empty] | Production Completed
STP_009 - Lot7 | Data Enrichment | CIR | ok | 10/16/2023 | 19th-oct |  | 1184917 | 1184917 |  |  |  | ERSA | M | 4090 | 1557871GZPCLNT100 | EA |  | BOX;158 X 610 X 610 MM,SITE | CAJA; | BOX;SIZE:158 X 610 X 610 MM,ADDITIONAL FEATURES EN:SITE | CAJA; |  |  |  | 1068502 @@ ATOM SUPPLY | 197653 | [12 empty] | ATOM SUPPLY | 197653 | [16 empty] | https://www.atom.com.au/steel-site-box-with-forklift-slots-1-568-x-610-x-660mm-yellow-197653 | [9 empty] | ENRICHED | 24113100 Boxes |  |  | BOX | NO MODIFIER | TYPE | SITE | SIZE | 158X610X610 MM | CAPACITY |  | MATERIAL | STEEL | COLOUR | YELLOW | HAZARD CLASS |  | CERTIFICATION/STANDARD | [59 empty] | Production Completed
STP_009 - Lot7 | Data Enrichment | CIR | ok | 10/16/2023 | 19th-oct |  | 1184918 | 1184918 |  |  |  | ERSA | M | 4090 | 1557870GZPCLNT100 | EA |  | BOX;1525 X 615 X 720 MM,SITE | CAJA; | BOX;SIZE:1525 X 615 X 720 MM,ADDITIONAL FEATURES EN:SITE | CAJA; |  |  |  | 1068502 @@ ATOM SUPPLY | 61072518 | [12 empty] | ATOM SUPPLY | 61072518 | [16 empty] | https://www.atom.com.au/steel-forkliftable-site-box-1-525-x-615-x-720mm-yellow-61072518 | [9 empty] | ENRICHED | 24113100 Boxes |  |  | BOX | NO MODIFIER | TYPE | SITE | SIZE | 1525X615X720 MM | CAPACITY |  | MATERIAL | STEEL | COLOUR | YELLOW | HAZARD CLASS |  | CERTIFICATION/STANDARD | [59 empty] | Production Completed
STP_009 - Lot7 | Data Enrichment | CIR | ok | 10/16/2023 | 19th-oct |  | 1185313 | 1185313 |  |  |  | ERSA | M | 4045 | 1557304GZPCLNT100 | EA |  | BOX;1450mm,AL,TRAY BACK | CAJA; | BOX;SIZE:1450mm,ADDITIONAL FEATURES EN:ALUMINIUM,TRAY BACK | CAJA; |  |  |  | 1068256 @@ TOOL 'N' TACKLE | 1557304 | [10 empty] | TOOL 'N' TACKLE | 1557304 | [18 empty] | URL NOT FOUND | [9 empty] | CLEANSED | 24113100 Boxes |  |  | BOX | NO MODIFIER | TYPE | TRAY BACK | SIZE | 1450 MM | CAPACITY |  | MATERIAL | ALUMINIUM | COLOUR |  | HAZARD CLASS |  | CERTIFICATION/STANDARD | [59 empty] | Production Completed
STP_009 - Lot7 | Data Enrichment | CIR | ok | 10/16/2023 | 20th-oct |  | 1185929 | 1185929 |  |  |  | ERSA | M | 1600 | 1555555GZPCLNT100 | EA | 3000422 | BOX,JNCTN;CNW,OBOTOE191508G,ADAPT BOX,T1 | CAJA CONEXNES;CNW,OBOTOE191508G | BOX,JUNCTION;MNFR:CNW,PTNO:OBOTOE191508G,ADDITIONAL FEATURES EN:ADAPT BOX,T160,190X150X77 | CAJA CONEXIONES;MNFR:CNW,PTNO:OBOTOE191508G |  | CNW | OBOTOE191508G | 1068181 @@ CNW (MOUNT ISA) ELECT WHOLESALER | OBOTOE191508G | [10 empty] | CNW | OBOTOE191508G | OBO BETTERMANN | TOE191508G | [16 empty] | https://shop.cnw.com.au/cnw/en/AUD/AllCategories/Electrical-Distribution/Enclosures/ADAPTABLE-BOX-T160-190x150x77/p/OBOTOE191508GJ01 | [9 empty] | ENRICHED | 39121332 Electrical junction box |  |  | BOX | JUNCTION | TYPE |  | SIZE | 190 WDX150 HTX77 DP MM | MATERIAL | PLASTIC | HUB SIZE |  | ENCLOSURE RATING | IP66 | MOUNTING TYPE |  | NUMBER OF OUTLETS |  | COLOUR | GREY | HAZARD CLASS |  | CERTIFICATION/STANDARD | [53 empty] | Production Completed
STP_009 - Lot7 | Data Enrichment | CIR | ok | 10/16/2023 | 20th-oct |  | 1186254 | 1186254 |  |  |  | ERSA | M | 4050 | 1552975GZPCLNT100 | EA |  | BOX,FILNG;STOR,FLEXISTOR,GREY,MARBIG | CAJA ARCHIVO; | BOX,FILING;ADDITIONAL FEATURES EN:STORAGE,FLEXISTOR,GREY,MARBIG | CAJA ARCHIVO; |  |  |  | 1068167 @@ WINC AUSTRALIA PTY LTD | 39139500 | [12 empty] | WINC AUSTRALIA PTY LTD | 39139500 | [16 empty] | https://www.winc.com.au/main-catalogue-productdetail/marbig-storage-flexistor-grey/39139500 | [9 empty] | ENRICHED | 24113100 Boxes | FLEXISTOR,MARBIG |  | BOX | FILING | TYPE | STORAGE | SIZE | 370 WDX360 HT X290 DP MM | CAPACITY |  | MATERIAL |  | COLOUR | GREY | HAZARD CLASS |  | CERTIFICATION/STANDARD | [59 empty] | Production Completed
STP_009 - Lot7 | Data Enrichment | CIR | ok | 10/16/2023 | 19th-oct |  | 1188005 | 1188005 |  |  |  | ERSA | M | 4015 | 1605417GZPCLNT100 | EA |  | BOX;AIR PLENUM,1425X800X800MM,METAL | CAJA;METAL | BOX;TYPE:AIR PLENUM,SIZE:1425X800X800MM,MATERIAL:METAL,ADDITIONAL FEATURES EN:SHEET FABRICATED RETURN,45MM V FORM FILTER ACCESSIBLE VIA HINGED ACCESS DOOR,2X SPIGOTS (SIDE MOUNTED) FOR CONNECTION OF 500MM DIA FLEXIBLE DUCT,25MM INTERNAL INSULATION, 1MM GAL SHEET FABRICATION. | CAJA;MATERIAL:METAL |  |  |  | 1069619 @@ CAPRICORN AIR CONDITIONING | SHEETMETAL MISC | [10 empty] | CAPRICORN AIR CONDITIONING | SHEETMETAL MISC | [18 empty] | URL NOT FOUND | [9 empty] | CLEANSED | 24113100 Boxes | SHEET FABRICATED RETURN,45 MM V FORM FILTER ACCESSIBLE VIA HINGED ACCESS DOOR,2X SPIGOTS (SIDE MOUNTED) FOR CONNECTION OF 500MM DIA FLEXIBLE DUCT,25 MM INTERNAL INSULATION,1 MM GAL SHEET FABRICATION |  | BOX | NO MODIFIER | TYPE | AIR PLENUM | SIZE | 1425X800X800 MM | CAPACITY |  | MATERIAL | METAL | COLOUR |  | HAZARD CLASS |  | CERTIFICATION/STANDARD | [59 empty] | Production Completed
STP_009 - Lot7 | Data Enrichment | CIR | ok | 10/16/2023 | 20th-oct |  | 1188033 | 1188033 |  |  |  | ERSA | M | 1600 | 1605292GZPCLNT100 | EA |  | BOX,ELEC;LIMIT SWITCH,112MM,IP66 | CAJA ELEC; | BOX,ELECTRICAL;TYPE:LIMIT SWITCH,SIZE:112MM,ENCLOSURE RATING:IP66,ADDITIONAL FEATURES EN:PT NO:ALS600M2EX,FOR PNEUMATIC ACTUATOR, SWITCHES:2 X SPDT,MATERIAL:SS316 | CAJA ELECTRICA; |  |  |  | 1068181 @@ CNW (MOUNT ISA) ELECT WHOLESALER | PROALS600M2EX | [10 empty] | CNW (MOUNT ISA) ELECT WHOLESALER | PROALS600M2EX | [18 empty] | URL NOT FOUND |  |  | PNEUMATIC ACTUATOR | [6 empty] | CLEANSED | 39121303 Electrical boxes | SWITCHES:2XSPDT |  | BOX | ELECTRICAL | TYPE | LIMIT SWITCH | HUB SIZE | 112 MM | NUMBER OF HUBS |  | MATERIAL | STAINLESS STEEL 316 | NUMBER OF GANGS |  | SIZE |  | ENCLOSURE RATING | IP66 | HAZARD CLASS |  | CERTIFICATION/STANDARD | [55 empty] | Production Completed
STP_009 - Lot7 | Data Enrichment | CIR | ok | 10/16/2023 | 20th-oct |  | 1188034 | 1188034 |  |  |  | ERSA | M | 1600 | 1605291GZPCLNT100 | EA |  | BOX,ELEC;LIMIT SWITCH,ALUMINUM,112 MM | CAJA ELEC;ALUMINIO | BOX,ELECTRICAL;TYPE:LIMIT SWITCH,MATERIAL:ALUMINUM,SIZE:112 MM,ENCLOSURE RATING:WEATHERPROOF IP67,ADDITIONAL FEATURES EN: TEMPERATURE:-20TO80DEG,CONDUIT ENTRIES:2XM20,TERMINAL STRIPS:8 POINTS(.08-2.5MM2,SWITCHES:MECHANICAL SWITCH X 2S,CURRENT:10 AMP AC,2 AMP DC | CAJA ELECTRICA;MATERIAL:ALUMINIO |  |  |  | 1068181 @@ CNW (MOUNT ISA) ELECT WHOLESALER | PROSK-100 | [10 empty] | CNW (MOUNT ISA) ELECT WHOLESALER | PROSK-100 | [18 empty] | URL NOT FOUND | [9 empty] | CLEANSED | 39121303 Electrical boxes | WEATHERPROOF,TEMPERATURE:-20 TO 80 DEG,CONDUIT ENTRIES:2XM20,TERMINAL STRIPS:8 POINTS(0.08 TO 2.5MM2,SWITCHES:MECHANICAL SWITCH X 2S,CURRENT:10 A AC,2 A DC |  | BOX | ELECTRICAL | TYPE | LIMIT SWITCH | HUB SIZE | 112 MM | NUMBER OF HUBS |  | MATERIAL | ALUMINUM | NUMBER OF GANGS |  | SIZE |  | ENCLOSURE RATING | IP67 | HAZARD CLASS |  | CERTIFICATION/STANDARD | [55 empty] | Production Completed
STP_009 - Lot7 | Data Enrichment | CIR | ok | 10/16/2023 | 19th-oct |  | 1188556 | 1188556 |  |  |  | ERSA | M | 4090 | 1585582GZPCLNT100 | EA | 3000010 | BOX;SAN,55159138,STEP | CAJA;SAN,55159138 | BOX;MNFR:SANDVIK,PTNO:55159138,ADDITIONAL FEATURES EN:STEP | CAJA;MNFR:SANDVIK,PTNO:55159138 |  | SANDVIK | 55159138 | 1068336 @@ SANDVIK MINING & CONSTRUCTION | 55159138 | [12 empty] | SANDVIK | 55159138 | [16 empty] | https://root-parts.com/index.php/2022/05/10/sandvik-parts-catalog-1/ | [9 empty] | CLEANSED | 24113100 Boxes |  |  | BOX | NO MODIFIER | TYPE | STEP | SIZE |  | CAPACITY |  | MATERIAL |  | COLOUR |  | HAZARD CLASS |  | CERTIFICATION/STANDARD | [59 empty] | Production Completed
STP_009 - Lot7 | Data Enrichment | CIR | ok | 10/16/2023 | 19th-oct |  | 1188720 | 1188720 |  |  |  | ERSA | M | 1600 | 1581996GZPCLNT100 | EA | 3000422 | BOX,JNCTN;CNW,CCG100201,3 WAY 20MM BOTT | CAJA CONEXNES;CNW,CCG100201 | BOX,JUNCTION;MNFR:CNW,PTNO:CCG100201,ADDITIONAL FEATURES EN:3 WAY 20MM BOTT ENT TERMS | CAJA CONEXIONES;MNFR:CNW,PTNO:CCG100201 |  | CNW | CCG100201 | 1068181 @@ CNW (MOUNT ISA) ELECT WHOLESALER | CCG100201 | [10 empty] | CNW | CCG100201 | CCG | 100201 | [16 empty] | https://www.ccgcablegland.co.za/wp-content/uploads/2020/01/1002B_3Way_Bottom_Entry_Box_HB080323.pdf | https://shop.cnw.com.au/cnw/en/AUD/AllCategories/Switches-and-Sockets/Junction-Box/JUNCTION-BOX-3WAY-20MM-BOTT-ENT-TERMS/p/CCG100201C22 | [8 empty] | ENRICHED | 39121332 Electrical junction box |  |  | BOX | JUNCTION | TYPE | 3-WAY,BOTTOM ENTRY | SIZE |  | MATERIAL | GLASS REINFORCED POLYESTER | HUB SIZE | 20 MM | ENCLOSURE RATING | IP66/68 | MOUNTING TYPE | DIN RAIL | NUMBER OF OUTLETS |  | COLOUR | BLACK | HAZARD CLASS |  | CERTIFICATION/STANDARD | IEC/EN/BS 60079 | [52 empty] | Production Completed
STP_009 - Lot7 | Data Enrichment | CIR | ok | 10/16/2023 | 19th-oct |  | 1189070 | 1189070 |  |  |  | ERSA | M | 4090 | 1576385GZPCLNT100 | EA |  | BOX;PLASTIC,MODIFIED,GREY,FBOX802.6408 | CAJA; | BOX;SIZE:MODIFIED,ADDITIONAL FEATURES EN:GREY,FBOX802.6408 | CAJA; |  |  | FBOX802.6408 | 1068138 @@ GOUGH PLASTICS | FBOX802.6408 | [12 empty] | GOUGH PLASTICS | FBOX802.6408 | [16 empty] | https://shop.gough.com.au/product-group/922-t450-tuff-a-box/product?productId=845154 | [9 empty] | CLEANSED | 24113100 Boxes |  |  | BOX | NO MODIFIER | TYPE | MODIFIED | SIZE |  | CAPACITY |  | MATERIAL | PLASTIC | COLOUR | GREY | HAZARD CLASS |  | CERTIFICATION/STANDARD | [59 empty] | Production Completed
STP_009 - Lot7 | Data Enrichment | CIR | ok | 10/16/2023 | 20th-oct |  | 1190330 | 1190330 |  |  |  | ERSA | M | 1600 | 1574814GZPCLNT100 | EA | 3000422 | BOX,JNCTN;CNW,CLI252/50/3GY,50 MM 3W SQ | CAJA CONEXNES;CNW,CLI252/50/3GY | BOX,JUNCTION;MNFR:CNW,PTNO:CLI252/50/3GY,ADDITIONAL FEATURES EN:50 MM 3W SQ GREY | CAJA CONEXIONES;MNFR:CNW,PTNO:CLI252/50/3GY |  | CNW | CLI252/50/3GY | 1068181 @@ CNW (MOUNT ISA) ELECT WHOLESALER | CLI252/50/3GY | [10 empty] | CNW | CLI252/50/3GY | CLIPSAL | 252/50/3GY | [16 empty] | https://shop.cnw.com.au/cnw/en/AUD/All-Categories/Conduit-%26-Fittings/Rigid-Corrugated-Conduit-Fittings/JUNCTION-BOX-SQUARE-3WAY-50MM-GREY/p/CLI252=50=3GYC20 | [9 empty] | ENRICHED | 39121332 Electrical junction box |  |  | BOX | JUNCTION | TYPE | 3-WAY,SQUARE | SIZE | 77 WDX77 HTX54 DP MM | MATERIAL | PVC | HUB SIZE | 50 MM | ENCLOSURE RATING |  | MOUNTING TYPE | SURFACE | NUMBER OF OUTLETS |  | COLOUR | GREY | HAZARD CLASS |  | CERTIFICATION/STANDARD | [53 empty] | Production Completed
STP_009 - Lot7 | Data Enrichment | CIR | ok | 10/16/2023 | 20th-oct |  | 1190333 | 1190333 |  |  |  | ERSA | M | 1600 | 1574811GZPCLNT100 | EA | 3000422 | BOX,JNCTN;CNW,CLI252/40/3GY,40 MM 3W SQ | CAJA CONEXNES;CNW,CLI252/40/3GY | BOX,JUNCTION;MNFR:CNW,PTNO:CLI252/40/3GY,ADDITIONAL FEATURES EN:40 MM 3W SQ GREY | CAJA CONEXIONES;MNFR:CNW,PTNO:CLI252/40/3GY |  | CNW | CLI252/40/3GY | 1068181 @@ CNW (MOUNT ISA) ELECT WHOLESALER | CLI252/40/3GY | [10 empty] | CNW | CLI252/40/3GY | CLIPSAL | 252/40/3GY | [16 empty] | https://www.clipsal.com/products/detail?CatNo=252/40/3&itemno=252/40/3-GY&tab-document-1=0 | [9 empty] | ENRICHED | 39121332 Electrical junction box |  |  | BOX | JUNCTION | TYPE | 3-WAY,SQUARE | SIZE | 77 WDX77 HTX54 DP MM | MATERIAL | PVC | HUB SIZE | 40 MM | ENCLOSURE RATING |  | MOUNTING TYPE | SURFACE | NUMBER OF OUTLETS |  | COLOUR | GREY | HAZARD CLASS |  | CERTIFICATION/STANDARD | [53 empty] | Production Completed
STP_009 - Lot7 | Data Enrichment | CIR | ok | 10/16/2023 | 20th-oct |  | 1190335 | 1190335 |  |  |  | ERSA | M | 1600 | 1574809GZPCLNT100 | EA | 3000422 | BOX,JNCTN;CNW,CLI252/40/1GY,40 MM 1W SQ | CAJA CONEXNES;CNW,CLI252/40/1GY | BOX,JUNCTION;MNFR:CNW,PTNO:CLI252/40/1GY,ADDITIONAL FEATURES EN:40 MM 1W SQ GREY | CAJA CONEXIONES;MNFR:CNW,PTNO:CLI252/40/1GY |  | CNW | CLI252/40/1GY | 1068181 @@ CNW (MOUNT ISA) ELECT WHOLESALER | CLI252/40/1GY | [10 empty] | CNW | CLI252/40/1GY | CLIPSAL | 252/40/1GY | [16 empty] | https://www.clipsal.com/products/detail?CatNo=252/40/1&itemno=252/40/1-GY&tab-document-1=0 | [9 empty] | ENRICHED | 39121332 Electrical junction box |  |  | BOX | JUNCTION | TYPE | 1-WAY,SQUARE | SIZE | 77 WDX77 HTX54 DP MM | MATERIAL | PVC | HUB SIZE | 40 MM | ENCLOSURE RATING |  | MOUNTING TYPE | SURFACE | NUMBER OF OUTLETS |  | COLOUR | GREY | HAZARD CLASS |  | CERTIFICATION/STANDARD | [53 empty] | Production Completed
STP_009 - Lot7 | Data Enrichment | CIR | ok | 10/16/2023 | 20th-oct |  | 1190336 | 1190336 |  |  |  | ERSA | M | 1600 | 1574808GZPCLNT100 | EA | 3000422 | BOX,JNCTN;CNW,CLI252/32/4GY,32 MM 4W SQ | CAJA CONEXNES;CNW,CLI252/32/4GY | BOX,JUNCTION;MNFR:CNW,PTNO:CLI252/32/4GY,ADDITIONAL FEATURES EN:32 MM 4W SQ GREY | CAJA CONEXIONES;MNFR:CNW,PTNO:CLI252/32/4GY |  | CNW | CLI252/32/4GY | 1068181 @@ CNW (MOUNT ISA) ELECT WHOLESALER | CLI252/32/4GY | [10 empty] | CNW | CLI252/32/4GY | CLIPSAL | 252/32/4GY | [16 empty] | https://shop.cnw.com.au/cnw/en/AUD/All-Categories/Conduit/Conduit-Fittings/JUNCTION-BOX-SQUARE-4WAY-32MM-GREY/p/CLI252=32=4GYC20 | [9 empty] | ENRICHED | 39121332 Electrical junction box |  |  | BOX | JUNCTION | TYPE | 4-WAY,SQUARE | SIZE | 77 WDX77 HTX54 DP MM | MATERIAL | PVC | HUB SIZE | 32 MM | ENCLOSURE RATING |  | MOUNTING TYPE | SURFACE | NUMBER OF OUTLETS |  | COLOUR | GREY | HAZARD CLASS |  | CERTIFICATION/STANDARD | [53 empty] | Production Completed
STP_009 - Lot7 | Data Enrichment | CIR | ok | 10/16/2023 | 20th-oct |  | 1190359 | 1190359 |  |  |  | ERSA | M | 1600 | 1574785GZPCLNT100 | EA | 3000422 | BOX,JNCTN;CNW,CLI240/20/4GY,20 MM 4W RND | CAJA CONEXNES;CNW,CLI240/20/4GY | BOX,JUNCTION;MNFR:CNW,PTNO:CLI240/20/4GY,ADDITIONAL FEATURES EN:20 MM 4W RND GREY | CAJA CONEXIONES;MNFR:CNW,PTNO:CLI240/20/4GY |  | CNW | CLI240/20/4GY | 1068181 @@ CNW (MOUNT ISA) ELECT WHOLESALER | CLI240/20/4GY | [10 empty] | CNW | CLI240/20/4GY | CLIPSAL | 240/20/4GY | [16 empty] | https://www.clipsal.com/products/detail?CatNo=240/20/4&itemno=240/20/4-GY&tab-document-1=0 | [9 empty] | ENRICHED | 39121332 Electrical junction box |  | SHALLOW CONDUIT | BOX | JUNCTION | TYPE | 4-WAY,ROUND | SIZE | 66 WDX42 DP MM | MATERIAL | PVC | HUB SIZE | 20 MM | ENCLOSURE RATING |  | MOUNTING TYPE | SURFACE | NUMBER OF OUTLETS |  | COLOUR | GREY | HAZARD CLASS |  | CERTIFICATION/STANDARD | [53 empty] | Production Completed
STP_009 - Lot7 | Data Enrichment | CIR | ok | 10/16/2023 | 20th-oct |  | 1190362 | 1190362 |  |  |  | ERSA | M | 1600 | 1574782GZPCLNT100 | EA | 3000422 | BOX,JNCTN;CNW,CLI240/20/1GY,20 MM 1W RND | CAJA CONEXNES;CNW,CLI240/20/1GY | BOX,JUNCTION;MNFR:CNW,PTNO:CLI240/20/1GY,ADDITIONAL FEATURES EN:20 MM 1W RND GREY | CAJA CONEXIONES;MNFR:CNW,PTNO:CLI240/20/1GY |  | CNW | CLI240/20/1GY | 1068181 @@ CNW (MOUNT ISA) ELECT WHOLESALER | CLI240/20/1GY | [10 empty] | CNW | CLI240/20/1GY | CLIPSAL | 240/20/1GY | [16 empty] | https://www.clipsal.com/products/detail?CatNo=240/20/1&itemno=240/20/1-GY&tab-document-1=0 | [9 empty] | ENRICHED | 39121332 Electrical junction box |  | SHALLOW CONDUIT | BOX | JUNCTION | TYPE | 1-WAY,ROUND | SIZE | 66 WDX42 DP MM | MATERIAL | PVC | HUB SIZE | 20 MM | ENCLOSURE RATING |  | MOUNTING TYPE | SURFACE | NUMBER OF OUTLETS |  | COLOUR | GREY | HAZARD CLASS |  | CERTIFICATION/STANDARD | [53 empty] | Production Completed
STP_009 - Lot7 | Data Enrichment | CIR | ok | 10/16/2023 | 20th-oct |  | 1190363 | 1190363 |  |  |  | ERSA | M | 1600 | 1574781GZPCLNT100 | EA | 3000422 | BOX,JNCTN;CNW,CLI240/16/2GY,16 MM 2W RND | CAJA CONEXNES;CNW,CLI240/16/2GY | BOX,JUNCTION;MNFR:CNW,PTNO:CLI240/16/2GY,ADDITIONAL FEATURES EN:16 MM 2W RND GREY | CAJA CONEXIONES;MNFR:CNW,PTNO:CLI240/16/2GY |  | CNW | CLI240/16/2GY | 1068181 @@ CNW (MOUNT ISA) ELECT WHOLESALER | CLI240/16/2GY | [10 empty] | CNW | CLI240/16/2GY | CLIPSAL | 240/16/2GY | [16 empty] | https://www.clipsal.com/products/detail?CatNo=240/16/2&itemno=240/16/2-GY&tab-document-1=0 | [9 empty] | ENRICHED | 39121332 Electrical junction box |  | SHALLOW CONDUIT | BOX | JUNCTION | TYPE | 2-WAY,ROUND | SIZE | 66 WDX42 DP MM | MATERIAL | PVC | HUB SIZE | 16 MM | ENCLOSURE RATING |  | MOUNTING TYPE | SURFACE | NUMBER OF OUTLETS |  | COLOUR | GREY | HAZARD CLASS |  | CERTIFICATION/STANDARD | [53 empty] | Production Completed
STP_009 - Lot7 | Data Enrichment | CIR | ok | 10/16/2023 | 19th-oct |  | 1212083 | 1212083 |  |  |  | ERSA | M | 2920 | 1236934MRM | EA |  | BOX,TOTE:HALF FACE MASK;SEALABLE;PLASTIC | BOX,TOTE:HALF FACE MASK;SEALABLE;PLASTIC | BOX,TOTE:HALF FACE MASK;SEALABLE;PLASTIC;C/W SHOULDER CARRY STRAP; |  |  |  |  | 1068200 @@ J.BLACKWOOD & SON LIMITED | 4444691 | [12 empty] | SUNDSTROM | 02820 | [12 empty] | J BLACKWOOD & SONS | 4444691 |  |  | https://www.blackwoods.com.au/respiratory-protection/respirators-half-full-face-reusable/accessories-halffull-face-respirators/half-mask-storage-box-sd02820/p/04444691 | [9 empty] | ENRICHED | 24113100 Boxes | FOR HALF FACE MASK,SEALABLE,C/W SHOULDER CARRY STRAP |  | BOX | NO MODIFIER | TYPE | TOTE,STORAGE | SIZE |  | CAPACITY |  | MATERIAL | PLASTIC | COLOUR |  | HAZARD CLASS |  | CERTIFICATION/STANDARD | [59 empty] | Production Completed
STP_009 - Lot7 | Data Enrichment | CIR | ok | 10/16/2023 | 19th-oct |  | 1215445 | 1215445 |  |  |  | ERSA | M | 4090 | 174996MRM | EA |  | BOX,PLASTIC,INSULATEDHARD COOLER;BLU;47. | BOX,PLASTIC,INSULATEDHARD COOLER;BLU;47. | BOX,PLASTIC,INSULATEDHARD COOLER;BLU;47.5CM LG X 30CM W X 42CM H;33L;WILLOW WARE;ESKIE;1 PER PACK |  |  |  |  | 1068200 @@ J.BLACKWOOD & SON LIMITED | 1293435 | [12 empty] | WILLOW WARE | 303400-001 | [12 empty] | J BLACKWOOD & SONS | 1293435 |  |  | https://www.blackwoods.com.au/hardware/food-drink-storage/coolers-willow/cooler-plastic-33ltr-blue-willow-20971/p/01293435 | [9 empty] | CLEANSED | 24113100 Boxes | INSULATED HARD COOLER,ESKIE,1 PER PACK |  | BOX | NO MODIFIER | TYPE |  | SIZE | 47.5 LGX30 WDX42 HT CM | CAPACITY | 33 L | MATERIAL | PLASTIC | COLOUR | BLUE | HAZARD CLASS |  | CERTIFICATION/STANDARD | [59 empty] | Production Completed