## Sheet1
Project | Activities | Production User | Production Comments | Start Date | End Date | Remarks | Griha ID | MATNR | SAP MATERIAL NUMBER | ELLIPSE | LVORM | MTART | MBRSH | MATKL | BISMT | MEINS | MFRNR | MAKTX_EN | MAKTX_ES | TEXT_EN | TEXT_ES | ENRICHED DATA | Manufacturer Name | P/N | Manufacturer Name 1 | P/N 1 | Manufacturer Name 2 | P/N 2 | Manufacturer Name 3 | P/N 3 | Manufacturer Name 4 | P/N 4 | Manufacturer Name 5 | P/N 5 | Manufacturer Name 6 | P/N 6 | Input MNFR | Input PTNO | Verified MNFR from web | Verified MPN from Web | MNFR 1 | PTNO 1 | MNFR 2 | PTNO 2 | MNFR 3 | PTNO 3 | MNFR 4 | PTNO 4 | MNFR 5 | PTNO 5 | MNFR 6 | PTNO 6 | Vendor NAME | Vendor Part Number | Vendor NAME1 | Vendor Part Number1 | Reference URL | Reference URL1 | Item Number | Equipment Type | Equipment Manufacturer | Equipment Model | Equipment Serial | DWG | DRAWING VERSION | POS/TAG | Enriched/Cleansed | UNSPSC Ver.23.07 | ADDITIONAL FEATURES FROM INPUT | Additional Features from WEBSOURCE | Noun | Modifier | Attribute Name 1 | Attribute Value 1 | Attribute Name 2 | Attribute Value 2 | Attribute Name 3 | Attribute Value 3 | Attribute Name 4 | Attribute Value 4 | Attribute Name 5 | Attribute Value 5 | Attribute Name 6 | Attribute Value 6 | Attribute Name 7 | Attribute Value 7 | Attribute Name 8 | Attribute Value 8 | Attribute Name 9 | Attribute Value 9 | Attribute Name 10 | Attribute Value 10 | Attribute Name 11 | Attribute Value 11 | Attribute Name 12 | Attribute Value 12 | Attribute Name 13 | Attribute Value 13 | Attribute Name 14 | Attribute Value 14 | Attribute Name 15 | Attribute Value 15 | Attribute Name 16 | Attribute Value 16 | Attribute Name 17 | Attribute Value 17 | Attribute Name 18 | Attribute Value 18 | Attribute Name 19 | Attribute Value 19 | Attribute Name 20 | Attribute Value 20 | Attribute Name 21 | Attribute Value 21 | Attribute Name 22 | Attribute Value 22 | Attribute Name 23 | Attribute Value 23 | Attribute Name 24 | Attribute Value 24 | Attribute Name 25 | Attribute Value 25 | Attribute Name 26 | Attribute Value 26 | Attribute Name 27 | Attribute Value 27 | Attribute Name 28 | Attribute Value 28 | Attribute Name 29 | Attribute Value 29 | Attribute Name 30 | Attribute Value 30 | Attribute Name 31 | Attribute Value 31 | Attribute Name 32 | Attribute Value 32 | Attribute Name 33 | Attribute Value 33 | Attribute Name 34 | Attribute Value 34 | Attribute Name 35 | Attribute Value 35 | Attribute Name 36 | Attribute Value 36 | Status
STP_009 - Lot7 | Data Enrichment | SMX | OK | 2023-10-16 | 2023-10-30 |  | 1077541 | 1077541 |  |  |  | ERSA | M | 5900 | 1197675GZPCLNT100 | EA | 3000012 | CABLE,ASSY;TOY,53630-0K010,HOD LCK | CABLE,ASSY;TOY,53630-0K010,HOD LCK | CABLE,ASSEMBLY;MNFR:TOYOTA,PTNO:53630-0K010,ADDITIONAL FEATURES EN:HOOD LOCK |  |  | TOYOTA | 53630-0K010 | [14 empty] | TOYOTA | 53630-0K010 | [16 empty] | https://www.partsnext.com/toyota/53630-0k010-cable-assy-hood-lock-control/ | [9 empty] | Enriched | 26121603 Control cable |  |  | CABLE | ASSEMBLY | TYPE | HOOD LOCK CONTROL | VOLTAGE RATING |  | CURRENT RATING |  | CONDUCTOR SIZE |  | NUMBER OF CONDUCTORS |  | CORE STRANDS |  | CONDUCTOR MATERIAL |  | JACKET MATERIAL |  | INSULATION MATERIAL |  | TEMPERATURE RATING |  | LENGTH |  | JACKET COLOUR |  | HAZARD CLASS |  | CERTIFICATION/STANDARD | [45 empty] | Production Completed
STP_009 - Lot7 | Data Enrichment | SMX | OK | 2023-10-16 | 2023-10-30 |  | 1134869 | 1134869 | 1419355 | AU_QM_000265400 |  | ERSA | M | 5915 | 1419355GZPCLNT100 | EA |  | CABLE,ELEC;2.5MM2,2; ECC,OLEY6G; PIE | CABLE,ELEC;2.5MM2,2; ECC,OLEY6G; PIE | CABLE,ELEC;MNFR: ,PTNO:2.5MM2,2; ECC,OLEY6G; PIE |  | CABLE,ELEC;2.5MM2,2; ECC,OLEY6G; PIECABLE,ELEC;2.5MM2,2; ECC,OLEY6G; PIE | [14 empty] | OLEY | [19 empty] | URL NOT FOUND | [9 empty] | Cleansed | 26121600 Electrical cable and accessories | 6G,PIE |  | CABLE | ELECTRICAL | TYPE | ECC | VOLTAGE RATING |  | CURRENT RATING |  | CONDUCTOR SIZE | 2.5MM 2 | NUMBER OF CONDUCTORS |  | CORE STRANDS | 2 | CONDUCTOR MATERIAL |  | JACKET MATERIAL |  | INSULATION MATERIAL |  | FILLER MATERIAL |  | ARMOR TYPE |  | TEMPERATURE RATING |  | LENGTH |  | JACKET COLOUR |  | HAZARD CLASS |  | CERTIFICATION/STANDARD | [41 empty] | Production Completed
STP_009 - Lot7 | Data Enrichment | SMX | OK | 2023-10-16 | 2023-10-30 |  | 1134209 | 1134209 | 1417604 | AU_QM_000263471 |  | ERSA | M | 5915 | 1417604GZPCLNT100 | EA |  | CABLE,ELEC;CRCLR,450-700V,2.5MM2,2; ECC | CABLE,ELEC;CRCLR,450-700V,2.5MM2,2; ECC | CABLE,ELEC;MNFR: ,PTNO:CRCLR,450-700V,2.5MM2,2; ECC |  | CABLE,ELEC;CRCLR,450-700V,2.5MM2,2; ECCCABLE,ELEC;CRCLR,450-700V,2.5MM2,2; ECC | [34 empty] | URL NOT FOUND | [9 empty] | Cleansed | 26121600 Electrical cable and accessories |  |  | CABLE | ELECTRICAL | TYPE | CIRCULAR,ECC | VOLTAGE RATING | 450 TO 700 V | CURRENT RATING |  | CONDUCTOR SIZE | 2.5MM 2 | NUMBER OF CONDUCTORS |  | CORE STRANDS | 2 | CONDUCTOR MATERIAL |  | JACKET MATERIAL |  | INSULATION MATERIAL |  | FILLER MATERIAL |  | ARMOR TYPE |  | TEMPERATURE RATING |  | LENGTH |  | JACKET COLOUR |  | HAZARD CLASS |  | CERTIFICATION/STANDARD | [41 empty] | Production Completed
STP_009 - Lot7 | Data Enrichment | SMX | OK | 2023-10-16 | 2023-10-30 |  | 1134454 | 1134454 | 1405004 | AU_QM_000249841 |  | ERSA | M | 5915 | 1405004GZPCLNT100 | EA |  | CABLE,ELEC;FLAT,1.5MM2,2; ECC,100M | CABLE,ELEC;FLAT,1.5MM2,2; ECC,100M | CABLE,ELEC;MNFR: ,PTNO:FLAT,1.5MM2,2; ECC,100M |  | CABLE,ELEC;FLAT,1.5MM2,2; ECC,100MCABLE,ELEC;FLAT,1.5MM2,2; ECC,100M | [34 empty] | URL NOT FOUND | [9 empty] | Cleansed | 26121624 Ribbon or flat cable | LENGTH:100 M |  | CABLE | FLAT | TYPE | ECC | NUMBER OF WAYS |  | WIDTH |  | CAPACITANCE |  | IMPEDANCE |  | WIRE SIZE | 1.5MM 2 | CORE STRANDS | 2 | CONDUCTOR MATERIAL |  | PITCH |  | SHEATH MATERIAL |  | SHEATH COLOUR |  | VOLTAGE RATING |  | TEMPERATURE RATING |  | HAZARD CLASS |  | CERTIFICATION/STANDARD | [43 empty] | Production Completed
STP_009 - Lot7 | Data Enrichment | SMX | OK | 2023-10-16 | 2023-10-30 |  | 1134368 | 1134368 | 1408969 | AU_QM_000254139 |  | ERSA | M | 5915 | 1408969GZPCLNT100 | EA |  | CABLE,ELEC;FLT,1.5MM2,2; ECC,LG 100M | CABLE,ELEC;FLT,1.5MM2,2; ECC,LG 100M | CABLE,ELEC;MNFR: ,PTNO:FLT,1.5MM2,2; ECC,LG 100M |  | CABLE,ELEC;FLT,1.5MM2,2; ECC,LG 100MCABLE,ELEC;FLT,1.5MM2,2; ECC,LG 100M | [34 empty] | URL NOT FOUND | [9 empty] | Cleansed | 26121624 Ribbon or flat cable | LENGTH:100 M |  | CABLE | FLAT | TYPE | ECC | NUMBER OF WAYS |  | WIDTH |  | CAPACITANCE |  | IMPEDANCE |  | WIRE SIZE | 1.5MM 2 | CORE STRANDS | 2 | CONDUCTOR MATERIAL |  | PITCH |  | SHEATH MATERIAL |  | SHEATH COLOUR |  | VOLTAGE RATING |  | TEMPERATURE RATING |  | HAZARD CLASS |  | CERTIFICATION/STANDARD | [43 empty] | Production Completed
STP_009 - Lot7 | Data Enrichment | SMX | OK | 2023-10-16 | 2023-10-30 | CONFLICT W.R.T INPUT PROCESSED BASED ON WEB SOURCE | 1098840 | 1098840 | 1393430 | AU_QM_000236870 |  | ERSA | M | 5100 | 1393430GZPCLNT100 | EA | 3000012 | CABLE,ELEC;TOY,89516-60610 | CABLE,ELEC;TOY,89516-60610 | CABLE,ELECTRICAL;MNFR:TOYOTA,PTNO:89516-60610 |  | OEM-E-LISTCABLE,ELECTRICAL;TOY,89516-60610 | TOYOTA | 89516-60610 | [14 empty] | TOYOTA | 89516-60610 | [16 empty] | https://www.partsnext.com/toyota/89516-60610-wire-skid-control/ | https://www.walmart.com/ip/Genuine-OE-Toyota-Wire-Skid-Control-S-89516-60610/123777956 | [8 empty] | Enriched | 31150000 Rope and chain and cable and wire and strap | OEM-E-LIST |  | WIRE | NO MODIFIER | TYPE | SKID CONTROL | WIRE SIZE |  | NUMBER OF STRANDS |  | MATERIAL |  | LOAD CAPACITY |  | TENSILE STRENGTH |  | HAZARD CLASS |  | CERTIFICATION/STANDARD | [57 empty] | Production Completed
STP_009 - Lot7 | Data Enrichment | SMX | OK | 2023-10-16 | 2023-10-30 |  | 1186751 | 1186751 |  |  |  | ERSA | M | 5100 | 1551727GZPCLNT100 | M | 3000422 | CABLE,INSTR;CNW,OLXIEC184AA004CXAA,1.5MM | CABLE INSTRU;CNW,OLXIEC184AA004CXAA | CABLE,INSTRUMENT;MNFR:CNW,PTNO:OLXIEC184AA004CXAA,ADDITIONAL FEATURES EN:1.5MM,4PAIR,OVERALL SCREENED,PVC/PVC | CABLE INSTRUMENTOS;MNFR:CNW,PTNO:OLXIEC184AA004CXAA |  | CNW | OLXIEC184AA004CXAA | [12 empty] | CNW | OLXIEC184AA004CXAA | [18 empty] | URL NOT FOUND | [9 empty] | Cleansed | 26121642 Instrumentation Cable | PACKAGE QUANTITY:4 PAIR |  | CABLE | INSTRUMENT | TYPE | OVERALL SCREENED | DIAMETER |  | CONDUCTOR SIZE | 1.5 MM | NUMBER OF CONDUCTORS |  | CORE STRANDS |  | CONDUCTOR MATERIAL |  | JACKET MATERIAL | PVC | INSULATION MATERIAL | PVC | END CONNECTION |  | VOLTAGE RATING |  | TEMPERATURE RATING |  | LENGTH |  | JACKET COLOUR |  | HAZARD CLASS |  | CERTIFICATION/STANDARD | [43 empty] | Production Completed
STP_009 - Lot7 | Data Enrichment | SMX | OK | 2023-10-16 | 2023-10-30 |  | 1098555 | 1098555 | 1374075 | AU_QM_000202955 |  | ERSA | M | 5100 | 1374075GZPCLNT100 | EA | 1068410 | CABLE;MTC,MT1217 1230 060 | CABLE;MTC,MT1217 1230 060 | CABLE;MNFR:ATLAS COPCO,PTNO:MT1217 1230 060 |  | CABLE;MTC,MT1217 1230 060CABLE;ATL,MT1217 1230 060 | MAINTENANCE TECHNIQUE PTY LTD | MT1217 1230 060 | [12 empty] | MAINTENANCE TECHNIQUE PTY LTD | MT1217 1230 060 | [18 empty] | URL NOT FOUND | [9 empty] | Cleansed | 26121600 Electrical cable and accessories |  |  | CABLE | NO MODIFIER | TYPE |  | NUMBER OF CONDUCTORS |  | CONDUCTOR SIZE |  | VOLTAGE RATING |  | CURRENT RATING |  | CONDUCTOR MATERIAL |  | JACKET MATERIAL |  | INSULATION MATERIAL |  | TEMPERATURE RATING |  | LENGTH |  | HAZARD CLASS |  | CERTIFICATION/STANDARD | [49 empty] | Production Completed
STP_009 - Lot7 | Data Enrichment | SMX | OK | 2023-10-16 | 2023-10-30 |  | 1098554 | 1098554 | 1374076 | AU_QM_000202956 |  | ERSA | M | 5100 | 1374076GZPCLNT100 | EA | 1068410 | CABLE;MTC,MT1217 1240 010 | CABLE;MTC,MT1217 1240 010 | CABLE;MNFR:ATLAS COPCO,PTNO:MT1217 1240 010 |  | CABLE;MTC,MT1217 1240 010CABLE;ATL,MT1217 1240 010 | MAINTENANCE TECHNIQUE PTY LTD | MT1217 1240 010 | [12 empty] | MAINTENANCE TECHNIQUE PTY LTD | MT1217 1240 010 | [18 empty] | URL NOT FOUND | [9 empty] | Cleansed | 26121600 Electrical cable and accessories |  |  | CABLE | NO MODIFIER | TYPE |  | NUMBER OF CONDUCTORS |  | CONDUCTOR SIZE |  | VOLTAGE RATING |  | CURRENT RATING |  | CONDUCTOR MATERIAL |  | JACKET MATERIAL |  | INSULATION MATERIAL |  | TEMPERATURE RATING |  | LENGTH |  | HAZARD CLASS |  | CERTIFICATION/STANDARD | [49 empty] | Production Completed
STP_009 - Lot7 | Data Enrichment | SMX | OK | 2023-10-16 | 2023-10-30 |  | 1098553 | 1098553 | 1374077 | AU_QM_000202957 |  | ERSA | M | 5100 | 1374077GZPCLNT100 | EA | 1068410 | CABLE;MTC,MT1217 1240 060 | CABLE;MTC,MT1217 1240 060 | CABLE;MNFR:ATLAS COPCO,PTNO:MT1217 1240 060 |  | CABLE;MTC,MT1217 1240 060CABLE;ATL,MT1217 1240 060 | MAINTENANCE TECHNIQUE PTY LTD | MT1217 1240 060 | [12 empty] | MAINTENANCE TECHNIQUE PTY LTD | MT1217 1240 060 | [18 empty] | URL NOT FOUND | [9 empty] | Cleansed | 26121600 Electrical cable and accessories |  |  | CABLE | NO MODIFIER | TYPE |  | NUMBER OF CONDUCTORS |  | CONDUCTOR SIZE |  | VOLTAGE RATING |  | CURRENT RATING |  | CONDUCTOR MATERIAL |  | JACKET MATERIAL |  | INSULATION MATERIAL |  | TEMPERATURE RATING |  | LENGTH |  | HAZARD CLASS |  | CERTIFICATION/STANDARD | [49 empty] | Production Completed
STP_009 - Lot7 | Data Enrichment | SMX | OK | 2023-10-16 | 2023-10-30 |  | 1098550 | 1098550 | 1374080 | AU_QM_000202961 |  | ERSA | M | 5100 | 1374080GZPCLNT100 | EA | 1068410 | CABLE;MTC,MT1317 1321 010 | CABLE;MTC,MT1317 1321 010 | CABLE;MNFR:ATLAS COPCO,PTNO:MT1317 1321 010 |  | CABLE;MTC,MT1317 1321 010CABLE;ATL,MT1317 1321 010 | MAINTENANCE TECHNIQUE PTY LTD | MT1317 1321 010 | [12 empty] | MAINTENANCE TECHNIQUE PTY LTD | MT1317 1321 010 | [18 empty] | URL NOT FOUND | [9 empty] | Cleansed | 26121600 Electrical cable and accessories |  |  | CABLE | NO MODIFIER | TYPE |  | NUMBER OF CONDUCTORS |  | CONDUCTOR SIZE |  | VOLTAGE RATING |  | CURRENT RATING |  | CONDUCTOR MATERIAL |  | JACKET MATERIAL |  | INSULATION MATERIAL |  | TEMPERATURE RATING |  | LENGTH |  | HAZARD CLASS |  | CERTIFICATION/STANDARD | [49 empty] | Production Completed
STP_009 - Lot7 | Data Enrichment | SMX | OK | 2023-10-16 | 2023-10-30 | CONFLICT W.R.T INPUT PROCESSED BASED ON WEB SOURCE | 1098548 | 1098548 | 1374082 | AU_QM_000202963 |  | ERSA | M | 5100 | 1374082GZPCLNT100 | EA | 1068410 | CABLE;MTC,MT2320 2320 013 | CABLE;MTC,MT2320 2320 013 | CABLE;MNFR:ATLAS COPCO,PTNO:MT2320 2320 013 |  | CABLE;MTC,MT2320 2320 013CABLE;ATL,MT2320 2320 013 | MAINTENANCE TECHNIQUE PTY LTD | MT2320 2320 013 | [14 empty] | MAINTENANCE TECHNIQUE PTY LTD | MT2320 2320 013 | [16 empty] | https://www.mtunderground.com/wp-content/uploads/2020/07/211221-CATALOGUE-BOOM-_-FEED-ASSEMBLY-MTM7-RHS17-CA.pdf | [9 empty] | Enriched | 30101500 Angles |  |  | ANGLE | NO MODIFIER | TYPE | DRILL | SIZE |  | LOAD CAPACITY |  | MATERIAL |  | MATERIAL SPECIFICATION |  | COATING/FINISH |  | HAZARD CLASS |  | CERTIFICATION/STANDARD | [57 empty] | Production Completed
STP_009 - Lot7 | Data Enrichment | SMX | OK | 2023-10-16 | 2023-10-30 | CONFLICT W.R.T INPUT PROCESSED BASED ON WEB SOURCE | 1098545 | 1098545 | 1374117 | AU_QM_000202999 |  | ERSA | M | 5100 | 1374117GZPCLNT100 | EA | 1068410 | CABLE;MTC,MT3176 0010 543 | CABLE;MTC,MT3176 0010 543 | CABLE;MNFR:ATLAS COPCO,PTNO:MT3176 0010 543 |  | CABLE;MTC,MT3176 0010 543CABLE;ATL,MT3176 0010 543 | MAINTENANCE TECHNIQUE PTY LTD | MT3176 0010 543 | [14 empty] | MAINTENANCE TECHNIQUE PTY LTD | MT3176 0010 543 | [16 empty] | https://www.mtunderground.com/wp-content/uploads/2020/07/211221-CATALOGUE-BOOM-_-FEED-ASSEMBLY-MTM7-RHS17-CA.pdf | [9 empty] | Enriched | 26121700 Wiring harness |  |  | HARNESS | CABLE | TYPE | TRIPLE OUTPUT | CABLE SIZE |  | INSULATION MATERIAL |  | SIZE |  | CONDUCTOR MATERIAL |  | CONNECTION TYPE |  | HAZARD CLASS |  | CERTIFICATION/STANDARD | [57 empty] | Production Completed
STP_009 - Lot7 | Data Enrichment | SMX | OK | 2023-10-16 | 2023-10-30 | CONFLICT W.R.T INPUT PROCESSED BASED ON WEB SOURCE | 1028775 | 1028775 | 1431704 | AU_QM_000754382 |  | ERSA | M | 5100 | 1431704GZPCLNT100 | EA | 3000012 | CABLE;TOY,47616-60010(NG) | CABLE;TOY,47616-60010(NG) | CABLE;MNFR:TOYOTA,PTNO:47616-60010(NG) |  | CABLE ASSY,VEH BRAKE: LANDCRUISER BRAKE WIRE; | TOYOTA | 47616-60010(NG) | 1068114 @@ BELL & MOIR - PARTS ORDERS ONLY | 47616-60010(NG) | 1071809 @@ ASHDOWN ENTERPRISES | 47616-60010(NG) | 1068087 @@ ASHDOWN INGRAM | 47616-60010(NG) | [8 empty] | TOYOTA | 47616-60010(NG) | BELL & MOIR - PARTS ORDERS ONLY | 47616-60010(NG) | ASHDOWN ENTERPRISES | 47616-60010(NG) | ASHDOWN INGRAM | 47616-60010(NG) | [10 empty] | https://www.toyotapartsdeal.com/oem/toyota~wire~parking~brake~rh~47616-60010.html | https://mytuff4x4.com.au/shop/terrain-tamer-4wd/toyota-terrain-tamer-4wd/landcruiser-toyota-terrain-tamer-4wd/bj42/wire-hand-brake-suits-rear-drum-brakes/ |  | LANDCRUISER VEHICLE | [6 empty] | Enriched | 31150000 Rope and chain and cable and wire and strap |  |  | WIRE | NO MODIFIER | TYPE | PARKING BRAKE,LEFT HAND | WIRE SIZE |  | NUMBER OF STRANDS |  | MATERIAL |  | LOAD CAPACITY |  | TENSILE STRENGTH |  | HAZARD CLASS |  | CERTIFICATION/STANDARD | [57 empty] | Production Completed
STP_009 - Lot7 | Data Enrichment | SMX | OK | 2023-10-16 | 2023-10-30 |  | 1031026 | 1031026 | 1454722 | AU_QM_001237593 |  | ERSA | M | 5100 | 1454722GZPCLNT100 | EA | 3000012 | CABLE;TOY,843060K021 | CABLE;TOY,843060K021 | CABLE;MNFR:TOYOTA,PTNO:843060K021 |  | CABLE: SPIRAL;AIRBAG;SUB ASSEMBLY; | TOYOTA | 843060K021 | 1071809 @@ ASHDOWN ENTERPRISES | 843060K021 | 1068114 @@ BELL & MOIR - PARTS ORDERS ONLY | 843060K021 | [10 empty] | TOYOTA | 843060K021 | ASHDOWN ENTERPRISES | 843060K021 | BELL & MOIR - PARTS ORDERS ONLY | 843060K021 | [12 empty] | https://partsouq.com/en/search/all?q=843060K021 | [9 empty] | Cleansed | 26121600 Electrical cable and accessories |  |  | CABLE | ASSEMBLY | TYPE | SPIRAL,AIRBAG,SUB | VOLTAGE RATING |  | CURRENT RATING |  | CONDUCTOR SIZE |  | NUMBER OF CONDUCTORS |  | CORE STRANDS |  | CONDUCTOR MATERIAL |  | JACKET MATERIAL |  | INSULATION MATERIAL |  | TEMPERATURE RATING |  | LENGTH |  | JACKET COLOUR |  | HAZARD CLASS |  | CERTIFICATION/STANDARD | [45 empty] | Production Completed
STP_009 - Lot7 | Data Enrichment | SMX | OK | 2023-10-16 | 2023-10-30 |  | 1031814 | 1031814 | 1458147 | AU_QM_001312289 |  | ERSA | M | 5100 | 1458147GZPCLNT100 | EA | 3000012 | CABLE;TOY,5363060180 | CABLE;TOY,5363060180 | CABLE;MNFR:TOYOTA,PTNO:5363060180 |  | CABLE: V8 HOOD CABLE A/B; | TOYOTA | 5363060180 | 1071809 @@ ASHDOWN ENTERPRISES | 53630-60180 | 1068087 @@ ASHDOWN INGRAM | 53630-60180 | 1068114 @@ BELL & MOIR - PARTS ORDERS ONLY | 5363060180 | [8 empty] | TOYOTA | 5363060180 | ASHDOWN ENTERPRISES | 53630-60180 | ASHDOWN INGRAM | 53630-60180 | BELL & MOIR - PARTS ORDERS ONLY | 5363060180 | [10 empty] | https://partsouq.com/en/search/all?q=5363060180 | [9 empty] | Enriched | 26121603 Control cable | V8 A/B |  | CABLE | ASSEMBLY | TYPE | HOOD LOCK CONTROL | VOLTAGE RATING |  | CURRENT RATING |  | CONDUCTOR SIZE |  | NUMBER OF CONDUCTORS |  | CORE STRANDS |  | CONDUCTOR MATERIAL |  | JACKET MATERIAL |  | INSULATION MATERIAL |  | TEMPERATURE RATING |  | LENGTH |  | JACKET COLOUR |  | HAZARD CLASS |  | CERTIFICATION/STANDARD | [45 empty] | Production Completed
STP_009 - Lot7 | Data Enrichment | SMX | OK | 2023-10-16 | 2023-10-30 | SERIES MATCH | 1031852 | 1031852 | 1455005 | AU_QM_001245012 |  | ERSA | M | 5100 | 1455005GZPCLNT100 | EA | 3000012 | CABLE;TOY,78180-90310(NG) | CABLE;TOY,78180-90310(NG) | CABLE;MNFR:TOYOTA,PTNO:78180-90310(NG) |  | CABLE ASSY: ACCELERATOR | TOYOTA | 78180-90310(NG) | 1068114 @@ BELL & MOIR - PARTS ORDERS ONLY | 78180-90310(NG) | 1071809 @@ ASHDOWN ENTERPRISES | 78180-90310(NG) | 1068087 @@ ASHDOWN INGRAM | 78180-90310(NG) | [8 empty] | TOYOTA | 78180-90310(NG) | BELL & MOIR - PARTS ORDERS ONLY | 78180-90310(NG) | ASHDOWN ENTERPRISES | 78180-90310(NG) | ASHDOWN INGRAM | 78180-90310(NG) | [10 empty] | https://www.onlineautoparts.com.au/products/Speedo-Cable-for-Toyota-Landcruiser-BJ40-4cyl-3.0L-B-1977-1978-1979-1980-78180-90310/ZPN-01222 | [9 empty] | Enriched | 26121600 Electrical cable and accessories |  |  | CABLE | ASSEMBLY | TYPE | ACCELERATOR,SPEEDO | VOLTAGE RATING |  | CURRENT RATING |  | CONDUCTOR SIZE |  | NUMBER OF CONDUCTORS |  | CORE STRANDS |  | CONDUCTOR MATERIAL |  | JACKET MATERIAL |  | INSULATION MATERIAL |  | TEMPERATURE RATING |  | LENGTH |  | JACKET COLOUR |  | HAZARD CLASS |  | CERTIFICATION/STANDARD | [45 empty] | Production Completed
STP_009 - Lot7 | Data Enrichment | SMX | OK | 2023-10-16 | 2023-10-30 |  | 1033602 | 1033602 | 1374073 | AU_QM_000202953 |  | ERSA | M | 5100 | 1374073GZPCLNT100 | EA | 1068410 | CABLE;MTC,MT1217 1221 025 | CABLE;MTC,MT1217 1221 025 | CABLE;MNFR:ATLAS COPCO,PTNO:MT1217 1221 025 |  | CABLE;MTC,MT1217 1221 025CABLE;ATL,MT1217 1221 025 | MAINTENANCE TECHNIQUE PTY LTD | MT1217 1221 025 | 1068410 @@ MAINTENANCE TECHNIQUE PTY LTD | MT1217 1221 025 | [12 empty] | MAINTENANCE TECHNIQUE PTY LTD | MT1217 1221 025 | MAINTENANCE TECHNIQUE PTY LTD | MT1217 1221 025 | [14 empty] | https://www.mtunderground.com/wp-content/uploads/2023/02/MT230216-BOOM-FEED-ASSEMBLY-MTE7-RHS27E-CA.pdf | [9 empty] | Cleansed | 26121600 Electrical cable and accessories |  |  | CABLE | NO MODIFIER | TYPE |  | NUMBER OF CONDUCTORS |  | CONDUCTOR SIZE |  | VOLTAGE RATING |  | CURRENT RATING |  | CONDUCTOR MATERIAL |  | JACKET MATERIAL |  | INSULATION MATERIAL |  | TEMPERATURE RATING |  | LENGTH |  | HAZARD CLASS |  | CERTIFICATION/STANDARD | [49 empty] | Production Completed
STP_009 - Lot7 | Data Enrichment | SMX | OK | 2023-10-16 | 2023-10-30 |  | 1033603 | 1033603 | 1374072 | AU_QM_000202951 |  | ERSA | M | 5100 | 1374072GZPCLNT100 | EA | 1068410 | CABLE;MTC,MT1217 1221 015 | CABLE;MTC,MT1217 1221 015 | CABLE;MNFR:ATLAS COPCO,PTNO:MT1217 1221 015 |  | CABLE;MTC,MT1217 1221 015CABLE;ATL,MT1217 1221 015 | MAINTENANCE TECHNIQUE PTY LTD | MT1217 1221 015 | 1068410 @@ MAINTENANCE TECHNIQUE PTY LTD | MT1217 1221 015 | [12 empty] | MAINTENANCE TECHNIQUE PTY LTD | MT1217 1221 015 | MAINTENANCE TECHNIQUE PTY LTD | MT1217 1221 015 | [14 empty] | https://www.mtunderground.com/wp-content/uploads/2023/02/MT230216-BOOM-FEED-ASSEMBLY-MTE7-RHS27E-CA.pdf | [9 empty] | Cleansed | 26121600 Electrical cable and accessories |  |  | CABLE | NO MODIFIER | TYPE |  | NUMBER OF CONDUCTORS |  | CONDUCTOR SIZE |  | VOLTAGE RATING |  | CURRENT RATING |  | CONDUCTOR MATERIAL |  | JACKET MATERIAL |  | INSULATION MATERIAL |  | TEMPERATURE RATING |  | LENGTH |  | HAZARD CLASS |  | CERTIFICATION/STANDARD | [49 empty] | Production Completed
STP_009 - Lot7 | Data Enrichment | SMX | OK | 2023-10-16 | 2023-10-30 |  | 1035193 | 1035193 | 1361406 | AU_QM_000159441 |  | ERSA | M | 5100 | 1361406GZPCLNT100 | EA | 3000012 | CABLE;TOY,ACX0928 | CABLE;TOY,ACX0928 | CABLE;MNFR:TOYOTA,PTNO:ACX0928 |  | CABLE,POWER:TWIN CORE;RED AND BLACK;6 B AND S GAUGE; | TOYOTA | ACX0928 | 1068114 @@ BELL & MOIR - PARTS ORDERS ONLY | ACX0928 | [12 empty] | OEX | ACX0928 | BELL & MOIR - PARTS ORDERS ONLY | ACX0928 | TOYOTA | ACX0928 | [12 empty] | https://www.repco.com.au/globes-batteries-electrical/electrical-accessories/automotive-electrical-cable/oex-6-b-s-twin-core-battery-cable-red-black-with-black-sheath-30m-roll-acx0928/p/A5352525 | [9 empty] | Enriched | 26121629 Power cable | 6 B AND S GAUGE |  | CABLE | POWER | TYPE | BATTERY | VOLTAGE RATING |  | CURRENT RATING |  | CONDUCTOR SIZE |  | NUMBER OF CONDUCTORS |  | CORE STRANDS | 2 | CONDUCTOR MATERIAL |  | JACKET MATERIAL |  | INSULATION MATERIAL |  | BEND RADIUS |  | TEMPERATURE RATING | 90 DEG C | LENGTH | 30 M | JACKET COLOR | RED AND BLACK | CERTIFICATION/STANDARD | AS/NZS 3808 | [44 empty] | Production Completed
STP_009 - Lot7 | Data Enrichment | SMX | OK | 2023-10-16 | 2023-10-30 |  | 1060971 | 1060971 |  |  |  | ERSA | M | 1640 | 1542839GZPCLNT100 | EA |  | CABLE,CTRL;1.5MM,30C+E,SWA,500M | CABLE CONT; | CABLE,CONTROL;ADDITIONAL FEATURES EN:1.5MM,30C+E,SWA,500M,CMISCC7050C30CE | CABLE CONTROL; |  |  |  | 1068181 @@ CNW (MOUNT ISA) ELECT WHOLESALER | CMISCC7050C30CE | [10 empty] | CNW (MOUNT ISA) ELECT WHOLESALER | CMISCC7050C30CE | [18 empty] | URL NOT FOUND | [9 empty] | Cleansed | 26121603 Control cable | CORE STRANDS:30C+E |  | CABLE | ARMORED | TYPE | CONTROL | CONDUCTOR SIZE | 1.5 MM | NUMBER OF CONDUCTORS |  | LENGTH | 500 M | ARMOR MATERIAL | STEEL WIRE | OUTER JACKET MATERIAL |  | CONDUCTOR MATERIAL |  | VOLTAGE RATING |  | INSULATION MATERIAL |  | COLOR |  | SHIELDED/UNSHIELDED PAIRS |  | TEMPERATURE RATING |  | OUTSIDE DIAMETER |  | CERTIFICATION/STANDARD | [45 empty] | Production Completed
STP_009 - Lot7 | Data Enrichment | SMX | OK | 2023-10-16 | 2023-10-30 |  | 1060972 | 1060972 |  |  |  | ERSA | M | 1640 | 1542840GZPCLNT100 | EA |  | CABLE,CTRL;2.5MM,30C+E,SWA,500M | CABLE CONT; | CABLE,CONTROL;ADDITIONAL FEATURES EN:2.5MM,30C+E,SWA,500M | CABLE CONTROL; |  |  |  | 1068181 @@ CNW (MOUNT ISA) ELECT WHOLESALER | CMISCC7067C30CE | [10 empty] | CNW (MOUNT ISA) ELECT WHOLESALER | CMISCC7067C30CE | [18 empty] | URL NOT FOUND | [9 empty] | Cleansed | 26121603 Control cable | CORE STRANDS:30C+E |  | CABLE | ARMORED | TYPE | CONTROL | CONDUCTOR SIZE | 2.5 MM | NUMBER OF CONDUCTORS |  | LENGTH | 500 M | ARMOR MATERIAL | STEEL WIRE | OUTER JACKET MATERIAL |  | CONDUCTOR MATERIAL |  | VOLTAGE RATING |  | INSULATION MATERIAL |  | COLOR |  | SHIELDED/UNSHIELDED PAIRS |  | TEMPERATURE RATING |  | OUTSIDE DIAMETER |  | CERTIFICATION/STANDARD | [45 empty] | Production Completed
STP_009 - Lot7 | Data Enrichment | SMX | OK | 2023-10-16 | 2023-10-30 |  | 1060973 | 1060973 |  |  |  | ERSA | M | 1640 | 1542841GZPCLNT100 | EA |  | CABLE,CTRL;4MM,30C+E,SWA,500M | CABLE CONT; | CABLE,CONTROL;ADDITIONAL FEATURES EN:4MM,30C+E,SWA,500M | CABLE CONTROL; |  |  |  | 1068181 @@ CNW (MOUNT ISA) ELECT WHOLESALER | CMISCC7085C30CE | [10 empty] | CNW (MOUNT ISA) ELECT WHOLESALER | CMISCC7085C30CE | [18 empty] | URL NOT FOUND | [9 empty] | Cleansed | 26121603 Control cable | CORE STRANDS:30C+E |  | CABLE | ARMORED | TYPE | CONTROL | CONDUCTOR SIZE | 4 MM | NUMBER OF CONDUCTORS |  | LENGTH | 500 M | ARMOR MATERIAL | STEEL WIRE | OUTER JACKET MATERIAL |  | CONDUCTOR MATERIAL |  | VOLTAGE RATING |  | INSULATION MATERIAL |  | COLOR |  | SHIELDED/UNSHIELDED PAIRS |  | TEMPERATURE RATING |  | OUTSIDE DIAMETER |  | CERTIFICATION/STANDARD | [45 empty] | Production Completed
STP_009 - Lot7 | Data Enrichment | SMX | OK | 2023-10-16 | 2023-10-30 |  | 1060974 | 1060974 |  |  |  | ERSA | M | 1640 | 1542842GZPCLNT100 | EA |  | CABLE,CTRL;1.5MM,20C+E,SWA,500M | CABLE CONT; | CABLE,CONTROL;ADDITIONAL FEATURES EN:1.5MM,20C+E,SWA,500M | CABLE CONTROL; |  |  |  | 1068181 @@ CNW (MOUNT ISA) ELECT WHOLESALER | CBL1.520CESCO500 | [10 empty] | CNW (MOUNT ISA) ELECT WHOLESALER | CBL1.520CESCO500 | [18 empty] | URL NOT FOUND | [9 empty] | Cleansed | 26121603 Control cable | CORE STRANDS:20C+E |  | CABLE | ARMORED | TYPE | CONTROL | CONDUCTOR SIZE | 1.5 MM | NUMBER OF CONDUCTORS |  | LENGTH | 500 M | ARMOR MATERIAL | STEEL WIRE | OUTER JACKET MATERIAL |  | CONDUCTOR MATERIAL |  | VOLTAGE RATING |  | INSULATION MATERIAL |  | COLOR |  | SHIELDED/UNSHIELDED PAIRS |  | TEMPERATURE RATING |  | OUTSIDE DIAMETER |  | CERTIFICATION/STANDARD | [45 empty] | Production Completed
STP_009 - Lot7 | Data Enrichment | SMX | OK | 2023-10-16 | 2023-10-30 |  | 1060975 | 1060975 |  |  |  | ERSA | M | 1640 | 1542843GZPCLNT100 | EA |  | CABLE,CTRL;2.5MM,20C+E,SWA,500M | CABLE CONT; | CABLE,CONTROL;ADDITIONAL FEATURES EN:2.5MM,20C+E,SWA,500M | CABLE CONTROL; |  |  |  | 1068181 @@ CNW (MOUNT ISA) ELECT WHOLESALER | CBL2.520CESCO | [10 empty] | CNW (MOUNT ISA) ELECT WHOLESALER | CBL2.520CESCO | [18 empty] | URL NOT FOUND | [9 empty] | Cleansed | 26121603 Control cable | CORE STRANDS:20C+E |  | CABLE | ARMORED | TYPE | CONTROL | CONDUCTOR SIZE | 2.5 MM | NUMBER OF CONDUCTORS |  | LENGTH | 500 M | ARMOR MATERIAL | STEEL WIRE | OUTER JACKET MATERIAL |  | CONDUCTOR MATERIAL |  | VOLTAGE RATING |  | INSULATION MATERIAL |  | COLOR |  | SHIELDED/UNSHIELDED PAIRS |  | TEMPERATURE RATING |  | OUTSIDE DIAMETER |  | CERTIFICATION/STANDARD | [45 empty] | Production Completed
STP_009 - Lot7 | Data Enrichment | SMX | OK | 2023-10-16 | 2023-10-30 |  | 1060976 | 1060976 |  |  |  | ERSA | M | 1640 | 1542844GZPCLNT100 | EA |  | CABLE,CTRL;4MM,20C+E,SWA,500M | CABLE CONT; | CABLE,CONTROL;ADDITIONAL FEATURES EN:4MM,20C+E,SWA,500M | CABLE CONTROL; |  |  |  | 1068181 @@ CNW (MOUNT ISA) ELECT WHOLESALER | CMISCC7085C20CE | [10 empty] | CNW (MOUNT ISA) ELECT WHOLESALER | CMISCC7085C20CE | [18 empty] | URL NOT FOUND | [9 empty] | Cleansed | 26121603 Control cable | CORE STRANDS:20C+E |  | CABLE | ARMORED | TYPE | CONTROL | CONDUCTOR SIZE | 4 MM | NUMBER OF CONDUCTORS |  | LENGTH | 500 M | ARMOR MATERIAL | STEEL WIRE | OUTER JACKET MATERIAL |  | CONDUCTOR MATERIAL |  | VOLTAGE RATING |  | INSULATION MATERIAL |  | COLOR |  | SHIELDED/UNSHIELDED PAIRS |  | TEMPERATURE RATING |  | OUTSIDE DIAMETER |  | CERTIFICATION/STANDARD | [45 empty] | Production Completed
STP_009 - Lot7 | Data Enrichment | SMX | OK | 2023-10-16 | 2023-10-30 |  | 1060977 | 1060977 |  |  |  | ERSA | M | 1640 | 1542845GZPCLNT100 | EA |  | CABLE,CTRL;1.5MM,15C+E,SWA,500M | CABLE CONT; | CABLE,CONTROL;ADDITIONAL FEATURES EN:1.5MM,15C+E,SWA,500M | CABLE CONTROL; |  |  |  | 1068181 @@ CNW (MOUNT ISA) ELECT WHOLESALER | CMISCC0750C15CE | [10 empty] | CNW (MOUNT ISA) ELECT WHOLESALER | CMISCC0750C15CE | [18 empty] | URL NOT FOUND | [9 empty] | Cleansed | 26121603 Control cable | CORE STRANDS:15C+E |  | CABLE | ARMORED | TYPE | CONTROL | CONDUCTOR SIZE | 1.5 MM | NUMBER OF CONDUCTORS |  | LENGTH | 500 M | ARMOR MATERIAL | STEEL WIRE | OUTER JACKET MATERIAL |  | CONDUCTOR MATERIAL |  | VOLTAGE RATING |  | INSULATION MATERIAL |  | COLOR |  | SHIELDED/UNSHIELDED PAIRS |  | TEMPERATURE RATING |  | OUTSIDE DIAMETER |  | CERTIFICATION/STANDARD | [45 empty] | Production Completed
STP_009 - Lot7 | Data Enrichment | SMX | OK | 2023-10-16 | 2023-10-30 |  | 1060978 | 1060978 |  |  |  | ERSA | M | 1640 | 1542846GZPCLNT100 | EA |  | CABLE,CTRL;2.5MM,15C+E,SWA,500M | CABLE CONT; | CABLE,CONTROL;ADDITIONAL FEATURES EN:2.5MM,15C+E,SWA,500M | CABLE CONTROL; |  |  |  | 1068181 @@ CNW (MOUNT ISA) ELECT WHOLESALER | CMISCC7067C15CE | [10 empty] | CNW (MOUNT ISA) ELECT WHOLESALER | CMISCC7067C15CE | [18 empty] | URL NOT FOUND | [9 empty] | Cleansed | 26121603 Control cable | CORE STRANDS:15C+E |  | CABLE | ARMORED | TYPE | CONTROL | CONDUCTOR SIZE | 2.5 MM | NUMBER OF CONDUCTORS |  | LENGTH | 500 M | ARMOR MATERIAL | STEEL WIRE | OUTER JACKET MATERIAL |  | CONDUCTOR MATERIAL |  | VOLTAGE RATING |  | INSULATION MATERIAL |  | COLOR |  | SHIELDED/UNSHIELDED PAIRS |  | TEMPERATURE RATING |  | OUTSIDE DIAMETER |  | CERTIFICATION/STANDARD | [45 empty] | Production Completed
STP_009 - Lot7 | Data Enrichment | SMX | OK | 2023-10-16 | 2023-10-30 |  | 1060979 | 1060979 |  |  |  | ERSA | M | 1640 | 1542847GZPCLNT100 | EA |  | CABLE,CTRL;4MM,15C+E,SWA,500M | CABLE CONT; | CABLE,CONTROL;ADDITIONAL FEATURES EN:4MM,15C+E,SWA,500M | CABLE CONTROL; |  |  |  | 1068181 @@ CNW (MOUNT ISA) ELECT WHOLESALER | CMISCC7085C15CE | [10 empty] | CNW (MOUNT ISA) ELECT WHOLESALER | CMISCC7085C15CE | [18 empty] | URL NOT FOUND | [9 empty] | Cleansed | 26121603 Control cable | CORE STRANDS:15C+E |  | CABLE | ARMORED | TYPE | CONTROL | CONDUCTOR SIZE | 4 MM | NUMBER OF CONDUCTORS |  | LENGTH | 500 M | ARMOR MATERIAL | STEEL WIRE | OUTER JACKET MATERIAL |  | CONDUCTOR MATERIAL |  | VOLTAGE RATING |  | INSULATION MATERIAL |  | COLOR |  | SHIELDED/UNSHIELDED PAIRS |  | TEMPERATURE RATING |  | OUTSIDE DIAMETER |  | CERTIFICATION/STANDARD | [45 empty] | Production Completed
STP_009 - Lot7 | Data Enrichment | SMX | OK | 2023-10-16 | 2023-10-30 |  | 1060980 | 1060980 |  |  |  | ERSA | M | 1640 | 1542848GZPCLNT100 | EA |  | CABLE,CTRL;4MM,12C+E,SWA,500M | CABLE CONT; | CABLE,CONTROL;ADDITIONAL FEATURES EN:4MM,12C+E,SWA,500M | CABLE CONTROL; |  |  |  | 1068181 @@ CNW (MOUNT ISA) ELECT WHOLESALER | CMISCC7085C12CE | [10 empty] | CNW (MOUNT ISA) ELECT WHOLESALER | CMISCC7085C12CE | [18 empty] | URL NOT FOUND | [9 empty] | Cleansed | 26121603 Control cable | CORE STRANDS:12C+E |  | CABLE | ARMORED | TYPE | CONTROL | CONDUCTOR SIZE | 4 MM | NUMBER OF CONDUCTORS |  | LENGTH | 500 M | ARMOR MATERIAL | STEEL WIRE | OUTER JACKET MATERIAL |  | CONDUCTOR MATERIAL |  | VOLTAGE RATING |  | INSULATION MATERIAL |  | COLOR |  | SHIELDED/UNSHIELDED PAIRS |  | TEMPERATURE RATING |  | OUTSIDE DIAMETER |  | CERTIFICATION/STANDARD | [45 empty] | Production Completed
STP_009 - Lot7 | Data Enrichment | SMX | OK | 2023-10-16 | 2023-10-30 |  | 1060981 | 1060981 |  |  |  | ERSA | M | 1640 | 1542849GZPCLNT100 | EA |  | CABLE,CTRL;1.5MM,10C+E,SWA,500M | CABLE CONT; | CABLE,CONTROL;ADDITIONAL FEATURES EN:1.5MM,10C+E,SWA,500M | CABLE CONTROL; |  |  |  | 1068181 @@ CNW (MOUNT ISA) ELECT WHOLESALER | CBL1.510CESCO500 | [10 empty] | CNW (MOUNT ISA) ELECT WHOLESALER | CBL1.510CESCO500 | [18 empty] | URL NOT FOUND | [9 empty] | Cleansed | 26121603 Control cable | CORE STRANDS:10C+E |  | CABLE | ARMORED | TYPE | CONTROL | CONDUCTOR SIZE | 1.5 MM | NUMBER OF CONDUCTORS |  | LENGTH | 500 M | ARMOR MATERIAL | STEEL WIRE | OUTER JACKET MATERIAL |  | CONDUCTOR MATERIAL |  | VOLTAGE RATING |  | INSULATION MATERIAL |  | COLOR |  | SHIELDED/UNSHIELDED PAIRS |  | TEMPERATURE RATING |  | OUTSIDE DIAMETER |  | CERTIFICATION/STANDARD | [45 empty] | Production Completed
STP_009 - Lot7 | Data Enrichment | SMX | OK | 2023-10-16 | 2023-10-30 |  | 1060982 | 1060982 |  |  |  | ERSA | M | 1640 | 1542850GZPCLNT100 | EA |  | CABLE,CTRL;2.5MM,10C+E,SWA,500M | CABLE CONT; | CABLE,CONTROL;ADDITIONAL FEATURES EN:2.5MM,10C+E,SWA,500M | CABLE CONTROL; |  |  |  | 1068181 @@ CNW (MOUNT ISA) ELECT WHOLESALER | CBL2.510CESCO500 | [10 empty] | CNW (MOUNT ISA) ELECT WHOLESALER | CBL2.510CESCO500 | [18 empty] | URL NOT FOUND | [9 empty] | Cleansed | 26121603 Control cable | CORE STRANDS:10C+E |  | CABLE | ARMORED | TYPE | CONTROL | CONDUCTOR SIZE | 2.5 MM | NUMBER OF CONDUCTORS |  | LENGTH | 500 M | ARMOR MATERIAL | STEEL WIRE | OUTER JACKET MATERIAL |  | CONDUCTOR MATERIAL |  | VOLTAGE RATING |  | INSULATION MATERIAL |  | COLOR |  | SHIELDED/UNSHIELDED PAIRS |  | TEMPERATURE RATING |  | OUTSIDE DIAMETER |  | CERTIFICATION/STANDARD | [45 empty] | Production Completed
STP_009 - Lot7 | Data Enrichment | SMX | OK | 2023-10-16 | 2023-10-30 |  | 1060983 | 1060983 |  |  |  | ERSA | M | 1640 | 1542851GZPCLNT100 | EA |  | CABLE,CTRL;4MM,10C+E,SWA,500M | CABLE CONT; | CABLE,CONTROL;ADDITIONAL FEATURES EN:4MM,10C+E,SWA,500M | CABLE CONTROL; |  |  |  | 1068181 @@ CNW (MOUNT ISA) ELECT WHOLESALER | CMISCC7085C10CE | [10 empty] | CNW (MOUNT ISA) ELECT WHOLESALER | CMISCC7085C10CE | [18 empty] | URL NOT FOUND | [9 empty] | Cleansed | 26121603 Control cable | CORE STRANDS:10C+E |  | CABLE | ARMORED | TYPE | CONTROL | CONDUCTOR SIZE | 4 MM | NUMBER OF CONDUCTORS |  | LENGTH | 500 M | ARMOR MATERIAL | STEEL WIRE | OUTER JACKET MATERIAL |  | CONDUCTOR MATERIAL |  | VOLTAGE RATING |  | INSULATION MATERIAL |  | COLOR |  | SHIELDED/UNSHIELDED PAIRS |  | TEMPERATURE RATING |  | OUTSIDE DIAMETER |  | CERTIFICATION/STANDARD | [45 empty] | Production Completed
STP_009 - Lot7 | Data Enrichment | SMX | OK | 2023-10-16 | 2023-10-30 |  | 1060984 | 1060984 |  |  |  | ERSA | M | 1640 | 1542852GZPCLNT100 | EA |  | CABLE,CTRL;1.5MM,8C+E,SWA,500M | CABLE CONT; | CABLE,CONTROL;ADDITIONAL FEATURES EN:1.5MM,8C+E,SWA,500M | CABLE CONTROL; |  |  |  | 1068181 @@ CNW (MOUNT ISA) ELECT WHOLESALER | CMISCC7050C8CE | [10 empty] | CNW (MOUNT ISA) ELECT WHOLESALER | CMISCC7050C8CE | [18 empty] | URL NOT FOUND | [9 empty] | Cleansed | 26121603 Control cable | CORE STRANDS:8C+E |  | CABLE | ARMORED | TYPE | CONTROL | CONDUCTOR SIZE | 1.5 MM | NUMBER OF CONDUCTORS |  | LENGTH | 500 M | ARMOR MATERIAL | STEEL WIRE | OUTER JACKET MATERIAL |  | CONDUCTOR MATERIAL |  | VOLTAGE RATING |  | INSULATION MATERIAL |  | COLOR |  | SHIELDED/UNSHIELDED PAIRS |  | TEMPERATURE RATING |  | OUTSIDE DIAMETER |  | CERTIFICATION/STANDARD | [45 empty] | Production Completed
STP_009 - Lot7 | Data Enrichment | SMX | OK | 2023-10-16 | 2023-10-30 |  | 1060985 | 1060985 |  |  |  | ERSA | M | 1640 | 1542853GZPCLNT100 | EA |  | CABLE,CTRL;2.5MM,8C+E,SWA,500M | CABLE CONT; | CABLE,CONTROL;ADDITIONAL FEATURES EN:2.5MM,8C+E,SWA,500M | CABLE CONTROL; |  |  |  | 1068181 @@ CNW (MOUNT ISA) ELECT WHOLESALER | CMISCC7067C8CE | [10 empty] | CNW (MOUNT ISA) ELECT WHOLESALER | CMISCC7067C8CE | [18 empty] | URL NOT FOUND | [9 empty] | Cleansed | 26121603 Control cable | CORE STRANDS:8C+E |  | CABLE | ARMORED | TYPE | CONTROL | CONDUCTOR SIZE | 2.5 MM | NUMBER OF CONDUCTORS |  | LENGTH | 500 M | ARMOR MATERIAL | STEEL WIRE | OUTER JACKET MATERIAL |  | CONDUCTOR MATERIAL |  | VOLTAGE RATING |  | INSULATION MATERIAL |  | COLOR |  | SHIELDED/UNSHIELDED PAIRS |  | TEMPERATURE RATING |  | OUTSIDE DIAMETER |  | CERTIFICATION/STANDARD | [45 empty] | Production Completed
STP_009 - Lot7 | Data Enrichment | SMX | OK | 2023-10-16 | 2023-10-30 |  | 1060986 | 1060986 |  |  |  | ERSA | M | 1640 | 1542854GZPCLNT100 | EA |  | CABLE,CTRL;4MM,8C+E,SWA,500M | CABLE CONT; | CABLE,CONTROL;ADDITIONAL FEATURES EN:4MM,8C+E,SWA,500M | CABLE CONTROL; |  |  |  | 1068181 @@ CNW (MOUNT ISA) ELECT WHOLESALER | CMISCC7085C8CE | [10 empty] | CNW (MOUNT ISA) ELECT WHOLESALER | CMISCC7085C8CE | [18 empty] | URL NOT FOUND | [9 empty] | Cleansed | 26121603 Control cable | CORE STRANDS:8C+E |  | CABLE | ARMORED | TYPE | CONTROL | CONDUCTOR SIZE | 4 MM | NUMBER OF CONDUCTORS |  | LENGTH | 500 M | ARMOR MATERIAL | STEEL WIRE | OUTER JACKET MATERIAL |  | CONDUCTOR MATERIAL |  | VOLTAGE RATING |  | INSULATION MATERIAL |  | COLOR |  | SHIELDED/UNSHIELDED PAIRS |  | TEMPERATURE RATING |  | OUTSIDE DIAMETER |  | CERTIFICATION/STANDARD | [45 empty] | Production Completed
STP_009 - Lot7 | Data Enrichment | SMX | OK | 2023-10-16 | 2023-10-30 |  | 1072921 | 1072921 |  |  |  | ERSA | M | 1640 | 1574215GZPCLNT100 | M | 3000422 | CABLE,INSTR;CNW,WWCSM5332N,2TR 0.5MM2 BC | CABLE INSTRU;CNW,WWCSM5332N | CABLE,INSTRUMENT;MNFR:CNW,PTNO:WWCSM5332N,ADDITIONAL FEATURES EN:2TR 0.5MM2 BC CL2/PVC/IOS/PVC/SWA/PVC V90 110V | CABLE INSTRUMENTOS;MNFR:CNW,PTNO:WWCSM5332N |  | CNW | WWCSM5332N | 1068181 @@ CNW (MOUNT ISA) ELECT WHOLESALER | WWCSM5332N | [10 empty] | CNW | WWCSM5332N |  |  | CNW (MOUNT ISA) ELECT WHOLESALER | WWCSM5332N | [14 empty] | URL NOT FOUND | [9 empty] | Cleansed | 26121642 Instrumentation Cable | CLASS 2,IOS,ARMOR MATERIAL:STEEL WIRE |  | CABLE | INSTRUMENT | TYPE |  | DIAMETER |  | CONDUCTOR SIZE | 0.5 MM2 | NUMBER OF CONDUCTORS |  | CORE STRANDS |  | CONDUCTOR MATERIAL | BARE COPPER | JACKET MATERIAL | PVC | INSULATION MATERIAL | PVC V90 | END CONNECTION |  | VOLTAGE RATING | 110 V | TEMPERATURE RATING |  | LENGTH | 2 M | JACKET COLOUR |  | HAZARD CLASS |  | CERTIFICATION/STANDARD | [43 empty] | Production Completed
STP_009 - Lot7 | Data Enrichment | SMX | OK | 2023-10-16 | 2023-10-30 |  | 1072922 | 1072922 |  |  |  | ERSA | M | 1640 | 1574214GZPCLNT100 | M | 3000422 | CABLE,INSTR;CNW,WWC5313N,10TR 0.5MM2 BC | CABLE INSTRU;CNW,WWC5313N | CABLE,INSTRUMENT;MNFR:CNW,PTNO:WWC5313N,ADDITIONAL FEATURES EN:10TR 0.5MM2 BC CL2/PVC/IOS/PVC/SWA/PVC V90 110V | CABLE INSTRUMENTOS;MNFR:CNW,PTNO:WWC5313N |  | CNW | WWC5313N | 1068181 @@ CNW (MOUNT ISA) ELECT WHOLESALER | WWC5313N | [10 empty] | CNW | WWC5313N |  |  | CNW (MOUNT ISA) ELECT WHOLESALER | WWC5313N | [14 empty] | URL NOT FOUND | [9 empty] | Cleansed | 26121642 Instrumentation Cable | CLASS 2,IOS,ARMOR MATERIAL:STEEL WIRE |  | CABLE | INSTRUMENT | TYPE |  | DIAMETER |  | CONDUCTOR SIZE | 0.5 MM2 | NUMBER OF CONDUCTORS |  | CORE STRANDS |  | CONDUCTOR MATERIAL | BARE COPPER | JACKET MATERIAL | PVC | INSULATION MATERIAL | PVC V90 | END CONNECTION |  | VOLTAGE RATING | 110 V | TEMPERATURE RATING |  | LENGTH | 10 M | JACKET COLOUR |  | HAZARD CLASS |  | CERTIFICATION/STANDARD | [43 empty] | Production Completed
STP_009 - Lot7 | Data Enrichment | SMX | OK | 2023-10-16 | 2023-10-30 |  | 1072945 | 1072945 |  |  |  | ERSA | M | 1600 | 1574148GZPCLNT100 | M | 3000422 | CABLE,INSTR;CNW,CMIINS4P7030INDO/ALL,4 P | CABLE INSTRU;CNW,CMIINS4P7030INDO/ALL | CABLE,INSTRUMENT;MNFR:CNW,PTNO:CMIINS4P7030INDO/ALL,ADDITIONAL FEATURES EN:4 PAIR 7/0.30 0.5MM2 IND O/ALL SCR SWA | CABLE INSTRUMENTOS;MNFR:CNW,PTNO:CMIINS4P7030INDO/ALL |  | CNW | CMIINS4P7030INDO/ALL | 1068181 @@ CNW (MOUNT ISA) ELECT WHOLESALER | CMIINS4P7030INDO/ALL | [10 empty] | CNW | CMIINS4P7030INDO/ALL |  |  | CNW (MOUNT ISA) ELECT WHOLESALER | CMIINS4P7030INDO/ALL | [14 empty] | URL NOT FOUND | [9 empty] | Cleansed | 26121642 Instrumentation Cable | PACKAGE QUANTITY:4 PAIR,ARMOR MATERIAL:STEEL WIRE,IND |  | CABLE | INSTRUMENT | TYPE | OVERALL SCREENED | DIAMETER |  | CONDUCTOR SIZE | 0.5 MM2 | NUMBER OF CONDUCTORS |  | CORE STRANDS | 7/0.3 | CONDUCTOR MATERIAL |  | JACKET MATERIAL |  | INSULATION MATERIAL |  | END CONNECTION |  | VOLTAGE RATING |  | TEMPERATURE RATING |  | LENGTH |  | JACKET COLOUR |  | HAZARD CLASS |  | CERTIFICATION/STANDARD | [43 empty] | Production Completed
STP_009 - Lot7 | Data Enrichment | SMX | OK | 2023-10-16 | 2023-10-30 |  | 1077871 | 1077871 | 1184984 | AU_QM_000776408 |  | ERSA | M | 5900 | 1184984GZPCLNT100 | EA | 3000012 | CABLE;TOY,47616-60020,PRKG BRAKE | CABLE;TOY,47616-60020,PRKG BRAKE | CABLE;MNFR:TOYOTA,PTNO:47616-60020,ADDITIONAL FEATURES EN:PARKING BRAKE |  | WIRE,NONELEC: HZJ75 PARKING BRAKE WIRE; | TOYOTA | 47616-60020 | 1071809 @@ ASHDOWN ENTERPRISES | 47616-60020 | 1068114 @@ BELL & MOIR - PARTS ORDERS ONLY | 4761660020 | [10 empty] | TOYOTA | 47616-60020 | ASHDOWN ENTERPRISES | 47616-60020 | BELL & MOIR - PARTS ORDERS ONLY | 4761660020 | [12 empty] | https://www.toyotapartsdeal.com/oem/toyota~wire~parking~brake~47616-60020.html |  |  |  |  | HZJ75 |  |  |  |  | Cleansed | 31150000 Rope and chain and cable and wire and strap |  |  | WIRE | NO MODIFIER | TYPE | NON-ELECTRICAL,PARKING BRAKE | WIRE SIZE |  | NUMBER OF STRANDS |  | MATERIAL |  | LOAD CAPACITY |  | TENSILE STRENGTH |  | HAZARD CLASS |  | CERTIFICATION/STANDARD | [57 empty] | Production Completed
STP_009 - Lot7 | Data Enrichment | SMX | OK | 2023-10-16 | 2023-10-30 | CONFLICT W.R.T INPUT PROCESSED BASED ON WEB SOURCE | 1086739 | 1086739 |  |  |  | ERSA | M | 1640 | 1577769GZPCLNT100 | EA | 3000422 | CABLE,INSTR;CNW,V1-G-5M-PUR,M12,4-PIN | CABLE INSTRU;CNW,V1-G-5M-PUR | CABLE,INSTRUMENT;MNFR:CNW,PTNO:V1-G-5M-PUR,ADDITIONAL FEATURES EN:M12,4-PIN FEMALE CORDSET PUR | CABLE INSTRUMENTOS;MNFR:CNW,PTNO:V1-G-5M-PUR |  | CNW | V1-G-5M-PUR | 1068181 @@ CNW (MOUNT ISA) ELECT WHOLESALER | V1-G-5M-PUR | [12 empty] | PEPPERL+FUCHS | V1-G-5M-PUR | CNW (MOUNT ISA) ELECT WHOLESALER | V1-G-5M-PUR | CNW | V1-G-5M-PUR | [12 empty] | https://www.pepperl-fuchs.com/india/hi/classid_255.htm?view=productdetails&prodid=11387 | [9 empty] | Enriched | 31152100 Cords | CONNECTION:M12 4-PIN FEMALE |  | CORD | NO MODIFIER | TYPE | INSTRUMENT CABLE | CONSTRUCTION | 19X0.15 MM CORE | DIAMETER | 4.8 MM | LENGTH | 5 M | MATERIAL | PUR BASED ON POLYETHER | COLOUR | BROWN/WHITE/BLUE/BLACK | TENSILE STRENGTH |  | LOAD LIMIT |  | HAZARD CLASS |  | CERTIFICATION/STANDARD | IEC 60754-1 | [52 empty] | Production Completed
STP_009 - Lot7 | Data Enrichment | SMX | OK | 2023-10-16 | 2023-10-30 |  | 1087111 | 1087111 |  |  |  | ERSA | M | 1640 | 1563103GZPCLNT100 | M | 3000422 | CABLE,INSTR;CNW,CBL1.5DEK2PR,1.5MM,2PR,O | CABLE INSTRU;CNW,CBL1.5DEK2PR | CABLE,INSTRUMENT;MNFR:CNW,PTNO:CBL1.5DEK2PR,ADDITIONAL FEATURES EN:1.5MM,2PR,OVERALL SCREEN | CABLE INSTRUMENTOS;MNFR:CNW,PTNO:CBL1.5DEK2PR |  | CNW | CBL1.5DEK2PR | 1072012 @@ CNW (TOWNSVILLE) ELECT SUPPLIES | CBL1.5DEK2PR | 1071835 @@ REXEL AUSTRALIA | CBL1.5DEK2PR | [10 empty] | GENERIC | CBL1.5DEK2PR | CNW (TOWNSVILLE) ELECT SUPPLIES | CBL1.5DEK2PR | REXEL AUSTRALIA | CBL1.5DEK2PR | CNW | CBL1.5DEK2PR | [10 empty] | https://shop.cnw.com.au/cnw/en/AUD/AllCategories/Cable-and-Wire/Instrumentation-Cable/CABLE-DATA-1-5MM-2PR-OVERALL-SCREEN/p/CBL1.5DEK2PRA07 | [9 empty] | Enriched | 26121642 Instrumentation Cable | PACKAGE QUANTITY:2 PAIR |  | CABLE | INSTRUMENT | TYPE | OVERALL SCREENED | DIAMETER | 8.8 MM | CONDUCTOR SIZE | 1.5 MM | NUMBER OF CONDUCTORS |  | CORE STRANDS |  | CONDUCTOR MATERIAL | PLAIN ANNEALED COPPER | JACKET MATERIAL |  | INSULATION MATERIAL | PVC | END CONNECTION |  | VOLTAGE RATING |  | TEMPERATURE RATING |  | LENGTH | 100 M | JACKET COLOUR | BLACK | HAZARD CLASS |  | CERTIFICATION/STANDARD | [43 empty] | Production Completed
STP_009 - Lot7 | Data Enrichment | SMX | OK | 2023-10-16 | 2023-10-30 |  | 1087113 | 1087113 |  |  |  | ERSA | M | 1640 | 1563105GZPCLNT100 | M | 3000422 | CABLE,INSTR;CNW,CBL1.5DEK10PR,1.5MM,10PR | CABLE INSTRU;CNW,CBL1.5DEK10PR | CABLE,INSTRUMENT;MNFR:CNW,PTNO:CBL1.5DEK10PR,ADDITIONAL FEATURES EN:1.5MM,10PR,OVERALL SCREEN | CABLE INSTRUMENTOS;MNFR:CNW,PTNO:CBL1.5DEK10PR |  | CNW | CBL1.5DEK10PR | 1072012 @@ CNW (TOWNSVILLE) ELECT SUPPLIES | CBL1.5DEK10PR | 1068181 @@ CNW (MOUNT ISA) ELECT WHOLESALER | CBL1.5DEK10PR | [10 empty] | GENERIC | CBL1.5DEK10PR | CNW (TOWNSVILLE) ELECT SUPPLIES | CBL1.5DEK10PR | CNW (MOUNT ISA) ELECT WHOLESALER | CBL1.5DEK10PR | CNW | CBL1.5DEK10PR | [10 empty] | https://shop.cnw.com.au/cnw/en/AUD/All-Categories/Cable-%26-Wire/Data-%26-Comms-Cable/CABLE-DATA-1-5MM-10PR-OVERALL-SCREEN/p/CBL1.5DEK10PRA07 | [9 empty] | Enriched | 26121642 Instrumentation Cable | PACKAGE QUANTITY:10 PAIR |  | CABLE | INSTRUMENT | TYPE | DATA,OVERALL SCREENED | DIAMETER |  | CONDUCTOR SIZE | 1.5 MM | NUMBER OF CONDUCTORS |  | CORE STRANDS |  | CONDUCTOR MATERIAL |  | JACKET MATERIAL |  | INSULATION MATERIAL |  | END CONNECTION |  | VOLTAGE RATING |  | TEMPERATURE RATING |  | LENGTH |  | JACKET COLOUR |  | HAZARD CLASS |  | CERTIFICATION/STANDARD | [43 empty] | Production Completed
STP_009 - Lot7 | Data Enrichment | SMX | OK | 2023-10-16 | 2023-10-30 |  | 1087124 | 1087124 |  |  |  | ERSA | M | 1640 | 1563128GZPCLNT100 | M | 3000422 | CABLE,INSTR;CNW,CBL1.5DEK1PR,1.5MM 2PR O | CABLE INSTRU;CNW,CBL1.5DEK1PR | CABLE,INSTRUMENT;MNFR:CNW,PTNO:CBL1.5DEK1PR,ADDITIONAL FEATURES EN:1.5MM 2PR OVERALL SCREEN | CABLE INSTRUMENTOS;MNFR:CNW,PTNO:CBL1.5DEK1PR |  | CNW | CBL1.5DEK1PR | 1072012 @@ CNW (TOWNSVILLE) ELECT SUPPLIES | CBL1.5DEK1PR | [12 empty] | GENERIC | CBL1.5DEK1PR | CNW (TOWNSVILLE) ELECT SUPPLIES | CBL1.5DEK1PR | CNW | CBL1.5DEK1PR | [12 empty] | https://shop.cnw.com.au/cnw/en/AUD/AllCategories/Cable-and-Wire/Instrumentation-Cable/CABLE-DATA-1-5MM-1PR-OVERALL-SCREEN/p/CBL1.5DEK1PRA07 | [9 empty] | Enriched | 26121642 Instrumentation Cable | PACKAGE QUANTITY:2 PAIR |  | CABLE | INSTRUMENT | TYPE | DATA,OVERALL SCREENED | DIAMETER | 7 MM | CONDUCTOR SIZE | 1.5 MM | NUMBER OF CONDUCTORS |  | CORE STRANDS |  | CONDUCTOR MATERIAL | PLAIN ANNEALED COPPER | JACKET MATERIAL |  | INSULATION MATERIAL | PVC | END CONNECTION |  | VOLTAGE RATING |  | TEMPERATURE RATING |  | LENGTH | 100 M | JACKET COLOUR | BLACK | HAZARD CLASS |  | CERTIFICATION/STANDARD | [43 empty] | Production Completed
STP_009 - Lot7 | Data Enrichment | SMX | OK | 2023-10-16 | 2023-10-30 | CONFLICT W.R.T INPUT PROCESSED BASED ON WEB SOURCE | 1098544 | 1098544 | 1374146 | AU_QM_000203031 |  | ERSA | M | 5100 | 1374146GZPCLNT100 | EA | 1068410 | CABLE;MTC,MT9106 1593 322 | CABLE;MTC,MT9106 1593 322 | CABLE;MNFR:ATLAS COPCO,PTNO:MT9106 1593 322 |  | CABLE;MTC,MT9106 1593 322CABLE;ATL,MT9106 1593 322 | MAINTENANCE TECHNIQUE PTY LTD | MT9106 1593 322 | 1068108 @@ EPIROC AUSTRALIA PTY LTD | 9106250419 | [12 empty] | MAINTENANCE TECHNIQUE PTY LTD | MT9106 1593 322 | EPIROC AUSTRALIA PTY LTD | 9106250419 | [14 empty] | https://www.mtunderground.com/wp-content/uploads/2020/07/211221-CATALOGUE-BOOM-_-FEED-ASSEMBLY-MTM7-RHS17-CA.pdf | [9 empty] | Enriched | 26121700 Wiring harness |  |  | HARNESS | CABLE | TYPE | TRIPLE OUTPUT | CABLE SIZE |  | INSULATION MATERIAL |  | SIZE |  | CONDUCTOR MATERIAL |  | CONNECTION TYPE |  | HAZARD CLASS |  | CERTIFICATION/STANDARD | [57 empty] | Production Completed
STP_009 - Lot7 | Data Enrichment | SMX | OK | 2023-10-16 | 2023-10-30 | CONFLICT W.R.T INPUT PROCESSED BASED ON WEB SOURCE | 1098546 | 1098546 | 1374116 | AU_QM_000202998 |  | ERSA | M | 5100 | 1374116GZPCLNT100 | EA | 1068410 | CABLE;MTC,MT3176 0010 542 | CABLE;MTC,MT3176 0010 542 | CABLE;MNFR:ATLAS COPCO,PTNO:MT3176 0010 542 |  | CABLE;MTC,MT3176 0010 542CABLE;ATL,MT3176 0010 542 | MAINTENANCE TECHNIQUE PTY LTD | MT3176 0010 542 | 1068410 @@ MAINTENANCE TECHNIQUE PTY LTD | MT3176 0010 542 | [12 empty] | MAINTENANCE TECHNIQUE PTY LTD | MT3176 0010 542 | MAINTENANCE TECHNIQUE PTY LTD | MT3176 0010 542 | [14 empty] | https://www.mtunderground.com/wp-content/uploads/2020/07/211221-CATALOGUE-BOOM-_-FEED-ASSEMBLY-MTM7-RHS17-CA.pdf | [9 empty] | Enriched | 26121700 Wiring harness |  |  | HARNESS | CABLE | TYPE | DOUBLE OUTPUT | CABLE SIZE |  | INSULATION MATERIAL |  | SIZE |  | CONDUCTOR MATERIAL |  | CONNECTION TYPE |  | HAZARD CLASS |  | CERTIFICATION/STANDARD | [57 empty] | Production Completed
STP_009 - Lot7 | Data Enrichment | SMX | OK | 2023-10-16 | 2023-10-30 | CONFLICT W.R.T INPUT PROCESSED BASED ON WEB SOURCE | 1098547 | 1098547 | 1374083 | AU_QM_000202964 |  | ERSA | M | 5100 | 1374083GZPCLNT100 | EA | 1068410 | CABLE;MTC,MT2320 2320 043 | CABLE;MTC,MT2320 2320 043 | CABLE;MNFR:ATLAS COPCO,PTNO:MT2320 2320 043 |  | CABLE;MTC,MT2320 2320 043CABLE;ATL,MT2320 2320 043 | MAINTENANCE TECHNIQUE PTY LTD | MT2320 2320 043 | 1068410 @@ MAINTENANCE TECHNIQUE PTY LTD | 1374083 | [12 empty] | MAINTENANCE TECHNIQUE PTY LTD | MT2320 2320 043 | MAINTENANCE TECHNIQUE PTY LTD | 1374083 | [14 empty] | https://www.mtunderground.com/wp-content/uploads/2020/07/211221-CATALOGUE-BOOM-_-FEED-ASSEMBLY-MTM7-RHS17-CA.pdf | [9 empty] | Enriched | 23153100 Industrial machinery components and accessories |  |  | ARM | NO MODIFIER | TYPE | PENDULUM | SIZE |  | MATERIAL |  | MATERIAL SPECIFICATION |  | HAZARD CLASS |  | CERTIFICATION/STANDARD | [61 empty] | Production Completed
STP_009 - Lot7 | Data Enrichment | SMX | OK | 2023-10-16 | 2023-10-30 |  | 1098549 | 1098549 | 1374081 | AU_QM_000202962 |  | ERSA | M | 5100 | 1374081GZPCLNT100 | EA | 1068410 | CABLE;MTC,MT1317 1327 006 | CABLE;MTC,MT1317 1327 006 | CABLE;MNFR:ATLAS COPCO,PTNO:MT1317 1327 006 |  | CABLE;MTC,MT1317 1327 006CABLE;ATL,MT1317 1327 006 | MAINTENANCE TECHNIQUE PTY LTD | MT1317 1327 006 | 1068410 @@ MAINTENANCE TECHNIQUE PTY LTD | 1374081 | [12 empty] | MAINTENANCE TECHNIQUE PTY LTD | MT1317 1327 006 | MAINTENANCE TECHNIQUE PTY LTD | 1374081 | [14 empty] | https://www.mtunderground.com/wp-content/uploads/2020/07/211221-CATALOGUE-BOOM-_-FEED-ASSEMBLY-MTM7-RHS17-CA.pdf | [9 empty] | Cleansed | 26121600 Electrical cable and accessories |  |  | CABLE | NO MODIFIER | TYPE |  | NUMBER OF CONDUCTORS |  | CONDUCTOR SIZE |  | VOLTAGE RATING |  | CURRENT RATING |  | CONDUCTOR MATERIAL |  | JACKET MATERIAL |  | INSULATION MATERIAL |  | TEMPERATURE RATING |  | LENGTH |  | HAZARD CLASS |  | CERTIFICATION/STANDARD | [49 empty] | Production Completed
STP_009 - Lot7 | Data Enrichment | SMX | OK | 2023-10-16 | 2023-10-30 | CONFLICT W.R.T INPUT PROCESSED BASED ON WEB SOURCE | 1098551 | 1098551 | 1374079 | AU_QM_000202959 |  | ERSA | M | 5100 | 1374079GZPCLNT100 | EA | 1068410 | CABLE;MTC,MT1220 2320 040 | CABLE;MTC,MT1220 2320 040 | CABLE;MNFR:ATLAS COPCO,PTNO:MT1220 2320 040 |  | CABLE;MTC,MT1220 2320 040CABLE;ATL,MT1220 2320 040 | MAINTENANCE TECHNIQUE PTY LTD | MT1220 2320 040 | 1068410 @@ MAINTENANCE TECHNIQUE PTY LTD | 1374079 | [12 empty] | MAINTENANCE TECHNIQUE PTY LTD | MT1220 2320 040 | MAINTENANCE TECHNIQUE PTY LTD | 1374079 | [14 empty] | https://www.mtunderground.com/wp-content/uploads/2020/07/211221-CATALOGUE-BOOM-_-FEED-ASSEMBLY-MTM7-RHS17-CA.pdf | [9 empty] | Enriched | 27112800 Tool attachments and accessories |  |  | EXTENSION | DRILL | TYPE | BOOM | LENGTH |  | DRIVE TYPE |  | MATERIAL |  | CERTIFICATION/STANDARD | [63 empty] | Production Completed
STP_009 - Lot7 | Data Enrichment | SMX | OK | 2023-10-16 | 2023-10-30 |  | 1098552 | 1098552 | 1374078 | AU_QM_000202958 |  | ERSA | M | 5100 | 1374078GZPCLNT100 | EA | 1068410 | CABLE;MTC,MT1217 1251 004 | CABLE;MTC,MT1217 1251 004 | CABLE;MNFR:ATLAS COPCO,PTNO:MT1217 1251 004 |  | CABLE;MTC,MT1217 1251 004CABLE;ATL,MT1217 1251 004 | MAINTENANCE TECHNIQUE PTY LTD | MT1217 1251 004 | 1068410 @@ MAINTENANCE TECHNIQUE PTY LTD | MT1217 1251 004 | [12 empty] | MAINTENANCE TECHNIQUE PTY LTD | MT1217 1251 004 | MAINTENANCE TECHNIQUE PTY LTD | MT1217 1251 004 | [14 empty] | https://www.mtunderground.com/wp-content/uploads/2020/07/211221-CATALOGUE-BOOM-_-FEED-ASSEMBLY-MTM7-RHS17-CA.pdf | [9 empty] | Cleansed | 26121600 Electrical cable and accessories |  |  | CABLE | NO MODIFIER | TYPE |  | NUMBER OF CONDUCTORS |  | CONDUCTOR SIZE |  | VOLTAGE RATING |  | CURRENT RATING |  | CONDUCTOR MATERIAL |  | JACKET MATERIAL |  | INSULATION MATERIAL |  | TEMPERATURE RATING |  | LENGTH |  | HAZARD CLASS |  | CERTIFICATION/STANDARD | [49 empty] | Production Completed
STP_009 - Lot7 | Data Enrichment | SMX | OK | 2023-10-16 | 2023-10-30 | CONFLICT W.R.T INPUT PROCESSED BASED ON WEB SOURCE | 1098557 | 1098557 | 1374071 | AU_QM_000202950 |  | ERSA | M | 5100 | 1374071GZPCLNT100 | EA | 1068410 | CABLE;MTC,MT1211 1227 050 | CABLE;MTC,MT1211 1227 050 | CABLE;MNFR:ATLAS COPCO,PTNO:MT1211 1227 050 |  | CABLE;MTC,MT1211 1227 050CABLE;ATL,MT1211 1227 050 | MAINTENANCE TECHNIQUE PTY LTD | MT1211 1227 050 | 1068410 @@ MAINTENANCE TECHNIQUE PTY LTD | MT1211 1227 050 | 1072013 @@ METAL MANUFACTURES PTY LTD | MTEMT12111227050 | [10 empty] | MAINTENANCE TECHNIQUE PTY LTD | MT1211 1227 050 | MAINTENANCE TECHNIQUE PTY LTD | MT1211 1227 050 | METAL MANUFACTURES PTY LTD | MTEMT12111227050 | [12 empty] | https://www.mtunderground.com/wp-content/uploads/2020/07/211221-CATALOGUE-BOOM-_-FEED-ASSEMBLY-MTM7-RHS17-CA.pdf | [9 empty] | Enriched | 23153100 Industrial machinery components and accessories |  |  | STINGER | DRILL | TYPE |  | MATERIAL |  | MATERIAL SPECIFICATION |  | CONNECTION |  | THREAD CONFIGURATION |  | TUBING OUTSIDE DIAMETER |  | MIN INSIDE DIAMETER |  | MAX OUTSIDE DIAMETER |  | SHEAR VALUE PER SCREW |  | MIN SHEAR RELEASE |  | MAX SHEAR RELEASE |  | OVERALL LENGTH |  | CERTIFICATION/STANDARD | [47 empty] | Production Completed
STP_009 - Lot7 | Data Enrichment | SMX | OK | 2023-10-16 | 2023-10-30 | CONFLICT W.R.T INPUT PROCESSED BASED ON WEB SOURCE | 1098558 | 1098558 | 1374070 | AU_QM_000202949 |  | ERSA | M | 5100 | 1374070GZPCLNT100 | EA | 1068410 | CABLE;MTC,MT1211 1227 045 | CABLE;MTC,MT1211 1227 045 | CABLE;MNFR:ATLAS COPCO,PTNO:MT1211 1227 045 |  | CABLE;MTC,MT1211 1227 045CABLE;ATL,MT1211 1227 045 | MAINTENANCE TECHNIQUE PTY LTD | MT1211 1227 045 | 1068410 @@ MAINTENANCE TECHNIQUE PTY LTD | MT1211 1227 045 | 1072013 @@ METAL MANUFACTURES PTY LTD | MTEMT12111227045 | [10 empty] | MAINTENANCE TECHNIQUE PTY LTD | MT1211 1227 045 | MAINTENANCE TECHNIQUE PTY LTD | MT1211 1227 045 | METAL MANUFACTURES PTY LTD | MTEMT12111227045 | [12 empty] | https://www.mtunderground.com/wp-content/uploads/2020/07/211221-CATALOGUE-BOOM-_-FEED-ASSEMBLY-MTM7-RHS17-CA.pdf | [9 empty] | Enriched | 23153100 Industrial machinery components and accessories |  |  | STINGER | DRILL | TYPE |  | MATERIAL |  | MATERIAL SPECIFICATION |  | CONNECTION |  | THREAD CONFIGURATION |  | TUBING OUTSIDE DIAMETER |  | MIN INSIDE DIAMETER |  | MAX OUTSIDE DIAMETER |  | SHEAR VALUE PER SCREW |  | MIN SHEAR RELEASE |  | MAX SHEAR RELEASE |  | OVERALL LENGTH |  | CERTIFICATION/STANDARD | [47 empty] | Production Completed
STP_009 - Lot7 | Data Enrichment | SMX | OK | 2023-10-16 | 2023-10-30 | CONFLICT W.R.T INPUT PROCESSED BASED ON WEB SOURCE | 1098559 | 1098559 | 1374069 | AU_QM_000202948 |  | ERSA | M | 5100 | 1374069GZPCLNT100 | EA | 1068410 | CABLE;MTC,MT1211 1227 025 | CABLE;MTC,MT1211 1227 025 | CABLE;MNFR:ATLAS COPCO,PTNO:MT1211 1227 025 |  | CABLE;MTC,MT1211 1227 025CABLE;ATL,MT1211 1227 025 | MAINTENANCE TECHNIQUE PTY LTD | MT1211 1227 025 | 1068410 @@ MAINTENANCE TECHNIQUE PTY LTD | MT1211 1227 025 | 1072013 @@ METAL MANUFACTURES PTY LTD | MTEMT12111227025 | [10 empty] | MAINTENANCE TECHNIQUE PTY LTD | MT1211 1227 025 | MAINTENANCE TECHNIQUE PTY LTD | MT1211 1227 025 | METAL MANUFACTURES PTY LTD | MTEMT12111227025 | [12 empty] | https://www.mtunderground.com/wp-content/uploads/2020/07/211221-CATALOGUE-BOOM-_-FEED-ASSEMBLY-MTM7-RHS17-CA.pdf | [9 empty] | Enriched | 23153100 Industrial machinery components and accessories |  |  | STINGER | DRILL | TYPE |  | MATERIAL |  | MATERIAL SPECIFICATION |  | CONNECTION |  | THREAD CONFIGURATION |  | TUBING OUTSIDE DIAMETER |  | MIN INSIDE DIAMETER |  | MAX OUTSIDE DIAMETER |  | SHEAR VALUE PER SCREW |  | MIN SHEAR RELEASE |  | MAX SHEAR RELEASE |  | OVERALL LENGTH |  | CERTIFICATION/STANDARD | [47 empty] | Production Completed
STP_009 - Lot7 | Data Enrichment | SMX | OK | 2023-10-16 | 2023-10-30 | CONFLICT W.R.T INPUT PROCESSED BASED ON WEB SOURCE | 1098560 | 1098560 | 1374068 | AU_QM_000202947 |  | ERSA | M | 5100 | 1374068GZPCLNT100 | EA | 1068410 | CABLE;MTC,MT1211 1227 020 | CABLE;MTC,MT1211 1227 020 | CABLE;MNFR:ATLAS COPCO,PTNO:MT1211 1227 020 |  | CABLE;MTC,MT1211 1227 020CABLE;ATL,MT1211 1227 020 | MAINTENANCE TECHNIQUE PTY LTD | MT1211 1227 020 | 1068410 @@ MAINTENANCE TECHNIQUE PTY LTD | MT1211 1227 020 | 1072013 @@ METAL MANUFACTURES PTY LTD | MTEMT12111227020 | [10 empty] | MAINTENANCE TECHNIQUE PTY LTD | MT1211 1227 020 | MAINTENANCE TECHNIQUE PTY LTD | MT1211 1227 020 | METAL MANUFACTURES PTY LTD | MTEMT12111227020 | [12 empty] | https://www.mtunderground.com/wp-content/uploads/2020/07/211221-CATALOGUE-BOOM-_-FEED-ASSEMBLY-MTM7-RHS17-CA.pdf | [9 empty] | Enriched | 23153100 Industrial machinery components and accessories |  |  | STINGER | DRILL | TYPE |  | MATERIAL |  | MATERIAL SPECIFICATION |  | CONNECTION |  | THREAD CONFIGURATION |  | TUBING OUTSIDE DIAMETER |  | MIN INSIDE DIAMETER |  | MAX OUTSIDE DIAMETER |  | SHEAR VALUE PER SCREW |  | MIN SHEAR RELEASE |  | MAX SHEAR RELEASE |  | OVERALL LENGTH |  | CERTIFICATION/STANDARD | [47 empty] | Production Completed
STP_009 - Lot7 | Data Enrichment | SMX | OK | 2023-10-16 | 2023-10-30 |  | 1098745 | 1098745 | 1361394 | AU_QM_000159407 |  | ERSA | M | 5100 | 1361394GZPCLNT100 | EA | 3000012 | CABLE;TOY,843060K051 | CABLE;TOY,843060K051 | CABLE;MNFR:TOYOTA,PTNO:843060K051 |  | CABLE ASSY,SPEC.PURPOSE,ELECT:AIR BAG CLOCK SPRING; | TOYOTA | 843060K051 | 1071809 @@ ASHDOWN ENTERPRISES | 84306-0K051 | 1068087 @@ ASHDOWN INGRAM | 84306-0K051 | 1068114 @@ BELL & MOIR - PARTS ORDERS ONLY | 843060K051 | [8 empty] | TOYOTA | 843060K051 | ASHDOWN ENTERPRISES | 84306-0K051 | ASHDOWN INGRAM | 84306-0K051 | BELL & MOIR - PARTS ORDERS ONLY | 843060K051 | [10 empty] | https://carpartstore.net/products/cable-sub-assy-spiral-for-toyota-hilux-innova-fortuner-vios-yaris-84306-0k051-843060k051-for-toyota-corolla-auris-hybrid-aygo-yaris-hybrid | [9 empty] | Enriched | 26121600 Electrical cable and accessories | C/W AIR BAG CLOCK SPRING |  | CABLE | ASSEMBLY | TYPE | SPECIAL PURPOSE,ELECTRICAL,SPIRAL | VOLTAGE RATING |  | CURRENT RATING |  | CONDUCTOR SIZE |  | NUMBER OF CONDUCTORS |  | CORE STRANDS |  | CONDUCTOR MATERIAL |  | JACKET MATERIAL |  | INSULATION MATERIAL |  | TEMPERATURE RATING |  | LENGTH |  | JACKET COLOUR |  | HAZARD CLASS |  | CERTIFICATION/STANDARD | [45 empty] | Production Completed
STP_009 - Lot7 | Data Enrichment | SMX | OK | 2023-10-16 | 2023-10-30 |  | 1099655 | 1099655 | 1374155 | AU_QM_000203041 |  | ERSA | M | 5100 | 1374155GZPCLNT100 | EA | 1068410 | CABLE;MTC,MT9106 2478 29 | CABLE;MTC,MT9106 2478 29 | CABLE;MNFR:ATLAS COPCO,PTNO:MT9106 2478 29 |  | CABLE;MTC,MT9106 2478 29CABLE;ATL,MT9106 2478 29 | MAINTENANCE TECHNIQUE PTY LTD | MT9106 2478 29 | 1072013 @@ METAL MANUFACTURES PTY LTD | MT9106 2478 29 | 1068410 @@ MAINTENANCE TECHNIQUE PTY LTD | 1374155 | [10 empty] | MAINTENANCE TECHNIQUE PTY LTD | MT9106 2478 29 | METAL MANUFACTURES PTY LTD | MT9106 2478 29 | MAINTENANCE TECHNIQUE PTY LTD | 1374155 | [12 empty] | https://www.mtunderground.com/wp-content/uploads/2020/07/211221-CATALOGUE-BOOM-_-FEED-ASSEMBLY-MTM7-RHS17-CA.pdf | [9 empty] | Enriched | 26121629 Power cable |  |  | CABLE | POWER | TYPE | MAIN CAN | VOLTAGE RATING |  | CURRENT RATING |  | CONDUCTOR SIZE |  | NUMBER OF CONDUCTORS |  | CORE STRANDS |  | CONDUCTOR MATERIAL |  | JACKET MATERIAL |  | INSULATION MATERIAL |  | BEND RADIUS |  | TEMPERATURE RATING |  | LENGTH |  | JACKET COLOR |  | CERTIFICATION/STANDARD | [45 empty] | Production Completed
STP_009 - Lot7 | Data Enrichment | SMX | OK | 2023-10-16 | 2023-10-30 |  | 1099687 | 1099687 | 1370441 | AU_QM_000176285 |  | ERSA | M | 5100 | 1370441GZPCLNT100 | EA | 3000012 | CABLE;TOY,697500K010 | CABLE;TOY,697500K010 | CABLE;MNFR:TOYOTA,PTNO:697500K010 |  | CABLE: ASSY;FR RH DOOR LOCKING | TOYOTA | 697500K010 | 1068114 @@ BELL & MOIR - PARTS ORDERS ONLY | 697500K010 | [12 empty] | TOYOTA | 697500K010 | BELL & MOIR - PARTS ORDERS ONLY | 697500K010 | [14 empty] | https://partsouq.com/en/search/all?q=697500K010 | [9 empty] | Cleansed | 26121600 Electrical cable and accessories |  |  | CABLE | ASSEMBLY | TYPE | FRONT,RIGHT HAND DOOR LOCKING | VOLTAGE RATING |  | CURRENT RATING |  | CONDUCTOR SIZE |  | NUMBER OF CONDUCTORS |  | CORE STRANDS |  | CONDUCTOR MATERIAL |  | JACKET MATERIAL |  | INSULATION MATERIAL |  | TEMPERATURE RATING |  | LENGTH |  | JACKET COLOUR |  | HAZARD CLASS |  | CERTIFICATION/STANDARD | [45 empty] | Production Completed
STP_009 - Lot7 | Data Enrichment | SMX | OK | 2023-10-16 | 2023-10-30 |  | 1099688 | 1099688 | 1370440 | AU_QM_000176284 |  | ERSA | M | 5100 | 1370440GZPCLNT100 | EA | 3000012 | CABLE;TOY,697600K010 | CABLE;TOY,697600K010 | CABLE;MNFR:TOYOTA,PTNO:697600K010 |  | CABLE: ASSY;FR LF DOOR LOCKING | TOYOTA | 697600K010 | 1068114 @@ BELL & MOIR - PARTS ORDERS ONLY | 697600K010 | [12 empty] | TOYOTA | 697600K010 | BELL & MOIR - PARTS ORDERS ONLY | 697600K010 | [14 empty] | https://partsouq.com/en/search/all?q=697600K010 | [9 empty] | Cleansed | 26121600 Electrical cable and accessories |  |  | CABLE | ASSEMBLY | TYPE | FRONT,LEFT DOOR LOCKING | VOLTAGE RATING |  | CURRENT RATING |  | CONDUCTOR SIZE |  | NUMBER OF CONDUCTORS |  | CORE STRANDS |  | CONDUCTOR MATERIAL |  | JACKET MATERIAL |  | INSULATION MATERIAL |  | TEMPERATURE RATING |  | LENGTH |  | JACKET COLOUR |  | HAZARD CLASS |  | CERTIFICATION/STANDARD | [45 empty] | Production Completed
STP_009 - Lot7 | Data Enrichment | SMX | OK | 2023-10-16 | 2023-10-30 |  | 1099689 | 1099689 | 1370439 | AU_QM_000176283 |  | ERSA | M | 5100 | 1370439GZPCLNT100 | EA | 3000012 | CABLE;TOY,697100K010 | CABLE;TOY,697100K010 | CABLE;MNFR:TOYOTA,PTNO:697100K010 |  | CABLE: ASSY;FR DOOR;REMOTE CABLE | TOYOTA | 697100K010 | 1068114 @@ BELL & MOIR - PARTS ORDERS ONLY | 697100K010 | [12 empty] | TOYOTA | 697100K010 | BELL & MOIR - PARTS ORDERS ONLY | 697100K010 | [14 empty] | https://partsouq.com/en/search/all?q=697100K010 | [9 empty] | Cleansed | 26121600 Electrical cable and accessories |  |  | CABLE | ASSEMBLY | TYPE | FRONT DOOR,REMOTE | VOLTAGE RATING |  | CURRENT RATING |  | CONDUCTOR SIZE |  | NUMBER OF CONDUCTORS |  | CORE STRANDS |  | CONDUCTOR MATERIAL |  | JACKET MATERIAL |  | INSULATION MATERIAL |  | TEMPERATURE RATING |  | LENGTH |  | JACKET COLOUR |  | HAZARD CLASS |  | CERTIFICATION/STANDARD | [45 empty] | Production Completed
STP_009 - Lot7 | Data Enrichment | SMX | OK | 2023-10-16 | 2023-10-30 |  | 1099692 | 1099692 | 1370422 | AU_QM_000176265 |  | ERSA | M | 5100 | 1370422GZPCLNT100 | EA | 3000012 | CABLE;TOY,464300K030 | CABLE;TOY,464300K030 | CABLE;MNFR:TOYOTA,PTNO:464300K030 |  | CABLE: TGN16;ASSY;PARKING | TOYOTA | 464300K030 | 1068114 @@ BELL & MOIR - PARTS ORDERS ONLY | 464300K030 | [12 empty] | TOYOTA | 464300K030 | BELL & MOIR - PARTS ORDERS ONLY | 464300K030 | [14 empty] | https://partsouq.com/en/search/all?q=464300K030 |  |  |  |  | TGN16 |  |  |  |  | Enriched | 26121800 Automotive cable |  |  | CABLE | ASSEMBLY | TYPE | PARKING BRAKE | VOLTAGE RATING |  | CURRENT RATING |  | CONDUCTOR SIZE |  | NUMBER OF CONDUCTORS |  | CORE STRANDS |  | CONDUCTOR MATERIAL |  | JACKET MATERIAL |  | INSULATION MATERIAL |  | TEMPERATURE RATING |  | LENGTH |  | JACKET COLOUR |  | HAZARD CLASS |  | CERTIFICATION/STANDARD | [45 empty] | Production Completed
STP_009 - Lot7 | Data Enrichment | SMX | OK | 2023-10-16 | 2023-10-30 |  | 1099693 | 1099693 | 1370421 | AU_QM_000176264 |  | ERSA | M | 5100 | 1370421GZPCLNT100 | EA | 3000012 | CABLE;TOY,464200K030 | CABLE;TOY,464200K030 | CABLE;MNFR:TOYOTA,PTNO:464200K030 |  | CABLE: TGN16;ASSY;PARKING;HILUX | TOYOTA | 464200K030 | 1068114 @@ BELL & MOIR - PARTS ORDERS ONLY | 464200K030 | [12 empty] | TOYOTA | 464200K030 | BELL & MOIR - PARTS ORDERS ONLY | 464200K030 | [14 empty] | https://partsouq.com/en/search/all?q=464200K030 |  |  |  |  | HILUX TGN16 |  |  |  |  | Enriched | 26121800 Automotive cable |  |  | CABLE | ASSEMBLY | TYPE | PARKING BRAKE | VOLTAGE RATING |  | CURRENT RATING |  | CONDUCTOR SIZE |  | NUMBER OF CONDUCTORS |  | CORE STRANDS |  | CONDUCTOR MATERIAL |  | JACKET MATERIAL |  | INSULATION MATERIAL |  | TEMPERATURE RATING |  | LENGTH |  | JACKET COLOUR |  | HAZARD CLASS |  | CERTIFICATION/STANDARD | [45 empty] | Production Completed
STP_009 - Lot7 | Data Enrichment | SMX | OK | 2023-10-16 | 2023-10-30 | SUITABLE NM NOT FOUND | 1099733 | 1099733 | 1446349 | AU_QM_001036979 |  | ERSA | M | 5100 | 1446349GZPCLNT100 | EA | 3000012 | CABLE;TOY,46341-35030 | CABLE;TOY,46341-35030 | CABLE;MNFR:TOYOTA,PTNO:46341-35030 |  | EQUALIZER:EQUALIZER HAND BRAKE CABLE 75S | TOYOTA | 46341-35030 | 1071809 @@ ASHDOWN ENTERPRISES | 46341-35030 | 1068087 @@ ASHDOWN INGRAM | 46341-35030 | 1068114 @@ BELL & MOIR - PARTS ORDERS ONLY | 4634135030 | [8 empty] | TOYOTA | 46341-35030 | ASHDOWN ENTERPRISES | 46341-35030 | ASHDOWN INGRAM | 46341-35030 | BELL & MOIR - PARTS ORDERS ONLY | 4634135030 | [10 empty] | https://www.toyotapartsdeal.com/oem/toyota~equalizer~sub~assy~parking~brake~46341-35030.html | https://www.amayama.com/en/part/toyota/4634135030 | [86 empty] | Production Completed
STP_009 - Lot7 | Data Enrichment | SMX | OK | 2023-10-16 | 2023-10-30 |  | 1099734 | 1099734 | 1446312 | AU_QM_001036367 |  | ERSA | M | 5100 | 1446312GZPCLNT100 | EA | 3000012 | CABLE;TOY,464106A020 | CABLE;TOY,464106A020 | CABLE;MNFR:TOYOTA,PTNO:464106A020 |  | CABLE ASSY,VEH BRAKE: CABLE HAND BRAKE 78S | TOYOTA | 464106A020 | 1068114 @@ BELL & MOIR - PARTS ORDERS ONLY | 464106A020 | 1071809 @@ ASHDOWN ENTERPRISES | 46410-6A020 | [10 empty] | TOYOTA | 464106A020 | BELL & MOIR - PARTS ORDERS ONLY | 464106A020 | ASHDOWN ENTERPRISES | 46410-6A020 | [12 empty] | https://partsouq.com/en/search/all?q=464106A020 |  |  |  |  | 78 SERIES |  |  |  |  | Enriched | 26121800 Automotive cable |  |  | CABLE | ASSEMBLY | TYPE | PARKING VEHICLE HAND BRAKE | VOLTAGE RATING |  | CURRENT RATING |  | CONDUCTOR SIZE |  | NUMBER OF CONDUCTORS |  | CORE STRANDS |  | CONDUCTOR MATERIAL |  | JACKET MATERIAL |  | INSULATION MATERIAL |  | TEMPERATURE RATING |  | LENGTH |  | JACKET COLOUR |  | HAZARD CLASS |  | CERTIFICATION/STANDARD | [45 empty] | Production Completed
STP_009 - Lot7 | Data Enrichment | SMX | OK | 2023-10-16 | 2023-10-30 |  | 1099735 | 1099735 | 1446311 | AU_QM_001036359 |  | ERSA | M | 5100 | 1446311GZPCLNT100 | EA | 3000012 | CABLE;TOY,7818060151 | CABLE;TOY,7818060151 | CABLE;MNFR:TOYOTA,PTNO:7818060151 |  | CABLE ASSEMBLY,CONTROL: 79-SERIES THROTTLE CABLE; | TOYOTA | 7818060151 | 1071809 @@ ASHDOWN ENTERPRISES | 78180-60151 | 1068114 @@ BELL & MOIR - PARTS ORDERS ONLY | 7818060151 | [10 empty] | TOYOTA | 7818060151 | ASHDOWN ENTERPRISES | 78180-60151 | BELL & MOIR - PARTS ORDERS ONLY | 7818060151 | [12 empty] | https://partsouq.com/en/search/all?q=7818060151 |  |  |  |  | 79 SERIES |  |  |  |  | Enriched | 26121603 Control cable |  |  | CABLE | ASSEMBLY | TYPE | ACCELERATOR THROTTLE CONTROL | VOLTAGE RATING |  | CURRENT RATING |  | CONDUCTOR SIZE |  | NUMBER OF CONDUCTORS |  | CORE STRANDS |  | CONDUCTOR MATERIAL |  | JACKET MATERIAL |  | INSULATION MATERIAL |  | TEMPERATURE RATING |  | LENGTH |  | JACKET COLOUR |  | HAZARD CLASS |  | CERTIFICATION/STANDARD | [45 empty] | Production Completed
STP_009 - Lot7 | Data Enrichment | SMX | OK | 2023-10-16 | 2023-10-30 |  | 1105031 | 1105031 |  |  |  | ERSA | M | 1600 | 1516467GZPCLNT100 | EA |  | CABLE,ELECTRICAL;NEMA 3 BEND,BUNN3B1506S | CABLE,ELECTRICAL;NEMA 3 BEND,BUNN3B1506S | CABLE,ELECTRICAL;ADDITIONAL FEATURES:NEMA 3 BEND,BUNN3B1506S |  |  |  |  | 1072013 @@ METAL MANUFACTURES PTY LTD | BUNN3B1506S | 1068740 @@ METAL MANUFACTURES PTY LTD | BUNN3B1506S | [8 empty] | METAL MANUFACTURES PTY LTD | BUNN3B1506S |  |  |  |  | METAL MANUFACTURES PTY LTD | BUNN3B1506S | [12 empty] | URL NOT FOUND | [9 empty] | Cleansed | 26121600 Electrical cable and accessories | ENCLOSURE:NEMA 3 |  | CABLE | ELECTRICAL | TYPE | BEND | VOLTAGE RATING |  | CURRENT RATING |  | CONDUCTOR SIZE |  | NUMBER OF CONDUCTORS |  | CORE STRANDS |  | CONDUCTOR MATERIAL |  | JACKET MATERIAL |  | INSULATION MATERIAL |  | FILLER MATERIAL |  | ARMOR TYPE |  | TEMPERATURE RATING |  | LENGTH |  | JACKET COLOUR |  | HAZARD CLASS |  | CERTIFICATION/STANDARD | [41 empty] | Production Completed
STP_009 - Lot7 | Data Enrichment | SMX | OK | 2023-10-16 | 2023-10-30 |  | 1105032 | 1105032 |  |  |  | ERSA | M | 1600 | 1516468GZPCLNT100 | EA |  | CABLE,ELECTRICAL;NEMA 3 BEND,BUNN3B4506S | CABLE,ELECTRICAL;NEMA 3 BEND,BUNN3B4506S | CABLE,ELECTRICAL;ADDITIONAL FEATURES:NEMA 3 BEND,BUNN3B4506S |  |  |  |  | 1072013 @@ METAL MANUFACTURES PTY LTD | BUNN3B4506S | 1068740 @@ METAL MANUFACTURES PTY LTD | BUNN3B4506S | [8 empty] | METAL MANUFACTURES PTY LTD | BUNN3B4506S |  |  |  |  | METAL MANUFACTURES PTY LTD | BUNN3B4506S | [12 empty] | URL NOT FOUND | [9 empty] | Cleansed | 26121600 Electrical cable and accessories | ENCLOSURE:NEMA 3 |  | CABLE | ELECTRICAL | TYPE | BEND | VOLTAGE RATING |  | CURRENT RATING |  | CONDUCTOR SIZE |  | NUMBER OF CONDUCTORS |  | CORE STRANDS |  | CONDUCTOR MATERIAL |  | JACKET MATERIAL |  | INSULATION MATERIAL |  | FILLER MATERIAL |  | ARMOR TYPE |  | TEMPERATURE RATING |  | LENGTH |  | JACKET COLOUR |  | HAZARD CLASS |  | CERTIFICATION/STANDARD | [41 empty] | Production Completed
STP_009 - Lot7 | Data Enrichment | SMX | OK | 2023-10-16 | 2023-10-30 |  | 1105033 | 1105033 |  |  |  | ERSA | M | 1600 | 1516469GZPCLNT100 | EA |  | CABLE,ELECTRICAL;NEMA 3 BEND,BUNN3B6006S | CABLE,ELECTRICAL;NEMA 3 BEND,BUNN3B6006S | CABLE,ELECTRICAL;ADDITIONAL FEATURES:NEMA 3 BEND,BUNN3B6006S |  |  |  |  | 1068181 @@ CNW (MOUNT ISA) ELECT WHOLESALER | 1516469 | 1068740 @@ METAL MANUFACTURES PTY LTD | BUNN3B6006S | 1072013 @@ METAL MANUFACTURES PTY LTD | BUNN3B6006S | [6 empty] | CNW (MOUNT ISA) ELECT WHOLESALER | 1516469 |  |  |  |  | METAL MANUFACTURES PTY LTD | BUNN3B6006S | METAL MANUFACTURES PTY LTD | BUNN3B6006S | [10 empty] | URL NOT FOUND | [9 empty] | Cleansed | 26121600 Electrical cable and accessories | ENCLOSURE:NEMA 3 |  | CABLE | ELECTRICAL | TYPE | BEND | VOLTAGE RATING |  | CURRENT RATING |  | CONDUCTOR SIZE |  | NUMBER OF CONDUCTORS |  | CORE STRANDS |  | CONDUCTOR MATERIAL |  | JACKET MATERIAL |  | INSULATION MATERIAL |  | FILLER MATERIAL |  | ARMOR TYPE |  | TEMPERATURE RATING |  | LENGTH |  | JACKET COLOUR |  | HAZARD CLASS |  | CERTIFICATION/STANDARD | [41 empty] | Production Completed
STP_009 - Lot7 | Data Enrichment | SMX | OK | 2023-10-16 | 2023-10-30 |  | 1105034 | 1105034 |  |  |  | ERSA | M | 1600 | 1516470GZPCLNT100 | EA |  | CABLE,ELECTRICAL;NEMA 3 EXT,BUNN3ER1506S | CABLE,ELECTRICAL;NEMA 3 EXT,BUNN3ER1506S | CABLE,ELECTRICAL;ADDITIONAL FEATURES:NEMA 3 EXT,BUNN3ER1506S |  |  |  |  | 1068181 @@ CNW (MOUNT ISA) ELECT WHOLESALER | 1516470 | 1072013 @@ METAL MANUFACTURES PTY LTD | BUNN3ER1506S | 1068740 @@ METAL MANUFACTURES PTY LTD | BUNN3ER1506S | [6 empty] | CNW (MOUNT ISA) ELECT WHOLESALER | 1516470 |  |  |  |  | METAL MANUFACTURES PTY LTD | BUNN3ER1506S | METAL MANUFACTURES PTY LTD | BUNN3ER1506S | [10 empty] | URL NOT FOUND | [9 empty] | Cleansed | 39121440 Electrical extension cable | ENCLOSURE:NEMA 3 |  | CABLE | EXTENSION | TYPE | ELECTRICAL | CONDUCTOR SIZE |  | NUMBER OF CONDUCTORS |  | LENGTH |  | CONDUCTOR MATERIAL |  | CORE STRANDS |  | VOLTAGE RATING |  | DIAMETER |  | INSULATION MATERIAL |  | JACKET MATERIAL |  | END CONNECTION |  | TEMPERATURE RATING |  | HAZARD CLASS |  | CERTIFICATION/STANDARD | [45 empty] | Production Completed
STP_009 - Lot7 | Data Enrichment | SMX | OK | 2023-10-16 | 2023-10-30 |  | 1105035 | 1105035 |  |  |  | ERSA | M | 1600 | 1516471GZPCLNT100 | EA |  | CABLE,ELECTRICAL;NEMA 3 EXT,BUNN3ER3006S | CABLE,ELECTRICAL;NEMA 3 EXT,BUNN3ER3006S | CABLE,ELECTRICAL;ADDITIONAL FEATURES:NEMA 3 EXT,BUNN3ER3006S |  |  |  |  | 1072013 @@ METAL MANUFACTURES PTY LTD | BUNN3ER3006S | 1068740 @@ METAL MANUFACTURES PTY LTD | BUNN3ER3006S | [8 empty] | METAL MANUFACTURES PTY LTD | BUNN3ER3006S |  |  |  |  | METAL MANUFACTURES PTY LTD | BUNN3ER3006S | [12 empty] | URL NOT FOUND | [9 empty] | Cleansed | 39121440 Electrical extension cable | ENCLOSURE:NEMA 3 |  | CABLE | EXTENSION | TYPE | ELECTRICAL | CONDUCTOR SIZE |  | NUMBER OF CONDUCTORS |  | LENGTH |  | CONDUCTOR MATERIAL |  | CORE STRANDS |  | VOLTAGE RATING |  | DIAMETER |  | INSULATION MATERIAL |  | JACKET MATERIAL |  | END CONNECTION |  | TEMPERATURE RATING |  | HAZARD CLASS |  | CERTIFICATION/STANDARD | [45 empty] | Production Completed
STP_009 - Lot7 | Data Enrichment | SMX | OK | 2023-10-16 | 2023-10-30 |  | 1105036 | 1105036 |  |  |  | ERSA | M | 1600 | 1516472GZPCLNT100 | EA |  | CABLE,ELECTRICAL;NEMA 3 EXT,BUNN3ER4506S | CABLE,ELECTRICAL;NEMA 3 EXT,BUNN3ER4506S | CABLE,ELECTRICAL;ADDITIONAL FEATURES:NEMA 3 EXT,BUNN3ER4506S |  |  |  |  | 1072013 @@ METAL MANUFACTURES PTY LTD | BUNN3ER4506S | 1068740 @@ METAL MANUFACTURES PTY LTD | BUNN3ER4506S | [8 empty] | METAL MANUFACTURES PTY LTD | BUNN3ER4506S |  |  |  |  | METAL MANUFACTURES PTY LTD | BUNN3ER4506S | [12 empty] | URL NOT FOUND | [9 empty] | Cleansed | 39121440 Electrical extension cable | ENCLOSURE:NEMA 3 |  | CABLE | EXTENSION | TYPE | ELECTRICAL | CONDUCTOR SIZE |  | NUMBER OF CONDUCTORS |  | LENGTH |  | CONDUCTOR MATERIAL |  | CORE STRANDS |  | VOLTAGE RATING |  | DIAMETER |  | INSULATION MATERIAL |  | JACKET MATERIAL |  | END CONNECTION |  | TEMPERATURE RATING |  | HAZARD CLASS |  | CERTIFICATION/STANDARD | [45 empty] | Production Completed
STP_009 - Lot7 | Data Enrichment | SMX | OK | 2023-10-16 | 2023-10-30 |  | 1105037 | 1105037 |  |  |  | ERSA | M | 1600 | 1516473GZPCLNT100 | EA |  | CABLE,ELECTRICAL;NEMA 3 INT,BUNN3IR1506S | CABLE,ELECTRICAL;NEMA 3 INT,BUNN3IR1506S | CABLE,ELECTRICAL;ADDITIONAL FEATURES:NEMA 3 INT,BUNN3IR1506S |  |  |  |  | 1068181 @@ CNW (MOUNT ISA) ELECT WHOLESALER | 1516473 | 1068740 @@ METAL MANUFACTURES PTY LTD | BUNN3IR1506S | 1072013 @@ METAL MANUFACTURES PTY LTD | BUNN3IR1506S | [6 empty] | CNW (MOUNT ISA) ELECT WHOLESALER | 1516473 |  |  |  |  | METAL MANUFACTURES PTY LTD | BUNN3IR1506S | METAL MANUFACTURES PTY LTD | BUNN3IR1506S | [10 empty] | URL NOT FOUND | [9 empty] | Cleansed | 26121642 Instrumentation Cable | ENCLOSURE:NEMA 3 |  | CABLE | INSTRUMENT | TYPE | ELECTRICAL | DIAMETER |  | CONDUCTOR SIZE |  | NUMBER OF CONDUCTORS |  | CORE STRANDS |  | CONDUCTOR MATERIAL |  | JACKET MATERIAL |  | INSULATION MATERIAL |  | END CONNECTION |  | VOLTAGE RATING |  | TEMPERATURE RATING |  | LENGTH |  | JACKET COLOUR |  | HAZARD CLASS |  | CERTIFICATION/STANDARD | [43 empty] | Production Completed
STP_009 - Lot7 | Data Enrichment | SMX | OK | 2023-10-16 | 2023-10-30 |  | 1105038 | 1105038 |  |  |  | ERSA | M | 1600 | 1516474GZPCLNT100 | EA |  | CABLE,ELECTRICAL;NEMA 3 INT,BUNN3IR4506S | CABLE,ELECTRICAL;NEMA 3 INT,BUNN3IR4506S | CABLE,ELECTRICAL;ADDITIONAL FEATURES:NEMA 3 INT,BUNN3IR4506S |  |  |  |  | 1072013 @@ METAL MANUFACTURES PTY LTD | BUNN3IR4506S | 1068740 @@ METAL MANUFACTURES PTY LTD | BUNN3IR4506S | [8 empty] | METAL MANUFACTURES PTY LTD | BUNN3IR4506S |  |  |  |  | METAL MANUFACTURES PTY LTD | BUNN3IR4506S | [12 empty] | URL NOT FOUND | [9 empty] | Cleansed | 26121642 Instrumentation Cable | ENCLOSURE:NEMA 3 |  | CABLE | INSTRUMENT | TYPE | ELECTRICAL | DIAMETER |  | CONDUCTOR SIZE |  | NUMBER OF CONDUCTORS |  | CORE STRANDS |  | CONDUCTOR MATERIAL |  | JACKET MATERIAL |  | INSULATION MATERIAL |  | END CONNECTION |  | VOLTAGE RATING |  | TEMPERATURE RATING |  | LENGTH |  | JACKET COLOUR |  | HAZARD CLASS |  | CERTIFICATION/STANDARD | [43 empty] | Production Completed
STP_009 - Lot7 | Data Enrichment | SMX | OK | 2023-10-16 | 2023-10-30 |  | 1105039 | 1105039 |  |  |  | ERSA | M | 1600 | 1516475GZPCLNT100 | EA |  | CABLE,ELECTRICAL;NEMA 3 INT,BUNN3IR6006S | CABLE,ELECTRICAL;NEMA 3 INT,BUNN3IR6006S | CABLE,ELECTRICAL;ADDITIONAL FEATURES:NEMA 3 INT,BUNN3IR6006S |  |  |  |  | 1072013 @@ METAL MANUFACTURES PTY LTD | BUNN3IR6006S | 1068740 @@ METAL MANUFACTURES PTY LTD | BUNN3IR6006S | [8 empty] | METAL MANUFACTURES PTY LTD | BUNN3IR6006S |  |  |  |  | METAL MANUFACTURES PTY LTD | BUNN3IR6006S | [12 empty] | URL NOT FOUND | [9 empty] | Cleansed | 26121642 Instrumentation Cable | ENCLOSURE:NEMA 3 |  | CABLE | INSTRUMENT | TYPE | ELECTRICAL | DIAMETER |  | CONDUCTOR SIZE |  | NUMBER OF CONDUCTORS |  | CORE STRANDS |  | CONDUCTOR MATERIAL |  | JACKET MATERIAL |  | INSULATION MATERIAL |  | END CONNECTION |  | VOLTAGE RATING |  | TEMPERATURE RATING |  | LENGTH |  | JACKET COLOUR |  | HAZARD CLASS |  | CERTIFICATION/STANDARD | [43 empty] | Production Completed
STP_009 - Lot7 | Data Enrichment | SMX | OK | 2023-10-16 | 2023-10-30 |  | 1105040 | 1105040 |  |  |  | ERSA | M | 1600 | 1516476GZPCLNT100 | EA |  | CABLE,ELECTRICAL;NEMA 3 TEE ,BUNN3T1506S | CABLE,ELECTRICAL;NEMA 3 TEE ,BUNN3T1506S | CABLE,ELECTRICAL;ADDITIONAL FEATURES:NEMA 3 TEE ,BUNN3T1506S |  |  |  |  | 1072013 @@ METAL MANUFACTURES PTY LTD | BUNN3T1506S | 1068740 @@ METAL MANUFACTURES PTY LTD | BUNN3T1506S | [8 empty] | METAL MANUFACTURES PTY LTD | BUNN3T1506S |  |  |  |  | METAL MANUFACTURES PTY LTD | BUNN3T1506S | [12 empty] | URL NOT FOUND | [9 empty] | Cleansed | 26121600 Electrical cable and accessories | ENCLOSURE:NEMA 3 |  | CABLE | ELECTRICAL | TYPE | TEE | VOLTAGE RATING |  | CURRENT RATING |  | CONDUCTOR SIZE |  | NUMBER OF CONDUCTORS |  | CORE STRANDS |  | CONDUCTOR MATERIAL |  | JACKET MATERIAL |  | INSULATION MATERIAL |  | FILLER MATERIAL |  | ARMOR TYPE |  | TEMPERATURE RATING |  | LENGTH |  | JACKET COLOUR |  | HAZARD CLASS |  | CERTIFICATION/STANDARD | [41 empty] | Production Completed
STP_009 - Lot7 | Data Enrichment | SMX | OK | 2023-10-16 | 2023-10-30 |  | 1105041 | 1105041 |  |  |  | ERSA | M | 1600 | 1516477GZPCLNT100 | EA |  | CABLE,ELECTRICAL;NEMA 3 TEE ,BUNN3T3006S | CABLE,ELECTRICAL;NEMA 3 TEE ,BUNN3T3006S | CABLE,ELECTRICAL;ADDITIONAL FEATURES:NEMA 3 TEE ,BUNN3T3006S |  |  |  |  | 1072013 @@ METAL MANUFACTURES PTY LTD | BUNN3T3006S | 1068740 @@ METAL MANUFACTURES PTY LTD | BUNN3T3006S | [8 empty] | METAL MANUFACTURES PTY LTD | BUNN3T3006S |  |  |  |  | METAL MANUFACTURES PTY LTD | BUNN3T3006S | [12 empty] | URL NOT FOUND | [9 empty] | Cleansed | 26121600 Electrical cable and accessories | ENCLOSURE:NEMA 3 |  | CABLE | ELECTRICAL | TYPE | TEE | VOLTAGE RATING |  | CURRENT RATING |  | CONDUCTOR SIZE |  | NUMBER OF CONDUCTORS |  | CORE STRANDS |  | CONDUCTOR MATERIAL |  | JACKET MATERIAL |  | INSULATION MATERIAL |  | FILLER MATERIAL |  | ARMOR TYPE |  | TEMPERATURE RATING |  | LENGTH |  | JACKET COLOUR |  | HAZARD CLASS |  | CERTIFICATION/STANDARD | [41 empty] | Production Completed
STP_009 - Lot7 | Data Enrichment | SMX | OK | 2023-10-16 | 2023-10-30 |  | 1105042 | 1105042 |  |  |  | ERSA | M | 1600 | 1516478GZPCLNT100 | EA |  | CABLE,ELECTRICAL;NEMA 3 TEE ,BUNN3T4506S | CABLE,ELECTRICAL;NEMA 3 TEE ,BUNN3T4506S | CABLE,ELECTRICAL;ADDITIONAL FEATURES:NEMA 3 TEE ,BUNN3T4506S |  |  |  |  | 1072013 @@ METAL MANUFACTURES PTY LTD | BUNN3T4506S | 1068740 @@ METAL MANUFACTURES PTY LTD | BUNN3T4506S | [8 empty] | METAL MANUFACTURES PTY LTD | BUNN3T4506S |  |  |  |  | METAL MANUFACTURES PTY LTD | BUNN3T4506S | [12 empty] | URL NOT FOUND | [9 empty] | Cleansed | 26121600 Electrical cable and accessories | ENCLOSURE:NEMA 3 |  | CABLE | ELECTRICAL | TYPE | TEE | VOLTAGE RATING |  | CURRENT RATING |  | CONDUCTOR SIZE |  | NUMBER OF CONDUCTORS |  | CORE STRANDS |  | CONDUCTOR MATERIAL |  | JACKET MATERIAL |  | INSULATION MATERIAL |  | FILLER MATERIAL |  | ARMOR TYPE |  | TEMPERATURE RATING |  | LENGTH |  | JACKET COLOUR |  | HAZARD CLASS |  | CERTIFICATION/STANDARD | [41 empty] | Production Completed
STP_009 - Lot7 | Data Enrichment | SMX | OK | 2023-10-16 | 2023-10-30 |  | 1105043 | 1105043 |  |  |  | ERSA | M | 1600 | 1516479GZPCLNT100 | EA |  | CABLE,ELECTRICAL;NEMA 3 TEE ,BUNN3T6006S | CABLE,ELECTRICAL;NEMA 3 TEE ,BUNN3T6006S | CABLE,ELECTRICAL;ADDITIONAL FEATURES:NEMA 3 TEE ,BUNN3T6006S |  |  |  |  | 1072013 @@ METAL MANUFACTURES PTY LTD | BUNN3T6006S | 1068740 @@ METAL MANUFACTURES PTY LTD | BUNN3T6006S | [8 empty] | METAL MANUFACTURES PTY LTD | BUNN3T6006S |  |  |  |  | METAL MANUFACTURES PTY LTD | BUNN3T6006S | [12 empty] | URL NOT FOUND | [9 empty] | Cleansed | 26121600 Electrical cable and accessories | ENCLOSURE:NEMA 3 |  | CABLE | ELECTRICAL | TYPE | TEE | VOLTAGE RATING |  | CURRENT RATING |  | CONDUCTOR SIZE |  | NUMBER OF CONDUCTORS |  | CORE STRANDS |  | CONDUCTOR MATERIAL |  | JACKET MATERIAL |  | INSULATION MATERIAL |  | FILLER MATERIAL |  | ARMOR TYPE |  | TEMPERATURE RATING |  | LENGTH |  | JACKET COLOUR |  | HAZARD CLASS |  | CERTIFICATION/STANDARD | [41 empty] | Production Completed
STP_009 - Lot7 | Data Enrichment | SMX | OK | 2023-10-16 | 2023-10-30 |  | 1134455 | 1134455 | 1404780 | AU_QM_000249595 |  | ERSA | M | 5915 | 1404780GZPCLNT100 | EA |  | CABLE,CTRL;SWA,1.5MM2,6; ECC | CABLE,CTRL;SWA,1.5MM2,6; ECC | CABLE,CTRL;MNFR: ,PTNO:SWA,1.5MM2,6; ECC |  | CABLE,CTRL;SWA,1.5MM2,6; ECCCABLE,CTRL;SWA,1.5MM2,6; ECC |  |  | 1068181 @@ CNW (MOUNT ISA) ELECT WHOLESALER | CBL1.56CESCO500 | [10 empty] | CNW (MOUNT ISA) ELECT WHOLESALER | CBL1.56CESCO500 | [18 empty] | URL NOT FOUND | [9 empty] | Cleansed | 26121603 Control cable | CORE STRANDS:6 |  | CABLE | ARMORED | TYPE | ECC,CONTROL | CONDUCTOR SIZE | 1.5MM 2 | NUMBER OF CONDUCTORS |  | LENGTH |  | ARMOR MATERIAL | STEEL WIRE | OUTER JACKET MATERIAL |  | CONDUCTOR MATERIAL |  | VOLTAGE RATING |  | INSULATION MATERIAL |  | COLOR |  | SHIELDED/UNSHIELDED PAIRS |  | TEMPERATURE RATING |  | OUTSIDE DIAMETER |  | CERTIFICATION/STANDARD | [45 empty] | Production Completed
STP_009 - Lot7 | Data Enrichment | SMX | OK | 2023-10-16 | 2023-10-30 |  | 1186749 | 1186749 |  |  |  | ERSA | M | 5100 | 1551729GZPCLNT100 | M | 3000422 | CABLE,INSTR;CNW,WWC5024,1.5MM,24PAIR,OVE | CABLE INSTRU;CNW,WWC5024 | CABLE,INSTRUMENT;MNFR:CNW,PTNO:WWC5024,ADDITIONAL FEATURES EN:1.5MM,24PAIR,OVERALL SCREENED,PVC/PVC | CABLE INSTRUMENTOS;MNFR:CNW,PTNO:WWC5024 |  | CNW | WWC5024 | 1068181 @@ CNW (MOUNT ISA) ELECT WHOLESALER | WWC5024 | [12 empty] | WWC | WWC5024 | CNW (MOUNT ISA) ELECT WHOLESALER | WWC5024 | CNW | WWC5024 | [12 empty] | https://www.goelectrical.com.au/wwc5024 | [9 empty] | Enriched | 26121642 Instrumentation Cable | PACKAGE QUANTITY:24 PAIR |  | CABLE | INSTRUMENT | TYPE | UNARMOURED,OVERALL SCREENED | DIAMETER | 26.3 MM | CONDUCTOR SIZE | 1.5 MM | NUMBER OF CONDUCTORS |  | CORE STRANDS |  | CONDUCTOR MATERIAL | BARE COPPER | JACKET MATERIAL | PVC | INSULATION MATERIAL | PVC | END CONNECTION |  | VOLTAGE RATING | 110 TO 150 V | TEMPERATURE RATING |  | LENGTH |  | JACKET COLOUR | BLACK | HAZARD CLASS |  | CERTIFICATION/STANDARD | [43 empty] | Production Completed
STP_009 - Lot7 | Data Enrichment | SMX | OK | 2023-10-16 | 2023-10-30 |  | 1186750 | 1186750 |  |  |  | ERSA | M | 5100 | 1551728GZPCLNT100 | M | 3000422 | CABLE,INSTR;CNW,OLXIEB184AA001CXAA,1.5MM | CABLE INSTRU;CNW,OLXIEB184AA001CXAA | CABLE,INSTRUMENT;MNFR:CNW,PTNO:OLXIEB184AA001CXAA,ADDITIONAL FEATURES EN:1.5MM,1PAIR,OVERALL SCREENED,PVC/PVC | CABLE INSTRUMENTOS;MNFR:CNW,PTNO:OLXIEB184AA001CXAA |  | CNW | OLXIEB184AA001CXAA | 1068652 @@ J BLACKWOOD & SONS | OLXIEB184AA001CXAA | [12 empty] | NEXANS OLEX | OLXIEB184AA001CXAA | J BLACKWOOD & SONS | OLXIEB184AA001CXAA | CNW | OLXIEB184AA001CXAA | [12 empty] | https://www.idealelectrical.com/aie/category/Cable/Instrumentation-Cable/Instrumentation/CABLE-INSTRUMENT-OVERALL-SCREENED-7-0-50-1-PAIR-BLACK/OLXIEB184AA001CXAA/p/10181573 | [9 empty] | Enriched | 26121642 Instrumentation Cable | PACKAGE QUANTITY:1 PAIR |  | CABLE | INSTRUMENT | TYPE | OVERALL SCREENED | DIAMETER | 6.6 MM | CONDUCTOR SIZE | 1.5 MM2 | NUMBER OF CONDUCTORS |  | CORE STRANDS |  | CONDUCTOR MATERIAL | PLAIN ANNEALED COPPER | JACKET MATERIAL | PVC | INSULATION MATERIAL | PVC | END CONNECTION |  | VOLTAGE RATING |  | TEMPERATURE RATING |  | LENGTH |  | JACKET COLOUR | BLACK | HAZARD CLASS |  | CERTIFICATION/STANDARD | AS/NZS 3808 | [42 empty] | Production Completed
STP_009 - Lot7 | Data Enrichment | SMX | OK | 2023-10-16 | 2023-10-30 |  | 1188726 | 1188726 |  |  |  | ERSA | M | 1600 | 1577407GZPCLNT100 | M | 3000422 | CABLE,INSTR;CNW,CBL1.524PRINSIOSSWA | CABLE INSTRU;CNW,CBL1.524PRINSIOSSWA | CABLE,INSTRUMENT;MNFR:CNW,PTNO:CBL1.524PRINSIOSSWA,ADDITIONAL FEATURES EN: 1.5MM2 24 PR IOS PVC SWA BLK | CABLE INSTRUMENTOS;MNFR:CNW,PTNO:CBL1.524PRINSIOSSWA |  | CNW | CBL1.524PRINSIOSSWA | 1068181 @@ CNW (MOUNT ISA) ELECT WHOLESALER | CBL1.524PRINSIOSSWA | [10 empty] | CNW | CBL1.524PRINSIOSSWA |  |  | CNW (MOUNT ISA) ELECT WHOLESALER | CBL1.524PRINSIOSSWA | [14 empty] | URL NOT FOUND | [9 empty] | Cleansed | 26121642 Instrumentation Cable | PACKAGE QUANTITY:24 PAIR,IOS,ARMOR MATERIAL:STEEL WIRE |  | CABLE | INSTRUMENT | TYPE |  | DIAMETER |  | CONDUCTOR SIZE | 1.5 MM2 | NUMBER OF CONDUCTORS |  | CORE STRANDS |  | CONDUCTOR MATERIAL |  | JACKET MATERIAL |  | INSULATION MATERIAL | PVC | END CONNECTION |  | VOLTAGE RATING |  | TEMPERATURE RATING |  | LENGTH |  | JACKET COLOUR | BLACK | HAZARD CLASS |  | CERTIFICATION/STANDARD | [43 empty] | Production Completed
STP_009 - Lot7 | Data Enrichment | SMX | OK | 2023-10-16 | 2023-10-30 |  | 1188970 | 1188970 |  |  |  | ERSA | M | 5915 | 1576493GZPCLNT100 | EA | 3000012 | CABLE;TOY,464200K091,ASSY PARKING B | CABLE;TOY,464200K091 | CABLE;MNFR:TOYOTA,PTNO:464200K091,ADDITIONAL FEATURES EN:ASSY PARKING B | CABLE;MNFR:TOYOTA,PTNO:464200K091 |  | TOYOTA | 464200K091 | 1068114 @@ BELL & MOIR - PARTS ORDERS ONLY | 464200K091 | [12 empty] | TOYOTA | 464200K091 | BELL & MOIR - PARTS ORDERS ONLY | 464200K091 | [14 empty] | https://partsouq.com/shop/product/464200K091-toyota-cable-assy-parking-brake-no-2/16864858 | [9 empty] | Cleansed | 26121800 Automotive cable |  |  | CABLE | ASSEMBLY | TYPE | PARKING BRAKE | VOLTAGE RATING |  | CURRENT RATING |  | CONDUCTOR SIZE |  | NUMBER OF CONDUCTORS |  | CORE STRANDS |  | CONDUCTOR MATERIAL |  | JACKET MATERIAL |  | INSULATION MATERIAL |  | TEMPERATURE RATING |  | LENGTH |  | JACKET COLOUR |  | HAZARD CLASS |  | CERTIFICATION/STANDARD | [45 empty] | Production Completed