## Sheet1
Project | Activities | Production User | Production Comments | Start Date | End Date | Remarks | Griha ID | MATNR | SAP MATERIAL NUMBER | ELLIPSE | LVORM | MTART | MBRSH | MATKL | BISMT | MEINS | MFRNR | MAKTX_EN | MAKTX_ES | TEXT_EN | TEXT_ES | ENRICHED DATA | Manufacturer Name | P/N | Manufacturer Name 1 | P/N 1 | Manufacturer Name 2 | P/N 2 | Manufacturer Name 3 | P/N 3 | Manufacturer Name 4 | P/N 4 | Manufacturer Name 5 | P/N 5 | Manufacturer Name 6 | P/N 6 | Input MNFR | Input PTNO | Verified MNFR from web | Verified MPN from Web | MNFR 1 | PTNO 1 | MNFR 2 | PTNO 2 | MNFR 3 | PTNO 3 | MNFR 4 | PTNO 4 | MNFR 5 | PTNO 5 | MNFR 6 | PTNO 6 | Vendor NAME | Vendor Part Number | Vendor NAME1 | Vendor Part Number1 | Reference URL | Reference URL1 | Item Number | Equipment Type | Equipment Manufacturer | Equipment Model | Equipment Serial | DWG | DRAWING VERSION | POS/TAG | Enriched/Cleansed | UNSPSC Ver.23.07 | ADDITIONAL FEATURES FROM INPUT | Additional Features from WEBSOURCE | Noun | Modifier | Attribute Name 1 | Attribute Value 1 | Attribute Name 2 | Attribute Value 2 | Attribute Name 3 | Attribute Value 3 | Attribute Name 4 | Attribute Value 4 | Attribute Name 5 | Attribute Value 5 | Attribute Name 6 | Attribute Value 6 | Attribute Name 7 | Attribute Value 7 | Attribute Name 8 | Attribute Value 8 | Attribute Name 9 | Attribute Value 9 | Attribute Name 10 | Attribute Value 10 | Attribute Name 11 | Attribute Value 11 | Attribute Name 12 | Attribute Value 12 | Attribute Name 13 | Attribute Value 13 | Attribute Name 14 | Attribute Value 14 | Attribute Name 15 | Attribute Value 15 | Attribute Name 16 | Attribute Value 16 | Attribute Name 17 | Attribute Value 17 | Attribute Name 18 | Attribute Value 18 | Attribute Name 19 | Attribute Value 19 | Attribute Name 20 | Attribute Value 20 | Attribute Name 21 | Attribute Value 21 | Attribute Name 22 | Attribute Value 22 | Attribute Name 23 | Attribute Value 23 | Attribute Name 24 | Attribute Value 24 | Attribute Name 25 | Attribute Value 25 | Attribute Name 26 | Attribute Value 26 | Attribute Name 27 | Attribute Value 27 | Attribute Name 28 | Attribute Value 28 | Attribute Name 29 | Attribute Value 29 | Attribute Name 30 | Attribute Value 30 | Attribute Name 31 | Attribute Value 31 | Attribute Name 32 | Attribute Value 32 | Attribute Name 33 | Attribute Value 33 | Attribute Name 34 | Attribute Value 34 | Attribute Name 35 | Attribute Value 35 | Attribute Name 36 | Attribute Value 36 | Status
STP_009 - Lot7 | Data Enrichment | CIR | ok | 10/16/2023 | 2nd-nov |  | 1215608 | 1215608 |  |  |  | ERSA | M | 5920 | 138590MRM | EA |  | BOTTLE,OIL SAMPLE:CAT SAMPLE BOTTLE; | BOTTLE,OIL SAMPLE:CAT SAMPLE BOTTLE; | BOTTLE,OIL SAMPLE:CAT SAMPLE BOTTLE; | [36 empty] | URL NOT FOUND | [9 empty] | CLEANSED | 24122000 Bottles or vials |  |  | BOTTLE | SAMPLE | TYPE | OIL | CAPACITY |  | MATERIAL |  | SIZE |  | MOUTH |  | LID TYPE |  | COLOUR |  | HAZARD CLASS |  | CERTIFICATION/STANDARD | [55 empty] | Production Completed
STP_009 - Lot7 | Data Enrichment | CIR | ok | 10/16/2023 | 2nd-nov |  | 1215392 | 1215392 |  |  |  | ERSA | M | 5100 | 138301MRM | CAR |  | BOTTLE,SCREW CAP:BOTTLE;SAMPLE;250ML;BOS | BOTTLE,SCREW CAP:BOTTLE;SAMPLE;250ML;BOS | BOTTLE,SCREW CAP:BOTTLE;SAMPLE;250ML;BOSTON TYPE;;HDPE;28MM NECK;C/W WHITE SCREW CAP; | [36 empty] | URL NOT FOUND | [9 empty] | CLEANSED | 24122002 Plastic bottles or vials | C/W WHITE SCREW CAP |  | BOTTLE | SAMPLE | TYPE | BOSTON | CAPACITY | 250 ML | MATERIAL | HDPE | SIZE | 28 MM NECK | MOUTH |  | LID TYPE |  | COLOUR |  | HAZARD CLASS |  | CERTIFICATION/STANDARD | [55 empty] | Production Completed
STP_009 - Lot7 | Data Enrichment | CIR | ok | 10/16/2023 | 2nd-nov | Processed as per web source,conflict wrt input | 1100655 | 1100655 | 1372489 | AU_QM_000196961 |  | ERSA | M | 5100 | 1372489GZPCLNT100 | EA | 3000003 | BOTTLE;CAT,2584078 | BOTTLE;CAT,2584078 | BOTTLE;MNFR:CATERPILLAR,PTNO:2584078 |  | BOTTLE;CAT,2584078BOTTLE;HAS,2584078 | CATERPILLAR | 2584078 | [14 empty] | CATERPILLAR | 258-4078 | [16 empty] | https://parts.cat.com/en/catcorp/258-4078 | [9 empty] | ENRICHED | 31162800 Miscellaneous hardware |  | MATERIAL:POLYOLEFIN PLASTIC | ASSEMBLY | NO MODIFIER | TYPE | BOTTLE | [70 empty] | Production Completed
STP_009 - Lot7 | Data Enrichment | CIR | ok | 10/16/2023 | 2nd-nov |  | 1100594 | 1100594 | 1375367 | AU_QM_000214371 |  | ERSA | M | 5100 | 1375367GZPCLNT100 | EA | 3000001 | BOTTLE;EPI,3115 3425 02 | BOTTLE;EPI,3115 3425 02 | BOTTLE;MNFR:EPIROC,PTNO:3115 3425 02 |  | BOTTLE;EPI,3115 3425 02BOTTLE;EPI,3115 3425 02 | EPIROC | 3115 3425 02 | [14 empty] | EPIROC | 3115 3425 02 | [16 empty] | https://gzbosenjx.en.made-in-china.com/product/RQsUeNtraxVB/China-Epiroc-BS-Atlas-Copco-BS-Sandvil-BS-for-Gold-Mining-Chine-Briquette-Machine-Stone-Crusher-Price-Mining-Machine-Caterpillarbs-3115211900.html | [9 empty] | CLEANSED | 24122000 Bottles or vials |  |  | BOTTLE | NO MODIFIER | TYPE |  | CAPACITY |  | MATERIAL |  | SIZE |  | LID TYPE |  | COLOUR |  | HAZARD CLASS |  | CERTIFICATION/STANDARD | [57 empty] | Production Completed
STP_009 - Lot7 | Data Enrichment | CIR | ok | 10/16/2023 | 2nd-nov |  | 1106009 | 1106009 | 1414804 | AU_QM_000260420 |  | ERSA | M | 5915 | 1414804GZPCLNT100 | EA |  | BOTTLE;INSLTD, DRINK,1.2 L,GREEN ARMY | BOTTLE;INSLTD, DRINK,1.2 L,GREEN ARMY | BOTTLE;TYPE:INSULATED, DRINK,CAPACITY:1.2 L,MATERIAL:STAINLESS STEEL,COLOUR:GREEN ARMY,ADDITIONAL FEATURES EN:CHUTE MAG VAC,MNFR: 01 |  | BOTTLE;INSLTD, DRINK,1.2 L,GREEN ARMYBOTTLE;INSULATED, DRINK,1.2L,SS,CHUTE | [34 empty] | URL NOT FOUND | [9 empty] | CLEANSED | 24122000 Bottles or vials | CHUTE MAG VAC |  | BOTTLE | NO MODIFIER | TYPE | INSULATED,DRINK | CAPACITY | 1.2 L | MATERIAL | STAINLESS STEEL | SIZE |  | LID TYPE |  | COLOUR | GREEN ARMY | HAZARD CLASS |  | CERTIFICATION/STANDARD | [57 empty] | Production Completed
STP_009 - Lot7 | Data Enrichment | CIR | ok | 10/16/2023 | 2nd-nov |  | 1099980 | 1099980 | 1390441 | AU_QM_000232089 |  | ERSA | M | 5100 | 1390441GZPCLNT100 | EA | 3000006 | BOTTLE;KOM,421-03-11990 | BOTTLE;KOM,421-03-11990 | BOTTLE;MNFR:KOMATSU MINING SYSTEMS INC.,PTNO:421-03-11990 |  | BOTTLE;KOM,421-03-11990BOTTLE;KOM,421-03-11990 | KOMATSU MINING SYSTEMS INC. | 421-03-11990 | [14 empty] | KOMATSU MINING SYSTEMS INC. | 421-03-11990 | [16 empty] | https://777parts.com/komatsu/421-03-11990-TANK+ASSEMBLY%2C+COOLANT+RESERVOIR/p349937.html | https://www.taopparts.com/en/tank/53069-komatsu-tank-wa470-3h-wheel-loader.html | [8 empty] | ENRICHED | 31162800 Miscellaneous hardware |  |  | ASSEMBLY | NO MODIFIER | TYPE | TANK | [70 empty] | Production Completed
STP_009 - Lot7 | Data Enrichment | CIR | ok | 10/16/2023 | 2nd-nov |  | 1214166 | 1214166 |  |  |  | ERSA | M | 5100 | 367471MRM | EA |  | BOWL,SEDIMENT:SMC 3000 FILTER-REGULATOR | BOWL,SEDIMENT:SMC 3000 FILTER-REGULATOR | BOWL,SEDIMENT:SMC 3000 FILTER-REGULATOR BOWL;AUTO DRAIN TYPE; | [36 empty] | URL NOT FOUND | [9 empty] | CLEANSED | 40161526 Filter retainers or accessories | SMC 3000,AUTO DRAIN TYPE |  | BOWL | FILTER | TYPE | SEDIMENT,REGULATOR | OVERALL SIZE |  | MATERIAL |  | PRESSURE RATING |  | TEMPERATURE RATING |  | HAZARD CLASS |  | CERTIFICATION/STANDARD | [59 empty] | Production Completed
STP_009 - Lot7 | Data Enrichment | CIR | ok | 10/16/2023 | 2nd-nov |  | 1215629 | 1215629 |  |  |  | ERSA | M | 5920 | 138666MRM | EA |  | BOWL,SEDIMENT:TURBO PRE CLEANER 2IN;COMP | BOWL,SEDIMENT:TURBO PRE CLEANER 2IN;COMP | BOWL,SEDIMENT:TURBO PRE CLEANER 2IN;COMPOSITE ENGINAIR | [36 empty] | URL NOT FOUND | [9 empty] | CLEANSED | 24110000 Containers and storage | TURBO PRE CLEANER,COMPOSITE ENGINAIR |  | BOWL | NO MODIFIER | TYPE | SEDIMENT | CAPACITY |  | MATERIAL |  | OVERALL SIZE | 2 IN | COLOUR |  | HAZARD CLASS |  | CERTIFICATION/STANDARD | [59 empty] | Production Completed
STP_009 - Lot7 | Data Enrichment | CIR | ok | 10/16/2023 | 2nd-nov |  | 1207339 | 1207339 |  |  |  | ERSA | M | 5920 | 132792MRM | EA |  | BOWL:ASSEMBLY;METSO HP 5 CONE CRUSHER | BOWL:ASSEMBLY;METSO HP 5 CONE CRUSHER | BOWL:ASSEMBLY;METSO HP 5 CONE CRUSHER | [16 empty] | METSO | [19 empty] | URL NOT FOUND | [9 empty] | CLEANSED | 24110000 Containers and storage | ASSEMBLY,HP 5 CONE CRUSHER |  | BOWL | NO MODIFIER | TYPE |  | CAPACITY |  | MATERIAL |  | OVERALL SIZE |  | COLOUR |  | HAZARD CLASS |  | CERTIFICATION/STANDARD | [59 empty] | Production Completed
STP_009 - Lot7 | Data Enrichment | CIR | ok | 10/16/2023 | 2nd-nov |  | 1215042 | 1215042 |  |  |  | ERSA | M | 5920 | 138112MRM | EA |  | BOWL;BOWL ASSY;DPI1500; | BOWL;BOWL ASSY;DPI1500; | BOWL;BOWL ASSY;DPI1500; | [17 empty] | DPI1500 | [18 empty] | URL NOT FOUND | [9 empty] | CLEANSED | 24110000 Containers and storage | ASSEMBLY |  | BOWL | NO MODIFIER | TYPE |  | CAPACITY |  | MATERIAL |  | OVERALL SIZE |  | COLOUR |  | HAZARD CLASS |  | CERTIFICATION/STANDARD | [59 empty] | Production Completed
STP_009 - Lot7 | Data Enrichment | CIR | ok | 10/16/2023 | 2nd-nov |  | 1026354 | 1026354 | 1375235 | AU_QM_000214225 |  | ERSA | M | 2800 | 1375235GZPCLNT100 | EA | 3000012 | BOWL;TOY,P0202277DS | BOWL;TOY,P0202277DS | BOWL;MNFR:TOYOTA,PTNO:P0202277DS |  | BOWL;TOY,P0202277DSBOWL;TOY,P0202277DS | TOYOTA | P0202277DS | [12 empty] | TOYOTA | P0202277DS | [18 empty] | URL NOT FOUND | [9 empty] | CLEANSED | 24110000 Containers and storage |  |  | BOWL | NO MODIFIER | TYPE |  | CAPACITY |  | MATERIAL |  | OVERALL SIZE |  | COLOUR |  | HAZARD CLASS |  | CERTIFICATION/STANDARD | [59 empty] | Production Completed
STP_009 - Lot7 | Data Enrichment | CIR | ok | 10/16/2023 | 2nd-nov |  | 1026765 | 1026765 | 1371120 | AU_QM_000195457 |  | ERSA | M | 2800 | 1371120GZPCLNT100 | EA | 3000035 | BOWL;WAR,LBLS3775 | BOWL;WAR,LBLS3775 | BOWL;MNFR:WARMAN,PTNO:LBLS3775 |  | BOWL;WAR,LBLS3775BOWL;WEI,LBLS3775 | WARMAN | LBLS3775 | [12 empty] | WARMAN | LBLS3775 | [18 empty] | URL NOT FOUND | [9 empty] | CLEANSED | 40151737 Pump bowl assembly |  |  | BOWL | PUMP | TYPE |  | SIZE |  | MATERIAL |  | COATING/FINISH |  | CERTIFICATION/STANDARD | [63 empty] | Production Completed
STP_009 - Lot7 | Data Enrichment | CIR | ok | 10/16/2023 | 2nd-nov |  | 1025976 | 1025976 | 1372448 | AU_QM_000196917 |  | ERSA | M | 2700 | 1372448GZPCLNT100 | EA | 3000003 | BUCKET;CAT,426-6490 | BUCKET;CAT,426-6490 | BUCKET;MNFR:CATERPILLAR,PTNO:426-6490 |  | BUCKET;CAT,426-6490BUCKET;HAS,426-6490 | CATERPILLAR | 426-6490 | [14 empty] | CATERPILLAR | 426-6490 | [16 empty] | https://parts.cat.com/en/catcorp/426-6490 | [9 empty] | ENRICHED | 47121804 Cleaning pails or buckets |  | INTERFACE TYPE: SKID STEER COUPLER,C/W SPILL GUARD,BOLT-ON CUTTING EDGE | BUCKET | NO MODIFIER | TYPE |  | CAPACITY | 0.44 YD3 | OVERALL SIZE | 28-1/2 IN LG | MATERIAL |  | COLOUR |  | HAZARD CLASS |  | CERTIFICATION/STANDARD | [59 empty] | Production Completed
STP_009 - Lot7 | Data Enrichment | CIR | ok | 10/16/2023 | 2nd-nov |  | 1025505 | 1025505 | 1381710 | AU_QM_000221675 |  | ERSA | M | 2700 | 1381710GZPCLNT100 | EA | 3000005 | BUCKET;JCB,CW2019-06-215 | BUCKET;JCB,CW2019-06-215 | BUCKET;MNFR:JCB,PTNO:CW2019-06-215 |  | BUCKET;JCB,CW2019-06-215BUCKET;JCB,CW2019-06-215 | JCB | CW2019-06-215 | [12 empty] | JCB | CW2019-06-215 | [18 empty] | URL NOT FOUND | [9 empty] | CLEANSED | 47121804 Cleaning pails or buckets |  |  | BUCKET | NO MODIFIER | TYPE |  | CAPACITY |  | OVERALL SIZE |  | MATERIAL |  | COLOUR |  | HAZARD CLASS |  | CERTIFICATION/STANDARD | [59 empty] | Production Completed
STP_009 - Lot7 | Data Enrichment | CIR | ok | 10/16/2023 | 2nd-nov |  | 1025241 | 1025241 | 1389157 | AU_QM_000230585 |  | ERSA | M | 2700 | 1389157GZPCLNT100 | EA | 3000006 | BUCKET;KOM,707-01-0J772UPR | BUCKET;KOM,707-01-0J772UPR | BUCKET;MNFR:KOMATSU MINING SYSTEMS INC.,PTNO:707-01-0J772UPR |  | BUCKET;KOM,707-01-0J772UPRBUCKET;KOM,707-01-0J772UPR | KOMATSU MINING SYSTEMS INC. | 707-01-0J772UPR | [13 empty] | 707-01-0J772UPR | KOMATSU MINING SYSTEMS INC. | 707-01-0J772 | [16 empty] | https://my.komatsu.com.au/shop/cylinders_5637145083/5637486101_bucket-cylinder_707-01-0j770 | [9 empty] | CLEANSED | 47121804 Cleaning pails or buckets |  |  | BUCKET | NO MODIFIER | TYPE |  | CAPACITY |  | OVERALL SIZE |  | MATERIAL |  | COLOUR |  | HAZARD CLASS |  | CERTIFICATION/STANDARD | [59 empty] | Production Completed
STP_009 - Lot7 | Data Enrichment | CIR | ok | 10/16/2023 | 3rd-nov | SUITABLE NM NOT FOUND | 1008135 | 1008135 |  |  |  | ERSA | M | 5000 | 1611070GZPCLNT100 | EA | 3000010 | BUCKET;SAN,69037869 | CUBETA;SAN,69037869 | BUCKET;MNFR:SANDVIK,PTNO:69037869 | CUBETA;MNFR:SANDVIK,PTNO:69037869 |  | SANDVIK | 69037869 | [14 empty] | SANDVIK | 69037869 | [16 empty] | https://mysandvik-prod.azurewebsites.net/product/bp2-50mm-long-cast-corner-left-hand/ | [9 empty] | CLEANSED | [77 empty] | Production Completed
STP_009 - Lot7 | Data Enrichment | CIR | ok | 10/16/2023 | 2nd-nov | Processed as per web source,conflict wrt input | 1025138 | 1025138 | 1391850 | AU_QM_000233815 |  | ERSA | M | 2700 | 1391850GZPCLNT100 | EA | 3000012 | BUCKET;TOY,SF132DPB | BUCKET;TOY,SF132DPB | BUCKET;MNFR:TOYOTA,PTNO:SF132DPB |  | BUCKET;TOY,SF132DPBBUCKET;BEL,SF132DPB | TOYOTA | SF132DPB | [14 empty] | SUPAFIT SEAT COVER | SF132DPB | [16 empty] | https://www.pxwholesales.com.au/supafit-canvas-denim-driver-passenger-seat-covers~58582 | [9 empty] | ENRICHED | 25174601 Seat covers |  |  | COVER | SEAT | TYPE | HEAVY DUTY | SIZE |  | MATERIAL | COTTON TWILL FABRIC | COLOR |  | CLOSURE TYPE |  | CERTIFICATION/STANDARD | [61 empty] | Production Completed
STP_009 - Lot7 | Data Enrichment | CIR | ok | 10/16/2023 | 2nd-nov |  | 1141967 | 1141967 | 1417116 | AU_QM_000262945 |  | ERSA | M | 5915 | 1417116GZPCLNT100 | EA |  | BUCKET;WIDE MOUTH ROLLER RINGER,16 L | BUCKET;WIDE MOUTH ROLLER RINGER,16 L | BUCKET;TYPE:WIDE MOUTH ROLLER RINGER,CAPACITY:16 L,OVERALL SIZE:WD 465 X HT 410 X DP 302 MM,MATERIAL:PLASTIC,COLOUR:YELLOW,MNFR: 01) |  | BUCKET;WIDE MOUTH ROLLER RINGER,16 LBUCKET;WIDE MOUTH ROLLER RINGER,16L,YEL | [34 empty] | URL NOT FOUND | [9 empty] | CLEANSED | 47121804 Cleaning pails or buckets |  |  | BUCKET | NO MODIFIER | TYPE | WIDE MOUTH ROLLER RINGER | CAPACITY | 16 L | OVERALL SIZE | 465 WDX410 HTX302 DP MM | MATERIAL | PLASTIC | COLOUR | YELLOW | HAZARD CLASS |  | CERTIFICATION/STANDARD | [59 empty] | Production Completed
STP_009 - Lot7 | Data Enrichment | CIR | ok | 10/16/2023 | 2nd-nov |  | 1137579 | 1137579 |  |  |  | ERSA | M | 5620 | 1429923GZPCLNT100 | EA |  | CAT 6N9091 MANIFOLD HEAT SHIELD;SPACER | CAT 6N9091 MANIFOLD HEAT SHIELD;SPACER | SPACER,SLEEVE: CAT 6N9091 MANIFOLD HEAT SHIELD;SPACER | [18 empty] | CATERPILLAR | 6N9091 | [16 empty] | https://777parts.net/caterpillar/6N9091-SHIELD+GROUP-MANIFOLD/p1002767.html | [9 empty] | CLEANSED | 31162800 Miscellaneous hardware | MANIFOLD HEAT SHIELD |  | SLEEVE | SPACER | TYPE |  | INSIDE DIAMETER |  | OUTSIDE DIAMETER |  | LENGTH |  | TOLERANCE |  | MATERIAL |  | COATING/FINISH |  | CERTIFICATION/STANDARD | [57 empty] | Production Completed
STP_009 - Lot7 | Data Enrichment | CIR | ok | 10/16/2023 | 3rd-nov |  | 1109008 | 1109008 |  |  |  | ERSA | M | 4090 | 1467992GZPCLNT100 | EA |  | CLEVIS,ROD END: | CLEVIS,ROD END: | CLEVIS,ROD END: | [36 empty] | URL NOT FOUND | [9 empty] | CLEANSED | 31162412 Clevis |  |  | CLEVIS | NO MODIFIER | TYPE | ROD END | MATERIAL |  | CLEVIS GAP |  | PIN DIAMETER |  | SHANK TYPE |  | SHANK SIZE |  | LOAD RATING |  | THREAD SIZE |  | THREAD LENGTH |  | LENGTH |  | COATING/FINISH |  | HAZARD CLASS |  | CERTIFICATION/STANDARD | [47 empty] | Production Completed
STP_009 - Lot7 | Data Enrichment | CIR | ok | 10/16/2023 | 3rd-nov |  | 1208041 | 1208041 |  |  |  | ERSA | M | 4090 | 685596MRM | EA |  | CLEVIS,ROD END:MINE VENT DOOR CYLINDER R | CLEVIS,ROD END:MINE VENT DOOR CYLINDER R | CLEVIS,ROD END:MINE VENT DOOR CYLINDER REAR CLEVIS; | [36 empty] | URL NOT FOUND | [9 empty] | CLEANSED | 31162412 Clevis | MINE VENT DOOR CYLINDER REAR |  | CLEVIS | NO MODIFIER | TYPE | ROD END | MATERIAL |  | CLEVIS GAP |  | PIN DIAMETER |  | SHANK TYPE |  | SHANK SIZE |  | LOAD RATING |  | THREAD SIZE |  | THREAD LENGTH |  | LENGTH |  | COATING/FINISH |  | HAZARD CLASS |  | CERTIFICATION/STANDARD | [47 empty] | Production Completed
STP_009 - Lot7 | Data Enrichment | CIR | ok | 10/16/2023 | 3rd-nov |  | 1208042 | 1208042 |  |  |  | ERSA | M | 4090 | 685601MRM | EA |  | CLEVIS,ROD END:MINE VENT DOOR CYLINDER R | CLEVIS,ROD END:MINE VENT DOOR CYLINDER R | CLEVIS,ROD END:MINE VENT DOOR CYLINDER ROD CLEVIS;MIMDWG Q1064-MI006B ITEM 21; | [16 empty] | MIMDWG | Q1064-MI006B | [18 empty] | URL NOT FOUND |  | 21 | [7 empty] | CLEANSED | 31162412 Clevis | MINE VENT DOOR CYLINDER |  | CLEVIS | NO MODIFIER | TYPE | ROD END | MATERIAL |  | CLEVIS GAP |  | PIN DIAMETER |  | SHANK TYPE |  | SHANK SIZE |  | LOAD RATING |  | THREAD SIZE |  | THREAD LENGTH |  | LENGTH |  | COATING/FINISH |  | HAZARD CLASS |  | CERTIFICATION/STANDARD | [47 empty] | Production Completed
STP_009 - Lot7 | Data Enrichment | CIR | ok | 10/16/2023 | 3rd-nov |  | 1214369 | 1214369 |  |  |  | ERSA | M | 5955 | 777131MRM | EA |  | CLEVIS,ROD END:TORO T450D REACTION ROD E | CLEVIS,ROD END:TORO T450D REACTION ROD E | CLEVIS,ROD END:TORO T450D REACTION ROD END;LEFT;CABIN MTG ASSY;24MM SIZE;TAMROCK TORO T450D LOADER | [36 empty] | URL NOT FOUND |  |  | LOADER | TAMROCK TORO | T450D |  |  |  |  | CLEANSED | 31162412 Clevis | LEFT,CABIN MOUNTING ASSEMBLY |  | CLEVIS | NO MODIFIER | TYPE | REACTION ROD END | MATERIAL |  | CLEVIS GAP |  | PIN DIAMETER |  | SHANK TYPE |  | SHANK SIZE |  | LOAD RATING |  | THREAD SIZE |  | THREAD LENGTH |  | LENGTH | 24 MM | COATING/FINISH |  | HAZARD CLASS |  | CERTIFICATION/STANDARD | [47 empty] | Production Completed
STP_009 - Lot7 | Data Enrichment | CIR | ok | 10/16/2023 | 3rd-nov |  | 1110593 | 1110593 | 1411110 | AU_QM_000256452 |  | ERSA | M | 5915 | 1411110GZPCLNT100 | EA |  | CLEVIS;25595-42451 | CLEVIS;25595-42451 | CLEVIS;MNFR: ,PTNO:25595-42451 |  | CLEVIS;25595-42451CLEVIS;25595-42451 | [15 empty] | 25595-42451 | [18 empty] | https://starlift.ru/files/Heli_H2000_2/Main_brake_cylinder_watermark%20%281%29.pdf | [9 empty] | CLEANSED | 31162412 Clevis |  |  | CLEVIS | NO MODIFIER | TYPE |  | MATERIAL |  | CLEVIS GAP |  | PIN DIAMETER |  | SHANK TYPE |  | SHANK SIZE |  | LOAD RATING |  | THREAD SIZE |  | THREAD LENGTH |  | LENGTH |  | COATING/FINISH |  | HAZARD CLASS |  | CERTIFICATION/STANDARD | [47 empty] | Production Completed
STP_009 - Lot7 | Data Enrichment | CIR | ok | 10/16/2023 | 3rd-nov |  | 1021877 | 1021877 | 1372468 | AU_QM_000196939 |  | ERSA | M | 5955 | 1372468GZPCLNT100 | EA | 3000003 | CLEVIS;CAT,095-1325 | CLEVIS;CAT,095-1325 | CLEVIS;MNFR:CATERPILLAR,PTNO:095-1325 |  | CLEVIS;CAT,095-1325CLEVIS;HAS,095-1325 | CATERPILLAR | 095-1325 | [14 empty] | CATERPILLAR | 095-1325 | HASTINGS DEERING(AUSTRALIA) LTD | [15 empty] | https://parts.cat.com/en/catcorp/095-1325 | [9 empty] | ENRICHED | 31162409 Clevis pin |  |  | PIN | CLEVIS | DIAMETER | 9.95 MM | LENGTH | 41.2 MM | HEAD SIZE | 17.8 MM | MATERIAL | STEEL | MATERIAL SPECIFICATION |  | COATING/FINISH | ZINC PLATED | HEAD TYPE | CYLINDRICAL | END TYPE |  | HAZARD CLASS |  | CERTIFICATION/STANDARD | [53 empty] | Production Completed
STP_009 - Lot7 | Data Enrichment | CIR | ok | 10/16/2023 | 3rd-nov |  | 1021557 | 1021557 | 1379685 | AU_QM_000219129 |  | ERSA | M | 5955 | 1379685GZPCLNT100 | EA | 3000001 | CLEVIS;EPI,5542 0759 00 | CLEVIS;EPI,5542 0759 00 | CLEVIS;MNFR:EPIROC,PTNO:5542 0759 00 |  | CLEVIS;EPI,5542 0759 00CLEVIS;EPI,5542 0759 00 | EPIROC | 5542 0759 00 | [14 empty] | EPIROC | 5542 0759 00 | [16 empty] | https://shanghaisanto.com/epiroc-spare-parts-list-398/ | [9 empty] | CLEANSED | 31162412 Clevis |  |  | CLEVIS | NO MODIFIER | TYPE |  | MATERIAL |  | CLEVIS GAP |  | PIN DIAMETER |  | SHANK TYPE |  | SHANK SIZE |  | LOAD RATING |  | THREAD SIZE |  | THREAD LENGTH |  | LENGTH |  | COATING/FINISH |  | HAZARD CLASS |  | CERTIFICATION/STANDARD | [47 empty] | Production Completed
STP_009 - Lot7 | Data Enrichment | CIR | ok | 10/16/2023 | 3rd-nov |  | 1106893 | 1106893 | 1417016 | AU_QM_000262843 |  | ERSA | M | 5915 | 1417016GZPCLNT100 | EA |  | CLEVIS;THIMBLE,CAST IRON,70 KN | CLEVIS;THIMBLE,CAST IRON,70 KN | CLEVIS;TYPE:THIMBLE,MATERIAL:CAST IRON,LOAD RATING:70 KN,ADDITIONAL FEATURES EN:C/W FORGED PIN AND STAINLESS HUMPBACK PIN (P20) (, M |  | CLEVIS;THIMBLE,CAST IRON,70 KNCLEVIS;THIMBLE,CAST IRON,70KN,C/W | [34 empty] | URL NOT FOUND | [9 empty] | CLEANSED | 31162412 Clevis | C/W FORGED PIN AND STAINLESS HUMPBACK PIN (P20) |  | CLEVIS | NO MODIFIER | TYPE | THIMBLE | MATERIAL | CAST IRON | CLEVIS GAP |  | PIN DIAMETER |  | SHANK TYPE |  | SHANK SIZE |  | LOAD RATING | 70 KN | THREAD SIZE |  | THREAD LENGTH |  | LENGTH |  | COATING/FINISH |  | HAZARD CLASS |  | CERTIFICATION/STANDARD | [47 empty] | Production Completed
STP_009 - Lot7 | Data Enrichment | CIR | ok | 10/16/2023 | 2nd-nov | Processed as per web source,conflict wrt input | 1086968 | 1086968 | 1468997 | AU_QM_007905260 |  | ERSA | M | 5610 | 1468997GZPCLNT100 | EA | 3000000 | COIL;ATL,2001023800 | COIL;ATL,2001023800 | COIL;MNFR:ATLAS COPCO,PTNO:2001023800 |  | COIL SPRING:VALVE | ATLAS COPCO | 2001023800 | [14 empty] | ATLAS COPCO | 2001023800 | [16 empty] | https://www.szpfg.com/index.php/2021/09/29/atlas-air-compressor-10/ |  |  | VALVE | [6 empty] | CLEANSED | 40141616 Valve parts or accessories |  |  | SPRING | VALVE | TYPE |  | FREE LENGTH |  | LOAD CAPACITY |  | SIZE |  | MATERIAL |  | NUMBER OF COILS |  | HAZARD CLASS |  | CERTIFICATION/STANDARD | [57 empty] | Production Completed
STP_009 - Lot7 | Data Enrichment | CIR | ok | 10/16/2023 | 2nd-nov | Processed as per web source,conflict wrt input | 1031611 | 1031611 | 1425649 | AU_QM_000354365 |  | ERSA | M | 5610 | 1425649GZPCLNT100 | EA | 3000000 | COIL;ATL,5537-3440-00 | COIL;ATL,5537-3440-00 | COIL;MNFR:ATLAS COPCO,PTNO:5537-3440-00 |  | COIL SPRING:ST-9 TRANSMISSION CONTROL VALVE SPRING; | ATLAS COPCO | 5537-3440-00 | [14 empty] | ATLAS COPCO | 5537 3440 00 | [16 empty] | http://optimaparts.ru/wp-content/uploads/2016/08/MT-2010.pdf |  |  | TRANSMISSION CONTROL VALVE |  | ST-9 |  |  |  |  | CLEANSED | 40141616 Valve parts or accessories |  |  | SPRING | VALVE | TYPE |  | FREE LENGTH |  | LOAD CAPACITY |  | SIZE |  | MATERIAL |  | NUMBER OF COILS |  | HAZARD CLASS |  | CERTIFICATION/STANDARD | [57 empty] | Production Completed
STP_009 - Lot7 | Data Enrichment | CIR | ok | 10/16/2023 | 2nd-nov |  | 1002478 | 1002478 |  |  |  | ERSA | M | 5000 | 1592599GZPCLNT100 | EA | 3000010 | BOWL;SAN,55086468 | CUENCO;SAN,55086468 | BOWL;MNFR:SANDVIK,PTNO:55086468 | CUENCO;MNFR:SANDVIK,PTNO:55086468 |  | SANDVIK | 55086468 | 1068336 @@ SANDVIK MINING & CONSTRUCTION | 55086468 | [12 empty] | SANDVIK | 55086468 | [16 empty] | https://pv271.com/index.php/2022/05/27/%D0%BA%D0%B0%D1%82%D0%B0%D0%BB%D0%BE%D0%B3-%D0%B7%D0%B0%D0%BF%D1%87%D0%B0%D1%81%D1%82%D0%B5%D0%B9-%D1%81%D0%B0%D0%BD%D0%B4%D0%B2%D0%B8%D0%BA-%EF%BC%88%D1%87%D0%B5%D1%82%D1%8B%D1%80%D0%BD%D0%B0%D0%B4/ | [9 empty] | CLEANSED | 24110000 Containers and storage |  |  | BOWL | NO MODIFIER | TYPE |  | CAPACITY |  | MATERIAL |  | OVERALL SIZE |  | COLOUR |  | HAZARD CLASS |  | CERTIFICATION/STANDARD | [59 empty] | Production Completed
STP_009 - Lot7 | Data Enrichment | CIR | ok | 10/16/2023 | 2nd-nov | Processed as per web source,conflict wrt input | 1004585 | 1004585 | 1449904 | AU_QM_001120682 |  | ERSA | M | 5610 | 1449904GZPCLNT100 | EA | 3000024 | COIL;ISU,5095831180 | COIL;ISU,5095831180 | COIL;MNFR:ISUZU,PTNO:5095831180 |  | COIL SPRING:FRONT BRAKE SHOE SPRING; | ISUZU | 5095831180 | 1068514 @@ AP TOWNSVILLE P/L T/A TONY IRELA | 5095831180 | 1069100 @@ BRISBANE ISUZU | 5095831180 | [10 empty] | ISUZU | 5095831180 | AP TOWNSVILLE P/L T/A TONY IRELA |  | BRISBANE ISUZU | [13 empty] | https://www.okisuzu.com/en/index.php?m=product&id=14667 | [9 empty] | CLEANSED | 31161900 Springs |  |  | SPRING | NO MODIFIER | TYPE | FRONT BRAKE SHOE | SIZE |  | MATERIAL |  | MATERIAL SPECIFICATION |  | COATING/FINISH |  | HAZARD CLASS |  | CERTIFICATION/STANDARD | [59 empty] | Production Completed
STP_009 - Lot7 | Data Enrichment | CIR | ok | 10/16/2023 | 2nd-nov | Processed as per web source,conflict wrt input | 1004594 | 1004594 | 1449915 | AU_QM_001120799 |  | ERSA | M | 5610 | 1449915GZPCLNT100 | EA | 3000024 | COIL;ISU,5095801011 | COIL;ISU,5095801011 | COIL;MNFR:ISUZU,PTNO:5095801011 |  | COIL SPRING:REAR BRAKE SHOE HOLD DOWN SPRING; | ISUZU | 5095801011 | 1068514 @@ AP TOWNSVILLE P/L T/A TONY IRELA | 5095801011 | 1069100 @@ BRISBANE ISUZU | 5095801011 | [10 empty] | ISUZU | 5095801011 | AP TOWNSVILLE P/L T/A TONY IRELA |  | BRISBANE ISUZU | [13 empty] | https://partsouq.com/en/search/all?q=5095801011 | [9 empty] | CLEANSED | 31161900 Springs |  |  | SPRING | NO MODIFIER | TYPE | REAR BRAKE SHOE HOLD DOWN | SIZE |  | MATERIAL |  | MATERIAL SPECIFICATION |  | COATING/FINISH |  | HAZARD CLASS |  | CERTIFICATION/STANDARD | [59 empty] | Production Completed
STP_009 - Lot7 | Data Enrichment | CIR | ok | 10/16/2023 | 2nd-nov | Processed as per web source,conflict wrt input | 1004595 | 1004595 | 1449916 | AU_QM_001120807 |  | ERSA | M | 5610 | 1449916GZPCLNT100 | EA | 3000024 | COIL;ISU,8970220870 | COIL;ISU,8970220870 | COIL;MNFR:ISUZU,PTNO:8970220870 |  | COIL SPRING:REAR BRAKE SHOE SPRING; | ISUZU | 8970220870 | 1068514 @@ AP TOWNSVILLE P/L T/A TONY IRELA | 8970220870 | [12 empty] | ISUZU | 8970220870 | AP TOWNSVILLE P/L T/A TONY IRELA | [15 empty] | https://www.isuzureplacementparts.com/sale-11653371-isuzu-4hf1-npr-brake-shoe-return-spring-8970220870-8-97022087-0.html | [9 empty] | CLEANSED | 31161900 Springs |  |  | SPRING | NO MODIFIER | TYPE | REAR BRAKE SHOE | SIZE |  | MATERIAL |  | MATERIAL SPECIFICATION |  | COATING/FINISH |  | HAZARD CLASS |  | CERTIFICATION/STANDARD | [59 empty] | Production Completed
STP_009 - Lot7 | Data Enrichment | CIR | ok | 10/16/2023 | 2nd-nov | Processed as per web source,conflict wrt input | 1005489 | 1005489 | 1427237 | AU_QM_000447508 |  | ERSA | M | 5610 | 1427237GZPCLNT100 | EA | 3000000 | COIL;ATL,5537-0522-00 | COIL;ATL,5537-0522-00 | COIL;MNFR:ATLAS COPCO,PTNO:5537-0522-00 |  | COIL SPRING:TRANSMISSION REGULATOR SPRING; | ATLAS COPCO | 5537-0522-00 | 1069852 @@ DRIVETRAIN AUSTRALIA | 5537-0522-00 | [12 empty] | ATLAS COPCO | 5537 0522 00 | DRIVETRAIN AUSTRALIA | [15 empty] | http://optimaparts.ru/wp-content/uploads/2016/08/MT-2010.pdf |  |  | TRANSMISSION REGULATOR | [6 empty] | CLEANSED | 31161900 Springs |  |  | SPRING | NO MODIFIER | TYPE |  | SIZE |  | MATERIAL |  | MATERIAL SPECIFICATION |  | COATING/FINISH |  | HAZARD CLASS |  | CERTIFICATION/STANDARD | [59 empty] | Production Completed
STP_009 - Lot7 | Data Enrichment | CIR | ok | 10/16/2023 | 2nd-nov | Processed as per web source,conflict wrt input | 1005642 | 1005642 | 1452293 | AU_QM_001173376 |  | ERSA | M | 5610 | 1452293GZPCLNT100 | EA | 3000012 | COIL;TOY,90501 35037 | COIL;TOY,90501 35037 | COIL;MNFR:TOYOTA,PTNO:90501 35037 |  | COIL SPRING:SPRING;COMPRESSION;EXHAUST FLANGE; | TOYOTA | 90501 35037 | 1068114 @@ BELL & MOIR - PARTS ORDERS ONLY | 9050135037 | 1071809 @@ ASHDOWN ENTERPRISES | 90501 35037 | [10 empty] | TOYOTA | 90501-35037 | BELL & MOIR - PARTS ORDERS ONLY |  | ASHDOWN ENTERPRISES | [13 empty] | https://www.toyotapartsdeal.com/oem/toyota~spring-compression~90501-35037.html | [9 empty] | CLEANSED | 31161904 Compression springs |  |  | SPRING | COMPRESSION | TYPE | EXHAUST FLANGE | OUTSIDE DIAMETER |  | WIRE SIZE |  | FREE LENGTH |  | LOAD CAPACITY |  | MATERIAL |  | MATERIAL SPECIFICATION |  | NUMBER OF COILS |  | HAZARD CLASS |  | CERTIFICATION/STANDARD | [53 empty] | Production Completed
STP_009 - Lot7 | Data Enrichment | CIR | ok | 10/16/2023 | 3rd-nov |  | 1009784 | 1009784 |  |  |  | ERSA | M | 5920 | 1614032GZPCLNT100 | EA | 3000426 | CLEVIS;FLSM,04A10487 01,ASSY,LIFTING DEV | CIERRE HORQ;FLSM,04A10487 01 | CLEVIS;MNFR:FLSMIDTH,PTNO:04A10487 01,ADDITIONAL FEATURES EN:ASSEMBLY,LIFTING DEVICE,TYPE SW | CIERRE HORQUILLA;MNFR:FLSMIDTH,PTNO:04A10487 01 |  | FLSMIDTH | 04A10487 01 | 1068162 @@ FLSMIDTH PTY LTD | 04A10487 01 | [10 empty] | FLSMIDTH | 04A10487 01 | [18 empty] | URL NOT FOUND | [9 empty] | CLEANSED | 31162412 Clevis | ASSEMBLY,LIFTING DEVICE,TYPE SW |  | CLEVIS | NO MODIFIER | TYPE |  | MATERIAL |  | CLEVIS GAP |  | PIN DIAMETER |  | SHANK TYPE |  | SHANK SIZE |  | LOAD RATING |  | THREAD SIZE |  | THREAD LENGTH |  | LENGTH |  | COATING/FINISH |  | HAZARD CLASS |  | CERTIFICATION/STANDARD | [47 empty] | Production Completed
STP_009 - Lot7 | Data Enrichment | CIR | ok | 10/16/2023 | 3rd-nov |  | 1009785 | 1009785 |  |  |  | ERSA | M | 5920 | 1614033GZPCLNT100 | EA | 3000426 | CLEVIS;FLSM,04B10515,ROLLER BEARING,LIFT | CIERRE HORQ;FLSM,04B10515 | CLEVIS;MNFR:FLSMIDTH,PTNO:04B10515,ADDITIONAL FEATURES EN:ROLLER BEARING,LIFTING DEVICE,TYPE SW | CIERRE HORQUILLA;MNFR:FLSMIDTH,PTNO:04B10515 |  | FLSMIDTH | 04B10515 | 1068162 @@ FLSMIDTH PTY LTD | 04B10515 | [10 empty] | FLSMIDTH | 04B10515 | [18 empty] | URL NOT FOUND | [9 empty] | CLEANSED | 31162412 Clevis | ROLLER BEARING,LIFTING DEVICE,TYPE SW |  | CLEVIS | NO MODIFIER | TYPE |  | MATERIAL |  | CLEVIS GAP |  | PIN DIAMETER |  | SHANK TYPE |  | SHANK SIZE |  | LOAD RATING |  | THREAD SIZE |  | THREAD LENGTH |  | LENGTH |  | COATING/FINISH |  | HAZARD CLASS |  | CERTIFICATION/STANDARD | [47 empty] | Production Completed
STP_009 - Lot7 | Data Enrichment | CIR | ok | 10/16/2023 | 2nd-nov |  | 1011234 | 1011234 |  |  |  | ERSA | M | 5920 | 1585090GZPCLNT100 | EA | 3000010 | BUCKET;SAN,SM50X3100-722B,LIP | CUBETA;SAN,SM50X3100-722B | BUCKET;MNFR:SANDVIK,PTNO:SM50X3100-722B,ADDITIONAL FEATURES EN:LIP | CUBETA;MNFR:SANDVIK,PTNO:SM50X3100-722B |  | SANDVIK | SM50X3100-722B | 1068336 @@ SANDVIK MINING & CONSTRUCTION | SM50X3100-722B | [10 empty] | SANDVIK | SM50X3100-722B | [18 empty] | URL NOT FOUND | [9 empty] | CLEANSED | 47121804 Cleaning pails or buckets | LIP |  | BUCKET | NO MODIFIER | TYPE |  | CAPACITY |  | OVERALL SIZE |  | MATERIAL |  | COLOUR |  | HAZARD CLASS |  | CERTIFICATION/STANDARD | [59 empty] | Production Completed
STP_009 - Lot7 | Data Enrichment | CIR | ok | 10/16/2023 | 3rd-nov |  | 1011595 | 1011595 |  |  |  | ERSA | M | 3730 | 1609139GZPCLNT100 | EA | 3000003 | CLEVIS;CAT,1085471 | CIERRE HORQ;CAT,1085471 | CLEVIS;MNFR:CATERPILLAR,PTNO:1085471 | CIERRE HORQUILLA;MNFR:CATERPILLAR,PTNO:1085471 |  | CATERPILLAR | 1085471 | 1068196 @@ HASTINGS DEERING(AUSTRALIA) LTD | 1085471 | [12 empty] | CATERPILLAR | 108-5471 | HASTINGS DEERING(AUSTRALIA) LTD | [15 empty] | https://parts.cat.com/en/catcorp/108-5471 | [9 empty] | ENRICHED | 31162412 Clevis |  |  | CLEVIS | NO MODIFIER | TYPE | DOOR | MATERIAL | PLASTIC | CLEVIS GAP |  | PIN DIAMETER | 1-1/8 IN | SHANK TYPE |  | SHANK SIZE |  | LOAD RATING |  | THREAD SIZE | 1/4 IN-20 TPI | THREAD LENGTH |  | LENGTH | 1-5/8 IN | COATING/FINISH |  | HAZARD CLASS |  | CERTIFICATION/STANDARD | [47 empty] | Production Completed
STP_009 - Lot7 | Data Enrichment | CIR | ok | 10/16/2023 | 2nd-nov |  | 1011990 | 1011990 |  |  |  | ERSA | M | 5905 | 1588366GZPCLNT100 | EA | 3000001 | BOWL;EPI,10000100061,TRANSFILTER | CUENCO;EPI,10000100061 | BOWL;MNFR:EPIROC,PTNO:10000100061,ADDITIONAL FEATURES EN:TRANSFILTER | CUENCO;MNFR:EPIROC,PTNO:10000100061 |  | EPIROC | 10000100061 | 1068108 @@ EPIROC AUSTRALIA PTY LTD | 10000100061 | [10 empty] | EPIROC | 10000100061 | [18 empty] | URL NOT FOUND | [9 empty] | CLEANSED | 24110000 Containers and storage |  |  | BOWL | NO MODIFIER | TYPE | TRANSFILTER | CAPACITY |  | MATERIAL |  | OVERALL SIZE |  | COLOUR |  | HAZARD CLASS |  | CERTIFICATION/STANDARD | [59 empty] | Production Completed
STP_009 - Lot7 | Data Enrichment | CIR | ok | 10/16/2023 | 2nd-nov |  | 1012306 | 1012306 |  |  |  | ERSA | M | 4090 | 1608028GZPCLNT100 | EA | 3000010 | BUCKET;SAN,SBP50X2910-638B,LH517I 8.6CUM | CUBETA;SAN,SBP50X2910-638B | BUCKET;MNFR:SANDVIK,PTNO:SBP50X2910-638B,ADDITIONAL FEATURES EN:LH517I 8.6CUM2910MM WIDE | CUBETA;MNFR:SANDVIK,PTNO:SBP50X2910-638B |  | SANDVIK | SBP50X2910-638B | 1068336 @@ SANDVIK MINING & CONSTRUCTION | SBP50X2910-638B | [10 empty] | SANDVIK | SBP50X2910-638B | [18 empty] | URL NOT FOUND | [9 empty] | CLEANSED | 47121804 Cleaning pails or buckets | LH517I 8.6CUM2910MM WIDE |  | BUCKET | NO MODIFIER | TYPE |  | CAPACITY |  | OVERALL SIZE |  | MATERIAL |  | COLOUR |  | HAZARD CLASS |  | CERTIFICATION/STANDARD | [59 empty] | Production Completed
STP_009 - Lot7 | Data Enrichment | CIR | ok | 10/16/2023 | 2nd-nov |  | 1015975 | 1015975 |  |  |  | ERSA | M | 5000 | 1616874GZPCLNT100 | EA | 3000010 | BOWL,FLTR;SAN,BG00554232 | CUENCO FILTRO;SAN,BG00554232 | BOWL,FILTER;MNFR:SANDVIK,PTNO:BG00554232 | CUENCO FILTRO;MNFR:SANDVIK,PTNO:BG00554232 |  | SANDVIK | BG00554232 | 1068336 @@ SANDVIK MINING & CONSTRUCTION | BG00554232 | [12 empty] | SANDVIK | BG00554232 | [16 empty] | https://www.aga-parts.com/sandvik/part/bg00554232_bowl-filter/ | [9 empty] | CLEANSED | 40161526 Filter retainers or accessories |  |  | BOWL | FILTER | TYPE |  | OVERALL SIZE |  | MATERIAL |  | PRESSURE RATING |  | TEMPERATURE RATING |  | HAZARD CLASS |  | CERTIFICATION/STANDARD | [59 empty] | Production Completed
STP_009 - Lot7 | Data Enrichment | CIR | ok | 10/16/2023 | 2nd-nov |  | 1016166 | 1016166 |  |  |  | ERSA | M | 3760 | 1617015GZPCLNT100 | EA | 3000013 | BOWL;VOL,11110737 | CUENCO;VOL,11110737 | BOWL;MNFR:VOLVO,PTNO:11110737 | CUENCO;MNFR:VOLVO,PTNO:11110737 |  | VOLVO | 11110737 | 1068317 @@ SMH EQUIPMENT PTY LTD | 11110737 | [12 empty] | VOLVO | 11110737 | SMH EQUIPMENT PTY LTD | [15 empty] | https://slp.se/en/specifications/volvo/11110737 | [9 empty] | CLEANSED | 24110000 Containers and storage |  |  | BOWL | NO MODIFIER | TYPE |  | CAPACITY |  | MATERIAL |  | OVERALL SIZE |  | COLOUR |  | HAZARD CLASS |  | CERTIFICATION/STANDARD | [59 empty] | Production Completed
STP_009 - Lot7 | Data Enrichment | CIR | ok | 10/16/2023 | 2nd-nov |  | 1016658 | 1016658 | 1204216 | AU_QM_001299031 |  | ERSA | M | 5905 | 1204216GZPCLNT100 | EA | 3000003 | BOWL;CAT,3276347,ASSY,WTR COLLECTION | BOWL;CAT,3276347,ASSY,WTR COLLECTION | BOWL;MNFR:CATERPILLAR,PTNO:3276347,ADDITIONAL FEATURES EN:ASSEMBLY,WATER COLLECTION |  | BOWL:WATER COLLECTION BOWL; | CATERPILLAR | 3276347 | 1068196 @@ HASTINGS DEERING(AUSTRALIA) LTD | 3276347 | [12 empty] | CATERPILLAR | 327-6347 | HASTINGS DEERING(AUSTRALIA) LTD | [15 empty] | https://parts.cat.com/en/catcorp/327-6347 | [9 empty] | ENRICHED | 24110000 Containers and storage | ASSEMBLY,WATER COLLECTION |  | BOWL | NO MODIFIER | TYPE | FUEL | CAPACITY |  | MATERIAL |  | OVERALL SIZE | 3-13/32 IN OD | COLOUR |  | HAZARD CLASS |  | CERTIFICATION/STANDARD | [59 empty] | Production Completed
STP_009 - Lot7 | Data Enrichment | CIR | ok | 10/16/2023 | 2nd-nov | Processed as per web source,conflict wrt input | 1024012 | 1024012 | 1350043 | AU_QM_000132100 |  | ERSA | M | 5610 | 1350043GZPCLNT100 | EA | 3000000 | COIL;ATL,3128308372 | COIL;ATL,3128308372 | COIL;MNFR:ATLAS COPCO,PTNO:3128308372 |  | COIL SPRING:RHS27C PLUNGER SPRING; | ATLAS COPCO | 3128308372 | 1068108 @@ EPIROC AUSTRALIA PTY LTD | 3128308372 | [12 empty] | ATLAS COPCO | 3128308372 | EPIROC AUSTRALIA PTY LTD | [15 empty] | https://www.aircompressorstrade.com/3115194480-atlas-copco-epiroc-drill-rigs-cylinder-parts-catalog/ |  |  | PLUNGER |  | RHS27C |  |  |  |  | CLEANSED | 31161900 Springs |  |  | SPRING | NO MODIFIER | TYPE |  | SIZE |  | MATERIAL |  | MATERIAL SPECIFICATION |  | COATING/FINISH |  | HAZARD CLASS |  | CERTIFICATION/STANDARD | [59 empty] | Production Completed
STP_009 - Lot7 | Data Enrichment | CIR | ok | 10/16/2023 | 2nd-nov | Processed as per web source,conflict wrt input | 1024013 | 1024013 | 1349919 | AU_QM_000131767 |  | ERSA | M | 5610 | 1349919GZPCLNT100 | EA | 3000012 | COIL;TOY,2333348012 | COIL;TOY,2333348012 | COIL;MNFR:TOYOTA,PTNO:2333348012 |  | COIL SPRING:FRE FULE FILTER SPIRING;;TOYOTA; | TOYOTA | 2333348012 | 1071809 @@ ASHDOWN ENTERPRISES | 23333-48012 | 1068087 @@ ASHDOWN INGRAM | 23333-48012 | 1068114 @@ BELL & MOIR - PARTS ORDERS ONLY | 2333348012 | [8 empty] | TOYOTA | 2333348012 | ASHDOWN ENTERPRISES |  | ASHDOWN INGRAM |  | BELL & MOIR - PARTS ORDERS ONLY | 2333348012 | [10 empty] | https://www.fitinpart.sg/index.php?route=product/product&product_id=1296538 | [9 empty] | CLEANSED | 31161900 Springs | FOR FRE FULE FILTER |  | SPRING | NO MODIFIER | TYPE |  | SIZE |  | MATERIAL |  | MATERIAL SPECIFICATION |  | COATING/FINISH |  | HAZARD CLASS |  | CERTIFICATION/STANDARD | [59 empty] | Production Completed
STP_009 - Lot7 | Data Enrichment | CIR | ok | 10/16/2023 | 2nd-nov | Processed as per web source,conflict wrt input | 1025000 | 1025000 | 1442090 | AU_QM_000993657 |  | ERSA | M | 5610 | 1442090GZPCLNT100 | EA | 3000000 | COIL;ATL,9127 2154 00 | COIL;ATL,9127 2154 00 | COIL;MNFR:ATLAS COPCO,PTNO:9127 2154 00 |  | COIL SPRING:BOOMER 351 SPRING; | ATLAS COPCO | 9127 2154 00 | 1068108 @@ EPIROC AUSTRALIA PTY LTD | 9127215400 | [12 empty] | ATLAS COPCO | 9127 2154 00 | EPIROC AUSTRALIA PTY LTD | [15 empty] | https://www.aircompressorstrade.com/3128301304-atlas-copco-epiroc-simba-m7-c-spare-parts-catalog/ |  |  |  |  | BOOMER 351 |  |  |  |  | CLEANSED | 31161900 Springs |  |  | SPRING | NO MODIFIER | TYPE |  | SIZE |  | MATERIAL |  | MATERIAL SPECIFICATION |  | COATING/FINISH |  | HAZARD CLASS |  | CERTIFICATION/STANDARD | [59 empty] | Production Completed
STP_009 - Lot7 | Data Enrichment | CIR | ok | 10/16/2023 | 2nd-nov |  | 1025025 | 1025025 | 1471720 | AU_QM_009260158 |  | ERSA | M | 5610 | 1471720GZPCLNT100 | EA | 3000027 | COIL;MET,33100001637022 | COIL;MET,33100001637022 | COIL;MNFR:METSO,PTNO:33100001637022 |  | COIL SPRING:22MM DIA | METSO | 33100001637022 | 1068104 @@ METSO OUTOTEC AUSTRALIA LIMITED | 33100001637022 | [12 empty] | METSO | 33100001637022 | METSO OUTOTEC AUSTRALIA LIMITED | [15 empty] | URL NOT FOUND | [9 empty] | CLEANSED | 31161900 Springs |  |  | SPRING | NO MODIFIER | TYPE | COIL | SIZE |  | MATERIAL |  | MATERIAL SPECIFICATION |  | COATING/FINISH |  | HAZARD CLASS |  | CERTIFICATION/STANDARD | [59 empty] | Production Completed
STP_009 - Lot7 | Data Enrichment | CIR | ok | 10/16/2023 | 3rd-nov | Processed as per web source,conflict wrt input | 1030923 | 1030923 | 1442242 | AU_QM_000994928 |  | ERSA | M | 5955 | 1442242GZPCLNT100 | EA | 3000000 | CLEVIS;ATL,3217 9834 34 | CLEVIS;ATL,3217 9834 34 | CLEVIS;MNFR:ATLAS COPCO,PTNO:3217 9834 34 |  | CLEVIS,ROD END: BOOMER CLEVIS | ATLAS COPCO | 3217 9834 34 | 1068108 @@ EPIROC AUSTRALIA PTY LTD | 3217983434 | [12 empty] | ATLAS COPCO | 3217 9834 34 | EPIROC AUSTRALIA PTY LTD | [15 empty] | https://www.nordmac.com/3217983434/ | [9 empty] | CLEANSED | 26111514 Knuckle joints | BOOMER CLEVIS |  | JOINT | NO MODIFIER | TYPE | LEVER | SIZE |  | MATERIAL |  | HAZARD CLASS |  | CERTIFICATION/STANDARD | [15 empty] | CERTIFICATION/STANDARD | [47 empty] | Production Completed
STP_009 - Lot7 | Data Enrichment | CIR | ok | 10/16/2023 | 2nd-nov |  | 1033431 | 1033431 | 1384106 | AU_QM_000224616 |  | ERSA | M | 5100 | 1384106GZPCLNT100 | EA | 3000003 | BOTTLE;CAT,2938834 | BOTTLE;CAT,2938834 | BOTTLE;MNFR:CATERPILLAR,PTNO:2938834 |  | BOTTLE;CAT,2938834BOTTLE;HAS,2938834 | CATERPILLAR | 2938834 | 1069616 @@ HASTINGS DEERING (AUSTRALIA) P/L | 2938834 | 1068196 @@ HASTINGS DEERING(AUSTRALIA) LTD | 2938834 | [10 empty] | CATERPILLAR | 293-8834 | HASTINGS DEERING (AUSTRALIA) P/L |  | HASTINGS DEERING(AUSTRALIA) LTD | [13 empty] | https://parts.cat.com/en/catcorp/293-8834 | [9 empty] | ENRICHED | 31162800 Miscellaneous hardware |  | MATERIAL:HDPE | ASSEMBLY | NO MODIFIER | TYPE | WASHER BOTTLE | [70 empty] | Production Completed
STP_009 - Lot7 | Data Enrichment | CIR | ok | 10/16/2023 | 2nd-nov |  | 1035435 | 1035435 |  |  |  | ERSA | M | 4020 | 1539391GZPCLNT100 | EA |  | BUCKET;GENERAL PURPOSE,PLASTIC,86792089 | BUCKET;GENERAL PURPOSE,PLASTIC,86792089 | BUCKET;ADDITIONAL FEATURES:GENERAL PURPOSE,PLASTIC,86792089 |  |  |  |  | 1068167 @@ WINC AUSTRALIA PTY LTD | 86792089 | [12 empty] | WINC AUSTRALIA PTY LTD | 86792089 | [16 empty] | https://www.winc.com.au/main-catalogue-productdetail/oates-iw-051-general-purpose-plastic-bucket/86792089#description | [9 empty] | ENRICHED | 47121804 Cleaning pails or buckets |  |  | BUCKET | NO MODIFIER | TYPE | GENERAL PURPOSE | CAPACITY | 12 L | OVERALL SIZE | 15.2 WDX18.5 HTX26 DP CM | MATERIAL | PLASTIC | COLOUR |  | HAZARD CLASS |  | CERTIFICATION/STANDARD | [59 empty] | Production Completed
STP_009 - Lot7 | Data Enrichment | CIR | ok | 10/16/2023 | 2nd-nov |  | 1035481 | 1035481 |  |  |  | ERSA | M | 5820 | 1527734GZPCLNT100 | EA |  | BOWL;BARREL,7.5LM BW,L-,015-582237-WHITE | BOWL;BARREL,7.5LM BW,L-,015-582237-WHITE | BOWL;ADDITIONAL FEATURES:BARREL,7.5LM BW,L-,015-582237-WHITE |  |  |  |  | 1071114 @@ CESCO AUSTRALIA LIMITED | 015-582237-WHITE | [10 empty] | CESCO AUSTRALIA LIMITED | 015-582237-WHITE | [18 empty] | URL NOT FOUND | [9 empty] | CLEANSED | 24110000 Containers and storage | BARREL,7.5 LM |  | BOWL | NO MODIFIER | TYPE |  | CAPACITY |  | MATERIAL |  | OVERALL SIZE |  | COLOUR | WHITE | HAZARD CLASS |  | CERTIFICATION/STANDARD | [59 empty] | Production Completed
STP_009 - Lot7 | Data Enrichment | CIR | ok | 10/16/2023 | 2nd-nov |  | 1052773 | 1052773 |  |  |  | ERSA | M | 4200 | 1577051GZPCLNT100 | EA |  | BOTTLE;COPPER 50,000PPM,500ML,BC0064 | BOTELLA; | BOTTLE;TYPE:COPPER 50,000PPM,ADDITIONAL FEATURES EN:500ML,BC0064,CALIBRATION STANDARD IN 20PERCENT NITRIC ACID,50M14-1-500 | BOTELLA; |  |  |  | 1068082 @@ ROWE SCIENTIFIC PTY LTD | BC0064 | [10 empty] | ROWE SCIENTIFIC PTY LTD | BC0064 | HIGH-PURITY STANDARDS | 50M14-1-500 | [16 empty] | URL NOT FOUND | [9 empty] | ENRICHED | 12350000 Compounds and mixtures |  |  | CHEMICAL | NO MODIFIER | TYPE |  | CONCENTRATION/PURITY |  | GRADE |  | MSDS/CAS NUMBER |  | COMPOSITION | COPPER 50000 PPM,CALIBRATION STANDARD IN 20 PERCENT NITRIC ACID | CONTAINER SIZE | 500 ML | CONTAINER | BOTTLE | PH VALUE |  | SPECIFIC GRAVITY |  | FORM | LIQUID | COLOUR |  | ODOR |  | FLAMMABILITY |  | SHELF LIFE |  | HAZARD CLASS |  | CERTIFICATION/STANDARD | [41 empty] | Production Completed
STP_009 - Lot7 | Data Enrichment | CIR | ok | 10/16/2023 | 2nd-nov |  | 1052774 | 1052774 |  |  |  | ERSA | M | 4200 | 1577052GZPCLNT100 | EA |  | BOTTLE;NICKEL 10,000PPM,500ML,BN1010 | BOTELLA; | BOTTLE;TYPE:NICKEL 10,000PPM,ADDITIONAL FEATURES EN:500ML,BN1010,CALIBRATION STANDARD IN 4 PERCENT NITRIC ACID,10M36-1-500 | BOTELLA; |  |  |  | 1068082 @@ ROWE SCIENTIFIC PTY LTD | BN1010 | [10 empty] | ROWE SCIENTIFIC PTY LTD | BN1010 | HIGH-PURITY STANDARDS | 10M36-1-500 | [16 empty] | http://highpuritystandards.com/content/msds/10M36-1.pdf | [9 empty] | ENRICHED | 12350000 Compounds and mixtures |  |  | CHEMICAL | NO MODIFIER | TYPE |  | CONCENTRATION/PURITY |  | GRADE |  | MSDS/CAS NUMBER |  | COMPOSITION | NICKEL 10000 PPM,CALIBRATION STANDARD IN 4 PERCENT NITRIC ACID | CONTAINER SIZE | 500 ML | CONTAINER | BOTTLE | PH VALUE |  | SPECIFIC GRAVITY |  | FORM | LIQUID | COLOUR |  | ODOR |  | FLAMMABILITY |  | SHELF LIFE |  | HAZARD CLASS |  | CERTIFICATION/STANDARD | [41 empty] | Production Completed
STP_009 - Lot7 | Data Enrichment | CIR | ok | 10/16/2023 | 2nd-nov |  | 1052775 | 1052775 |  |  |  | ERSA | M | 4200 | 1577053GZPCLNT100 | EA |  | BOTTLE;POTASSIUM 10,000PPM,500ML,BP1510 | BOTELLA; | BOTTLE;TYPE:POTASSIUM 10,000PPM,ADDITIONAL FEATURES EN:500ML,BP1510,CALIBRATION STANDARD IN 1 PERCENT NITRIC ACID,10M41-1-500 | BOTELLA; |  |  |  | 1068082 @@ ROWE SCIENTIFIC PTY LTD | BP1510 | [10 empty] | ROWE SCIENTIFIC PTY LTD | BP1510 | HIGH-PURITY STANDARDS | 10M41-1-500 | [16 empty] | http://highpuritystandards.com/content/msds/10M41-1.pdf | https://www.delta-sci.com/products/10m41-1-high-purity-standards-10000-ug-ml-potassium-standard-in-1-nitric-acid | [8 empty] | ENRICHED | 12350000 Compounds and mixtures |  |  | CHEMICAL | NO MODIFIER | TYPE |  | CONCENTRATION/PURITY |  | GRADE |  | MSDS/CAS NUMBER |  | COMPOSITION | POTASSIUM 10000 PPM,CALIBRATION STANDARD IN 1 PERCENT NITRIC ACID | CONTAINER SIZE | 500 ML | CONTAINER | BOTTLE | PH VALUE |  | SPECIFIC GRAVITY |  | FORM | LIQUID | COLOUR |  | ODOR |  | FLAMMABILITY |  | SHELF LIFE |  | HAZARD CLASS |  | CERTIFICATION/STANDARD | [41 empty] | Production Completed
STP_009 - Lot7 | Data Enrichment | CIR | ok | 10/16/2023 | 2nd-nov |  | 1052776 | 1052776 |  |  |  | ERSA | M | 4200 | 1577054GZPCLNT100 | EA |  | BOTTLE;SODIUM 10,000PPM,500ML,BS1020 | BOTELLA; | BOTTLE;TYPE:SODIUM 10,000PPM,ADDITIONAL FEATURES EN:500ML,BS1020,CALIBRATION STANDARD IN 1 PERCENT NITRIC ACID,10M52-1-500 | BOTELLA; |  |  |  | 1068082 @@ ROWE SCIENTIFIC PTY LTD | BS1020 | [10 empty] | ROWE SCIENTIFIC PTY LTD | BS1020 | HIGH-PURITY STANDARDS | 10M52-1-500 | [16 empty] | http://highpuritystandards.com/content/msds/10M52-1.pdf | [9 empty] | ENRICHED | 12350000 Compounds and mixtures |  |  | CHEMICAL | NO MODIFIER | TYPE |  | CONCENTRATION/PURITY |  | GRADE |  | MSDS/CAS NUMBER |  | COMPOSITION | SODIUM 10000 PPM,CALIBRATION STANDARD IN 1 PERCENT NITRIC ACID | CONTAINER SIZE | 500 ML | CONTAINER | BOTTLE | PH VALUE |  | SPECIFIC GRAVITY |  | FORM | LIQUID | COLOUR |  | ODOR |  | FLAMMABILITY |  | SHELF LIFE |  | HAZARD CLASS |  | CERTIFICATION/STANDARD | [41 empty] | Production Completed
STP_009 - Lot7 | Data Enrichment | CIR | ok | 10/16/2023 | 2nd-nov |  | 1053827 | 1053827 |  |  |  | ERSA | M | 4020 | 1582993GZPCLNT100 | EA |  | BUCKET;310X470X470MM,CONTRACT IW-005,YLW | CUBETA; | BUCKET;OVERALL SIZE:310X470X470MM,ADDITIONAL FEATURES EN:CONTRACT IW-005,YLW | CUBETA; |  |  |  | 1068652 @@ J BLACKWOOD & SONS | 6023804 | [12 empty] | OATES | 165429 | [12 empty] | J BLACKWOOD & SONS | 6023804 |  |  | https://www.blackwoods.com.au/hygiene-cleaning/cleaning-equipment/wringer-mop-buckets-metal-oates/bucket-contractor-iw-005-ylw-310x470x470/p/06023804 | [9 empty] | ENRICHED | 47121804 Cleaning pails or buckets | BRAND:CONTRACT IW-005 |  | BUCKET | NO MODIFIER | TYPE | WRINGER | CAPACITY | 15 L | OVERALL SIZE | 310X470X470 MM | MATERIAL | PLASTIC | COLOUR | YELLOW | HAZARD CLASS |  | CERTIFICATION/STANDARD | [59 empty] | Production Completed
STP_009 - Lot7 | Data Enrichment | CIR | ok | 10/16/2023 | 3rd-nov |  | 1054449 | 1054449 |  |  |  | ERSA | M | 4090 | 1605231GZPCLNT100 | EA |  | CLEVIS;CYLINDER,DOUBLE REAR,PT:D5250 | CIERRE HORQ; | CLEVIS;TYPE:CYLINDER,ADDITIONAL FEATURES EN:DOUBLE REAR,PT:D5250 | CIERRE HORQUILLA; |  |  |  | 1068125 @@ SMC CORPORATION (AUSTRALIA) PTY LTD | D5250 | [12 empty] | SMC CORPORATION (AUSTRALIA) PTY LTD | D5250 | [16 empty] | https://www.smcpneumatics.com/D5250.html | [9 empty] | CLEANSED | 31162412 Clevis |  |  | CLEVIS | NO MODIFIER | TYPE | CYLINDER,DOUBLE REAR | MATERIAL |  | CLEVIS GAP |  | PIN DIAMETER |  | SHANK TYPE |  | SHANK SIZE |  | LOAD RATING |  | THREAD SIZE |  | THREAD LENGTH |  | LENGTH |  | COATING/FINISH |  | HAZARD CLASS |  | CERTIFICATION/STANDARD | [47 empty] | Production Completed
STP_009 - Lot7 | Data Enrichment | CIR | ok | 10/16/2023 | 3rd-nov |  | 1054450 | 1054450 |  |  |  | ERSA | M | 4090 | 1605232GZPCLNT100 | EA |  | CLEVIS;CYLINDER,SINGLE REAR,PT:C5250 | CIERRE HORQ; | CLEVIS;TYPE:CYLINDER,ADDITIONAL FEATURES EN:SINGLE REAR,PT:C5250 | CIERRE HORQUILLA; |  |  |  | 1068125 @@ SMC CORPORATION (AUSTRALIA) PTY LTD | C5250 | [12 empty] | SMC CORPORATION (AUSTRALIA) PTY LTD | C5250 | [16 empty] | https://www.smcpneumatics.com/C5250.html | [9 empty] | CLEANSED | 31162412 Clevis |  |  | CLEVIS | NO MODIFIER | TYPE | CYLINDER,SINGLE REAR | MATERIAL |  | CLEVIS GAP |  | PIN DIAMETER |  | SHANK TYPE |  | SHANK SIZE |  | LOAD RATING |  | THREAD SIZE |  | THREAD LENGTH |  | LENGTH |  | COATING/FINISH |  | HAZARD CLASS |  | CERTIFICATION/STANDARD | [47 empty] | Production Completed
STP_009 - Lot7 | Data Enrichment | CIR | ok | 10/16/2023 | 2nd-nov |  | 1055651 | 1055651 |  |  |  | ERSA | M | 4090 | 1584160GZPCLNT100 | EA |  | BUCKET;9.6L,PLASTIC,BLACK,SPOUT,SABCO | CUBETA;PLASTICO,NEGRO | BUCKET;OVERALL SIZE:9.6L,MATERIAL:PLASTIC,COLOUR:BLACK,ADDITIONAL FEATURES EN:SPOUT,SABCO | CUBETA;MATERIAL:PLASTICO,TONO:NEGRO |  |  |  | 1068391 @@ BOSS | SAB37028 | [10 empty] | BOSS |  | SABCO | SAB37028 | [16 empty] | https://sabco.com.au/wp-content/uploads/SabcoProfessionalCatalogue_230823.pdf | https://shop.floormaster.com.au/product/8731-sabco-9-6l-black-spout-bucket | [8 empty] | CLEANSED | 47121804 Cleaning pails or buckets |  |  | BUCKET | NO MODIFIER | TYPE | SPOUT | CAPACITY | 9.6 L | OVERALL SIZE |  | MATERIAL | PLASTIC | COLOUR | BLACK | HAZARD CLASS |  | CERTIFICATION/STANDARD | [59 empty] | Production Completed
STP_009 - Lot7 | Data Enrichment | CIR | ok | 10/16/2023 | 2nd-nov |  | 1055920 | 1055920 |  |  |  | ERSA | M | 4090 | 1609801GZPCLNT100 | PAC |  | BOTTLE,SMPL;AMBIENT,900 ML,TRANSPORT KIT | BOTELLA MUESTRA; | BOTTLE,SAMPLE;TYPE:AMBIENT,CAPACITY:900 ML,ADDITIONAL FEATURES EN:TRANSPORT KIT,UN3373 | BOTELLA MUESTRA; |  |  |  | 1068082 @@ ROWE SCIENTIFIC PTY LTD | PK02 | [10 empty] | ROWE SCIENTIFIC PTY LTD | PK02 | [18 empty] | URL NOT FOUND | [9 empty] | CLEANSED | 24122000 Bottles or vials | TRANSPORT KIT,UN3373 |  | BOTTLE | SAMPLE | TYPE | AMBIENT | CAPACITY | 900 ML | MATERIAL |  | SIZE |  | MOUTH |  | LID TYPE |  | COLOUR |  | HAZARD CLASS |  | CERTIFICATION/STANDARD | [55 empty] | Production Completed
STP_009 - Lot7 | Data Enrichment | CIR | ok | 10/16/2023 | 2nd-nov |  | 1055995 | 1055995 |  |  |  | ERSA | M | 5905 | 1613757GZPCLNT100 | EA |  | BOWL;LUBRCTR,MTL,1/8 IN,SUIT AL20 | CUENCO; | BOWL;TYPE:LUBRICATOR,MATERIAL:METAL,OVERALL SIZE:1/8 IN,ADDITIONAL FEATURES EN:SUIT AL20 | CUENCO; |  |  |  | 1068137 @@ CAVA HYDRAULICS & ENGINEERING PTY L | C2SL-2-A | [10 empty] | CAVA HYDRAULICS & ENGINEERING PTY L |  | SMC | C2SL-2-A | [16 empty] | https://www.smcpneumatics.com/C2SL-2-A.html | [9 empty] | CLEANSED | 24110000 Containers and storage | SUIT AL20 |  | BOWL | NO MODIFIER | TYPE | LUBRICATOR | CAPACITY |  | MATERIAL | METAL | OVERALL SIZE | 1/8 IN | COLOUR |  | HAZARD CLASS |  | CERTIFICATION/STANDARD | [59 empty] | Production Completed
STP_009 - Lot7 | Data Enrichment | CIR | ok | 10/16/2023 | 2nd-nov |  | 1056127 | 1056127 |  |  |  | ERSA | M | 4090 | 1588512GZPCLNT100 | EA |  | BOTTLE;VACUUM INSULATION,3.8 l | BOTELLA; | BOTTLE;TYPE:VACUUM INSULATION,CAPACITY:3.8 l,MATERIAL:STAINLESS STEEL,SIZE:31.4X16.2 CM,ADDITIONAL FEATURES EN:BRAND:YETI,WT:2KG, SERIES:RAMBLER | BOTELLA; |  |  |  | 1069578 @@ WORN OUT WEST | 21070140001 | [10 empty] | WORN OUT WEST |  | YETI | 21070140001 | [16 empty] | https://www.yetioutletshop.com/yeti-rambler-one-gallon-jug-stainless-steel/ | [9 empty] | ENRICHED | 24122000 Bottles or vials | WT:2KG,SERIES:RAMBLER |  | BOTTLE | NO MODIFIER | TYPE | VACUUM INSULATION,JUG | CAPACITY | 3.8 L | MATERIAL | STAINLESS STEEL | SIZE | 31.4X16.2 CM | LID TYPE |  | COLOUR |  | HAZARD CLASS |  | CERTIFICATION/STANDARD | [57 empty] | Production Completed
STP_009 - Lot7 | Data Enrichment | CIR | ok | 10/16/2023 | 2nd-nov |  | 1056165 | 1056165 |  |  |  | ERSA | M | 4090 | 1588513GZPCLNT100 | EA |  | BOTTLE;VACUUM INSULATION,1.9 l | BOTELLA; | BOTTLE;TYPE:VACUUM INSULATION,CAPACITY:1.9 l,MATERIAL:STAINLESS STEEL,SIZE:25.7X14.9 CM,ADDITIONAL FEATURES EN:BRAND:YETI,WT:1. 8KG,SERIES:RAMBLER | BOTELLA; |  |  |  | 1069578 @@ WORN OUT WEST | 21070140004 | [10 empty] | WORN OUT WEST |  | YETI | 21070140004 | [16 empty] | https://www.yeti.com/drinkware/rambler-half-gallon-jug/21070140004.html?bvrrp=Main_Site-en_US%2Freviews%2Fproduct%2F2%2F21070140004.htm | [9 empty] | ENRICHED | 24122000 Bottles or vials | WT:1.8KG,SERIES:RAMBLER |  | BOTTLE | NO MODIFIER | TYPE | VACUUM INSULATION,JUG | CAPACITY | 1.9 L | MATERIAL | STAINLESS STEEL | SIZE | 25.7X14.9 CM | LID TYPE |  | COLOUR |  | HAZARD CLASS |  | CERTIFICATION/STANDARD | [57 empty] | Production Completed
STP_009 - Lot7 | Data Enrichment | CIR | ok | 10/16/2023 | 2nd-nov |  | 1057038 | 1057038 |  |  |  | ERSA | M | 4090 | 1569934GZPCLNT100 | EA |  | BOWL,FLTR;A/DRAIN,N/O DRAIN,AW/AF40 | CUENCO FILTRO; | BOWL,FILTER;ADDITIONAL FEATURES EN:A/DRAIN,N/O DRAIN,AW/AF40 | CUENCO FILTRO; |  |  |  | 1068125 @@ SMC CORPORATION (AUSTRALIA) PTY LTD | AD48 | [12 empty] | SMC | AD48 | [16 empty] | https://my.rs-online.com/web/p/condensate-drains/8272345 | [9 empty] | ENRICHED | 40161526 Filter retainers or accessories | AUTOMATIC DRAIN,N/O DRAIN,AW/AF40 |  | BOWL | FILTER | TYPE |  | OVERALL SIZE | 45 CM3 | MATERIAL |  | PRESSURE RATING | 1 MPA | TEMPERATURE RATING | -5 TO 60 DEG C | HAZARD CLASS |  | CERTIFICATION/STANDARD | [59 empty] | Production Completed
STP_009 - Lot7 | Data Enrichment | CIR | ok | 10/16/2023 | 2nd-nov |  | 1058768 | 1058768 |  |  |  | ERSA | M | 2700 | 1584662GZPCLNT100 | EA |  | BUCKET;420X650X280 MM,PLASTIC | CUBETA;PLASTICO | BUCKET;OVERALL SIZE:420X650X280 MM,MATERIAL:PLASTIC,ADDITIONAL FEATURES EN:STIFF SPLIT | CUBETA;MATERIAL:PLASTICO |  |  |  | 1068724 @@ SPLIT SET MINING SYSTEMS | GFBWATER BUCKET | [10 empty] | SPLIT SET MINING SYSTEMS | GFBWATER BUCKET | [18 empty] | URL NOT FOUND | [9 empty] | CLEANSED | 47121804 Cleaning pails or buckets | STIFF SPLIT |  | BUCKET | NO MODIFIER | TYPE |  | CAPACITY |  | OVERALL SIZE | 420X650X280 MM | MATERIAL | PLASTIC | COLOUR |  | HAZARD CLASS |  | CERTIFICATION/STANDARD | [59 empty] | Production Completed
STP_009 - Lot7 | Data Enrichment | CIR | ok | 10/16/2023 | 3rd-nov | Processed as per web source,conflict wrt input | 1066185 | 1066185 | 1351690 | AU_QM_000136729 |  | ERSA | M | 4090 | 1351690GZPCLNT100 | EA |  | CLEVIS;DOUBLE ROD;;BAGHOUSE BIN SCREWDIS | CLEVIS;DOUBLE ROD;;BAGHOUSE BIN SCREWDIS | CLEVIS,ROD END: CLEVIS;DOUBLE ROD;;BAGHOUSE BIN SCREWDIS CHARGE VALVE; |  | CLEVIS,ROD END: CLEVIS;DOUBLE ROD;;BAGHOUSE BIN SCREWDIS |  |  | 1068125 @@ SMC CORPORATION (AUSTRALIA) PTY LTD | Y-10D | [12 empty] | SMC CORPORATION (AUSTRALIA) PTY LTD | Y-10D | [16 empty] | https://mx-en.rs-online.com/product/smc-corporation/y-10d/70618467/ |  |  | BIN SCREW DISCHARGE VALVE | BAGHOUSE | [5 empty] | ENRICHED | 26111514 Knuckle joints |  |  | JOINT | KNUCKLE | TYPE | DOUBLE | KNUCKLE SIZE |  | LOAD RATING |  | PIN/BOLT SIZE |  | STEM SIZE |  | STEM MATERIAL |  | CERTIFICATION/STANDARD | [59 empty] | Production Completed
STP_009 - Lot7 | Data Enrichment | CIR | ok | 10/16/2023 | 2nd-nov |  | 1077957 | 1077957 | 1152356 | AU_QM_000165666 |  | ERSA | M | 3300 | 1152356GZPCLNT100 | EA | 3000003 | BUCKET;CAT,3313510 | CUBETA;CAT,3313510 | BUCKET;MNFR:CATERPILLAR,PTNO:3313510 | CUBETA;MNFR:CATERPILLAR,PTNO:3313510 | SHROUD,TOOTH BASE:Shank Protector | CATERPILLAR | 3313510 | 1068196 @@ HASTINGS DEERING(AUSTRALIA) LTD | 3313510 | [12 empty] | CATERPILLAR | 331-3510 | HASTINGS DEERING(AUSTRALIA) LTD | [15 empty] | https://parts.cat.com/en/catcorp/331-3510 | [9 empty] | ENRICHED | 23153100 Industrial machinery components and accessories |  |  | PROTECTOR | NO MODIFIER | TYPE | SHROUD,TOOTH BASE SHANK | SIZE | 3-15/16 IN WD | MATERIAL |  | HAZARD CLASS |  | CERTIFICATION/STANDARD | [63 empty] | Production Completed
STP_009 - Lot7 | Data Enrichment | CIR | ok | 10/16/2023 | 3rd-nov | Processed as per web source,conflict wrt input | 1082616 | 1082616 | 1472200 | AU_QM_009917014 |  | ERSA | M | 5955 | 1472200GZPCLNT100 | EA | 3000000 | CLEVIS;ATL,3128055900 | CLEVIS;ATL,3128055900 | CLEVIS;MNFR:ATLAS COPCO,PTNO:3128055900 |  | CLEVIS,ROD END: H1357S FEED HOLDER CYLINDER BRACKET; | ATLAS COPCO | 3128055900 | 1068108 @@ EPIROC AUSTRALIA PTY LTD | 3128-0559-00 | [12 empty] | ATLAS COPCO | 3128055900 | EPIROC AUSTRALIA PTY LTD | [15 empty] | https://root-parts.com/index.php/category/atlas-copco-epiroc/page/961/ |  |  | FEED HOLDER CYLINDER BRACKET |  | H1357S |  |  |  |  | ENRICHED | 31162500 Brackets and braces |  |  | BRACKET | NO MODIFIER | TYPE | CYLINDRICAL | SIZE |  | HOLE/SLOT SIZE |  | NUMBER OF HOLES/SLOTS |  | MATERIAL |  | CAPACITY |  | COATING/FINISH |  | COLOUR |  | HAZARD CLASS |  | CERTIFICATION/STANDARD | [53 empty] | Production Completed
STP_009 - Lot7 | Data Enrichment | CIR | ok | 10/16/2023 | 2nd-nov |  | 1083948 | 1083948 |  |  |  | ERSA | M | 1600 | 1512964GZPCLNT100 | EA | 3000293 | COIL;INDT,45440 | BOBINA;INDT,45440 | COIL;MNFR:INDUCTOTHERM CORP,PTNO:45440 | BOBINA;NOMBRE DEL FABRICANTE:INDUCTOTHERM CORP,NUMERO DE PIEZA DEL FABRICANTE:45440 |  | INDUCTOTHERM CORP | 45440 | 1071998 @@ INDUCTOTHERM (MELTING) PTY LTD | 45440 | [10 empty] | INDUCTOTHERM CORP | 45440 | [18 empty] | https://www.rareparts.com/MO6194-45440-COIL-SPRINGS | [9 empty] | ENRICHED | 31161900 Springs |  |  | SPRING | NO MODIFIER | TYPE | COIL | SIZE | 3-13/16 IDX5-5/32 ODX16-7/16 HT IN | MATERIAL |  | MATERIAL SPECIFICATION |  | COATING/FINISH |  | HAZARD CLASS |  | CERTIFICATION/STANDARD | [59 empty] | Production Completed
STP_009 - Lot7 | Data Enrichment | CIR | ok | 10/16/2023 | 2nd-nov |  | 1100658 | 1100658 | 1372479 | AU_QM_000196950 |  | ERSA | M | 5100 | 1372479GZPCLNT100 | EA | 3000003 | BOTTLE;CAT,2199739 | BOTTLE;CAT,2199739 | BOTTLE;MNFR:CATERPILLAR,PTNO:2199739 |  | BOTTLE;CAT,2199739BOTTLE;HAS,2199739 | CATERPILLAR | 2199739 | 1068196 @@ HASTINGS DEERING(AUSTRALIA) LTD | 2199739 | [12 empty] | CATERPILLAR | 219-9739 | HASTINGS DEERING(AUSTRALIA) LTD | [15 empty] | https://parts.cat.com/en/catcorp/219-9739 | [9 empty] | CLEANSED | 31162800 Miscellaneous hardware |  |  | ASSEMBLY | NO MODIFIER | TYPE | BOTTLE | [70 empty] | Production Completed
STP_009 - Lot7 | Data Enrichment | CIR | ok | 10/16/2023 | 2nd-nov | Processed as per web source,conflict wrt input | 1100765 | 1100765 | 1445181 | AU_QM_001008978 |  | ERSA | M | 5100 | 1445181GZPCLNT100 | EA | 3000013 | BOTTLE;VOL,99348 | BOTTLE;VOL,99348 | BOTTLE;MNFR:VOLVO,PTNO:99348 |  | BOTTLE,OIL SAMPLE:VOLVO OIL SAMPLE;SCREW CAP; | VOLVO | 99348 | 1068233 @@ ISA DIESEL & EARTHMOVING REPAIRS | 99348 | [12 empty] | VOLVO | 99348 | ISA DIESEL & EARTHMOVING REPAIRS | [15 empty] | https://777parts.com/volvo/voe-99348/p161054.html | [9 empty] | ENRICHED | 25171900 Wheels and wheel trims |  |  | WHEEL | NO MODIFIER | TYPE |  | DIAMETER |  | WIDTH |  | MATERIAL |  | HUB SIZE |  | HAZARD CLASS |  | CERTIFICATION/STANDARD | [59 empty] | Production Completed
STP_009 - Lot7 | Data Enrichment | CIR | ok | 10/16/2023 | 2nd-nov |  | 1104691 | 1104691 |  |  |  | ERSA | M | 4090 | 1505950GZPCLNT100 | EA |  | BOWL;0047-0007 | BOWL;0047-0007 | [5 empty] | 1068177 @@ FLSMIDTH KREBS AUSTRALIA PTY LTD | 0047-0007 | [12 empty] | FLSMIDTH KREBS AUSTRALIA PTY LTD | 0047-0007 | [16 empty] | https://www.flsmidth.com/-/media/brochures/brochures-products/sampling-preparation-and-analysis/essa-2023/essa-pulverising-mill-bowl-spacer-rings_datasheet.pdf | [9 empty] | ENRICHED | 24110000 Containers and storage |  |  | BOWL | NO MODIFIER | TYPE | SPACER RING | CAPACITY |  | MATERIAL |  | OVERALL SIZE | 34 MM | COLOUR |  | HAZARD CLASS |  | CERTIFICATION/STANDARD | [59 empty] | Production Completed
STP_009 - Lot7 | Data Enrichment | CIR | ok | 10/16/2023 | 2nd-nov |  | 1104693 | 1104693 |  |  |  | ERSA | M | 4090 | 1505946GZPCLNT100 | EA |  | BOWL;0047-7029 | BOWL;0047-7029 | [5 empty] | 1068177 @@ FLSMIDTH KREBS AUSTRALIA PTY LTD | 0047-7029 | [12 empty] | FLSMIDTH KREBS AUSTRALIA PTY LTD | 0047-7029 | [16 empty] | https://www.volza.com/p/steel-bowl/export/export-from-australia/ | [9 empty] | CLEANSED | 24110000 Containers and storage |  |  | BOWL | NO MODIFIER | TYPE |  | CAPACITY |  | MATERIAL | STEEL | OVERALL SIZE |  | COLOUR |  | HAZARD CLASS |  | CERTIFICATION/STANDARD | [59 empty] | Production Completed
STP_009 - Lot7 | Data Enrichment | CIR | ok | 10/16/2023 | 2nd-nov |  | 1105187 | 1105187 |  |  |  | ERSA | M | 4090 | 1526829GZPCLNT100 | EA |  | BOTTLE;VACUUM,STEALTH | BOTTLE;VACUUM,STEALTH | [5 empty] | 1070038 @@ ADCALL PROMOTIONS | STEALTH VACUUM BOTTLE | [10 empty] | ADCALL PROMOTIONS | [19 empty] | URL NOT FOUND | [9 empty] | CLEANSED | 24122000 Bottles or vials |  |  | BOTTLE | NO MODIFIER | TYPE | VACUUM,STEALTH | CAPACITY |  | MATERIAL |  | SIZE |  | LID TYPE |  | COLOUR |  | HAZARD CLASS |  | CERTIFICATION/STANDARD | [57 empty] | Production Completed
STP_009 - Lot7 | Data Enrichment | CIR | ok | 10/16/2023 | 3rd-nov |  | 1108491 | 1108491 |  |  |  | ERSA | M | 4090 | 1435910GZPCLNT100 | EA |  | CLEVIS,ROD END: | CLEVIS,ROD END: | CLEVIS,ROD END: |  |  |  |  | 1068100 @@ BERENDSEN FLUID POWER | 599685 | [12 empty] | BERENDSEN FLUID POWER | 599685 | [16 empty] | https://www.cooperfluidsystems.com.au/images/M3000-S3000-SMD-Cylinders-4.pdf | [9 empty] | ENRICHED | 31162412 Clevis |  |  | CLEVIS | NO MODIFIER | TYPE | ROD END,FEMALE | MATERIAL |  | CLEVIS GAP |  | PIN DIAMETER |  | SHANK TYPE |  | SHANK SIZE |  | LOAD RATING |  | THREAD SIZE |  | THREAD LENGTH |  | LENGTH |  | COATING/FINISH |  | HAZARD CLASS |  | CERTIFICATION/STANDARD | [47 empty] | Production Completed
STP_009 - Lot7 | Data Enrichment | CIR | ok | 10/16/2023 | 2nd-nov |  | 1109046 | 1109046 | 1349483 | AU_QM_000125666 |  | ERSA | M | 5620 | 1349483GZPCLNT100 | EA |  | CAT EXHAUST MANIFOLD SPACER; | CAT EXHAUST MANIFOLD SPACER; | SPACER,SLEEVE: CAT EXHAUST MANIFOLD SPACER; 53MM THK;1183860 MANIFOLD GRP; ELPHINSTONE R2900 LHD |  | SPACER,SLEEVE:CAT EXHAUST MANIFOLD SPACER; |  |  | 1068181 @@ CNW (MOUNT ISA) ELECT WHOLESALER | 1349483 | 1068196 @@ HASTINGS DEERING(AUSTRALIA) LTD | 1083612 | [10 empty] | CATERPILLAR | 108-3612 | CNW (MOUNT ISA) ELECT WHOLESALER | 1349483 | HASTINGS DEERING(AUSTRALIA) LTD | [13 empty] | https://parts.cat.com/en/catcorp/108-3612 |  |  | EXHAUST MANIFOLD GROUP | ELPHINSTONE | R2900 LHD | 1183860 |  |  |  | ENRICHED | 31162800 Miscellaneous hardware | THICKNESS:53 MM |  | SLEEVE | SPACER | TYPE |  | INSIDE DIAMETER | 90 MM | OUTSIDE DIAMETER | 144 MM | LENGTH | 53 MM | TOLERANCE |  | MATERIAL | STEEL | COATING/FINISH |  | CERTIFICATION/STANDARD | [57 empty] | Production Completed
STP_009 - Lot7 | Data Enrichment | CIR | ok | 10/16/2023 | 2nd-nov |  | 1113146 | 1113146 |  |  |  | ERSA | M | 4010 | 1573299GZPCLNT100 | EA |  | BOTTLE;AUTO FILLER,MASTER CYL | BOTELLA; | BOTTLE;TYPE:AUTO FILLER,ADDITIONAL FEATURES EN:MASTER CYL | BOTELLA; |  |  |  | 1071058 @@ SNAP ON TOOLS DARWIN | BB5002A | [12 empty] | SNAP ON TOOLS DARWIN | BB5002A | [16 empty] | https://shop.snapon.com/product/Vacuum-Type-Brake-Bleeders/Auto-Refiller-Bottle/BB5002A | [9 empty] | ENRICHED | 24122000 Bottles or vials | MASTER CYLINDER |  | BOTTLE | NO MODIFIER | TYPE | AUTO FILLER | CAPACITY | 600 ML | MATERIAL |  | SIZE |  | LID TYPE | ON/OFF VALVE | COLOUR |  | HAZARD CLASS |  | CERTIFICATION/STANDARD | [57 empty] | Production Completed
STP_009 - Lot7 | Data Enrichment | CIR | ok | 10/16/2023 | 2nd-nov |  | 1114440 | 1114440 |  |  |  | ERSA | M | 4005 | 1571357GZPCLNT100 | EA |  | BUCKET;12L,SS | CUBETA; | BUCKET;OVERALL SIZE:12L,ADDITIONAL FEATURES EN:STAINLESS STEEL | CUBETA; |  |  |  | 1068115 @@ ELLIOTT TIMBER SALES PTY LTD | 9315530400178 | [10 empty] | ELLIOTT TIMBER SALES PTY LTD | 9315530400178 | [18 empty] | URL NOT FOUND | [9 empty] | CLEANSED | 47121804 Cleaning pails or buckets |  |  | BUCKET | NO MODIFIER | TYPE |  | CAPACITY | 12 L | OVERALL SIZE |  | MATERIAL | STAINLESS STEEL | COLOUR |  | HAZARD CLASS |  | CERTIFICATION/STANDARD | [59 empty] | Production Completed
STP_009 - Lot7 | Data Enrichment | CIR | ok | 10/16/2023 | 2nd-nov |  | 1137622 | 1137622 | 1427030 | AU_QM_000425504 |  | ERSA | M | 5620 | 1427030GZPCLNT100 | EA |  | CENTRE HITCH SPACER; | CENTRE HITCH SPACER; | SPACER,SLEEVE: CENTRE HITCH SPACER; CATERPILLAR 16G GRADER ELPHINSTONE R1300 LOADER |  | SPACER,SLEEVE:CENTRE HITCH SPACER; |  |  | 1068181 @@ CNW (MOUNT ISA) ELECT WHOLESALER | 1427030 | 1068196 @@ HASTINGS DEERING(AUSTRALIA) LTD | 5K3491 | [10 empty] | CATERPILLAR | 5K-3491 | CNW (MOUNT ISA) ELECT WHOLESALER | 1427030 | HASTINGS DEERING(AUSTRALIA) LTD | [13 empty] | https://parts.cat.com/en/catcorp/5K-3491 |  |  | LOADER | ELPHINSTONE | 16G GRADER,R1300 |  |  |  |  | ENRICHED | 31162800 Miscellaneous hardware |  |  | SLEEVE | SPACER | TYPE | CENTRE HITCH | INSIDE DIAMETER | 3-1/2 IN | OUTSIDE DIAMETER | 4-1/4 IN | LENGTH | 2-25/64 IN | TOLERANCE |  | MATERIAL | STEEL | COATING/FINISH |  | CERTIFICATION/STANDARD | [57 empty] | Production Completed
STP_009 - Lot7 | Data Enrichment | CIR | ok | 10/16/2023 | 3rd-nov |  | 1145146 | 1145146 |  |  |  | ERSA | M | 1600 | 1537154GZPCLNT100 | EA |  | CLEVIS;SOCKET EXTENSION L,YURIKA,2407270 | CLEVIS;SOCKET EXTENSION L,YURIKA,2407270 | CLEVIS;ADDITIONAL FEATURES:SOCKET EXTENSION L,YURIKA,2407270 |  |  |  |  | 1068560 @@ YURIKA PTY LTD | 2407270 | [10 empty] | YURIKA PTY LTD | 2407270 | [18 empty] | URL NOT FOUND | [9 empty] | CLEANSED | 31162412 Clevis | SOCKET EXTENSION L |  | CLEVIS | NO MODIFIER | TYPE |  | MATERIAL |  | CLEVIS GAP |  | PIN DIAMETER |  | SHANK TYPE |  | SHANK SIZE |  | LOAD RATING |  | THREAD SIZE |  | THREAD LENGTH |  | LENGTH |  | COATING/FINISH |  | HAZARD CLASS |  | CERTIFICATION/STANDARD | [47 empty] | Production Completed
STP_009 - Lot7 | Data Enrichment | CIR | ok | 10/16/2023 | 2nd-nov |  | 1145623 | 1145623 |  |  |  | ERSA | M | 1600 | 1536317GZPCLNT100 | EA |  | BOTTLE;SPRAY 750ML,YURIKA,105123 | BOTTLE;SPRAY 750ML,YURIKA,105123 | BOTTLE;ADDITIONAL FEATURES:SPRAY 750ML,YURIKA,105123 |  |  |  |  | 1068560 @@ YURIKA PTY LTD | 105123 | [10 empty] | YURIKA PTY LTD | 105123 | [18 empty] | URL NOT FOUND | [9 empty] | CLEANSED | 24122000 Bottles or vials |  |  | BOTTLE | NO MODIFIER | TYPE | SPRAY | CAPACITY | 750 ML | MATERIAL |  | SIZE |  | LID TYPE |  | COLOUR |  | HAZARD CLASS |  | CERTIFICATION/STANDARD | [57 empty] | Production Completed
STP_009 - Lot7 | Data Enrichment | CIR | ok | 10/16/2023 | 3rd-nov |  | 1145974 | 1145974 |  |  |  | ERSA | M | 1600 | 1537146GZPCLNT100 | EA |  | CLEVIS;SOCKET 120KN, WITH,YURIKA,2407260 | CLEVIS;SOCKET 120KN, WITH,YURIKA,2407260 | CLEVIS;ADDITIONAL FEATURES:SOCKET 120KN, WITH,YURIKA,2407260 |  |  |  |  | 1068560 @@ YURIKA PTY LTD | 2407260 | [10 empty] | YURIKA PTY LTD | 2407260 | [18 empty] | URL NOT FOUND | [9 empty] | CLEANSED | 31162412 Clevis | SOCKET |  | CLEVIS | NO MODIFIER | TYPE |  | MATERIAL |  | CLEVIS GAP |  | PIN DIAMETER |  | SHANK TYPE |  | SHANK SIZE |  | LOAD RATING | 120 KN | THREAD SIZE |  | THREAD LENGTH |  | LENGTH |  | COATING/FINISH |  | HAZARD CLASS |  | CERTIFICATION/STANDARD | [47 empty] | Production Completed
STP_009 - Lot7 | Data Enrichment | CIR | ok | 10/16/2023 | 3rd-nov |  | 1146226 | 1146226 |  |  |  | ERSA | M | 1600 | 1536543GZPCLNT100 | EA |  | CLEVIS;THIMBLE AL, 70KN, 7,YURIKA,482856 | CLEVIS;THIMBLE AL, 70KN, 7,YURIKA,482856 | CLEVIS;ADDITIONAL FEATURES:THIMBLE AL, 70KN, 7,YURIKA,482856 |  |  |  |  | 1068560 @@ YURIKA PTY LTD | 482856 | 1070799 @@ YURIKA PTY LTD | 1536543 | [8 empty] | YURIKA PTY LTD | 482856 |  |  |  |  | YURIKA PTY LTD | 1536543 | [12 empty] | URL NOT FOUND | [9 empty] | CLEANSED | 31162412 Clevis | THIMBLE AL |  | CLEVIS | NO MODIFIER | TYPE |  | MATERIAL |  | CLEVIS GAP |  | PIN DIAMETER |  | SHANK TYPE |  | SHANK SIZE |  | LOAD RATING | 70 KN | THREAD SIZE |  | THREAD LENGTH |  | LENGTH |  | COATING/FINISH |  | HAZARD CLASS |  | CERTIFICATION/STANDARD | [47 empty] | Production Completed
STP_009 - Lot7 | Data Enrichment | CIR | ok | 10/16/2023 | 2nd-nov |  | 1147378 | 1147378 |  |  |  | ERSA | M | 4090 | 1526213GZPCLNT100 | EA |  | BUCKET;PAIL WHITE PLASTIC 20L,1114-00056 | BUCKET;PAIL WHITE PLASTIC 20L,1114-00056 | BUCKET;ADDITIONAL FEATURES:PAIL WHITE PLASTIC 20L,1114-00056 |  |  |  |  | 1068802 @@ WESTERNEX PTY LTD | 1114-00056 | [10 empty] | WESTERNEX PTY LTD | 1114-00056 | [18 empty] | URL NOT FOUND | [9 empty] | CLEANSED | 47121804 Cleaning pails or buckets |  |  | BUCKET | NO MODIFIER | TYPE |  | CAPACITY | 20 L | OVERALL SIZE |  | MATERIAL | PLASTIC | COLOUR | PAIL WHITE | HAZARD CLASS |  | CERTIFICATION/STANDARD | [59 empty] | Production Completed
STP_009 - Lot7 | Data Enrichment | CIR | ok | 10/16/2023 | 2nd-nov |  | 1148520 | 1148520 |  |  |  | ERSA | M | 4015 | 1516565GZPCLNT100 | EA |  | BUCKET;HANDY PAIL 20L PLASTIC,MOB4475875 | BUCKET;HANDY PAIL 20L PLASTIC,MOB4475875 | BUCKET;ADDITIONAL FEATURES:HANDY PAIL 20L PLASTIC,MOB4475875 |  |  |  |  | 1068568 @@ MOBILISE GROUP PTY LTD | MOB4475875 | [10 empty] | MOBILISE GROUP PTY LTD | MOB4475875 | [18 empty] | URL NOT FOUND | [9 empty] | CLEANSED | 47121804 Cleaning pails or buckets |  |  | BUCKET | NO MODIFIER | TYPE |  | CAPACITY | 20 L | OVERALL SIZE |  | MATERIAL | PLASTIC | COLOUR | HANDY PAIL | HAZARD CLASS |  | CERTIFICATION/STANDARD | [59 empty] | Production Completed
STP_009 - Lot7 | Data Enrichment | CIR | ok | 10/16/2023 | 2nd-nov |  | 1149308 | 1149308 |  |  |  | ERSA | M | 4200 | 1527728GZPCLNT100 | EA |  | BOWL;PULVERISER,B2000C,CHROME STE,XG1034 | BOWL;PULVERISER,B2000C,CHROME STE,XG1034 | BOWL;ADDITIONAL FEATURES:PULVERISER,B2000C,CHROME STE,XG1034 |  |  |  |  | 1068082 @@ ROWE SCIENTIFIC PTY LTD | XG1034 | [10 empty] | ROWE SCIENTIFIC PTY LTD | XG1034 | [18 empty] | URL NOT FOUND | [9 empty] | CLEANSED | 24110000 Containers and storage | PULVERISER,B2000C |  | BOWL | NO MODIFIER | TYPE |  | CAPACITY |  | MATERIAL | CHROME STEEL | OVERALL SIZE |  | COLOUR |  | HAZARD CLASS |  | CERTIFICATION/STANDARD | [59 empty] | Production Completed
STP_009 - Lot7 | Data Enrichment | CIR | ok | 10/16/2023 | 2nd-nov |  | 1149503 | 1149503 |  |  |  | ERSA | M | 4200 | 1526125GZPCLNT100 | EA |  | BOTTLE,SMPL;1113-00602-30 | BOTTLE,SMPL;1113-00602-30 | BOTTLE,SMPL;ADDITIONAL FEATURES:1113-00602-30 |  |  |  |  | 1068802 @@ WESTERNEX PTY LTD | 1113-00602-30 | [12 empty] | WESTERNEX PTY LTD | 1113-00602-30 | [16 empty] | https://www.blackwoods.com.au/hardware/containers/plastic-container/westernex-bottle-acid-dropper-natural-30ml/p/01487368 | [9 empty] | ENRICHED | 24122002 Plastic bottles or vials |  |  | BOTTLE | SAMPLE | TYPE | ACID DROPPER | CAPACITY | 30 ML | MATERIAL | HDPE | SIZE |  | MOUTH |  | LID TYPE |  | COLOUR | NATURAL | HAZARD CLASS |  | CERTIFICATION/STANDARD | [55 empty] | Production Completed
STP_009 - Lot7 | Data Enrichment | CIR | ok | 10/16/2023 | 2nd-nov |  | 1150220 | 1150220 |  |  |  | ERSA | M | 4400 | 1525145GZPCLNT100 | EA |  | BUCKET;PAIL,W/LID,1 L,PLASTIC,WH,5155546 | BUCKET;PAIL,W/LID,1 L,PLASTIC,WH,5155546 | BUCKET;ADDITIONAL FEATURES:PAIL,W/LID,1 L,PLASTIC,WH,5155546 |  |  |  |  | 1069714 @@ BLACKWOODS | 984392 | 1068167 @@ WINC AUSTRALIA PTY LTD | 1525145 | [9 empty] | 5155546 | PEOPLE IN PLASTIC | RP1LWHT/E+RL1LWHT/E |  |  | WINC AUSTRALIA PTY LTD | 1525145 | [8 empty] | J BLACKWOOD & SONS | 984392 |  |  | https://www.blackwoods.com.au/hygiene-cleaning/cleaning-equipment/plastic-buckets-and-pails/pail-plastic-with-lid-white-1-litre/p/00984392 | [9 empty] | CLEANSED | 47121804 Cleaning pails or buckets | C/W LID |  | BUCKET | NO MODIFIER | TYPE |  | CAPACITY | 1 L | OVERALL SIZE |  | MATERIAL | PLASTIC | COLOUR | PAIL WHITE | HAZARD CLASS |  | CERTIFICATION/STANDARD | [59 empty] | Production Completed
STP_009 - Lot7 | Data Enrichment | CIR | ok | 10/16/2023 | 3rd-nov |  | 1155475 | 1155475 |  |  |  | ERSA | M | 5000 | 1507269GZPCLNT100 | EA |  | CLEVIS;ASSEMBLY,BALL REF 70/BC,TO,482861 | CLEVIS;ASSEMBLY,BALL REF 70/BC,TO,482861 | CLEVIS;ADDITIONAL FEATURES:ASSEMBLY,BALL REF 70/BC,TO,482861 |  |  |  |  | 1068560 @@ YURIKA PTY LTD | 482861 | 1068652 @@ J BLACKWOOD & SONS | 1507269 | [8 empty] | YURIKA PTY LTD | 482861 | [14 empty] | J BLACKWOOD & SONS | 1507269 |  |  | URL NOT FOUND | [9 empty] | CLEANSED | 31162412 Clevis | ASSEMBLY,BALL REF 70/BC |  | CLEVIS | NO MODIFIER | TYPE |  | MATERIAL |  | CLEVIS GAP |  | PIN DIAMETER |  | SHANK TYPE |  | SHANK SIZE |  | LOAD RATING |  | THREAD SIZE |  | THREAD LENGTH |  | LENGTH |  | COATING/FINISH |  | HAZARD CLASS |  | CERTIFICATION/STANDARD | [47 empty] | Production Completed
STP_009 - Lot7 | Data Enrichment | CIR | ok | 10/16/2023 | 3rd-nov |  | 1155634 | 1155634 |  |  |  | ERSA | M | 3750 | 1505625GZPCLNT100 | EA |  | CLEVIS;SAN,SAT220011 | CLEVIS;SAN,SAT220011 | CLEVIS;ADDITIONAL FEATURES:SAN,SAT220011 |  |  |  |  | 1068336 @@ SANDVIK MINING & CONSTRUCTION | SAT220011 | [10 empty] | SANDVIK MINING & CONSTRUCTION | SAT220011 | [18 empty] | URL NOT FOUND | [9 empty] | CLEANSED | 31162412 Clevis |  |  | CLEVIS | NO MODIFIER | TYPE |  | MATERIAL |  | CLEVIS GAP |  | PIN DIAMETER |  | SHANK TYPE |  | SHANK SIZE |  | LOAD RATING |  | THREAD SIZE |  | THREAD LENGTH |  | LENGTH |  | COATING/FINISH |  | HAZARD CLASS |  | CERTIFICATION/STANDARD | [47 empty] | Production Completed
STP_009 - Lot7 | Data Enrichment | CIR | ok | 10/16/2023 | 2nd-nov | Processed as per web source,conflict wrt input | 1177067 | 1177067 | 1364395 | AU_QM_000165671 |  | ERSA | M | 1600 | 1364395GZPCLNT100 | EA |  | BOX,TERM;24 PORT WITH KEYSTONE, UTP PATC | BOX,TERM;24 PORT WITH KEYSTONE, UTP PATC | BOX,TERMINAL;ADDITIONAL FEATURES EN:24 PORT WITH KEYSTONE, UTP PATCH PANEL,MNFR:01)CNW,PTNO:01)KRONPP-6A-DM-1U-24 |  | TERMINAL BOX: UTP PATCH PANEL 24 PORT WITH KEYSTONE |  |  | 1068652 @@ J BLACKWOOD & SONS | BUYIN | 1068181 @@ CNW (MOUNT ISA) ELECT WHOLESALER | KRO760242560 | [8 empty] | CNW (MOUNT ISA) ELECT WHOLESALER | KRO760242560 |  | 760242560 |  |  |  |  | CNW | KRONPP-6A-DM-1U-24 | [6 empty] | J BLACKWOOD & SONS | BUYIN |  |  | https://www.commscope.com/product-type/cabinets-panels-enclosures/copper-panels-modules-cassettes/copper-panels/item760242560/ | [9 empty] | ENRICHED | 56111600 Panel systems | 24 PORT WITH KEYSTONE |  | PANEL | DISTRIBUTION | TYPE | UTP PATCH | NUMBER OF INPUT LINES |  | NUMBER OF OUTPUT LINES |  | NUMBER OF POLES |  | VOLTAGE RATING |  | CURRENT RATING |  | MATERIAL | THERMOPLASTIC,POWDER-COATED STEEL | SIZE | 482.6 WDX44.45 HTX119.38 DP MM | CONNECTION TYPE | CABLE | MOUNTING TYPE |  | TEMPERATURE RATING |  | DEGREE OF PROTECTION |  | HAZARD CLASS |  | CERTIFICATION/STANDARD | [45 empty] | Production Completed
STP_009 - Lot7 | Data Enrichment | CIR | ok | 10/16/2023 | 2nd-nov |  | 1183711 | 1183711 |  |  |  | ERSA | M | 4005 | 1561821GZPCLNT100 | EA |  | BUCKET;14L,GALVANISED,CL10816 | CUBETA; | BUCKET;OVERALL SIZE:14L,ADDITIONAL FEATURES EN:GALVANISED,CL10816 | CUBETA; |  |  |  | 1068652 @@ J BLACKWOOD & SONS | 4415255 | [11 empty] | CL10816 |  | FEDCO14L | [12 empty] | J BLACKWOOD & SONS | 4415255 |  |  | https://www.blackwoods.com.au/hygiene-cleaning/cleaning-equipment/galvanised-buckets-federal/galvanised-bucket-14l/p/04415255 | [9 empty] | CLEANSED | 47121804 Cleaning pails or buckets | FINISH:GALVANISED |  | BUCKET | NO MODIFIER | TYPE |  | CAPACITY | 14 L | OVERALL SIZE |  | MATERIAL |  | COLOUR |  | HAZARD CLASS |  | CERTIFICATION/STANDARD | [59 empty] | Production Completed
STP_009 - Lot7 | Data Enrichment | CIR | ok | 10/16/2023 | 2nd-nov |  | 1184674 | 1184674 |  |  |  | ERSA | M | 4010 | 1558799GZPCLNT100 | EA |  | BUCKET;5LT,MEASURING POTS | CUBETA; | BUCKET;OVERALL SIZE:5LT,ADDITIONAL FEATURES EN:MEASURING POTS | CUBETA; |  |  |  | 1068663 @@ BURWELL TECHNOLOGIES PTY LTD | 2701-5000 | [10 empty] | BURWELL TECHNOLOGIES PTY LTD | 2701-5000 | [18 empty] | URL NOT FOUND | [9 empty] | CLEANSED | 47121804 Cleaning pails or buckets | MEASURING POTS |  | BUCKET | NO MODIFIER | TYPE |  | CAPACITY | 5 L | OVERALL SIZE |  | MATERIAL |  | COLOUR |  | HAZARD CLASS |  | CERTIFICATION/STANDARD | [59 empty] | Production Completed
STP_009 - Lot7 | Data Enrichment | CIR | ok | 10/16/2023 | 2nd-nov |  | 1187695 | 1187695 |  |  |  | ERSA | M | 4020 | 1610193GZPCLNT100 | EA |  | BOTTLE;APPLICATOR SPRAY,500 ML,HVYDTY | BOTELLA;500 ML | BOTTLE;TYPE:APPLICATOR SPRAY,CAPACITY:500 ML,ADDITIONAL FEATURES EN:HEAVY DUTY,MODEL:4014,BRAND:CRC | BOTELLA;CAPACIDAD:500 ML |  |  |  | 1068502 @@ ATOM SUPPLY | 80500919 | [10 empty] | ATOM SUPPLY | 80500919 | CRC | 4014 | [16 empty] | https://crcindustries.com.au/crc-heavy-duty-plastic-applicator-ea-4014/ | https://www.atom.com.au/heavy-duty-spray-applicator-500ml-80500919 | [8 empty] | ENRICHED | 24122005 Applicator bottles |  |  | BOTTLE | NO MODIFIER | TYPE | APPLICATOR SPRAY,HEAVY DUTY | CAPACITY | 500 ML | MATERIAL |  | SIZE |  | LID TYPE | NOZZLE | COLOUR |  | HAZARD CLASS |  | CERTIFICATION/STANDARD | [57 empty] | Production Completed
STP_009 - Lot7 | Data Enrichment | CIR | ok | 10/16/2023 | 2nd-nov | Processed as per web source,conflict wrt input | 1188925 | 1188925 |  |  |  | ERSA | M | 5905 | 1576547GZPCLNT100 | EA |  | BOTTLE;OIL FLTR,SUIT MASTERCOOL | BOTELLA; | BOTTLE;TYPE:OIL FILTER,ADDITIONAL FEATURES EN:SUIT MASTERCOOL | BOTELLA; |  |  |  | 1071809 @@ ASHDOWN ENTERPRISES | 69888-11-15 | 1068087 @@ ASHDOWN INGRAM | 1576547 | [8 empty] | ASHDOWN ENTERPRISES |  | MASTERCOOL | 69888-11-15 |  |  | ASHDOWN INGRAM | 1576547 | [12 empty] | https://www.toolpan.com/Mastercool-69888-11-15--Bottle-Holder--Black_p_46846.html | https://www.tesstools.net/69888_11_15_Mastercool_Bottle_Holder_Black_p/msc-69888-11-15.htm | [8 empty] | ENRICHED | 31163200 Retaining hardware |  |  | HOLDER | NO MODIFIER | TYPE | BOTTLE | SIZE |  | MATERIAL |  | HAZARD CLASS |  | CERTIFICATION/STANDARD | [63 empty] | Production Completed
STP_009 - Lot7 | Data Enrichment | CIR | ok | 10/16/2023 | 2nd-nov |  | 1189571 | 1189571 |  |  |  | ERSA | M | 4090 | 1575776GZPCLNT100 | EA |  | BOTTLE;WTR,COOLER JUG ALPINE 2.5L NO TAP | BOTELLA; | BOTTLE;TYPE:WATER,ADDITIONAL FEATURES EN:COOLER JUG ALPINE 2.5L NO TAP | BOTELLA; |  |  |  | 1068502 @@ ATOM SUPPLY | 28000012 | [10 empty] | ATOM SUPPLY | 28000012 | WILLOW | 300700-004 | [16 empty] | https://www.willow.com.au/wp-content/uploads/Willow-Product-Catalogue-2021.pdf | https://www.atom.com.au/alpine-drink-cooler-no-tap-2-5l-28000012 | [8 empty] | ENRICHED | 24122000 Bottles or vials | SERIES:ALPINE,NO TAP |  | BOTTLE | NO MODIFIER | TYPE | WATER,COOLER JUG | CAPACITY | 2.5 L | MATERIAL |  | SIZE |  | LID TYPE |  | COLOUR | BLUE | HAZARD CLASS |  | CERTIFICATION/STANDARD | [57 empty] | Production Completed
STP_009 - Lot7 | Data Enrichment | CIR | ok | 10/16/2023 | 2nd-nov |  | 1189627 | 1189627 |  |  |  | ERSA | M | 4020 | 1575715GZPCLNT100 | EA |  | BOTTLE;SPRY,1L,PB-010 | BOTELLA; | BOTTLE;TYPE:SPRAY,ADDITIONAL FEATURES EN:1L,PB-010 | BOTELLA; |  |  |  | 1068230 @@ BUNNINGS WAREHOUSE MT ISA | PB-010 0123224 | [12 empty] | BUNNINGS WAREHOUSE MT ISA | 0123224 | [16 empty] | https://www.bunnings.com.au/oates-1l-spray-trigger-bottle_p0123224 | [9 empty] | ENRICHED | 24122000 Bottles or vials | MODEL:PB-010 |  | BOTTLE | NO MODIFIER | TYPE | SPRAY,TRIGGER | CAPACITY | 1 L | MATERIAL |  | SIZE |  | LID TYPE | NOZZLE | COLOUR |  | HAZARD CLASS |  | CERTIFICATION/STANDARD | [57 empty] | Production Completed
STP_009 - Lot7 | Data Enrichment | CIR | ok | 10/16/2023 | 2nd-nov |  | 1189628 | 1189628 |  |  |  | ERSA | M | 4020 | 1575714GZPCLNT100 | EA |  | BUCKET;9L,MOP,RECT BLUE MS009 | CUBETA; | BUCKET;OVERALL SIZE:9L,ADDITIONAL FEATURES EN:MOP,RECT BLUE MS009 | CUBETA; |  |  |  | 1068230 @@ BUNNINGS WAREHOUSE MT ISA | MS009 4464915 | [10 empty] | BUNNINGS WAREHOUSE MT ISA | MS009 4464915 | [18 empty] | URL NOT FOUND | [9 empty] | CLEANSED | 47121804 Cleaning pails or buckets |  |  | BUCKET | NO MODIFIER | TYPE | MOP | CAPACITY | 9 L | OVERALL SIZE |  | MATERIAL |  | COLOUR | RECT BLUE | HAZARD CLASS |  | CERTIFICATION/STANDARD | [59 empty] | Production Completed
STP_009 - Lot7 | Data Enrichment | CIR | ok | 10/16/2023 | 2nd-nov |  | 1189653 | 1189653 |  |  |  | ERSA | M | 4020 | 1575689GZPCLNT100 | EA |  | BUCKET;16L,MOP,PLSTC,RED | CUBETA; | BUCKET;OVERALL SIZE:16L,ADDITIONAL FEATURES EN:MOP,PLASTIC,RED | CUBETA; |  |  |  | 1068502 @@ ATOM SUPPLY | 60013748 | [12 empty] | ATOM SUPPLY | 60013748 | [16 empty] | https://www.atom.com.au/bucket-mop-plastic-16l-red-60013748 | [9 empty] | CLEANSED | 47121804 Cleaning pails or buckets |  |  | BUCKET | NO MODIFIER | TYPE | MOP | CAPACITY | 16 L | OVERALL SIZE |  | MATERIAL | PLASTIC | COLOUR | RED | HAZARD CLASS |  | CERTIFICATION/STANDARD | [59 empty] | Production Completed
STP_009 - Lot7 | Data Enrichment | CIR | ok | 10/16/2023 | 2nd-nov |  | 1189654 | 1189654 |  |  |  | ERSA | M | 4020 | 1575688GZPCLNT100 | EA |  | BUCKET;16L,MOP,PLSTC,BLU | CUBETA; | BUCKET;OVERALL SIZE:16L,ADDITIONAL FEATURES EN:MOP,PLASTIC,BLUE | CUBETA; |  |  |  | 1068502 @@ ATOM SUPPLY | 60013746 | [12 empty] | ATOM SUPPLY | 60013746 | [16 empty] | https://www.atom.com.au/bucket-mop-plastic-16l-blue-60013746 | [9 empty] | ENRICHED | 47121804 Cleaning pails or buckets |  |  | BUCKET | NO MODIFIER | TYPE | MOP | CAPACITY | 16 L | OVERALL SIZE |  | MATERIAL | PLASTIC | COLOUR | BLUE | HAZARD CLASS |  | CERTIFICATION/STANDARD | [59 empty] | Production Completed
STP_009 - Lot7 | Data Enrichment | CIR | ok | 10/16/2023 | 2nd-nov |  | 1206255 | 1206255 |  |  |  | ERSA | M | 4090 | 94839MRM | EA |  | BOTTLE,APPLICATOR:5L;PLASTIC;C/W HAND SP | BOTTLE,APPLICATOR:5L;PLASTIC;C/W HAND SP | BOTTLE,APPLICATOR:5L;PLASTIC;C/W HAND SPRAY <(>&<)> FEED TUBE; |  |  |  |  | 1068502 @@ ATOM SUPPLY | 229446 | [10 empty] | ATOM SUPPLY | 229446 | HILLS | 100728 | [16 empty] | https://www.hillshome.com.au/shop/5l-garden-pressure-sprayer/ | https://www.atom.com.au/garden-pressure-sprayer-5l-229446 | [8 empty] | ENRICHED | 24122002 Plastic bottles or vials | C/W FEED TUBE | GARDEN PRESSURE SPRAYER,ERGONOMIC HANDLE | BOTTLE | NO MODIFIER | TYPE | HAND SPRAY | CAPACITY | 5 L | MATERIAL | PLASTIC | SIZE |  | LID TYPE | TWIST-LOCK | COLOUR | GREY | HAZARD CLASS |  | CERTIFICATION/STANDARD | [57 empty] | Production Completed
STP_009 - Lot7 | Data Enrichment | CIR | ok | 10/16/2023 | 2nd-nov |  | 1214502 | 1214502 |  |  |  | ERSA | M | 5100 | 172058MRM | BOX |  | BOTTLE,CARBOY:1000ML;WIDE MOUTH;HDPE;PP | BOTTLE,CARBOY:1000ML;WIDE MOUTH;HDPE;PP | BOTTLE,CARBOY:1000ML;WIDE MOUTH;HDPE;PP CAP;63MM THREAD;24 PIECES |  |  |  |  | 1068312 @@ THERMO FISHER SCIENTIFIC AUSTRAL | N311-1000 | [12 empty] | THERMO FISHER SCIENTIFIC AUSTRAL | N311-1000 | [16 empty] | https://www.thermofisher.com/order/catalog/product/N311-1000 | [9 empty] | ENRICHED | 24122002 Plastic bottles or vials | CARBOY,PP CAP,24 PIECES |  | BOTTLE | NO MODIFIER | TYPE | WIDE MOUTH | CAPACITY | 1000 ML | MATERIAL | HDPE | SIZE | 63 MM THREAD | LID TYPE | SCREW CLOSURE | COLOUR |  | HAZARD CLASS |  | CERTIFICATION/STANDARD | [57 empty] | Production Completed