## Sheet1
Project | Activities | Production User | Production Comments | Start Date | End Date | Remarks | Griha ID | MATNR | SAP MATERIAL NUMBER | ELLIPSE | LVORM | MTART | MBRSH | MATKL | BISMT | MEINS | MFRNR | MAKTX_EN | MAKTX_ES | TEXT_EN | TEXT_ES | ENRICHED DATA | Manufacturer Name | P/N | Manufacturer Name 1 | P/N 1 | Manufacturer Name 2 | P/N 2 | Manufacturer Name 3 | P/N 3 | Manufacturer Name 4 | P/N 4 | Manufacturer Name 5 | P/N 5 | Manufacturer Name 6 | P/N 6 | Input MNFR | Input PTNO | Verified MNFR from web | Verified MPN from Web | MNFR 1 | PTNO 1 | MNFR 2 | PTNO 2 | MNFR 3 | PTNO 3 | MNFR 4 | PTNO 4 | MNFR 5 | PTNO 5 | MNFR 6 | PTNO 6 | Vendor NAME | Vendor Part Number | Vendor NAME1 | Vendor Part Number1 | Reference URL | Reference URL1 | Item Number | Equipment Type | Equipment Manufacturer | Equipment Model | Equipment Serial | DWG | DRAWING VERSION | POS/TAG | Enriched/Cleansed | UNSPSC Ver.23.07 | ADDITIONAL FEATURES FROM INPUT | Additional Features from WEBSOURCE | Noun | Modifier | Attribute Name 1 | Attribute Value 1 | Attribute Name 2 | Attribute Value 2 | Attribute Name 3 | Attribute Value 3 | Attribute Name 4 | Attribute Value 4 | Attribute Name 5 | Attribute Value 5 | Attribute Name 6 | Attribute Value 6 | Attribute Name 7 | Attribute Value 7 | Attribute Name 8 | Attribute Value 8 | Attribute Name 9 | Attribute Value 9 | Attribute Name 10 | Attribute Value 10 | Attribute Name 11 | Attribute Value 11 | Attribute Name 12 | Attribute Value 12 | Attribute Name 13 | Attribute Value 13 | Attribute Name 14 | Attribute Value 14 | Attribute Name 15 | Attribute Value 15 | Attribute Name 16 | Attribute Value 16 | Attribute Name 17 | Attribute Value 17 | Attribute Name 18 | Attribute Value 18 | Attribute Name 19 | Attribute Value 19 | Attribute Name 20 | Attribute Value 20 | Attribute Name 21 | Attribute Value 21 | Attribute Name 22 | Attribute Value 22 | Attribute Name 23 | Attribute Value 23 | Attribute Name 24 | Attribute Value 24 | Attribute Name 25 | Attribute Value 25 | Attribute Name 26 | Attribute Value 26 | Attribute Name 27 | Attribute Value 27 | Attribute Name 28 | Attribute Value 28 | Attribute Name 29 | Attribute Value 29 | Attribute Name 30 | Attribute Value 30 | Attribute Name 31 | Attribute Value 31 | Attribute Name 32 | Attribute Value 32 | Attribute Name 33 | Attribute Value 33 | Attribute Name 34 | Attribute Value 34 | Attribute Name 35 | Attribute Value 35 | Attribute Name 36 | Attribute Value 36 | Status
STP_009 - Lot7 | Data Enrichment | SMX | OK | 2023-10-16 | 2023-11-06 |  | 1186748 | 1186748 |  |  |  | ERSA | M | 4500 | 1551780GZPCLNT100 | M | 3000422 | CABLE,NETWRK;CNW,CABCAT6SWA,CAT6, UTP, J | RED CABLES;CNW,CABCAT6SWA | CABLE,NETWORK;MNFR:CNW,PTNO:CABCAT6SWA,ADDITIONAL FEATURES EN:CAT6, UTP, JELLY FILLED, SWA/PE/NY | RED CABLES;MNFR:CNW,PTNO:CABCAT6SWA |  | CNW | CABCAT6SWA | [12 empty] | CNW | CABCAT6SWA | [18 empty] | URL NOT FOUND | [9 empty] | Cleansed |  | ARMOR MATERIAL:STEEL WIRE ARMOURED (SWA) |  | CABLE | NETWORK | TYPE | CAT6,UTP,JELLY FILLED | DATA TRANSFER RATE |  | ATTENUATION |  | CAPACITANCE |  | CORE STRANDS |  | DIAMETER |  | SHEATH MATERIAL | PE/NY | SHEATH COLOUR |  | LENGTH |  | TEMPERATURE RATING |  | HAZARD CLASS |  | CERTIFICATION/STANDARD | [49 empty] | Production Completed
STP_009 - Lot7 | Data Enrichment | SMX | OK | 2023-10-16 | 2023-11-06 |  | 1185081 | 1185081 |  |  |  | ERSA | M | 1600 | 1557582GZPCLNT100 | EA | 3000422 | CABLE;CNW,BAM17025ARD,SILICONE RUBBER 30 | CABLE;CNW,BAM17025ARD | CABLE;MNFR:CNW,PTNO:BAM17025ARD,ADDITIONAL FEATURES EN:SILICONE RUBBER 30/0.25MM 200DEG RED | CABLE;MNFR:CNW,PTNO:BAM17025ARD |  | CNW | BAM17025ARD | [12 empty] | CNW | BAM17025ARD | [18 empty] | URL NOT FOUND | [9 empty] | Cleansed |  | COLOUR:RED,STRANDS:30/0.25 MM |  | CABLE | NO MODIFIER | TYPE |  | NUMBER OF CONDUCTORS |  | CONDUCTOR SIZE |  | VOLTAGE RATING |  | CURRENT RATING |  | CONDUCTOR MATERIAL |  | JACKET MATERIAL |  | INSULATION MATERIAL | SILICONE RUBBER | TEMPERATURE RATING | 200 DEG C | LENGTH |  | HAZARD CLASS |  | CERTIFICATION/STANDARD | [49 empty] | Production Completed
STP_009 - Lot7 | Data Enrichment | SMX | OK | 2023-10-16 | 2023-11-06 |  | 1185080 | 1185080 |  |  |  | ERSA | M | 1600 | 1557583GZPCLNT100 | EA | 3000422 | CABLE;CNW,BAM18765ABK,SILICONE RUBBER 50 | CABLE;CNW,BAM18765ABK | CABLE;MNFR:CNW,PTNO:BAM18765ABK,ADDITIONAL FEATURES EN:SILICONE RUBBER 50/0.25MM 200DEG BLACK | CABLE;MNFR:CNW,PTNO:BAM18765ABK |  | CNW | BAM18765ABK | [12 empty] | CNW | BAM18765ABK | [18 empty] | URL NOT FOUND | [9 empty] | Cleansed |  | COLOUR:BLACK,STRANDS:50/0.25 MM |  | CABLE | NO MODIFIER | TYPE |  | NUMBER OF CONDUCTORS |  | CONDUCTOR SIZE |  | VOLTAGE RATING |  | CURRENT RATING |  | CONDUCTOR MATERIAL |  | JACKET MATERIAL |  | INSULATION MATERIAL | SILICONE RUBBER | TEMPERATURE RATING | 200 DEG C | LENGTH |  | HAZARD CLASS |  | CERTIFICATION/STANDARD | [49 empty] | Production Completed
STP_009 - Lot7 | Data Enrichment | SMX | OK | 2023-10-16 | 2023-11-06 |  | 1035567 | 1035567 | 1370260 | AU_QM_000175696 |  | ERSA | M | 5620 | 1370260GZPCLNT100 | DR |  | CONTROL;SWA;1.5MM;PVC;4C+E;BLK SHEATH WH | CONTROL;SWA;1.5MM;PVC;4C+E;BLK SHEATH WH | CABLE: CONTROL;SWA;1.5MM;PVC;4C+E;BLK SHEATH WH ITE CORES;500M DRUM |  | CABLE: CONTROL;SWA;1.5MM;PVC;4C+E;BLK SHEATH WH |  |  | 1068181 @@ CNW (MOUNT ISA) ELECT WHOLESALER | 1.54CESCO500 | [10 empty] | CNW (MOUNT ISA) ELECT WHOLESALER | 1.54CESCO500 | [18 empty] | URL NOT FOUND | [9 empty] | Cleansed |  | ARMOR MATERIAL:STEEL WIRE ARMOURED,CORE COLOUR:WHITE |  | CABLE | CONTROL | TYPE |  | DIAMETER |  | CONDUCTOR SIZE | 1.5 MM | NUMBER OF CONDUCTORS |  | CORE STRANDS | 4C+E | CONDUCTOR MATERIAL |  | JACKET MATERIAL |  | INSULATION MATERIAL | PVC | VOLTAGE RATING |  | TEMPERATURE RATING |  | LENGTH | 500 M DRUM | JACKET COLOUR | BLACK SHEATH | HAZARD CLASS |  | CERTIFICATION/STANDARD | [45 empty] | Production Completed
STP_009 - Lot7 | Data Enrichment | SMX | OK | 2023-10-16 | 2023-11-06 |  | 1036073 | 1036073 |  |  |  | ERSA | M | 1600 | 1525358GZPCLNT100 | M |  | CABLE;POWER,ELECTRICAL AERIAL,1420051 | CABLE;POWER,ELECTRICAL AERIAL,1420051 | CABLE;ADDITIONAL FEATURES:POWER,ELECTRICAL AERIAL,1420051 |  |  |  |  | 1068181 @@ CNW (MOUNT ISA) ELECT WHOLESALER | 1525358 | 1068560 @@ YURIKA PTY LTD | 1420051 | [10 empty] | CNW (MOUNT ISA) ELECT WHOLESALER | 1525358 |  |  | YURIKA PTY LTD | 1420051 | [12 empty] | https://www.conrad.com/en/p/logilink-cq5095s-rj45-network-cable-patch-cable-cat-6a-s-ftp-10-00-m-green-flame-retardant-halogen-free-incl-detent-1525358.html | [9 empty] | Enriched |  |  |  | CABLE | NETWORK | TYPE | RJ45,POWER,ELECTRICAL AERIAL | DATA TRANSFER RATE |  | ATTENUATION |  | CAPACITANCE |  | CORE STRANDS |  | DIAMETER |  | SHEATH MATERIAL |  | SHEATH COLOUR |  | LENGTH |  | TEMPERATURE RATING |  | HAZARD CLASS |  | CERTIFICATION/STANDARD | GHMT | [48 empty] | Production Completed
STP_009 - Lot7 | Data Enrichment | SMX | OK | 2023-10-16 | 2023-11-06 |  | 1036074 | 1036074 |  |  |  | ERSA | M | 1600 | 1525357GZPCLNT100 | M |  | CABLE;POWER,ELECTRICAL AERIAL,1420045 | CABLE;POWER,ELECTRICAL AERIAL,1420045 | CABLE;ADDITIONAL FEATURES:POWER,ELECTRICAL AERIAL,1420045 |  |  |  |  | 1068181 @@ CNW (MOUNT ISA) ELECT WHOLESALER | 1525357 | 1068560 @@ YURIKA PTY LTD | 1420045 | [10 empty] | CNW (MOUNT ISA) ELECT WHOLESALER | 1525357 |  |  | YURIKA PTY LTD | 1420045 | [12 empty] | https://www.cojaliparts.com/en/reference/1525357/speed-sensor-cable/2261080/ | [9 empty] | Enriched |  |  |  | CABLE | POWER | TYPE | ELECTRICAL AERIAL,SPEED SENSOR | VOLTAGE RATING |  | CURRENT RATING |  | CONDUCTOR SIZE |  | NUMBER OF CONDUCTORS |  | CORE STRANDS |  | CONDUCTOR MATERIAL | COPPER | JACKET MATERIAL |  | INSULATION MATERIAL |  | BEND RADIUS |  | TEMPERATURE RATING |  | LENGTH |  | JACKET COLOR | GREEN | CERTIFICATION/STANDARD | [45 empty] | Production Completed
STP_009 - Lot7 | Data Enrichment | SMX | OK | 2023-10-16 | 2023-11-06 |  | 1036188 | 1036188 |  |  |  | ERSA | M | 1600 | 1508018GZPCLNT100 | M |  | CABLE,ELEC;6MM,4C + E SWA,CBL64CES500 | CABLE,ELEC;6MM,4C + E SWA,CBL64CES500 | CABLE,ELEC;ADDITIONAL FEATURES:6MM,4C + E SWA,CBL64CES500 |  |  |  |  | 1068181 @@ CNW (MOUNT ISA) ELECT WHOLESALER | CBL64CES500 | [10 empty] | CNW (MOUNT ISA) ELECT WHOLESALER | CBL64CES500 | [18 empty] | URL NOT FOUND | [9 empty] | Cleansed |  | CORE STRANDS:4C+E |  | CABLE | ARMORED | TYPE | ELECTRICAL | CONDUCTOR SIZE | 6 MM | NUMBER OF CONDUCTORS |  | LENGTH |  | ARMOR MATERIAL | STEEL WIRE | OUTER JACKET MATERIAL |  | CONDUCTOR MATERIAL |  | VOLTAGE RATING |  | INSULATION MATERIAL |  | COLOR |  | SHIELDED/UNSHIELDED PAIRS |  | TEMPERATURE RATING |  | OUTSIDE DIAMETER |  | CERTIFICATION/STANDARD | [45 empty] | Production Completed
STP_009 - Lot7 | Data Enrichment | SMX | OK | 2023-10-16 | 2023-11-06 |  | 1036189 | 1036189 |  |  |  | ERSA | M | 1600 | 1508017GZPCLNT100 | M |  | CABLE,ELEC;16MM,4C + E SWA,CBL164CES500 | CABLE,ELEC;16MM,4C + E SWA,CBL164CES500 | CABLE,ELEC;ADDITIONAL FEATURES:16MM,4C + E SWA,CBL164CES500 |  |  |  |  | 1068181 @@ CNW (MOUNT ISA) ELECT WHOLESALER | CBL164CES500 | [10 empty] | CNW (MOUNT ISA) ELECT WHOLESALER | CBL164CES500 | [18 empty] | URL NOT FOUND | [9 empty] | Cleansed |  | CORE STRANDS:4C+E |  | CABLE | ARMORED | TYPE | ELECTRICAL | CONDUCTOR SIZE | 16 MM | NUMBER OF CONDUCTORS |  | LENGTH |  | ARMOR MATERIAL | STEEL WIRE | OUTER JACKET MATERIAL |  | CONDUCTOR MATERIAL |  | VOLTAGE RATING |  | INSULATION MATERIAL |  | COLOR |  | SHIELDED/UNSHIELDED PAIRS |  | TEMPERATURE RATING |  | OUTSIDE DIAMETER |  | CERTIFICATION/STANDARD | [45 empty] | Production Completed
STP_009 - Lot7 | Data Enrichment | SMX | OK | 2023-10-16 | 2023-11-06 |  | 1036197 | 1036197 |  |  |  | ERSA | M | 1640 | 1505688GZPCLNT100 | M |  | CABLE;CBL163CES500 | CABLE;CBL163CES500 | CABLE;ADDITIONAL FEATURES:CBL163CES500 |  |  |  |  | 1068181 @@ CNW (MOUNT ISA) ELECT WHOLESALER | CBL163CES500 | 1068652 @@ J BLACKWOOD & SONS | 1505688 | [8 empty] | CNW (MOUNT ISA) ELECT WHOLESALER | CBL163CES500 |  |  |  |  | J BLACKWOOD & SONS | 1505688 | [12 empty] | URL NOT FOUND | [9 empty] | Cleansed |  |  |  | CABLE | NO MODIFIER | TYPE |  | NUMBER OF CONDUCTORS |  | CONDUCTOR SIZE |  | VOLTAGE RATING |  | CURRENT RATING |  | CONDUCTOR MATERIAL |  | JACKET MATERIAL |  | INSULATION MATERIAL |  | TEMPERATURE RATING |  | LENGTH |  | HAZARD CLASS |  | CERTIFICATION/STANDARD | [49 empty] | Production Completed
STP_009 - Lot7 | Data Enrichment | SMX | OK | 2023-10-16 | 2023-11-06 |  | 1036227 | 1036227 |  |  |  | ERSA | M | 5100 | 1495409GZPCLNT100 | M |  | CABLE;FLAT,1.5MM,TWIN & EARTH,CBL1.5TEF | CABLE;FLAT,1.5MM,TWIN & EARTH,CBL1.5TEF | CABLE;ADDITIONAL FEATURES:FLAT,1.5MM,TWIN & EARTH,CBL1.5TEF |  |  |  |  | 1068181 @@ CNW (MOUNT ISA) ELECT WHOLESALER | 1.5TEF | [10 empty] | CNW (MOUNT ISA) ELECT WHOLESALER | 1.5TEF | [18 empty] | URL NOT FOUND | [9 empty] | Cleansed |  |  |  | CABLE | FLAT | TYPE | TWIN AND EARTH | NUMBER OF WAYS |  | WIDTH |  | CAPACITANCE |  | IMPEDANCE |  | WIRE SIZE | 1.5 MM | CORE STRANDS |  | CONDUCTOR MATERIAL |  | PITCH |  | SHEATH MATERIAL |  | SHEATH COLOUR |  | VOLTAGE RATING |  | TEMPERATURE RATING |  | HAZARD CLASS |  | CERTIFICATION/STANDARD | [43 empty] | Production Completed
STP_009 - Lot7 | Data Enrichment | SMX | OK | 2023-10-16 | 2023-11-06 |  | 1036234 | 1036234 |  |  |  | ERSA | M | 5100 | 1480681GZPCLNT100 | M |  | CABLE,CBL61CV90BK | CABLE,CBL61CV90BK | CABLE,CBL61CV90BK |  |  |  |  | 1068181 @@ CNW (MOUNT ISA) ELECT WHOLESALER | 1480681 | [10 empty] | CNW (MOUNT ISA) ELECT WHOLESALER | CBL61CV90BK |  |  | CNW (MOUNT ISA) ELECT WHOLESALER | 1480681 | [14 empty] | URL NOT FOUND | [9 empty] | Cleansed |  |  |  | CABLE | NO MODIFIER | TYPE |  | NUMBER OF CONDUCTORS |  | CONDUCTOR SIZE |  | VOLTAGE RATING |  | CURRENT RATING |  | CONDUCTOR MATERIAL |  | JACKET MATERIAL |  | INSULATION MATERIAL |  | TEMPERATURE RATING |  | LENGTH |  | HAZARD CLASS |  | CERTIFICATION/STANDARD | [49 empty] | Production Completed
STP_009 - Lot7 | Data Enrichment | SMX | OK | 2023-10-16 | 2023-11-06 |  | 1036389 | 1036389 |  |  |  | ERSA | M | 1640 | 1530739GZPCLNT100 | M |  | CABLE,ELEC;12C+E,1.5MM2,PV,CBL1.512CESCO | CABLE,ELEC;12C+E,1.5MM2,PV,CBL1.512CESCO | CABLE,ELEC;ADDITIONAL FEATURES:12C+E,1.5MM2,PV,CBL1.512CESCO |  |  |  |  | 1068181 @@ CNW (MOUNT ISA) ELECT WHOLESALER | CBL1.512CESCO | [10 empty] | CNW (MOUNT ISA) ELECT WHOLESALER | CBL1.512CESCO | [18 empty] | URL NOT FOUND | [9 empty] | Cleansed |  | PV |  | CABLE | ELECTRICAL | TYPE | PHOTOVOLTAIC (PV) | VOLTAGE RATING |  | CURRENT RATING |  | CONDUCTOR SIZE | 1.5 MM2 | NUMBER OF CONDUCTORS |  | CORE STRANDS | 12C+E | CONDUCTOR MATERIAL |  | JACKET MATERIAL |  | INSULATION MATERIAL |  | FILLER MATERIAL |  | ARMOR TYPE |  | TEMPERATURE RATING |  | LENGTH |  | JACKET COLOUR |  | HAZARD CLASS |  | CERTIFICATION/STANDARD | [41 empty] | Production Completed
STP_009 - Lot7 | Data Enrichment | SMX | OK | 2023-10-16 | 2023-11-06 |  | 1036390 | 1036390 |  |  |  | ERSA | M | 1640 | 1530738GZPCLNT100 | M |  | CABLE,ELEC;8C+E,1.5MM2,PV,CBL1.58CECO500 | CABLE,ELEC;8C+E,1.5MM2,PV,CBL1.58CECO500 | CABLE,ELEC;ADDITIONAL FEATURES:8C+E,1.5MM2,PV,CBL1.58CECO500 |  |  |  |  | 1068181 @@ CNW (MOUNT ISA) ELECT WHOLESALER | CBL1.58CECO500 | [12 empty] | GENERIC | CBL1.58CECO500 | CNW (MOUNT ISA) ELECT WHOLESALER | CBL1.58CECO500 | [14 empty] | https://shop.cnw.com.au/cnw/en/AUD/All-Categories/Cable-%26-Wire/Control-Cable/CABLE-CONTROL-1-5MM-8C%26ECC-500M/p/CBL1.58CECO500A06 | [9 empty] | Enriched |  |  |  | CABLE | ELECTRICAL | TYPE |  | VOLTAGE RATING |  | CURRENT RATING |  | CONDUCTOR SIZE |  | NUMBER OF CONDUCTORS |  | CORE STRANDS |  | CONDUCTOR MATERIAL |  | JACKET MATERIAL |  | INSULATION MATERIAL |  | FILLER MATERIAL |  | ARMOR TYPE |  | TEMPERATURE RATING |  | LENGTH |  | JACKET COLOUR |  | HAZARD CLASS |  | CERTIFICATION/STANDARD | [41 empty] | Production Completed
STP_009 - Lot7 | Data Enrichment | SMX | OK | 2023-10-16 | 2023-11-06 |  | 1036459 | 1036459 |  |  |  | ERSA | M | 5100 | 1495391GZPCLNT100 | M |  | CABLE;CIRCULAR,16M,CBL162CEC1KV500 | CABLE;CIRCULAR,16M,CBL162CEC1KV500 | [5 empty] | 1068181 @@ CNW (MOUNT ISA) ELECT WHOLESALER | CBL162CEC1KV500 | 1072012 @@ CNW (TOWNSVILLE) ELECT SUPPLIES | 1495391 | [10 empty] | GENERIC | CBL162CEC1KV500 | CNW (MOUNT ISA) ELECT WHOLESALER | CBL162CEC1KV500 | CNW (TOWNSVILLE) ELECT SUPPLIES | 1495391 | [12 empty] | https://shop.cnw.com.au/cnw/en/AUD/AllCategories/Cable-and-Wire/Orange-Circular/CABLE-CIRCULAR-16MM-2C%26ECC-0-6-1KV-500M/p/CBL162CEC1KV500A06 | [9 empty] | Enriched |  |  |  | CABLE | ELECTRICAL | TYPE | CIRCULAR | VOLTAGE RATING |  | CURRENT RATING |  | CONDUCTOR SIZE |  | NUMBER OF CONDUCTORS |  | CORE STRANDS |  | CONDUCTOR MATERIAL |  | JACKET MATERIAL |  | INSULATION MATERIAL |  | FILLER MATERIAL |  | ARMOR TYPE |  | TEMPERATURE RATING |  | LENGTH | 16 M | JACKET COLOUR |  | HAZARD CLASS |  | CERTIFICATION/STANDARD | [41 empty] | Production Completed
STP_009 - Lot7 | Data Enrichment | SMX | OK | 2023-10-16 | 2023-11-06 |  | 1036528 | 1036528 |  |  |  | ERSA | M | 5100 | 1495394GZPCLNT100 | M |  | CABLE;CIRCULAR,10M,CBL102CEC1KV500 | CABLE;CIRCULAR,10M,CBL102CEC1KV500 | [5 empty] | 1068181 @@ CNW (MOUNT ISA) ELECT WHOLESALER | CBL102CEC1KV500 | 1072012 @@ CNW (TOWNSVILLE) ELECT SUPPLIES | 1495394 | [10 empty] | GENERIC | CBL102CEC1KV500 | CNW (MOUNT ISA) ELECT WHOLESALER | CBL102CEC1KV500 | CNW (TOWNSVILLE) ELECT SUPPLIES | 1495394 | [12 empty] | https://shop.cnw.com.au/cnw/en/AUD/All-Categories/Cable-%26-Wire/Orange-Circular/CABLE-CIRCULAR-10MM-2C%26ECC-0-6-1KV-500M/p/CBL102CEC1KV500A06 | [9 empty] | Enriched |  |  |  | CABLE | ELECTRICAL | TYPE | CIRCULAR | VOLTAGE RATING |  | CURRENT RATING |  | CONDUCTOR SIZE |  | NUMBER OF CONDUCTORS |  | CORE STRANDS |  | CONDUCTOR MATERIAL |  | JACKET MATERIAL |  | INSULATION MATERIAL |  | FILLER MATERIAL |  | ARMOR TYPE |  | TEMPERATURE RATING |  | LENGTH | 10 M | JACKET COLOUR |  | HAZARD CLASS |  | CERTIFICATION/STANDARD | [41 empty] | Production Completed
STP_009 - Lot7 | Data Enrichment | SMX | OK | 2023-10-16 | 2023-11-06 |  | 1036529 | 1036529 |  |  |  | ERSA | M | 5100 | 1495395GZPCLNT100 | M |  | CABLE;CIRCULAR,2.,CBL2.52CEC1KV500 | CABLE;CIRCULAR,2.,CBL2.52CEC1KV500 | [5 empty] | 1068181 @@ CNW (MOUNT ISA) ELECT WHOLESALER | CBL2.52CEC1KV500 | 1072012 @@ CNW (TOWNSVILLE) ELECT SUPPLIES | 1495395 | [10 empty] | GENERIC | CBL2.52CEC1KV500 | CNW (MOUNT ISA) ELECT WHOLESALER | CBL2.52CEC1KV500 | CNW (TOWNSVILLE) ELECT SUPPLIES | 1495395 | [12 empty] | https://shop.cnw.com.au/cnw/en/AUD/AllCategories/Cable-and-Wire/Orange-Circular/CABLE-CIRCULAR-2-5MM-2C%26E-0-6-1KV-OR/p/CBL2.52CEC1KV500A06 | [9 empty] | Enriched |  |  |  | CABLE | ELECTRICAL | TYPE | CIRCULAR | VOLTAGE RATING |  | CURRENT RATING |  | CONDUCTOR SIZE |  | NUMBER OF CONDUCTORS |  | CORE STRANDS |  | CONDUCTOR MATERIAL |  | JACKET MATERIAL |  | INSULATION MATERIAL |  | FILLER MATERIAL |  | ARMOR TYPE |  | TEMPERATURE RATING |  | LENGTH | 2 M | JACKET COLOUR |  | HAZARD CLASS |  | CERTIFICATION/STANDARD | [41 empty] | Production Completed
STP_009 - Lot7 | Data Enrichment | SMX | OK | 2023-10-16 | 2023-11-06 |  | 1036530 | 1036530 |  |  |  | ERSA | M | 5100 | 1495396GZPCLNT100 | M |  | CABLE;CIRCULAR,1.,CBL1.52CEC1KV500 | CABLE;CIRCULAR,1.,CBL1.52CEC1KV500 | [5 empty] | 1068181 @@ CNW (MOUNT ISA) ELECT WHOLESALER | CBL1.52CEC1KV500 | 1072012 @@ CNW (TOWNSVILLE) ELECT SUPPLIES | 1495396 | [10 empty] | GENERIC | CBL1.52CEC1KV500 | CNW (MOUNT ISA) ELECT WHOLESALER | CBL1.52CEC1KV500 | CNW (TOWNSVILLE) ELECT SUPPLIES | 1495396 | [12 empty] | https://shop.cnw.com.au/cnw/en/AUD/All-Categories/Cable-and-Wire/Orange-Circular/CABLE-CIRCULAR-1-5MM-2C%26E-0-6-1KV-500M/p/CBL1.52CEC1KV500A06 | [9 empty] | Enriched |  |  |  | CABLE | ELECTRICAL | TYPE | CIRCULAR | VOLTAGE RATING |  | CURRENT RATING |  | CONDUCTOR SIZE |  | NUMBER OF CONDUCTORS |  | CORE STRANDS |  | CONDUCTOR MATERIAL |  | JACKET MATERIAL |  | INSULATION MATERIAL |  | FILLER MATERIAL |  | ARMOR TYPE |  | TEMPERATURE RATING |  | LENGTH | 1 M | JACKET COLOUR |  | HAZARD CLASS |  | CERTIFICATION/STANDARD | [41 empty] | Production Completed
STP_009 - Lot7 | Data Enrichment | SMX | OK | 2023-10-16 | 2023-11-06 |  | 1036533 | 1036533 |  |  |  | ERSA | M | 1600 | 1508528GZPCLNT100 | M |  | CABLE,ELECTRICAL;2 CORE CABLE TO POWER U | CABLE,ELECTRICAL;2 CORE CABLE TO POWER U | CABLE,ELECTRICAL;ADDITIONAL FEATURES:2 CORE CABLE TO POWER U |  |  |  |  | 1068181 @@ CNW (MOUNT ISA) ELECT WHOLESALER | CBL162CES500 | [10 empty] | CNW (MOUNT ISA) ELECT WHOLESALER | CBL162CES500 | [18 empty] | URL NOT FOUND | [9 empty] | Cleansed |  |  |  | CABLE | POWER | TYPE | U,ELECTRICAL | VOLTAGE RATING |  | CURRENT RATING |  | CONDUCTOR SIZE |  | NUMBER OF CONDUCTORS |  | CORE STRANDS | 2 | CONDUCTOR MATERIAL |  | JACKET MATERIAL |  | INSULATION MATERIAL |  | BEND RADIUS |  | TEMPERATURE RATING |  | LENGTH |  | JACKET COLOR |  | CERTIFICATION/STANDARD | [45 empty] | Production Completed
STP_009 - Lot7 | Data Enrichment | SMX | OK | 2023-10-16 | 2023-11-06 |  | 1037012 | 1037012 |  |  |  | ERSA | M | 5100 | 1480649GZPCLNT100 | M |  | CABLE,CBL163CES500 | CABLE,CBL163CES500 | CABLE,CBL163CES500 |  |  |  |  | 1068181 @@ CNW (MOUNT ISA) ELECT WHOLESALER | 1480649 | [10 empty] | CNW (MOUNT ISA) ELECT WHOLESALER | CBL163CES500 |  |  | CNW (MOUNT ISA) ELECT WHOLESALER | 1480649 | [14 empty] | URL NOT FOUND | [9 empty] | Cleansed |  |  |  | CABLE | NO MODIFIER | TYPE |  | NUMBER OF CONDUCTORS |  | CONDUCTOR SIZE |  | VOLTAGE RATING |  | CURRENT RATING |  | CONDUCTOR MATERIAL |  | JACKET MATERIAL |  | INSULATION MATERIAL |  | TEMPERATURE RATING |  | LENGTH |  | HAZARD CLASS |  | CERTIFICATION/STANDARD | [49 empty] | Production Completed
STP_009 - Lot7 | Data Enrichment | SMX | OK | 2023-10-16 | 2023-11-06 |  | 1053474 | 1053474 |  |  |  | ERSA | M | 1640 | 1579475GZPCLNT100 | ROL |  | CABLE;ELEC,PWR RUBBER 3C&E 1.5 MM | CABLE; | CABLE;TYPE:ELECTRICAL,ADDITIONAL FEATURES EN:PWR RUBBER 3C&E 1.5 MM,0.6/1KV | CABLE; |  |  |  | 1068181 @@ CNW (MOUNT ISA) ELECT WHOLESALER | 1579475 | [10 empty] | CNW (MOUNT ISA) ELECT WHOLESALER | 1579475 | [18 empty] | URL NOT FOUND | [9 empty] | Cleansed |  |  |  | CABLE | POWER | TYPE | ELECTRICAL | VOLTAGE RATING | 0.6/1 KV | CURRENT RATING |  | CONDUCTOR SIZE | 1.5 MM | NUMBER OF CONDUCTORS |  | CORE STRANDS | 3C+E | CONDUCTOR MATERIAL |  | JACKET MATERIAL |  | INSULATION MATERIAL | RUBBER | BEND RADIUS |  | TEMPERATURE RATING |  | LENGTH |  | JACKET COLOR |  | CERTIFICATION/STANDARD | [45 empty] | Production Completed
STP_009 - Lot7 | Data Enrichment | SMX | OK | 2023-10-16 | 2023-11-06 |  | 1057127 | 1057127 |  |  |  | ERSA | M | 4100 | 1557338GZPCLNT100 | EA |  | CABLE,ASSY;MINEGLOW MGWXGLO-BK | ENSAMBLE CABLE; | CABLE,ASSEMBLY;ADDITIONAL FEATURES EN:MINEGLOW MGWXGLO-BK | ENSAMBLE CABLE; |  |  |  | 1068181 @@ CNW (MOUNT ISA) ELECT WHOLESALER | 1557338 | [10 empty] | CNW (MOUNT ISA) ELECT WHOLESALER | 1557338 |  |  | MINEGLOW | MGWXGLO-BK | [14 empty] | URL NOT FOUND | [9 empty] | Cleansed |  |  |  | CABLE | ASSEMBLY | TYPE |  | VOLTAGE RATING |  | CURRENT RATING |  | CONDUCTOR SIZE |  | NUMBER OF CONDUCTORS |  | CORE STRANDS |  | CONDUCTOR MATERIAL |  | JACKET MATERIAL |  | INSULATION MATERIAL |  | TEMPERATURE RATING |  | LENGTH |  | JACKET COLOUR |  | HAZARD CLASS |  | CERTIFICATION/STANDARD | [45 empty] | Production Completed
STP_009 - Lot7 | Data Enrichment | SMX | OK | 2023-10-16 | 2023-11-06 | URL ONLY FOR REFFERENCE | 1057128 | 1057128 |  |  |  | ERSA | M | 4100 | 1557339GZPCLNT100 | EA |  | CABLE,ASSY;MINEGLOW MGWXGLO-TK | ENSAMBLE CABLE; | CABLE,ASSEMBLY;ADDITIONAL FEATURES EN:MINEGLOW MGWXGLO-TK | ENSAMBLE CABLE; |  |  |  | 1068181 @@ CNW (MOUNT ISA) ELECT WHOLESALER | 1557339 | [12 empty] | CNW (MOUNT ISA) ELECT WHOLESALER | 1557339 | MINEGLOW | MGWXGLO-TK | [14 empty] | https://aftermarket.express/caterpillar/1557339 | [9 empty] | Cleansed |  |  |  | CABLE | ASSEMBLY | TYPE |  | VOLTAGE RATING |  | CURRENT RATING |  | CONDUCTOR SIZE |  | NUMBER OF CONDUCTORS |  | CORE STRANDS |  | CONDUCTOR MATERIAL |  | JACKET MATERIAL |  | INSULATION MATERIAL |  | TEMPERATURE RATING |  | LENGTH |  | JACKET COLOUR |  | HAZARD CLASS |  | CERTIFICATION/STANDARD | [45 empty] | Production Completed
STP_009 - Lot7 | Data Enrichment | SMX | OK | 2023-10-16 | 2023-11-06 |  | 1057129 | 1057129 |  |  |  | ERSA | M | 4100 | 1557340GZPCLNT100 | EA |  | CABLE,ASSY;MINEGLOW MGWPVC | ENSAMBLE CABLE; | CABLE,ASSEMBLY;ADDITIONAL FEATURES EN:MINEGLOW MGWPVC | ENSAMBLE CABLE; |  |  |  | 1068181 @@ CNW (MOUNT ISA) ELECT WHOLESALER | 1557340 | [10 empty] | CNW (MOUNT ISA) ELECT WHOLESALER | 1557340 |  |  | MINEGLOW | MGWPVC | [14 empty] | URL NOT FOUND | [9 empty] | Cleansed |  |  |  | CABLE | ASSEMBLY | TYPE |  | VOLTAGE RATING |  | CURRENT RATING |  | CONDUCTOR SIZE |  | NUMBER OF CONDUCTORS |  | CORE STRANDS |  | CONDUCTOR MATERIAL |  | JACKET MATERIAL |  | INSULATION MATERIAL |  | TEMPERATURE RATING |  | LENGTH |  | JACKET COLOUR |  | HAZARD CLASS |  | CERTIFICATION/STANDARD | [45 empty] | Production Completed
STP_009 - Lot7 | Data Enrichment | SMX | OK | 2023-10-16 | 2023-11-06 |  | 1057130 | 1057130 |  |  |  | ERSA | M | 4100 | 1557341GZPCLNT100 | EA |  | CABLE,ASSY;MINEGLOW MGW300W-36VDO | ENSAMBLE CABLE; | CABLE,ASSEMBLY;ADDITIONAL FEATURES EN:MINEGLOW MGW300W-36VDO | ENSAMBLE CABLE; |  |  |  | 1068181 @@ CNW (MOUNT ISA) ELECT WHOLESALER | 1557341 | [10 empty] | CNW (MOUNT ISA) ELECT WHOLESALER | 1557341 |  |  | MINEGLOW | MGW300W-36VDO | [14 empty] | URL NOT FOUND | [9 empty] | Cleansed |  |  |  | CABLE | ASSEMBLY | TYPE |  | VOLTAGE RATING |  | CURRENT RATING |  | CONDUCTOR SIZE |  | NUMBER OF CONDUCTORS |  | CORE STRANDS |  | CONDUCTOR MATERIAL |  | JACKET MATERIAL |  | INSULATION MATERIAL |  | TEMPERATURE RATING |  | LENGTH |  | JACKET COLOUR |  | HAZARD CLASS |  | CERTIFICATION/STANDARD | [45 empty] | Production Completed
STP_009 - Lot7 | Data Enrichment | SMX | OK | 2023-10-16 | 2023-11-06 |  | 1061939 | 1061939 |  |  |  | ERSA | M | 4100 | 1557335GZPCLNT100 | EA |  | CABLE,ASSY;MINEGLOW MGWXGLO-FC-01 | ENSAMBLE CABLE; | CABLE,ASSEMBLY;ADDITIONAL FEATURES EN:MINEGLOW MGWXGLO-FC-01 | ENSAMBLE CABLE; |  |  |  | 1068181 @@ CNW (MOUNT ISA) ELECT WHOLESALER | 1557335 | [10 empty] | CNW (MOUNT ISA) ELECT WHOLESALER | 1557335 |  |  | MINEGLOW | MGWXGLO-FC-01 | [14 empty] | URL NOT FOUND | [9 empty] | Cleansed |  |  |  | CABLE | ASSEMBLY | TYPE |  | VOLTAGE RATING |  | CURRENT RATING |  | CONDUCTOR SIZE |  | NUMBER OF CONDUCTORS |  | CORE STRANDS |  | CONDUCTOR MATERIAL |  | JACKET MATERIAL |  | INSULATION MATERIAL |  | TEMPERATURE RATING |  | LENGTH |  | JACKET COLOUR |  | HAZARD CLASS |  | CERTIFICATION/STANDARD | [45 empty] | Production Completed
STP_009 - Lot7 | Data Enrichment | SMX | OK | 2023-10-16 | 2023-11-06 |  | 1061940 | 1061940 |  |  |  | ERSA | M | 4100 | 1557336GZPCLNT100 | EA |  | CABLE,ASSY;MINEGLOW MGWXGLO-CAPE | ENSAMBLE CABLE; | CABLE,ASSEMBLY;ADDITIONAL FEATURES EN:MINEGLOW MGWXGLO-CAPE | ENSAMBLE CABLE; |  |  |  | 1068181 @@ CNW (MOUNT ISA) ELECT WHOLESALER | 1557336 | [10 empty] | CNW (MOUNT ISA) ELECT WHOLESALER | 1557336 |  |  | MINEGLOW | MGWXGLO-CAPE | [14 empty] | URL NOT FOUND | [9 empty] | Cleansed |  |  |  | CABLE | ASSEMBLY | TYPE |  | VOLTAGE RATING |  | CURRENT RATING |  | CONDUCTOR SIZE |  | NUMBER OF CONDUCTORS |  | CORE STRANDS |  | CONDUCTOR MATERIAL |  | JACKET MATERIAL |  | INSULATION MATERIAL |  | TEMPERATURE RATING |  | LENGTH |  | JACKET COLOUR |  | HAZARD CLASS |  | CERTIFICATION/STANDARD | [45 empty] | Production Completed
STP_009 - Lot7 | Data Enrichment | SMX | OK | 2023-10-16 | 2023-11-06 |  | 1061941 | 1061941 |  |  |  | ERSA | M | 4100 | 1557337GZPCLNT100 | EA |  | CABLE,ASSY;MINEGLOW MGWXGLO-RK | ENSAMBLE CABLE; | CABLE,ASSEMBLY;ADDITIONAL FEATURES EN:MINEGLOW MGWXGLO-RK | ENSAMBLE CABLE; |  |  |  | 1068181 @@ CNW (MOUNT ISA) ELECT WHOLESALER | 1557337 | [10 empty] | CNW (MOUNT ISA) ELECT WHOLESALER | 1557337 |  |  | MINEGLOW | MGWXGLO-RK | [14 empty] | URL NOT FOUND | [9 empty] | Cleansed |  |  |  | CABLE | ASSEMBLY | TYPE |  | VOLTAGE RATING |  | CURRENT RATING |  | CONDUCTOR SIZE |  | NUMBER OF CONDUCTORS |  | CORE STRANDS |  | CONDUCTOR MATERIAL |  | JACKET MATERIAL |  | INSULATION MATERIAL |  | TEMPERATURE RATING |  | LENGTH |  | JACKET COLOUR |  | HAZARD CLASS |  | CERTIFICATION/STANDARD | [45 empty] | Production Completed
STP_009 - Lot7 | Data Enrichment | SMX | OK | 2023-10-16 | 2023-11-06 |  | 1072513 | 1072513 |  |  |  | ERSA | M | 1600 | 1574567GZPCLNT100 | EA | 3000422 | CABLE,NETWRK;CNW,CLI2D4P6AIPV3RBU,305 M | RED CABLES;CNW,CLI2D4P6AIPV3RBU | CABLE,NETWORK;MNFR:CNW,PTNO:CLI2D4P6AIPV3RBU,ADDITIONAL FEATURES EN:305 M REEL, CAT6A | RED CABLES;MNFR:CNW,PTNO:CLI2D4P6AIPV3RBU |  | CNW | CLI2D4P6AIPV3RBU | 1068181 @@ CNW (MOUNT ISA) ELECT WHOLESALER | CLI2D4P6AIPV3RBU | [12 empty] | CLIPSAL | CLI2D4P6AIPV3RBU | CNW (MOUNT ISA) ELECT WHOLESALER | CLI2D4P6AIPV3RBU | CNW | CLI2D4P6AIPV3RBU | [12 empty] | https://mm.mmem.com.au/cli2d4p6aipv3rbu | [9 empty] | Enriched |  |  |  | CABLE | NETWORK | TYPE | CAT6A | DATA TRANSFER RATE |  | ATTENUATION |  | CAPACITANCE |  | CORE STRANDS |  | DIAMETER | 8.5 MM DIA | SHEATH MATERIAL | PVC | SHEATH COLOUR | BLUE | LENGTH | 305 M REEL | TEMPERATURE RATING | 75 DEG C | HAZARD CLASS |  | CERTIFICATION/STANDARD | [49 empty] | Production Completed
STP_009 - Lot7 | Data Enrichment | SMX | OK | 2023-10-16 | 2023-11-06 |  | 1084615 | 1084615 |  |  |  | ERSA | M | 1600 | 1581741GZPCLNT100 | EA | 3000422 | CABLE,COMM;CNW,GARUTPL6JFBK305,CAT6 JELL | CABLE COMUNIC;CNW,GARUTPL6JFBK305 | CABLE,COMMUNICATION;MNFR:CNW,PTNO:GARUTPL6JFBK305,ADDITIONAL FEATURES EN:CAT6 JELLY FILL U/G | CABLE COMUNICACION;MNFR:CNW,PTNO:GARUTPL6JFBK305 |  | CNW | GARUTPL6JFBK305 | 1068181 @@ CNW (MOUNT ISA) ELECT WHOLESALER | GARUTPL6JFBK305 | [12 empty] | GARLAND | GARUTPL6JFBK305 | CNW (MOUNT ISA) ELECT WHOLESALER | GARUTPL6JFBK305 | CNW | GARUTPL6JFBK305 | [12 empty] | https://haymans.mmem.com.au/garutpl6jfbk305 | [9 empty] | Enriched |  |  |  | CABLE | COMMUNICATION | TYPE | CAT6,JELLY FILL U/G | IMPEDANCE | 73.16 OHM/KM AT 20 DEG C | DIAMETER | 7.3 MM OD | CONDUCTOR SIZE | 23 AWG | CORE STRANDS | 1 | NUMBER OF CONDUCTORS |  | CONDUCTOR MATERIAL | PACW | JACKET MATERIAL | PE | INSULATION MATERIAL | PE | LENGTH | 305 M | VOLTAGE RATING |  | TEMPERATURE RATING | 25 TO 70 DEG C | HAZARD CLASS |  | CERTIFICATION/STANDARD | [45 empty] | Production Completed
STP_009 - Lot7 | Data Enrichment | SMX | OK | 2023-10-16 | 2023-11-06 |  | 1085188 | 1085188 |  |  |  | ERSA | M | 1600 | 1576798GZPCLNT100 | EA | 3000422 | CABLE;CNW,CABCG20,STCKNG,19-28 MM | CABLE;CNW,CABCG20 | CABLE;MNFR:CNW,PTNO:CABCG20,ADDITIONAL FEATURES EN:STOCKING,19-28 MM | CABLE;MNFR:CNW,PTNO:CABCG20 |  | CNW | CABCG20 | 1068181 @@ CNW (MOUNT ISA) ELECT WHOLESALER | CABCG20 | [12 empty] | CABAC | CABCG20 | CNW (MOUNT ISA) ELECT WHOLESALER | CABCG20 | CNW | CABCG20 | [12 empty] | https://www.idealelectrical.com/aie/category/Tools-%26-Instrumentation/Cable-Pulling/Cable-pulling-system/CABLE-STOCKING-SINGLE-EYE-19-28MM/CABCG20/p/10078743 | [9 empty] | Enriched |  |  |  | PULLER | NO MODIFIER | TYPE | CABLE STOCKING,SINGLE EYE | SIZE | 19 TO 28 MM | MATERIAL | GALVANISED STEEL | HAZARD CLASS |  | CERTIFICATION/STANDARD | [63 empty] | Production Completed
STP_009 - Lot7 | Data Enrichment | SMX | OK | 2023-10-16 | 2023-11-06 |  | 1085189 | 1085189 |  |  |  | ERSA | M | 1600 | 1576799GZPCLNT100 | EA | 3000422 | CABLE;CNW,CABCG20OE,STCKNG,19-28MM O/SET | CABLE;CNW,CABCG20OE | CABLE;MNFR:CNW,PTNO:CABCG20OE,ADDITIONAL FEATURES EN:STOCKING,19-28MM O/SET | CABLE;MNFR:CNW,PTNO:CABCG20OE |  | CNW | CABCG20OE | 1068181 @@ CNW (MOUNT ISA) ELECT WHOLESALER | CABCG20OE | [12 empty] | CABAC | CABCG20OE | CNW (MOUNT ISA) ELECT WHOLESALER | CABCG20OE | CNW | CABCG20OE | [12 empty] | https://www.cabac.com.au/p/tools-and-equipment/cable-installation-tools/cable-pullers-stockings/cable-stocking-19-28mm-o-set-cg20oe-ss-sf-st | [9 empty] | Enriched |  |  |  | PULLER | NO MODIFIER | TYPE | CABLE STOCKING,OFFSET EYE | SIZE | 19 TO 28 MM | MATERIAL | STAINLESS STEEL | HAZARD CLASS |  | CERTIFICATION/STANDARD | [63 empty] | Production Completed
STP_009 - Lot7 | Data Enrichment | SMX | OK | 2023-10-16 | 2023-11-06 |  | 1085706 | 1085706 |  |  |  | ERSA | M | 1600 | 1582634GZPCLNT100 | EA | 3000422 | CABLE;CNW,CABCG14OE,STOCKING 14-19MM O/S | CABLE;CNW,CABCG14OE | CABLE;MNFR:CNW,PTNO:CABCG14OE,ADDITIONAL FEATURES EN:STOCKING 14-19MM O/SET | CABLE;MNFR:CNW,PTNO:CABCG14OE |  | CNW | CABCG14OE | 1068181 @@ CNW (MOUNT ISA) ELECT WHOLESALER | CABCG14OE | [12 empty] | CABAC | CABCG14OE | CNW (MOUNT ISA) ELECT WHOLESALER | CABCG14OE | CNW | CABCG14OE | [12 empty] | https://www.cabac.com.au/p/tools-and-equipment/cable-installation-tools/cable-pullers-stockings/cg14oe | [9 empty] | Enriched |  |  |  | PULLER | NO MODIFIER | TYPE | CABLE STOCKING,OFFSET EYE | SIZE | 14 TO 19 MM | MATERIAL | STAINLESS STEEL | HAZARD CLASS |  | CERTIFICATION/STANDARD | [63 empty] | Production Completed
STP_009 - Lot7 | Data Enrichment | SMX | OK | 2023-10-16 | 2023-11-06 |  | 1086668 | 1086668 |  |  |  | ERSA | M | 1640 | 1575361GZPCLNT100 | EA | 3000422 | CABLE,COMM;CNW,NHPRCL5050125MKITUS,125 M | CABLE COMUNIC;CNW,NHPRCL5050125MKITUS | CABLE,COMMUNICATION;MNFR:CNW,PTNO:NHPRCL5050125MKITUS,ADDITIONAL FEATURES EN:125 M,RADIATING,N JACK,2.4GHZ WITH HANGER KITS | CABLE COMUNICACION;MNFR:CNW,PTNO:NHPRCL5050125MKITUS |  | CNW | NHPRCL5050125MKITUS | 1068181 @@ CNW (MOUNT ISA) ELECT WHOLESALER | NHPRCL5050125MKITUS | [10 empty] | CNW | NHPRCL5050125MKITUS |  |  | CNW (MOUNT ISA) ELECT WHOLESALER | NHPRCL5050125MKITUS | [14 empty] | URL NOT FOUND | [9 empty] | Cleansed |  | FREQUENCY:2.4 GHZ,C/W HANGER KITS |  | CABLE | COMMUNICATION | TYPE | RADIATING,N JACK | IMPEDANCE |  | DIAMETER |  | CONDUCTOR SIZE |  | CORE STRANDS |  | NUMBER OF CONDUCTORS |  | CONDUCTOR MATERIAL |  | JACKET MATERIAL |  | INSULATION MATERIAL |  | LENGTH | 125 M | VOLTAGE RATING |  | TEMPERATURE RATING |  | HAZARD CLASS |  | CERTIFICATION/STANDARD | [45 empty] | Production Completed
STP_009 - Lot7 | Data Enrichment | SMX | OK | 2023-10-16 | 2023-11-06 |  | 1086698 | 1086698 |  |  |  | ERSA | M | 1640 | 1577306GZPCLNT100 | M | 3000422 | CABLE;CNW,CBM1.550CECONTSWA,CTRL,1.5MM2 | CABLE;CNW,CBM1.550CECONTSWA | CABLE;MNFR:CNW,PTNO:CBM1.550CECONTSWA,ADDITIONAL FEATURES EN:CTRL,1.5MM2,50 CORE/E | CABLE;MNFR:CNW,PTNO:CBM1.550CECONTSWA |  | CNW | CBM1.550CECONTSWA | 1068181 @@ CNW (MOUNT ISA) ELECT WHOLESALER | CBM1.550CECONTSWA | [10 empty] | CNW | CBM1.550CECONTSWA |  |  | CNW (MOUNT ISA) ELECT WHOLESALER | CBM1.550CECONTSWA | [14 empty] | URL NOT FOUND | [9 empty] | Cleansed |  |  |  | CABLE | CONTROL | TYPE |  | DIAMETER |  | CONDUCTOR SIZE | 1.5 MM2 | NUMBER OF CONDUCTORS |  | CORE STRANDS | 50C+E | CONDUCTOR MATERIAL |  | JACKET MATERIAL |  | INSULATION MATERIAL |  | VOLTAGE RATING |  | TEMPERATURE RATING |  | LENGTH |  | JACKET COLOUR |  | HAZARD CLASS |  | CERTIFICATION/STANDARD | [45 empty] | Production Completed
STP_009 - Lot7 | Data Enrichment | SMX | OK | 2023-10-16 | 2023-11-06 |  | 1086790 | 1086790 |  |  |  | ERSA | M | 1640 | 1578937GZPCLNT100 | M | 3000422 | CABLE,COMM;CNW,PHO2744652,PROFIBUS,100 M | CABLE COMUNIC;CNW,PHO2744652 | CABLE,COMMUNICATION;MNFR:CNW,PTNO:PHO2744652,ADDITIONAL FEATURES EN:PROFIBUS,100 M,PHOENIX CONTACT PSM-CABLE-PROFIB/FC | CABLE COMUNICACION;MNFR:CNW,PTNO:PHO2744652 |  | CNW | PHO2744652 | 1068181 @@ CNW (MOUNT ISA) ELECT WHOLESALER | PHO2744652 | [12 empty] | PHOENIX CONTACT | PHO-2744652 | CNW (MOUNT ISA) ELECT WHOLESALER | PHO2744652 | CNW | PHO-2744652 | PHOENIX CONTACT | PSM-CABLE-PROFIB/FC | [10 empty] | https://www.phoenixcontact.com/en-in/products/data-cable-by-the-meter-psm-cable-profibfc-2744652 | https://deinschaltschrank.de/Bussystem-Kabel-PSM-CABLE-PROFIB-FC | [8 empty] | Enriched |  |  |  | CABLE | COMMUNICATION | TYPE | PROFIBUS | IMPEDANCE |  | DIAMETER | 8 MM OD | CONDUCTOR SIZE | 0.34 MM2 | CORE STRANDS | 2 | NUMBER OF CONDUCTORS | 2 | CONDUCTOR MATERIAL | BARE COPPER WIRE | JACKET MATERIAL | PVC FR VI | INSULATION MATERIAL | PE | LENGTH | 100 M | VOLTAGE RATING | 48 VAC,60 VDC | TEMPERATURE RATING | -40 TO 60 DEG C | HAZARD CLASS |  | CERTIFICATION/STANDARD | EAC,ROHS | [44 empty] | Production Completed
STP_009 - Lot7 | Data Enrichment | SMX | OK | 2023-10-16 | 2023-11-06 |  | 1087697 | 1087697 |  |  |  | ERSA | M | 1600 | 1583870GZPCLNT100 | EA | 3000422 | CABLE,ASSY;CNW,CABJ6/50,RJ45 SOCKETS CAT | ENSAMBLE CABLE;CNW,CABJ6/50 | CABLE,ASSEMBLY;MNFR:CNW,PTNO:CABJ6/50,ADDITIONAL FEATURES EN:RJ45 SOCKETS CAT6 CABAC SUITS HPM/CLIPSAL PLT WHT (PACK OF 50) | ENSAMBLE CABLE;MNFR:CNW,PTNO:CABJ6/50 |  | CNW | CABJ6/50 | 1068181 @@ CNW (MOUNT ISA) ELECT WHOLESALER | CABJ6/50 | [12 empty] | CABAC | CABJ6/50 | CNW (MOUNT ISA) ELECT WHOLESALER | CABJ6/50 | CNW | CABJ6/50 | [12 empty] | https://seadan.com.au/product/j6-50-jack-cat6-k-110-clipsal-style-white/ | [9 empty] | Cleansed |  | COLOUR:WHITE,PACKAGE QUANTITY:50/PACK,ASSEMBLY,FOR HPM/CLIPSAL PLT |  | CONNECTOR | CABLE | TYPE |  | TRADE SIZE |  | CABLE SIZE |  | CONNECTION TYPE |  | CONNECTOR MATERIAL |  | CABLE TYPE |  | HAZARD CLASS |  | CERTIFICATION/STANDARD | [57 empty] | Production Completed
STP_009 - Lot7 | Data Enrichment | SMX | OK | 2023-10-16 | 2023-11-06 |  | 1102934 | 1102934 |  |  |  | ERSA | M | 4500 | 1527160GZPCLNT100 | EA |  | CABLE,NETWRK;CAT5E,BLUE,0.5,CABPL5EBL0.5 | CABLE,NETWRK;CAT5E,BLUE,0.5,CABPL5EBL0.5 | [5 empty] | 1068181 @@ CNW (MOUNT ISA) ELECT WHOLESALER | PL5EBL0.5 | 1072012 @@ CNW (TOWNSVILLE) ELECT SUPPLIES | CABPL5EBL0.5 | [10 empty] | CABAC | PL5EBL0.5 | CNW (MOUNT ISA) ELECT WHOLESALER | PL5EBL0.5 | CNW (TOWNSVILLE) ELECT SUPPLIES | CABPL5EBL0.5 | [12 empty] | https://www.cabac.com.au/p/data-communications-networking/copper-cable-connectivity/patch-cords/patch-cords-cat5e/pl5ebl0-5 | [9 empty] | Enriched |  |  |  | CABLE | NETWORK | TYPE | CAT5E,PATCH LEAD | DATA TRANSFER RATE |  | ATTENUATION |  | CAPACITANCE |  | CORE STRANDS |  | DIAMETER |  | SHEATH MATERIAL | PVC | SHEATH COLOUR | BLUE | LENGTH | 0.5 M | TEMPERATURE RATING |  | HAZARD CLASS |  | CERTIFICATION/STANDARD | RCM/A-TICK | [48 empty] | Production Completed
STP_009 - Lot7 | Data Enrichment | SMX | OK | 2023-10-16 | 2023-11-06 |  | 1102935 | 1102935 |  |  |  | ERSA | M | 4500 | 1527161GZPCLNT100 | EA |  | CABLE,NETWRK;CAT5E,BLUE,1M,CABPL5EBL1 | CABLE,NETWRK;CAT5E,BLUE,1M,CABPL5EBL1 | [5 empty] | 1068181 @@ CNW (MOUNT ISA) ELECT WHOLESALER | PL5EBL1 | 1072012 @@ CNW (TOWNSVILLE) ELECT SUPPLIES | CABPL5EBL1 | [10 empty] | CABAC | PL5EBL1 | CNW (MOUNT ISA) ELECT WHOLESALER | PL5EBL1 | CNW (TOWNSVILLE) ELECT SUPPLIES | CABPL5EBL1 | [12 empty] | https://www.rexel.com.au/are/category/Data-Security-and-Automation/Copper/Patch-cord-copper-%28twisted-pair%29/PATCH-LEAD-CAT5E-BLUE-1M/CABPL5EBL1/p/10079153 | [9 empty] | Enriched |  |  |  | CABLE | NETWORK | TYPE | CAT5E,PATCH LEAD | DATA TRANSFER RATE |  | ATTENUATION |  | CAPACITANCE |  | CORE STRANDS |  | DIAMETER |  | SHEATH MATERIAL | PVC | SHEATH COLOUR | BLUE | LENGTH | 1 M | TEMPERATURE RATING |  | HAZARD CLASS |  | CERTIFICATION/STANDARD | ANSI/TIA-568-B.2 | [48 empty] | Production Completed
STP_009 - Lot7 | Data Enrichment | SMX | OK | 2023-10-16 | 2023-11-06 |  | 1102936 | 1102936 |  |  |  | ERSA | M | 4500 | 1527162GZPCLNT100 | EA |  | CABLE,NETWRK;CAT5E,BLUE,2M,CABPL5EBL2 | CABLE,NETWRK;CAT5E,BLUE,2M,CABPL5EBL2 | [5 empty] | 1068181 @@ CNW (MOUNT ISA) ELECT WHOLESALER | PL5EBL2 | 1072012 @@ CNW (TOWNSVILLE) ELECT SUPPLIES | CABPL5EBL2 | [10 empty] | CABAC | PL5EBL2 | CNW (MOUNT ISA) ELECT WHOLESALER | PL5EBL2 | CNW (TOWNSVILLE) ELECT SUPPLIES | CABPL5EBL2 | [12 empty] | https://www.cabac.com.au/p/data-communications-networking/copper-cable-connectivity/patch-cords/patch-cords-cat5e/pl5ebl2 | [9 empty] | Enriched |  |  |  | CABLE | NETWORK | TYPE | CAT5E,PATCH LEAD | DATA TRANSFER RATE |  | ATTENUATION |  | CAPACITANCE |  | CORE STRANDS |  | DIAMETER |  | SHEATH MATERIAL | PVC | SHEATH COLOUR | BLUE | LENGTH | 2 M | TEMPERATURE RATING |  | HAZARD CLASS |  | CERTIFICATION/STANDARD | RCM/A-TICK | [48 empty] | Production Completed
STP_009 - Lot7 | Data Enrichment | SMX | OK | 2023-10-16 | 2023-11-06 |  | 1102937 | 1102937 |  |  |  | ERSA | M | 4500 | 1527163GZPCLNT100 | EA |  | CABLE,NETWRK;CAT5E,BLUE,3M,CABPL5EBL3 | CABLE,NETWRK;CAT5E,BLUE,3M,CABPL5EBL3 | [5 empty] | 1068181 @@ CNW (MOUNT ISA) ELECT WHOLESALER | PL5EBL3 | 1072012 @@ CNW (TOWNSVILLE) ELECT SUPPLIES | CABPL5EBL3 | [10 empty] | CABAC | PL5EBL3 | CNW (MOUNT ISA) ELECT WHOLESALER | PL5EBL3 | CNW (TOWNSVILLE) ELECT SUPPLIES | CABPL5EBL3 | [12 empty] | https://www.cabac.com.au/p/data-communications-networking/copper-cable-connectivity/patch-cords/patch-cords-cat5e/pl5ebl3 | [9 empty] | Enriched |  |  |  | CABLE | NETWORK | TYPE | CAT5E,PATCH LEAD | DATA TRANSFER RATE |  | ATTENUATION |  | CAPACITANCE |  | CORE STRANDS |  | DIAMETER |  | SHEATH MATERIAL | PVC | SHEATH COLOUR | BLUE | LENGTH | 3 M | TEMPERATURE RATING |  | HAZARD CLASS |  | CERTIFICATION/STANDARD | RCM/A-TICK | [48 empty] | Production Completed
STP_009 - Lot7 | Data Enrichment | SMX | OK | 2023-10-16 | 2023-11-06 |  | 1102938 | 1102938 |  |  |  | ERSA | M | 4500 | 1527164GZPCLNT100 | EA |  | CABLE,NETWRK;CAT5E,BLUE,5M,CABPL5EBL5 | CABLE,NETWRK;CAT5E,BLUE,5M,CABPL5EBL5 | [5 empty] | 1068181 @@ CNW (MOUNT ISA) ELECT WHOLESALER | PL5EBL5 | 1072012 @@ CNW (TOWNSVILLE) ELECT SUPPLIES | CABPL5EBL5 | [10 empty] | CABAC | PL5EBL5 | CNW (MOUNT ISA) ELECT WHOLESALER | PL5EBL5 | CNW (TOWNSVILLE) ELECT SUPPLIES | CABPL5EBL5 | [12 empty] | https://www.cabac.com.au/p/data-communications-networking/copper-cable-connectivity/patch-cords/patch-cords-cat5e/pl5ebl5 | [9 empty] | Enriched |  |  |  | CABLE | NETWORK | TYPE | CAT5E,PATCH LEAD | DATA TRANSFER RATE |  | ATTENUATION |  | CAPACITANCE |  | CORE STRANDS |  | DIAMETER |  | SHEATH MATERIAL | PVC | SHEATH COLOUR | BLUE | LENGTH | 5 M | TEMPERATURE RATING |  | HAZARD CLASS |  | CERTIFICATION/STANDARD | RCM/A-TICK | [48 empty] | Production Completed
STP_009 - Lot7 | Data Enrichment | SMX | OK | 2023-10-16 | 2023-11-06 |  | 1102939 | 1102939 |  |  |  | ERSA | M | 4500 | 1527165GZPCLNT100 | EA |  | CABLE,NETWRK;CAT5E,BLUE,10M,CABPL5EBL10 | CABLE,NETWRK;CAT5E,BLUE,10M,CABPL5EBL10 | [5 empty] | 1068181 @@ CNW (MOUNT ISA) ELECT WHOLESALER | PL5EBL10 | 1072012 @@ CNW (TOWNSVILLE) ELECT SUPPLIES | CABPL5EBL10 | [10 empty] | CABAC | PL5EBL10 | CNW (MOUNT ISA) ELECT WHOLESALER | PL5EBL10 | CNW (TOWNSVILLE) ELECT SUPPLIES | CABPL5EBL10 | [12 empty] | https://www.cabac.com.au/p/data-communications-networking/copper-cable-connectivity/patch-cords/patch-cords-cat5e/pl5ebl10 | [9 empty] | Enriched |  |  |  | CABLE | NETWORK | TYPE | CAT5E,PATCH LEAD | DATA TRANSFER RATE |  | ATTENUATION |  | CAPACITANCE |  | CORE STRANDS |  | DIAMETER |  | SHEATH MATERIAL | PVC | SHEATH COLOUR | BLUE | LENGTH | 10 M | TEMPERATURE RATING |  | HAZARD CLASS |  | CERTIFICATION/STANDARD | RCM/A-TICK | [48 empty] | Production Completed
STP_009 - Lot7 | Data Enrichment | SMX | OK | 2023-10-16 | 2023-11-06 |  | 1102940 | 1102940 |  |  |  | ERSA | M | 4500 | 1527166GZPCLNT100 | EA |  | CABLE,NETWRK;CAT6,BLUE,0.5M,CABPLC6BL0.5 | CABLE,NETWRK;CAT6,BLUE,0.5M,CABPLC6BL0.5 | [5 empty] | 1068181 @@ CNW (MOUNT ISA) ELECT WHOLESALER | PLC6BL0.5 | 1072012 @@ CNW (TOWNSVILLE) ELECT SUPPLIES | CABPLC6BL0.5 | [10 empty] | CABAC | PLC6BL0.5 | CNW (MOUNT ISA) ELECT WHOLESALER | PLC6BL0.5 | CNW (TOWNSVILLE) ELECT SUPPLIES | CABPLC6BL0.5 | [12 empty] | https://www.cabac.com.au/p/data-communications-networking/copper-cable-connectivity/patch-cords/patch-cords-cat6/plc6bl0-5 | [9 empty] | Enriched |  |  |  | CABLE | NETWORK | TYPE | CAT6,PATCH LEAD | DATA TRANSFER RATE |  | ATTENUATION |  | CAPACITANCE |  | CORE STRANDS |  | DIAMETER | 6 MM JACKET | SHEATH MATERIAL | PVC | SHEATH COLOUR | BLUE | LENGTH | 0.5 M | TEMPERATURE RATING |  | HAZARD CLASS |  | CERTIFICATION/STANDARD | ACMA,RCM,ROHS | [48 empty] | Production Completed
STP_009 - Lot7 | Data Enrichment | SMX | OK | 2023-10-16 | 2023-11-06 |  | 1102942 | 1102942 |  |  |  | ERSA | M | 4500 | 1527168GZPCLNT100 | EA |  | CABLE,NETWRK;CAT6,BLUE,568A,2M,KIMPL62BL | CABLE,NETWRK;CAT6,BLUE,568A,2M,KIMPL62BL | [5 empty] | 1068181 @@ CNW (MOUNT ISA) ELECT WHOLESALER | PL62BL | 1072012 @@ CNW (TOWNSVILLE) ELECT SUPPLIES | KIMPL62BL | [10 empty] | KIMBERLEY | PL62BL | CNW (MOUNT ISA) ELECT WHOLESALER | PL62BL | CNW (TOWNSVILLE) ELECT SUPPLIES | KIMPL62BL | [12 empty] | https://shop.cnw.com.au/cnw/en/AUD/All-Categories/Data/Data-Patch-Lead/CAT6-PATCH-CABLE-568A-2M-BLUE/p/KIMPL62BLSUNDAT | [9 empty] | Enriched |  | CURRENT RATING:568 A |  | CABLE | NETWORK | TYPE | CAT6,PATCH LEAD | DATA TRANSFER RATE |  | ATTENUATION |  | CAPACITANCE |  | CORE STRANDS |  | DIAMETER |  | SHEATH MATERIAL | PVC | SHEATH COLOUR | BLUE | LENGTH | 2 M | TEMPERATURE RATING |  | HAZARD CLASS |  | CERTIFICATION/STANDARD | T568A | [48 empty] | Production Completed
STP_009 - Lot7 | Data Enrichment | SMX | OK | 2023-10-16 | 2023-11-06 | SERIES MATCH | 1102943 | 1102943 |  |  |  | ERSA | M | 4500 | 1527169GZPCLNT100 | EA |  | CABLE,NETWRK;CAT6,BLUE,568A,3M,KIMPL63BL | CABLE,NETWRK;CAT6,BLUE,568A,3M,KIMPL63BL | [5 empty] | 1068181 @@ CNW (MOUNT ISA) ELECT WHOLESALER | PL63BL | 1072012 @@ CNW (TOWNSVILLE) ELECT SUPPLIES | KIMPL63BL | [10 empty] | KIMBERLEY | PL63BL | CNW (MOUNT ISA) ELECT WHOLESALER | PL63BL | CNW (TOWNSVILLE) ELECT SUPPLIES | KIMPL63BL | [12 empty] | https://shop.cnw.com.au/cnw/en/AUD/All-Categories/Data/Data-Patch-Lead/CAT6-PATCH-CABLE-568A-3M-BLUE/p/KIMPL63BLSUNDAT | [9 empty] | Enriched |  | CURRENT RATING:568 A |  | CABLE | NETWORK | TYPE | CAT6,PATCH LEAD | DATA TRANSFER RATE |  | ATTENUATION |  | CAPACITANCE |  | CORE STRANDS |  | DIAMETER |  | SHEATH MATERIAL | PVC | SHEATH COLOUR | BLUE | LENGTH | 3 M | TEMPERATURE RATING |  | HAZARD CLASS |  | CERTIFICATION/STANDARD | T568A | [48 empty] | Production Completed
STP_009 - Lot7 | Data Enrichment | SMX | OK | 2023-10-16 | 2023-11-06 | SERIES MATCH | 1102944 | 1102944 |  |  |  | ERSA | M | 4500 | 1527170GZPCLNT100 | EA |  | CABLE,NETWRK;CAT6,BLUE,568A,5M,KIMPL65BL | CABLE,NETWRK;CAT6,BLUE,568A,5M,KIMPL65BL | [5 empty] | 1068181 @@ CNW (MOUNT ISA) ELECT WHOLESALER | PL65BL | 1072012 @@ CNW (TOWNSVILLE) ELECT SUPPLIES | KIMPL65BL | [10 empty] | KIMBERLEY | PL65BL | CNW (MOUNT ISA) ELECT WHOLESALER | PL65BL | CNW (TOWNSVILLE) ELECT SUPPLIES | KIMPL65BL | [12 empty] | https://shop.cnw.com.au/cnw/en/AUD/All-Categories/Data/Data-Patch-Lead/CAT6-PATCH-CABLE-568A-5M-BLUE/p/KIMPL65BLSUNDAT | [9 empty] | Enriched |  | CURRENT RATING:568 A |  | CABLE | NETWORK | TYPE | CAT6,PATCH LEAD | DATA TRANSFER RATE |  | ATTENUATION |  | CAPACITANCE |  | CORE STRANDS |  | DIAMETER |  | SHEATH MATERIAL | PVC | SHEATH COLOUR | BLUE | LENGTH | 5 M | TEMPERATURE RATING |  | HAZARD CLASS |  | CERTIFICATION/STANDARD | T568A | [48 empty] | Production Completed
STP_009 - Lot7 | Data Enrichment | SMX | OK | 2023-10-16 | 2023-11-06 |  | 1102945 | 1102945 |  |  |  | ERSA | M | 4500 | 1527171GZPCLNT100 | EA |  | CABLE,NETWRK;CAT6,BLUE,568A,1,KIMPL610BL | CABLE,NETWRK;CAT6,BLUE,568A,1,KIMPL610BL | [5 empty] | 1068181 @@ CNW (MOUNT ISA) ELECT WHOLESALER | PL610BL | 1072012 @@ CNW (TOWNSVILLE) ELECT SUPPLIES | KIMPL610BL | [10 empty] | KIMBERLEY | PL610BL | CNW (MOUNT ISA) ELECT WHOLESALER | PL610BL | CNW (TOWNSVILLE) ELECT SUPPLIES | KIMPL610BL | [12 empty] | https://shop.cnw.com.au/cnw/en/AUD/All-Categories/Data/Data-Patch-Lead/CAT6-PATCH-CABLE-568A-10M-BLUE/p/KIMPL610BLSUNDAT | [9 empty] | Enriched |  | CURRENT RATING:568 A |  | CABLE | NETWORK | TYPE | CAT6,PATCH LEAD | DATA TRANSFER RATE |  | ATTENUATION |  | CAPACITANCE |  | CORE STRANDS |  | DIAMETER |  | SHEATH MATERIAL | PVC | SHEATH COLOUR | BLUE | LENGTH | 1 M | TEMPERATURE RATING |  | HAZARD CLASS |  | CERTIFICATION/STANDARD | T568A | [48 empty] | Production Completed
STP_009 - Lot7 | Data Enrichment | SMX | OK | 2023-10-16 | 2023-11-06 |  | 1130522 | 1130522 |  |  |  | ERSA | M | 5000 | 1598090GZPCLNT100 | EA | 3000010 | CABLE;SAN,88381189 | CABLE;SAN,88381189 | CABLE;MNFR:SANDVIK,PTNO:88381189 | CABLE;MNFR:SANDVIK,PTNO:88381189 |  | SANDVIK | 88381189 | 1068336 @@ SANDVIK MINING & CONSTRUCTION | 88381189 | [12 empty] | SANDVIK | 88381189 | SANDVIK MINING & CONSTRUCTION | 88381189 | [14 empty] | https://westxl.com/Sandvik%20Parts.pdf | [9 empty] | Enriched |  |  |  | CABLE | NO MODIFIER | TYPE |  | NUMBER OF CONDUCTORS |  | CONDUCTOR SIZE |  | VOLTAGE RATING |  | CURRENT RATING |  | CONDUCTOR MATERIAL |  | JACKET MATERIAL |  | INSULATION MATERIAL |  | TEMPERATURE RATING |  | LENGTH | 20 M | HAZARD CLASS |  | CERTIFICATION/STANDARD | [49 empty] | Production Completed
STP_009 - Lot7 | Data Enrichment | SMX | OK | 2023-10-16 | 2023-11-06 |  | 1130528 | 1130528 |  |  |  | ERSA | M | 5000 | 1597860GZPCLNT100 | EA | 3000010 | CABLE;SAN,87256649 | CABLE;SAN,87256649 | CABLE;MNFR:SANDVIK,PTNO:87256649 | CABLE;MNFR:SANDVIK,PTNO:87256649 |  | SANDVIK | 87256649 | 1068336 @@ SANDVIK MINING & CONSTRUCTION | 87256649 | [12 empty] | SANDVIK | 87256649 | SANDVIK MINING & CONSTRUCTION | 87256649 | [14 empty] | https://k-part.777parts.org/search/?q=87256649 | [9 empty] | Enriched |  |  |  | CABLE | ELECTRICAL | TYPE |  | VOLTAGE RATING | 500 V | CURRENT RATING |  | CONDUCTOR SIZE |  | NUMBER OF CONDUCTORS |  | CORE STRANDS |  | CONDUCTOR MATERIAL |  | JACKET MATERIAL |  | INSULATION MATERIAL |  | FILLER MATERIAL |  | ARMOR TYPE |  | TEMPERATURE RATING |  | LENGTH |  | JACKET COLOUR |  | HAZARD CLASS |  | CERTIFICATION/STANDARD | [41 empty] | Production Completed
STP_009 - Lot7 | Data Enrichment | SMX | OK | 2023-10-16 | 2023-11-06 |  | 1130529 | 1130529 |  |  |  | ERSA | M | 5000 | 1597859GZPCLNT100 | EA | 3000010 | CABLE;SAN,87256519 | CABLE;SAN,87256519 | CABLE;MNFR:SANDVIK,PTNO:87256519 | CABLE;MNFR:SANDVIK,PTNO:87256519 |  | SANDVIK | 87256519 | 1068336 @@ SANDVIK MINING & CONSTRUCTION | 87256519 | [12 empty] | SANDVIK | 87256519 | SANDVIK MINING & CONSTRUCTION | 87256519 | [14 empty] | https://k-part.777parts.org/search/?q=87256519 | [9 empty] | Cleansed |  |  |  | CABLE | NO MODIFIER | TYPE |  | NUMBER OF CONDUCTORS |  | CONDUCTOR SIZE |  | VOLTAGE RATING |  | CURRENT RATING |  | CONDUCTOR MATERIAL |  | JACKET MATERIAL |  | INSULATION MATERIAL |  | TEMPERATURE RATING |  | LENGTH |  | HAZARD CLASS |  | CERTIFICATION/STANDARD | [49 empty] | Production Completed
STP_009 - Lot7 | Data Enrichment | SMX | OK | 2023-10-16 | 2023-11-06 |  | 1130530 | 1130530 |  |  |  | ERSA | M | 5000 | 1597810GZPCLNT100 | EA | 3000010 | CABLE;SAN,87029419 | CABLE;SAN,87029419 | CABLE;MNFR:SANDVIK,PTNO:87029419 | CABLE;MNFR:SANDVIK,PTNO:87029419 |  | SANDVIK | 87029419 | 1068336 @@ SANDVIK MINING & CONSTRUCTION | 87029419 | [12 empty] | SANDVIK | 87029419 | SANDVIK MINING & CONSTRUCTION | 87029419 | [14 empty] | https://k-part.777parts.org/search/?q=87029419 | [9 empty] | Cleansed |  |  |  | CABLE | NO MODIFIER | TYPE |  | NUMBER OF CONDUCTORS |  | CONDUCTOR SIZE |  | VOLTAGE RATING |  | CURRENT RATING |  | CONDUCTOR MATERIAL |  | JACKET MATERIAL |  | INSULATION MATERIAL |  | TEMPERATURE RATING |  | LENGTH |  | HAZARD CLASS |  | CERTIFICATION/STANDARD | [49 empty] | Production Completed
STP_009 - Lot7 | Data Enrichment | SMX | OK | 2023-10-16 | 2023-11-06 |  | 1130534 | 1130534 |  |  |  | ERSA | M | 5000 | 1597776GZPCLNT100 | EA | 3000010 | CABLE;SAN,86793809 | CABLE;SAN,86793809 | CABLE;MNFR:SANDVIK,PTNO:86793809 | CABLE;MNFR:SANDVIK,PTNO:86793809 |  | SANDVIK | 86793809 | 1068336 @@ SANDVIK MINING & CONSTRUCTION | 86793809 | [12 empty] | SANDVIK | 86793809 | SANDVIK MINING & CONSTRUCTION | 86793809 | [14 empty] | https://k-part.777parts.org/search/?q=86793809 | [9 empty] | Enriched |  |  |  | CABLE | ELECTRICAL | TYPE |  | VOLTAGE RATING | 500 V | CURRENT RATING |  | CONDUCTOR SIZE |  | NUMBER OF CONDUCTORS |  | CORE STRANDS |  | CONDUCTOR MATERIAL |  | JACKET MATERIAL |  | INSULATION MATERIAL |  | FILLER MATERIAL |  | ARMOR TYPE |  | TEMPERATURE RATING |  | LENGTH |  | JACKET COLOUR |  | HAZARD CLASS |  | CERTIFICATION/STANDARD | [41 empty] | Production Completed
STP_009 - Lot7 | Data Enrichment | SMX | OK | 2023-10-16 | 2023-11-06 |  | 1130544 | 1130544 |  |  |  | ERSA | M | 5000 | 1597254GZPCLNT100 | EA | 3000010 | CABLE;SAN,80070769 | CABLE;SAN,80070769 | CABLE;MNFR:SANDVIK,PTNO:80070769 | CABLE;MNFR:SANDVIK,PTNO:80070769 |  | SANDVIK | 80070769 | 1068336 @@ SANDVIK MINING & CONSTRUCTION | 80070769 | [12 empty] | SANDVIK | 80070769 | SANDVIK MINING & CONSTRUCTION | 80070769 | [14 empty] | https://k-part.777parts.org/search/?q=80070769 | [9 empty] | Enriched |  |  |  | LUG | CABLE | TYPE | SHOE | CABLE SIZE |  | STUD SIZE |  | MATERIAL |  | NUMBER OF HOLES |  | HAZARD CLASS |  | CERTIFICATION/STANDARD | [59 empty] | Production Completed
STP_009 - Lot7 | Data Enrichment | SMX | OK | 2023-10-16 | 2023-11-06 |  | 1130547 | 1130547 |  |  |  | ERSA | M | 5000 | 1597234GZPCLNT100 | EA | 3000010 | CABLE;SAN,80029279 | CABLE;SAN,80029279 | CABLE;MNFR:SANDVIK,PTNO:80029279 | CABLE;MNFR:SANDVIK,PTNO:80029279 |  | SANDVIK | 80029279 | 1068336 @@ SANDVIK MINING & CONSTRUCTION | 80029279 | [12 empty] | SANDVIK | 80029279 | SANDVIK MINING & CONSTRUCTION | 80029279 | [14 empty] | https://k-part.777parts.org/search/?q=80029279 | [9 empty] | Enriched |  |  |  | LUG | CABLE | TYPE | SHOE | CABLE SIZE |  | STUD SIZE |  | MATERIAL |  | NUMBER OF HOLES |  | HAZARD CLASS |  | CERTIFICATION/STANDARD | [59 empty] | Production Completed
STP_009 - Lot7 | Data Enrichment | SMX | OK | 2023-10-16 | 2023-11-06 |  | 1134782 | 1134782 | 1422736 | AU_QM_000269096 |  | ERSA | M | 5915 | 1422736GZPCLNT100 | EA |  | CABLE,COMM;1.5MM2,4PR,CU,SWA; DEKORON | CABLE,COMM;1.5MM2,4PR,CU,SWA; DEKORON | CABLE,COMM;MNFR: ,PTNO:1.5MM2,4PR,CU,SWA; DEKORON |  | CABLE,COMM;1.5MM2,4PR,CU,SWA; DEKORONCABLE,COMM;1.5MM2,4PR,CU,SWA; DEKORON |  |  | 1068181 @@ CNW (MOUNT ISA) ELECT WHOLESALER | 1422736 | 1068574 @@ SWANSTON TASMANIA PTY LTD | 1422736 | [10 empty] | CNW (MOUNT ISA) ELECT WHOLESALER | 1422736 | DEKORON |  | SWANSTON TASMANIA PTY LTD | 1422736 | [12 empty] | https://www.mouser.in/ProductDetail/Phoenix-Contact/1422736?qs=sGAEpiMZZMuGxYVy11yKKgdWjRuIB11kk2OZWGLbawc%3D | [9 empty] | Enriched |  | ARMOR MATERIAL:STEEL WIRE ARMOURED,PACKAGE QUANTITY:4 PAIR |  | CABLE | COMMUNICATION | TYPE | SENSOR/ACTUATOR | IMPEDANCE |  | DIAMETER |  | CONDUCTOR SIZE | 1.5 MM2 | CORE STRANDS |  | NUMBER OF CONDUCTORS |  | CONDUCTOR MATERIAL | COPPER | JACKET MATERIAL |  | INSULATION MATERIAL |  | LENGTH |  | VOLTAGE RATING |  | TEMPERATURE RATING |  | HAZARD CLASS |  | CERTIFICATION/STANDARD | [45 empty] | Production Completed
STP_009 - Lot7 | Data Enrichment | SMX | OK | 2023-10-16 | 2023-11-06 |  | 1141559 | 1141559 | 1401600 | AU_QM_000246138 |  | ERSA | M | 5915 | 1401600GZPCLNT100 | EA |  | CABLE,COAXL;SDI,2.5 MM2,LG 100 M | CABLE,COAXL;SDI,2.5 MM2,LG 100 M | CABLE,COAXIAL;TYPE:SDI,CONDUCTOR SIZE:2.5 MM2,LENGTH:100 M,ADDITIONAL FEATURES EN:COLOUR: RED,MNFR:01)CNW,PTNO:01)CBL2.5SDIRD |  | CABLE,COAXL;SDI,2.5 MM2,LG 100 MCABLE,COAXL;SDI,2.5MM2,100M,COLOUR: RED |  |  | 1068181 @@ CNW (MOUNT ISA) ELECT WHOLESALER | 1401600 | [10 empty] | CNW (MOUNT ISA) ELECT WHOLESALER | 1401600 | GENERIC | CBL2.5SDIRD | CNW (MOUNT ISA) ELECT WHOLESALER | 1401600 | [14 empty] | https://haymans.mmem.com.au/cbl2-2e-5sdird | [9 empty] | Enriched |  | COLOUR:RED |  | CABLE | POWER | TYPE | SDI,COAXIAL | VOLTAGE RATING | 450/750 V | CURRENT RATING |  | CONDUCTOR SIZE | 2.5 MM2 | NUMBER OF CONDUCTORS |  | CORE STRANDS | 1 | CONDUCTOR MATERIAL | PLAIN ANNEALED COPPER | JACKET MATERIAL | PVC | INSULATION MATERIAL | PVC | BEND RADIUS | 20 MM | TEMPERATURE RATING | 75 DEG C | LENGTH | 100 M | JACKET COLOR | WHITE | CERTIFICATION/STANDARD | [45 empty] | Production Completed
STP_009 - Lot7 | Data Enrichment | SMX | OK | 2023-10-16 | 2023-11-06 |  | 1146475 | 1146475 |  |  |  | ERSA | M | 1600 | 1527098GZPCLNT100 | EA |  | CABLE,NETWRK;CAT6E,UTP,,CLI30RJ45SMA6CWE | CABLE,NETWRK;CAT6E,UTP,,CLI30RJ45SMA6CWE | CABLE,NETWRK;ADDITIONAL FEATURES:CAT6E,UTP,,CLI30RJ45SMA6CWE |  |  |  |  | 1068181 @@ CNW (MOUNT ISA) ELECT WHOLESALER | 30RJ45SMA6CWE | [12 empty] | WHITE ELECTRIC | 30RJ45SMA6CWE | CNW (MOUNT ISA) ELECT WHOLESALER | 30RJ45SMA6CWE | [14 empty] | https://www.clipsal.com/products/detail?CatNo=30RJ45SMA6C&itemno=30RJ45SMA6C-WE | [9 empty] | Enriched |  |  |  | CONNECTOR | CABLE | TYPE | JACK | TRADE SIZE |  | CABLE SIZE | 24 TO 23 AWG | CONNECTION TYPE | RJ45 | CONNECTOR MATERIAL | ABS+PC | CABLE TYPE | NETWORK | HAZARD CLASS |  | CERTIFICATION/STANDARD | ANSI/TIA-568-C.2 | [56 empty] | Production Completed
STP_009 - Lot7 | Data Enrichment | SMX | OK | 2023-10-16 | 2023-11-06 |  | 1147754 | 1147754 |  |  |  | ERSA | M | 4090 | 1496222GZPCLNT100 | EA |  | CABLE,ELECTRICAL;ALCAW63 | CABLE,ELECTRICAL;ALCAW63 | CABLE,ELECTRICAL;ADDITIONAL FEATURES:ALCAW63 |  |  |  |  | 1068181 @@ CNW (MOUNT ISA) ELECT WHOLESALER | 1496222 | [12 empty] | ALCO | ALCAW63 | CNW (MOUNT ISA) ELECT WHOLESALER | 1496222 | [14 empty] | https://www.wattmaster.com.au/product/alcaw63/63mm-weatherproof-armoured-cable-gland | https://www.mmem.com.au/alcaw63 | [8 empty] | Enriched |  |  |  | GLAND | CABLE | TYPE | ELECTRICAL | NOMINAL THREAD SIZE | M63 | CABLE DIAMETER RANGE |  | MATERIAL | BRASS | DEGREE OF PROTECTION | IP66/IP68 | CABLE TYPE | WEATHERPROOF ARMOURED | LENGTH | 19 MM THREAD | COLOUR |  | TEMPERATURE RATING |  | HAZARD CLASS |  | CERTIFICATION/STANDARD | [51 empty] | Production Completed
STP_009 - Lot7 | Data Enrichment | SMX | OK | 2023-10-16 | 2023-11-06 |  | 1159169 | 1159169 | 1447344 | AU_QM_001062470 |  | ERSA | M | 1640 | 1447344GZPCLNT100 | M |  | CABLE,ELEC;PWR, BUILDING WIRE, EARTH,CNW | CABLE,ELEC;PWR, BUILDING WIRE, EARTH,CNW | CABLE,ELECTRICAL;POWER, BUILDING WIRE, EARTH,LENGTH:100 M,ADDITIONAL FEATURES EN:35 MM,MNFR:01)CNW,PTNO:01)CBL19/153BWECC |  | CABLE,POWER:35MM BUILDING WIRE EARTH; |  |  | 1068181 @@ CNW (MOUNT ISA) ELECT WHOLESALER | CBL19/153BWECC | [10 empty] | CNW (MOUNT ISA) ELECT WHOLESALER | CBL19/153BWECC | [18 empty] | URL NOT FOUND | [9 empty] | Cleansed |  |  |  | CABLE | POWER | TYPE | ELECTRICAL,BUILDING WIRE,EARTH | VOLTAGE RATING |  | CURRENT RATING |  | CONDUCTOR SIZE | 35 MM | NUMBER OF CONDUCTORS |  | CORE STRANDS |  | CONDUCTOR MATERIAL |  | JACKET MATERIAL |  | INSULATION MATERIAL |  | BEND RADIUS |  | TEMPERATURE RATING |  | LENGTH | 100 M | JACKET COLOR |  | CERTIFICATION/STANDARD | [45 empty] | Production Completed
STP_009 - Lot7 | Data Enrichment | SMX | OK | 2023-10-16 | 2023-11-06 |  | 1159516 | 1159516 | 1458733 | AU_QM_002011334 |  | ERSA | M | 1640 | 1458733GZPCLNT100 | M |  | CABLE,ELEC;PWR,0.6-1 KV,4 MM2,CONDCTS 5 | CABLE,ELEC;PWR,0.6-1 KV,4 MM2,CONDCTS 5 | CABLE,ELECTRICAL;TYPE:POWER,VOLTAGE RATING:0.6-1 KV,CONDUCTOR SIZE:4 MM2,NUMBER OF CONDUCTORS:5,CORE STRANDS:(7) 0.85 MM,JACKET MATE |  | CABLE,POWER:4MM2;7/0.85MM;4C+E;0.6/1KV;PVC-PVC-SWA |  |  | 1068181 @@ CNW (MOUNT ISA) ELECT WHOLESALER | CBL44C&ES500 | [10 empty] | CNW (MOUNT ISA) ELECT WHOLESALER | CBL44C&ES500 | [18 empty] | URL NOT FOUND | [9 empty] | Cleansed |  | STRANDS:(7) 0.85 MM,ARMOR MATERIAL:STEEL WIRE ARMOURED (SWA) |  | CABLE | POWER | TYPE | ELECTRICAL | VOLTAGE RATING | 0.6 TO 1 KV | CURRENT RATING |  | CONDUCTOR SIZE | 4 MM2 | NUMBER OF CONDUCTORS | 5 | CORE STRANDS | 4C+E | CONDUCTOR MATERIAL |  | JACKET MATERIAL | PVC | INSULATION MATERIAL | PVC | BEND RADIUS |  | TEMPERATURE RATING |  | LENGTH |  | JACKET COLOR |  | CERTIFICATION/STANDARD | [45 empty] | Production Completed
STP_009 - Lot7 | Data Enrichment | SMX | OK | 2023-10-16 | 2023-11-06 |  | 1159517 | 1159517 | 1458732 | AU_QM_002011333 |  | ERSA | M | 1640 | 1458732GZPCLNT100 | M |  | CABLE,ELEC;PWR,0.6-1 KV,4 MM2,CONDCTS 4 | CABLE,ELEC;PWR,0.6-1 KV,4 MM2,CONDCTS 4 | CABLE,ELECTRICAL;TYPE:POWER,VOLTAGE RATING:0.6-1 KV,CONDUCTOR SIZE:4 MM2,NUMBER OF CONDUCTORS:4,CORE STRANDS:(7) 0.85 MM,JACKET MATE |  | CABLE,POWER:4MM2;7/0.85MM;3C+E;0.6/1KV; |  |  | 1068181 @@ CNW (MOUNT ISA) ELECT WHOLESALER | CBL43C&ES500 | [10 empty] | CNW (MOUNT ISA) ELECT WHOLESALER | CBL43C&ES500 | [18 empty] | URL NOT FOUND | [9 empty] | Cleansed |  | STRANDS:(7) 0.85 MM |  | CABLE | POWER | TYPE | ELECTRICAL | VOLTAGE RATING | 0.6 TO 1 KV | CURRENT RATING |  | CONDUCTOR SIZE | 4 MM2 | NUMBER OF CONDUCTORS | 4 | CORE STRANDS | 3C+E | CONDUCTOR MATERIAL |  | JACKET MATERIAL |  | INSULATION MATERIAL |  | BEND RADIUS |  | TEMPERATURE RATING |  | LENGTH |  | JACKET COLOR |  | CERTIFICATION/STANDARD | [45 empty] | Production Completed
STP_009 - Lot7 | Data Enrichment | SMX | OK | 2023-10-16 | 2023-11-06 |  | 1159520 | 1159520 | 1458725 | AU_QM_002011090 |  | ERSA | M | 1640 | 1458725GZPCLNT100 | M |  | CABLE,ELEC;PWR,0.6-1 KV,1.5 MM2,INS PVC | CABLE,ELEC;PWR,0.6-1 KV,1.5 MM2,INS PVC | CABLE,ELECTRICAL;TYPE:POWER,VOLTAGE RATING:0.6-1 KV,CONDUCTOR SIZE:1.5 MM2,NUMBER OF CONDUCTORS:11,CORE STRANDS:(7) 0.5 MM,JACKET MA |  | CABLE,POWER:1.5MM2;7/0.50MM;10C+E;0.6/1KV; |  |  | 1068181 @@ CNW (MOUNT ISA) ELECT WHOLESALER | CBL1.510C&ESCO | [10 empty] | CNW (MOUNT ISA) ELECT WHOLESALER | CBL1.510C&ESCO | [18 empty] | URL NOT FOUND | [9 empty] | Cleansed |  | STRANDS:(7) 0.5 MM |  | CABLE | POWER | TYPE | ELECTRICAL | VOLTAGE RATING | 0.6 TO 1 KV | CURRENT RATING |  | CONDUCTOR SIZE | 1.5 MM2 | NUMBER OF CONDUCTORS | 11 | CORE STRANDS | 10C+E | CONDUCTOR MATERIAL |  | JACKET MATERIAL |  | INSULATION MATERIAL |  | BEND RADIUS |  | TEMPERATURE RATING |  | LENGTH |  | JACKET COLOR |  | CERTIFICATION/STANDARD | [45 empty] | Production Completed
STP_009 - Lot7 | Data Enrichment | SMX | OK | 2023-10-16 | 2023-11-06 |  | 1170108 | 1170108 | 1447345 | AU_QM_001062488 |  | ERSA | M | 1640 | 1447345GZPCLNT100 | EA |  | CABLE,ELEC;PWR,CONDCTS 11,JCKT PVC SWA | CABLE,ELEC;PWR,CONDCTS 11,JCKT PVC SWA | CABLE,ELECTRICAL;TYPE:POWER,NUMBER OF CONDUCTORS:11,JACKET MATERIAL:PVC SWA,INSULATION MATERIAL:PVC,LENGTH:500 M,ADDITIONAL FEATURES |  | CABLE,POWER:1.5MM 10 CORE & EARTH CONTROL OR SHEATH; |  |  | 1068181 @@ CNW (MOUNT ISA) ELECT WHOLESALER | 1.510C&ESCO500 | [10 empty] | CNW (MOUNT ISA) ELECT WHOLESALER | 1.510C&ESCO500 | [18 empty] | URL NOT FOUND | [9 empty] | Cleansed |  | ARMOR MATERIAL:STEEL WIRE ARMOURED |  | CABLE | POWER | TYPE | ELECTRICAL | VOLTAGE RATING |  | CURRENT RATING |  | CONDUCTOR SIZE |  | NUMBER OF CONDUCTORS | 11 | CORE STRANDS |  | CONDUCTOR MATERIAL |  | JACKET MATERIAL | PVC | INSULATION MATERIAL | PVC | BEND RADIUS |  | TEMPERATURE RATING |  | LENGTH | 500 M | JACKET COLOR |  | CERTIFICATION/STANDARD | [45 empty] | Production Completed
STP_009 - Lot7 | Data Enrichment | SMX | OK | 2023-10-16 | 2023-11-06 |  | 1170569 | 1170569 | 1458721 | AU_QM_002011040 |  | ERSA | M | 1640 | 1458721GZPCLNT100 | M |  | CABLE,ELEC;PWR,0.6-1 KV,1.5 MM2,INS PVC | CABLE,ELEC;PWR,0.6-1 KV,1.5 MM2,INS PVC | CABLE,ELECTRICAL;TYPE:POWER,VOLTAGE RATING:0.6-1 KV,CONDUCTOR SIZE:1.5 MM2,NUMBER OF CONDUCTORS:3,CORE STRANDS:(7) 0.5 MM,JACKET MAT |  | CABLE,POWER:1.5MM2;7/0.50MM;2C+E;0.6/1KV; |  |  | 1068181 @@ CNW (MOUNT ISA) ELECT WHOLESALER | 1.52C&ES500 | [10 empty] | CNW (MOUNT ISA) ELECT WHOLESALER | 1.52C&ES500 | [18 empty] | URL NOT FOUND | [9 empty] | Cleansed |  | STRANDS:(7) 0.5 MM |  | CABLE | POWER | TYPE | ELECTRICAL | VOLTAGE RATING | 0.6 TO 1 KV | CURRENT RATING |  | CONDUCTOR SIZE | 1.5 MM2 | NUMBER OF CONDUCTORS | 3 | CORE STRANDS | 2C+E | CONDUCTOR MATERIAL |  | JACKET MATERIAL |  | INSULATION MATERIAL | PVC | BEND RADIUS |  | TEMPERATURE RATING |  | LENGTH |  | JACKET COLOR |  | CERTIFICATION/STANDARD | [45 empty] | Production Completed
STP_009 - Lot7 | Data Enrichment | SMX | OK | 2023-10-16 | 2023-11-06 |  | 1175537 | 1175537 | 1458722 | AU_QM_002011050 |  | ERSA | M | 1640 | 1458722GZPCLNT100 | M |  | CABLE,ELEC;PWR,0.6-1 KV,1.5 MM2,INS PVC | CABLE,ELEC;PWR,0.6-1 KV,1.5 MM2,INS PVC | CABLE,ELECTRICAL;TYPE:POWER,VOLTAGE RATING:0.6-1 KV,CONDUCTOR SIZE:1.5 MM2,NUMBER OF CONDUCTORS:4,CORE STRANDS:(7) 0.5 MM,JACKET MAT |  | CABLE,POWER:1.5MM2;7/0.50MM;3C+E;0.6/1KV; |  |  | 1068181 @@ CNW (MOUNT ISA) ELECT WHOLESALER | 1.53C&ES | [10 empty] | CNW (MOUNT ISA) ELECT WHOLESALER | 1.53C&ES | [18 empty] | URL NOT FOUND | [9 empty] | Cleansed |  | STRANDS:(7) 0.5 MM |  | CABLE | POWER | TYPE | ELECTRICAL | VOLTAGE RATING | 0.6 TO 1 KV | CURRENT RATING |  | CONDUCTOR SIZE | 1.5 MM2 | NUMBER OF CONDUCTORS | 4 | CORE STRANDS | 3C+E | CONDUCTOR MATERIAL |  | JACKET MATERIAL |  | INSULATION MATERIAL | PVC | BEND RADIUS |  | TEMPERATURE RATING |  | LENGTH |  | JACKET COLOR |  | CERTIFICATION/STANDARD | [45 empty] | Production Completed
STP_009 - Lot7 | Data Enrichment | SMX | OK | 2023-10-16 | 2023-11-06 |  | 1175989 | 1175989 | 1366704 | AU_QM_000169572 |  | ERSA | M | 1640 | 1366704GZPCLNT100 | M |  | CABLE,ASSY;FLEXIBLE,6 MM2,1,V90,CNW | CABLE,ASSY;FLEXIBLE,6 MM2,1,V90,CNW | CABLE,ASSEMBLY;TYPE:FLEXIBLE,CONDUCTOR SIZE:6 MM2,NUMBER OF CONDUCTORS:1,JACKET MATERIAL:V90,ADDITIONAL FEATURES EN:SPECIAL PURPOSE,MNFR:01)CNW,PTNO:01)CBL61CV90ECC |  | CABLE,SPECIAL PURPOSE,ELECTRICAL: FLEX CABLE; 6.0MM; 1C; V90 EARTH |  |  | 1068181 @@ CNW (MOUNT ISA) ELECT WHOLESALER | 1366704 | [12 empty] | GENERIC | CBL61CV90ECC | CNW (MOUNT ISA) ELECT WHOLESALER | 1366704 | CNW | CBL61CV90ECC | [12 empty] | https://shop.cnw.com.au/cnw/en/AUD/AllCategories/Cable-and-Wire/Flexible-Cable/FLEX-CABLE-6-0MM-1C-V90-EARTH/p/CBL61CV90ECCA10 | [9 empty] | Enriched | 26121600 Electrical cable and accessories |  |  | CABLE | ASSEMBLY | TYPE | SPECIAL PURPOSE,ELECTRICAL,FLEXIBLE | VOLTAGE RATING | 0.6/1 KV | CURRENT RATING | 40 A | CONDUCTOR SIZE | 6 MM2 | NUMBER OF CONDUCTORS | 1 | CORE STRANDS | 1C+E | CONDUCTOR MATERIAL | TINNED COPPER | JACKET MATERIAL | PVC V90 | INSULATION MATERIAL | PVC | TEMPERATURE RATING |  | LENGTH |  | JACKET COLOUR | GREEN,YELLOW | HAZARD CLASS |  | CERTIFICATION/STANDARD | [45 empty] | Production Completed
STP_009 - Lot7 | Data Enrichment | SMX | OK | 2023-10-16 | 2023-11-06 |  | 1176222 | 1176222 | 1403464 | AU_QM_000248176 |  | ERSA | M | 5915 | 1403464GZPCLNT100 | EA |  | CABLE,ELEC;FLEX, ORDINARY DUTY,1 MM2 | CABLE,ELEC;FLEX, ORDINARY DUTY,1 MM2 | CABLE,ELECTRICAL;TYPE:FLEXIBLE, ORDINARY DUTY,CONDUCTOR SIZE:1 MM2,NUMBER OF CONDUCTORS:3,JACKET COLOUR:GREY,MNFR:01)CNW,PTNO:01) CBL13CODGR |  | CABLE,ELEC;FLEX, ORDINARY DUTY,1 MM2CABLE,ELEC;FLEXIBLE, ORDINARY DUTY,1MM2 |  |  | 1068181 @@ CNW (MOUNT ISA) ELECT WHOLESALER | CBL13CODGR | [10 empty] | CNW (MOUNT ISA) ELECT WHOLESALER | CBL13CODGR | [18 empty] | URL NOT FOUND | [9 empty] | Cleansed |  |  |  | CABLE | ELECTRICAL | TYPE | ORDINARY DUTY,FLEXIBLE | VOLTAGE RATING |  | CURRENT RATING |  | CONDUCTOR SIZE | 1 MM2 | NUMBER OF CONDUCTORS | 3 | CORE STRANDS |  | CONDUCTOR MATERIAL |  | JACKET MATERIAL |  | INSULATION MATERIAL |  | FILLER MATERIAL |  | ARMOR TYPE |  | TEMPERATURE RATING |  | LENGTH |  | JACKET COLOUR | GREY | HAZARD CLASS |  | CERTIFICATION/STANDARD | [41 empty] | Production Completed
STP_009 - Lot7 | Data Enrichment | SMX | OK | 2023-10-16 | 2023-11-06 |  | 1177609 | 1177609 | 1458735 | AU_QM_002011353 |  | ERSA | M | 1640 | 1458735GZPCLNT100 | M |  | CABLE,ELEC;PWR,0.6-1 KV,16 MM2,CONDCTS 4 | CABLE,ELEC;PWR,0.6-1 KV,16 MM2,CONDCTS 4 | CABLE,ELECTRICAL;TYPE:POWER,VOLTAGE RATING:0.6-1 KV,CONDUCTOR SIZE:16 MM2,NUMBER OF CONDUCTORS:4,CORE STRANDS:(7) 1.7 MM,JACKET MATE |  | CABLE,POWER:16MM2;7/1.70MM;3C+E;0.6/1KV; |  |  | 1068181 @@ CNW (MOUNT ISA) ELECT WHOLESALER | CBL163C&ES | [10 empty] | CNW (MOUNT ISA) ELECT WHOLESALER | CBL163C&ES | [18 empty] | URL NOT FOUND | [9 empty] | Cleansed |  | STRANDS:(7) 1.7 MM |  | CABLE | POWER | TYPE | ELECTRICAL | VOLTAGE RATING | 0.6 TO 1 KV | CURRENT RATING |  | CONDUCTOR SIZE | 16 MM2 | NUMBER OF CONDUCTORS |  | CORE STRANDS | 3C+E | CONDUCTOR MATERIAL |  | JACKET MATERIAL |  | INSULATION MATERIAL |  | BEND RADIUS |  | TEMPERATURE RATING |  | LENGTH |  | JACKET COLOR |  | CERTIFICATION/STANDARD | [45 empty] | Production Completed
STP_009 - Lot7 | Data Enrichment | SMX | OK | 2023-10-16 | 2023-11-06 |  | 1180523 | 1180523 |  |  |  | ERSA | M | 4500 | 1522811GZPCLNT100 | EA |  | CABLE,COMM;PPT,SRCK610702 | CABLE COMUNIC; | CABLE,COMMUNICATION;ADDITIONAL FEATURES EN:PPT,SRCK610702 | CABLE COMUNICACION; |  |  |  | 1068181 @@ CNW (MOUNT ISA) ELECT WHOLESALER | 1522811 | [10 empty] | CNW (MOUNT ISA) ELECT WHOLESALER | 1522811 | MOTOROLA | SRCK610702 | [16 empty] | https://shop.sensear.com/cables/motorola-gp328-multi-pin-m4-cable-with-inline-ptt-for-sm1b-sm1p/ | [9 empty] | Enriched |  | PPT |  | CABLE | COMMUNICATION | TYPE | TWO-WAY RADIO,MULTI-PIN | IMPEDANCE |  | DIAMETER | M4 | CONDUCTOR SIZE |  | CORE STRANDS |  | NUMBER OF CONDUCTORS |  | CONDUCTOR MATERIAL |  | JACKET MATERIAL |  | INSULATION MATERIAL |  | LENGTH |  | VOLTAGE RATING |  | TEMPERATURE RATING |  | HAZARD CLASS |  | CERTIFICATION/STANDARD | [45 empty] | Production Completed
STP_009 - Lot7 | Data Enrichment | SMX | OK | 2023-10-16 | 2023-11-06 | CONFLICT W.R.T INPUT PROCESSED BASED ON WEB SOURCE….................P/N UPDATED AS PER WEB SORCE | 1184921 | 1184921 |  |  |  | ERSA | M | 1640 | 1557864GZPCLNT100 | EA | 3000422 | CABLE,COMM;CNW,AFLSPLCASS-LSH-HD-48,AFLS | CABLE COMUNIC;CNW,AFLSPLCASS-LSH-HD-48 | CABLE,COMMUNICATION;MNFR:CNW,PTNO:AFLSPLCASS-LSH-HD-48,ADDITIONAL FEATURES EN:AFLSPLCASS-LSH-HD-48/96K | CABLE COMUNICACION;MNFR:CNW,PTNO:AFLSPLCASS-LSH-HD-48 |  | CNW | AFLSPLCASS-LSH-HD-48 | 1068181 @@ CNW (MOUNT ISA) ELECT WHOLESALER | AFLSPLCASS-LSH-HD-48 | [12 empty] | AFL | SPLCASS-LSH-HD-48 | CNW (MOUNT ISA) ELECT WHOLESALER | AFLSPLCASS-LSH-HD-48 | CNW | AFLSPLCASS-LSH-HD-48/96K | [12 empty] | https://afl-delivery.stylelabs.cloud/api/public/content/AU-Product-Line-Reference-Guide-Enclosures-Racks?v=d74f5de8 | [9 empty] | Enriched |  |  | C/W HD COMBS,F/48/96 SPLICES | SPLICE KIT | CABLE | TYPE | COMUNICACION CASSETTE | VOLTAGE RATING |  | CONDUCTOR SIZE |  | CABLE INSULATION DIAMETER |  | LENGTH |  | SPLICES PER KIT |  | TENSILE STRENGTH |  | HAZARD CLASS |  | CERTIFICATION/STANDARD | [55 empty] | Production Completed
STP_009 - Lot7 | Data Enrichment | SMX | OK | 2023-10-16 | 2023-11-06 |  | 1184922 | 1184922 |  |  |  | ERSA | M | 1640 | 1557863GZPCLNT100 | EA | 3000422 | CABLE,COMM;CNW,AFLADPT-LCD-RDF-BU,LC DUP | CABLE COMUNIC;CNW,AFLADPT-LCD-RDF-BU | CABLE,COMMUNICATION;MNFR:CNW,PTNO:AFLADPT-LCD-RDF-BU,ADDITIONAL FEATURES EN:LC DUPLEX ADAPTER REDUCED FLANGE BLUE | CABLE COMUNICACION;MNFR:CNW,PTNO:AFLADPT-LCD-RDF-BU |  | CNW | AFLADPT-LCD-RDF-BU | 1068181 @@ CNW (MOUNT ISA) ELECT WHOLESALER | AFLADPT-LCD-RDF-BU | [12 empty] | AFL | ADPT-LCD-RDF-BU | CNW (MOUNT ISA) ELECT WHOLESALER | AFLADPT-LCD-RDF-BU | CNW | AFLADPT-LCD-RDF-BU | [12 empty] | https://afl-delivery.stylelabs.cloud/api/public/content/AU-Product-Line-Reference-Guide-Enclosures-Racks?v=d74f5de8 | [9 empty] | Cleansed |  | COLOUR:BLUE |  | ADAPTER | CABLE | TYPE | LC DUPLEX REDUCED FLANGE | CABLE SIZE |  | CONNECTION TYPE |  | MATERIAL |  | NUMBER OF CONNECTIONS |  | CONDUCTOR SIZE |  | TRADE SIZE |  | COATING/FINISH |  | HAZARD CLASS |  | CERTIFICATION/STANDARD | [53 empty] | Production Completed
STP_009 - Lot7 | Data Enrichment | SMX | OK | 2023-10-16 | 2023-11-06 | CONFLICT W.R.T INPUT PROCESSED BASED ON WEB SOURCE | 1184923 | 1184923 |  |  |  | ERSA | M | 1640 | 1557862GZPCLNT100 | EA | 3000422 | CABLE,COMM;CNW,AFLFRE-2RU-MOD-SS2,AFLFRE | CABLE COMUNIC;CNW,AFLFRE-2RU-MOD-SS2 | CABLE,COMMUNICATION;MNFR:CNW,PTNO:AFLFRE-2RU-MOD-SS2,ADDITIONAL FEATURES EN:AFLFRE-2RU-MOD-SS2 | CABLE COMUNICACION;MNFR:CNW,PTNO:AFLFRE-2RU-MOD-SS2 |  | CNW | AFLFRE-2RU-MOD-SS2 | 1068181 @@ CNW (MOUNT ISA) ELECT WHOLESALER | AFLFRE-2RU-MOD-SS2 | [12 empty] | AFL | FRE-2RU-MOD-SS2 | CNW (MOUNT ISA) ELECT WHOLESALER | AFLFRE-2RU-MOD-SS2 | CNW | AFLFRE-2RU-MOD-SS2 | [12 empty] | https://afl-delivery.stylelabs.cloud/api/public/content/AU-Product-Line-Reference-Guide-Enclosures-Racks?v=d74f5de8 | [9 empty] | Enriched |  | NUMBER OF PANEL:4 |  | ENCLOSURE | NO MODIFIER | TYPE | MODULAR STATIC SLIDING | NEMA RATING |  | SIZE |  | MATERIAL |  | NUMBER OF KNOCKOUTS |  | MOUNTING TYPE | RACK | COLOUR |  | HAZARD CLASS |  | CERTIFICATION/STANDARD | [55 empty] | Production Completed
STP_009 - Lot7 | Data Enrichment | SMX | OK | 2023-10-16 | 2023-11-06 | CONFLICT W.R.T INPUT PROCESSED BASED ON WEB SOURCE | 1184924 | 1184924 |  |  |  | ERSA | M | 1640 | 1557861GZPCLNT100 | EA | 3000422 | CABLE,COMM;CNW,AFLFRE-1RU-MOD-SS2,1RU 2 | CABLE COMUNIC;CNW,AFLFRE-1RU-MOD-SS2 | CABLE,COMMUNICATION;MNFR:CNW,PTNO:AFLFRE-1RU-MOD-SS2,ADDITIONAL FEATURES EN:1RU 2 MODULAR PANEL STATIC SLIDING ENCLOSURE | CABLE COMUNICACION;MNFR:CNW,PTNO:AFLFRE-1RU-MOD-SS2 |  | CNW | AFLFRE-1RU-MOD-SS2 | 1068181 @@ CNW (MOUNT ISA) ELECT WHOLESALER | AFLFRE-1RU-MOD-SS2 | [12 empty] | AFL | FRE-1RU-MOD-SS2 | CNW (MOUNT ISA) ELECT WHOLESALER | AFLFRE-1RU-MOD-SS2 | CNW | AFLFRE-1RU-MOD-SS2 | [12 empty] | https://afl-delivery.stylelabs.cloud/api/public/content/AU-Product-Line-Reference-Guide-Enclosures-Racks?v=d74f5de8 | [9 empty] | Cleansed |  | NUMBER OF PANEL:2,1RU |  | ENCLOSURE | NO MODIFIER | TYPE | MODULAR STATIC SLIDING | NEMA RATING |  | SIZE |  | MATERIAL |  | NUMBER OF KNOCKOUTS |  | MOUNTING TYPE | RACK | COLOUR |  | HAZARD CLASS |  | CERTIFICATION/STANDARD | [55 empty] | Production Completed
STP_009 - Lot7 | Data Enrichment | SMX | OK | 2023-10-16 | 2023-11-06 |  | 1185089 | 1185089 |  |  |  | ERSA | M | 1600 | 1557574GZPCLNT100 | EA | 3000422 | CABLE,ELEC;CNW,CMIHO4G120BK,SUBMERSIBLE4 | CABLE ELEC;CNW,CMIHO4G120BK | CABLE,ELECTRICAL;MNFR:CNW,PTNO:CMIHO4G120BK,ADDITIONAL FEATURES EN:SUBMERSIBLE HO7,4 X 120MM2 EPR/CPE 0.6/1KV BLACK TINNED | CABLE ELECTRICO;MNFR:CNW,PTNO:CMIHO4G120BK |  | CNW | CMIHO4G120BK | 1068181 @@ CNW (MOUNT ISA) ELECT WHOLESALER | CMIHO4G120BK | [10 empty] | CNW | CMIHO4G120BK |  |  | CNW (MOUNT ISA) ELECT WHOLESALER | CMIHO4G120BK | [14 empty] | URL NOT FOUND | [9 empty] | Cleansed |  | COATING/FINISH:TINNED,HO7 |  | CABLE | ELECTRICAL | TYPE | SUBMERSIBLE | VOLTAGE RATING | 0.6/1 KV | CURRENT RATING |  | CONDUCTOR SIZE | 120 MM2 | NUMBER OF CONDUCTORS |  | CORE STRANDS | 4 | CONDUCTOR MATERIAL |  | JACKET MATERIAL |  | INSULATION MATERIAL | EPR/CPE | FILLER MATERIAL |  | ARMOR TYPE |  | TEMPERATURE RATING |  | LENGTH |  | JACKET COLOUR | BLACK | HAZARD CLASS |  | CERTIFICATION/STANDARD | [41 empty] | Production Completed
STP_009 - Lot7 | Data Enrichment | SMX | OK | 2023-10-16 | 2023-11-06 |  | 1185095 | 1185095 |  |  |  | ERSA | M | 1600 | 1557567GZPCLNT100 | M | 3000422 | CABLE,CTRL;CNW,CB1.51CV90BK,FLEX CABLE 1 | CABLE CONT;CNW,CB1.51CV90BK | CABLE,CONTROL;MNFR:CNW,PTNO:CB1.51CV90BK,ADDITIONAL FEATURES EN:FLEX CABLE 1.5MM BLACK | CABLE CONTROL;MNFR:CNW,PTNO:CB1.51CV90BK |  | CNW | CB1.51CV90BK | 1068181 @@ CNW (MOUNT ISA) ELECT WHOLESALER | CB1.51CV90BK | [10 empty] | CNW | CB1.51CV90BK |  |  | CNW (MOUNT ISA) ELECT WHOLESALER | CB1.51CV90BK | [14 empty] | URL NOT FOUND | [9 empty] | Cleansed |  |  |  | CABLE | CONTROL | TYPE | FLEXIBLE | DIAMETER |  | CONDUCTOR SIZE | 1.5 MM2 | NUMBER OF CONDUCTORS |  | CORE STRANDS |  | CONDUCTOR MATERIAL |  | JACKET MATERIAL |  | INSULATION MATERIAL |  | VOLTAGE RATING |  | TEMPERATURE RATING |  | LENGTH |  | JACKET COLOUR | BLACK | HAZARD CLASS |  | CERTIFICATION/STANDARD | [45 empty] | Production Completed
STP_009 - Lot7 | Data Enrichment | SMX | OK | 2023-10-16 | 2023-11-06 |  | 1186265 | 1186265 |  |  |  | ERSA | M | 1600 | 1552964GZPCLNT100 | EA | 3000422 | CABLE;CNW,ARFM4G16BM,POWER RUBBER 3C+E 1 | CABLE;CNW,ARFM4G16BM | CABLE;MNFR:CNW,PTNO:ARFM4G16BM,ADDITIONAL FEATURES EN:POWER RUBBER 3C+E 16MM 0.6/1KV | CABLE;MNFR:CNW,PTNO:ARFM4G16BM |  | CNW | ARFM4G16BM | 1068181 @@ CNW (MOUNT ISA) ELECT WHOLESALER | ARFM4G16BM | [12 empty] | ELCON CABLE PROCESSORS | ARFM4G16BM | CNW (MOUNT ISA) ELECT WHOLESALER | ARFM4G16BM | CNW | ARFM4G16BM | [12 empty] | https://www.jrt.com.au/ajt/category/Cable/Flexible-Cable/Flexible/CABLE-POWER-RUBBER-3C%2BE-16MM-0-6-1KV/EPRARFM4G16BM/p/12023348 | [9 empty] | Enriched |  |  |  | CABLE | POWER | TYPE |  | VOLTAGE RATING | 0.6/1 KV | CURRENT RATING |  | CONDUCTOR SIZE | 16 MM2 | NUMBER OF CONDUCTORS |  | CORE STRANDS | 3C+E | CONDUCTOR MATERIAL | TINNED COPPER | JACKET MATERIAL | PE | INSULATION MATERIAL | RUBBER | BEND RADIUS |  | TEMPERATURE RATING | -25 TO 90 DEG C | LENGTH |  | JACKET COLOR | BLACK | CERTIFICATION/STANDARD | EN 60332-1-2-2004 | [44 empty] | Production Completed
STP_009 - Lot7 | Data Enrichment | SMX | OK | 2023-10-16 | 2023-11-06 |  | 1186434 | 1186434 |  |  |  | ERSA | M | 4500 | 1552779GZPCLNT100 | M | 3000422 | CABLE,COMM;CNW,MADGLTSM1LG288BK,288 SING | CABLE COMUNIC;CNW,MADGLTSM1LG288BK | CABLE,COMMUNICATION;MNFR:CNW,PTNO:MADGLTSM1LG288BK,ADDITIONAL FEATURES EN:288 SINGLE MODE FIBRE, PE/NY/PE SAC, TERMITE RESISTANT LOOSE TUBE C | CABLE COMUNICACION;MNFR:CNW,PTNO:MADGLTSM1LG288BK |  | CNW | MADGLTSM1LG288BK | 1068181 @@ CNW (MOUNT ISA) ELECT WHOLESALER | MADGLTSM1LG288BK | [10 empty] | CNW | MADGLTSM1LG288BK |  |  | CNW (MOUNT ISA) ELECT WHOLESALER | MADGLTSM1LG288BK | [14 empty] | URL NOT FOUND | [9 empty] | Cleansed |  | TERMITE RESISTANT LOOSE TUBE C |  | CABLE | COMMUNICATION | TYPE | 288 SINGLE MODE FIBRE | IMPEDANCE |  | DIAMETER |  | CONDUCTOR SIZE |  | CORE STRANDS |  | NUMBER OF CONDUCTORS |  | CONDUCTOR MATERIAL |  | JACKET MATERIAL |  | INSULATION MATERIAL | PE/NY/PE SAC | LENGTH |  | VOLTAGE RATING |  | TEMPERATURE RATING |  | HAZARD CLASS |  | CERTIFICATION/STANDARD | [45 empty] | Production Completed
STP_009 - Lot7 | Data Enrichment | SMX | OK | 2023-10-16 | 2023-11-06 |  | 1186435 | 1186435 |  |  |  | ERSA | M | 4500 | 1552778GZPCLNT100 | M | 3000422 | CABLE,COMM;CNW,MADGLTSM1BG144BK,FIBRE 14 | CABLE COMUNIC;CNW,MADGLTSM1BG144BK | CABLE,COMMUNICATION;MNFR:CNW,PTNO:MADGLTSM1BG144BK,ADDITIONAL FEATURES EN:FIBRE 144C SM OUTDOOR LT PE/NY/SAC BLACK | CABLE COMUNICACION;MNFR:CNW,PTNO:MADGLTSM1BG144BK |  | CNW | MADGLTSM1BG144BK | 1068181 @@ CNW (MOUNT ISA) ELECT WHOLESALER | MADGLTSM1BG144BK | [10 empty] | CNW | MADGLTSM1BG144BK |  |  | CNW (MOUNT ISA) ELECT WHOLESALER | MADGLTSM1BG144BK | [14 empty] | URL NOT FOUND | [9 empty] | Cleansed |  | COLOUR:BLACK |  | CABLE | COMMUNICATION | TYPE | FIBRE 144C SM OUTDOOR LT | IMPEDANCE |  | DIAMETER |  | CONDUCTOR SIZE |  | CORE STRANDS |  | NUMBER OF CONDUCTORS |  | CONDUCTOR MATERIAL |  | JACKET MATERIAL |  | INSULATION MATERIAL | PE/NY/SAC | LENGTH |  | VOLTAGE RATING |  | TEMPERATURE RATING |  | HAZARD CLASS |  | CERTIFICATION/STANDARD | [45 empty] | Production Completed
STP_009 - Lot7 | Data Enrichment | SMX | OK | 2023-10-16 | 2023-11-06 |  | 1186652 | 1186652 |  |  |  | ERSA | M | 1640 | 1552280GZPCLNT100 | ROL | 3000422 | CABLE;CNW,BI CABLE 20 | CABLE;CNW,BI CABLE 20 | CABLE;MNFR:CNW,PTNO:BI CABLE 20 | CABLE;MNFR:CNW,PTNO:BI CABLE 20 |  | CNW | BI CABLE 20 | 1068181 @@ CNW (MOUNT ISA) ELECT WHOLESALER | BI CABLE 20 | [10 empty] | CNW | BI CABLE 20 |  |  | CNW (MOUNT ISA) ELECT WHOLESALER | BI CABLE 20 | [14 empty] | URL NOT FOUND | [9 empty] | Cleansed |  |  |  | CABLE | NO MODIFIER | TYPE |  | NUMBER OF CONDUCTORS |  | CONDUCTOR SIZE |  | VOLTAGE RATING |  | CURRENT RATING |  | CONDUCTOR MATERIAL |  | JACKET MATERIAL |  | INSULATION MATERIAL |  | TEMPERATURE RATING |  | LENGTH |  | HAZARD CLASS |  | CERTIFICATION/STANDARD | [49 empty] | Production Completed
STP_009 - Lot7 | Data Enrichment | SMX | OK | 2023-10-16 | 2023-11-06 |  | 1190393 | 1190393 |  |  |  | ERSA | M | 1600 | 1574694GZPCLNT100 | EA | 3000422 | CABLE,NETWRK;CNW,BELR301601 000S1,CAT6 | RED CABLES;CNW,BELR301601 000S1 | CABLE,NETWORK;MNFR:CNW,PTNO:BELR301601 000S1,ADDITIONAL FEATURES EN:CAT6 FIELD TERMINABLE RJ45 DATATUFF | RED CABLES;MNFR:CNW,PTNO:BELR301601 000S1 |  | CNW | BELR301601 000S1 | 1068181 @@ CNW (MOUNT ISA) ELECT WHOLESALER | BELR301601 000S1 | [12 empty] | BELDEN CABLES | BELR301601000S1 | CNW (MOUNT ISA) ELECT WHOLESALER | BELR301601 000S1 | CNW | BELR301601000S1 | [12 empty] | https://www.idealelectrical.com/aie/category/Cable/Data-Cable/Data-and-communication-cable-%28copper%29/INDUST-RUGGEDIZED-RJ45-T568A-CAT6-SHIELD/BELR301601000S1/p/14293627 | [9 empty] | Cleansed |  | BRAND:DATATUFF |  | CABLE | NETWORK | TYPE | CAT6,RJ45,FIELD TERMINABLE | DATA TRANSFER RATE |  | ATTENUATION |  | CAPACITANCE |  | CORE STRANDS |  | DIAMETER |  | SHEATH MATERIAL |  | SHEATH COLOUR |  | LENGTH |  | TEMPERATURE RATING |  | HAZARD CLASS |  | CERTIFICATION/STANDARD | [49 empty] | Production Completed