## Sheet1
Project | Activities | Production User | Production Comments | Start Date | End Date | Remarks | Griha ID | MATNR | SAP MATERIAL NUMBER | ELLIPSE | LVORM | MTART | MBRSH | MATKL | BISMT | MEINS | MFRNR | MAKTX_EN | MAKTX_ES | TEXT_EN | TEXT_ES | ENRICHED DATA | Manufacturer Name | P/N | Manufacturer Name 1 | P/N 1 | Manufacturer Name 2 | P/N 2 | Manufacturer Name 3 | P/N 3 | Manufacturer Name 4 | P/N 4 | Manufacturer Name 5 | P/N 5 | Manufacturer Name 6 | P/N 6 | Input MNFR | Input PTNO | Verified MNFR from web | Verified MPN from Web | MNFR 1 | PTNO 1 | MNFR 2 | PTNO 2 | MNFR 3 | PTNO 3 | MNFR 4 | PTNO 4 | MNFR 5 | PTNO 5 | MNFR 6 | PTNO 6 | Vendor NAME | Vendor Part Number | Vendor NAME1 | Vendor Part Number1 | Reference URL | Reference URL1 | Item Number | Equipment Type | Equipment Manufacturer | Equipment Model | Equipment Serial | DWG | DRAWING VERSION | POS/TAG | Enriched/Cleansed | UNSPSC Ver.23.07 | ADDITIONAL FEATURES FROM INPUT | Additional Features from WEBSOURCE | Noun | Modifier | Attribute Name 1 | Attribute Value 1 | Attribute Name 2 | Attribute Value 2 | Attribute Name 3 | Attribute Value 3 | Attribute Name 4 | Attribute Value 4 | Attribute Name 5 | Attribute Value 5 | Attribute Name 6 | Attribute Value 6 | Attribute Name 7 | Attribute Value 7 | Attribute Name 8 | Attribute Value 8 | Attribute Name 9 | Attribute Value 9 | Attribute Name 10 | Attribute Value 10 | Attribute Name 11 | Attribute Value 11 | Attribute Name 12 | Attribute Value 12 | Attribute Name 13 | Attribute Value 13 | Attribute Name 14 | Attribute Value 14 | Attribute Name 15 | Attribute Value 15 | Attribute Name 16 | Attribute Value 16 | Attribute Name 17 | Attribute Value 17 | Attribute Name 18 | Attribute Value 18 | Attribute Name 19 | Attribute Value 19 | Attribute Name 20 | Attribute Value 20 | Attribute Name 21 | Attribute Value 21 | Attribute Name 22 | Attribute Value 22 | Attribute Name 23 | Attribute Value 23 | Attribute Name 24 | Attribute Value 24 | Attribute Name 25 | Attribute Value 25 | Attribute Name 26 | Attribute Value 26 | Attribute Name 27 | Attribute Value 27 | Attribute Name 28 | Attribute Value 28 | Attribute Name 29 | Attribute Value 29 | Attribute Name 30 | Attribute Value 30 | Attribute Name 31 | Attribute Value 31 | Attribute Name 32 | Attribute Value 32 | Attribute Name 33 | Attribute Value 33 | Attribute Name 34 | Attribute Value 34 | Attribute Name 35 | Attribute Value 35 | Attribute Name 36 | Attribute Value 36 | Status
STP_009 - Lot7 | Data Enrichment | SMX | OK | 2023-10-16 | 2023-11-08 |  | 1214682 | 1214682 |  |  |  | ERSA | M | 5920 | 138029MRM | EA |  | CABLE ASSY:CABLE ASSEMBLY;DPI1500; | CABLE ASSY:CABLE ASSEMBLY;DPI1500; | CABLE ASSY:CABLE ASSEMBLY;DPI1500; | [36 empty] | URL NOT FOUND | [9 empty] | Cleansed |  | FOR DPI1500 |  | CABLE | ASSEMBLY | TYPE |  | VOLTAGE RATING |  | CURRENT RATING |  | CONDUCTOR SIZE |  | NUMBER OF CONDUCTORS |  | CORE STRANDS |  | CONDUCTOR MATERIAL |  | JACKET MATERIAL |  | INSULATION MATERIAL |  | TEMPERATURE RATING |  | LENGTH |  | JACKET COLOUR |  | HAZARD CLASS |  | CERTIFICATION/STANDARD | [45 empty] | Production Completed
STP_009 - Lot7 | Data Enrichment | SMX | OK | 2023-10-16 | 2023-11-08 |  | 1214175 | 1214175 |  |  |  | ERSA | M | 5920 | 137835MRM | EA |  | CABLE ASSY:CABLE;PRE-WIRED PLUG;DPI1500; | CABLE ASSY:CABLE;PRE-WIRED PLUG;DPI1500; | CABLE ASSY:CABLE;PRE-WIRED PLUG;DPI1500; | [36 empty] | URL NOT FOUND | [9 empty] | Cleansed |  | FOR DPI1500 |  | CABLE | ASSEMBLY | TYPE | PRE-WIRED PLUG | VOLTAGE RATING |  | CURRENT RATING |  | CONDUCTOR SIZE |  | NUMBER OF CONDUCTORS |  | CORE STRANDS |  | CONDUCTOR MATERIAL |  | JACKET MATERIAL |  | INSULATION MATERIAL |  | TEMPERATURE RATING |  | LENGTH |  | JACKET COLOUR |  | HAZARD CLASS |  | CERTIFICATION/STANDARD | [45 empty] | Production Completed
STP_009 - Lot7 | Data Enrichment | SMX | OK | 2023-10-16 | 2023-11-08 |  | 1214176 | 1214176 |  |  |  | ERSA | M | 5920 | 137837MRM | EA |  | CABLE ASSY:CABLE;PRE-WIRED PLUG;DPI1500; | CABLE ASSY:CABLE;PRE-WIRED PLUG;DPI1500; | CABLE ASSY:CABLE;PRE-WIRED PLUG;DPI1500; | [36 empty] | URL NOT FOUND | [9 empty] | Cleansed |  | FOR DPI1500 |  | CABLE | ASSEMBLY | TYPE | PRE-WIRED PLUG | VOLTAGE RATING |  | CURRENT RATING |  | CONDUCTOR SIZE |  | NUMBER OF CONDUCTORS |  | CORE STRANDS |  | CONDUCTOR MATERIAL |  | JACKET MATERIAL |  | INSULATION MATERIAL |  | TEMPERATURE RATING |  | LENGTH |  | JACKET COLOUR |  | HAZARD CLASS |  | CERTIFICATION/STANDARD | [45 empty] | Production Completed
STP_009 - Lot7 | Data Enrichment | SMX | OK | 2023-10-16 | 2023-11-08 |  | 1214177 | 1214177 |  |  |  | ERSA | M | 5920 | 137838MRM | EA |  | CABLE ASSY:CABLE;PRE-WIRED PLUG;DPI1500; | CABLE ASSY:CABLE;PRE-WIRED PLUG;DPI1500; | CABLE ASSY:CABLE;PRE-WIRED PLUG;DPI1500; | [36 empty] | URL NOT FOUND | [9 empty] | Cleansed |  | FOR DPI1500 |  | CABLE | ASSEMBLY | TYPE | PRE-WIRED PLUG | VOLTAGE RATING |  | CURRENT RATING |  | CONDUCTOR SIZE |  | NUMBER OF CONDUCTORS |  | CORE STRANDS |  | CONDUCTOR MATERIAL |  | JACKET MATERIAL |  | INSULATION MATERIAL |  | TEMPERATURE RATING |  | LENGTH |  | JACKET COLOUR |  | HAZARD CLASS |  | CERTIFICATION/STANDARD | [45 empty] | Production Completed
STP_009 - Lot7 | Data Enrichment | SMX | OK | 2023-10-16 | 2023-11-08 |  | 1214178 | 1214178 |  |  |  | ERSA | M | 5920 | 137839MRM | EA |  | CABLE ASSY:CABLE;PRE-WIRED PLUG;DPI1500; | CABLE ASSY:CABLE;PRE-WIRED PLUG;DPI1500; | CABLE ASSY:CABLE;PRE-WIRED PLUG;DPI1500; | [36 empty] | URL NOT FOUND | [9 empty] | Cleansed |  | FOR DPI1500 |  | CABLE | ASSEMBLY | TYPE | PRE-WIRED PLUG | VOLTAGE RATING |  | CURRENT RATING |  | CONDUCTOR SIZE |  | NUMBER OF CONDUCTORS |  | CORE STRANDS |  | CONDUCTOR MATERIAL |  | JACKET MATERIAL |  | INSULATION MATERIAL |  | TEMPERATURE RATING |  | LENGTH |  | JACKET COLOUR |  | HAZARD CLASS |  | CERTIFICATION/STANDARD | [45 empty] | Production Completed
STP_009 - Lot7 | Data Enrichment | SMX | OK | 2023-10-16 | 2023-11-08 |  | 1214179 | 1214179 |  |  |  | ERSA | M | 5920 | 137840MRM | EA |  | CABLE ASSY:CABLE;PRE-WIRED PLUG;DPI1500; | CABLE ASSY:CABLE;PRE-WIRED PLUG;DPI1500; | CABLE ASSY:CABLE;PRE-WIRED PLUG;DPI1500; | [36 empty] | URL NOT FOUND | [9 empty] | Cleansed |  | FOR DPI1500 |  | CABLE | ASSEMBLY | TYPE | PRE-WIRED PLUG | VOLTAGE RATING |  | CURRENT RATING |  | CONDUCTOR SIZE |  | NUMBER OF CONDUCTORS |  | CORE STRANDS |  | CONDUCTOR MATERIAL |  | JACKET MATERIAL |  | INSULATION MATERIAL |  | TEMPERATURE RATING |  | LENGTH |  | JACKET COLOUR |  | HAZARD CLASS |  | CERTIFICATION/STANDARD | [45 empty] | Production Completed
STP_009 - Lot7 | Data Enrichment | SMX | OK | 2023-10-16 | 2023-11-08 |  | 1214180 | 1214180 |  |  |  | ERSA | M | 5920 | 137841MRM | EA |  | CABLE ASSY:CABLE;PRE-WIRED PLUG;DPI1500; | CABLE ASSY:CABLE;PRE-WIRED PLUG;DPI1500; | CABLE ASSY:CABLE;PRE-WIRED PLUG;DPI1500; | [36 empty] | URL NOT FOUND | [9 empty] | Cleansed |  | FOR DPI1500 |  | CABLE | ASSEMBLY | TYPE | PRE-WIRED PLUG | VOLTAGE RATING |  | CURRENT RATING |  | CONDUCTOR SIZE |  | NUMBER OF CONDUCTORS |  | CORE STRANDS |  | CONDUCTOR MATERIAL |  | JACKET MATERIAL |  | INSULATION MATERIAL |  | TEMPERATURE RATING |  | LENGTH |  | JACKET COLOUR |  | HAZARD CLASS |  | CERTIFICATION/STANDARD | [45 empty] | Production Completed
STP_009 - Lot7 | Data Enrichment | SMX | OK | 2023-10-16 | 2023-11-08 |  | 1061286 | 1061286 |  |  |  | ERSA | M | 1600 | 1513172GZPCLNT100 | M |  | CABLE,ELEC;CONDCT FL,CBL1.03CHDFXOR | CABLE ELEC; | CABLE,ELECTRICAL;CONDUCTOR MATERIAL:FL,CBL1.03CHDFXOR | CABLE ELECTRICO; | [17 empty] | GENERIC | CBL1.03CHDFXOR | [16 empty] | https://www.jrt.com.au/ajt/category/Cable/Flexible-Cable/Flexible/CABLE-FLEX-HEAVY-DUTY-1MM-32-020-3C-100M-ORANGE-SHEATH/CBL1-03CHDFXOR/p/10551936 | [9 empty] | Enriched |  |  |  | CABLE | ELECTRICAL | TYPE | FLEXIBLE,HEAVY DUTY | VOLTAGE RATING |  | CURRENT RATING |  | CONDUCTOR SIZE | 1 MM2 | NUMBER OF CONDUCTORS |  | CORE STRANDS | 2 | CONDUCTOR MATERIAL | COPPER | JACKET MATERIAL | PVC | INSULATION MATERIAL | PVC | FILLER MATERIAL |  | ARMOR TYPE |  | TEMPERATURE RATING |  | LENGTH | 100 M | JACKET COLOUR | ORANGE | HAZARD CLASS |  | CERTIFICATION/STANDARD | [41 empty] | Production Completed
STP_009 - Lot7 | Data Enrichment | SMX | OK | 2023-10-16 | 2023-11-08 |  | 1061285 | 1061285 |  |  |  | ERSA | M | 1600 | 1513173GZPCLNT100 | M |  | CABLE,ELEC;CONDCT FL,CBL1.53CHDFXOR | CABLE ELEC; | CABLE,ELECTRICAL;CONDUCTOR MATERIAL:FL,CBL1.53CHDFXOR | CABLE ELECTRICO; | [17 empty] | GENERIC | CBL1.53CHDFXOR | [16 empty] | https://www.rexel.com.au/are/category/Cable/Flexible-Cable/Flexible/CABLE-FLEX-HEAVY-DUTY-1-5MM-30-025-3C-100M-ORANGE-SHEATH/CBL1-53CHDFXOR/p/10551962 | [9 empty] | Enriched |  |  |  | CABLE | ELECTRICAL | TYPE | FLEXIBLE,HEAVY DUTY | VOLTAGE RATING |  | CURRENT RATING |  | CONDUCTOR SIZE | 1.5 MM2 | NUMBER OF CONDUCTORS |  | CORE STRANDS | 2 | CONDUCTOR MATERIAL | COPPER | JACKET MATERIAL | PVC | INSULATION MATERIAL | PVC | FILLER MATERIAL |  | ARMOR TYPE |  | TEMPERATURE RATING |  | LENGTH | 100 M | JACKET COLOUR | ORANGE | HAZARD CLASS |  | CERTIFICATION/STANDARD | [41 empty] | Production Completed
STP_009 - Lot7 | Data Enrichment | SMX | OK | 2023-10-16 | 2023-11-08 |  | 1061284 | 1061284 |  |  |  | ERSA | M | 1600 | 1513174GZPCLNT100 | M |  | CABLE,ELEC;CONDCT FL,CBL2.53CHDFXOR | CABLE ELEC; | CABLE,ELECTRICAL;CONDUCTOR MATERIAL:FL,CBL2.53CHDFXOR | CABLE ELECTRICO; | [17 empty] | GENERIC | CBL2.53CHDFXOR | [16 empty] | https://www.jrt.com.au/ajt/category/Cable/Flexible-Cable/Flexible/CABLE-FLEX-HEAVY-DUTY-2-5MM-50-025-3C-100M-ORANGE-SHEATH/CBL2-53CHDFXOR/p/10552031 | [9 empty] | Enriched |  |  |  | CABLE | ELECTRICAL | TYPE | FLEXIBLE,HEAVY DUTY | VOLTAGE RATING |  | CURRENT RATING |  | CONDUCTOR SIZE | 2.5 MM2 | NUMBER OF CONDUCTORS |  | CORE STRANDS | 2 | CONDUCTOR MATERIAL | COPPER | JACKET MATERIAL | PVC | INSULATION MATERIAL | PVC | FILLER MATERIAL |  | ARMOR TYPE |  | TEMPERATURE RATING |  | LENGTH | 100 M | JACKET COLOUR | ORANGE | HAZARD CLASS |  | CERTIFICATION/STANDARD | [41 empty] | Production Completed
STP_009 - Lot7 | Data Enrichment | SMX | OK | 2023-10-16 | 2023-11-08 |  | 1211006 | 1211006 |  |  |  | ERSA | M | 5920 | 135569MRM | EA |  | CABLE:ASTRUM SINGLE /ASTRUM DUO POWER CA | CABLE:ASTRUM SINGLE /ASTRUM DUO POWER CA | CABLE:ASTRUM SINGLE /ASTRUM DUO POWER CABLE ; | [36 empty] | URL NOT FOUND | [9 empty] | Cleansed |  |  |  | CABLE | POWER | TYPE | ASTRUM SINGLE/DUO | VOLTAGE RATING |  | CURRENT RATING |  | CONDUCTOR SIZE |  | NUMBER OF CONDUCTORS |  | CORE STRANDS |  | CONDUCTOR MATERIAL |  | JACKET MATERIAL |  | INSULATION MATERIAL |  | BEND RADIUS |  | TEMPERATURE RATING |  | LENGTH |  | JACKET COLOR |  | CERTIFICATION/STANDARD | [45 empty] | Production Completed
STP_009 - Lot7 | Data Enrichment | SMX | OK | 2023-10-16 | 2023-11-08 |  | 1206883 | 1206883 |  |  |  | ERSA | M | 5920 | 154015MRM | EA |  | CABLE:CABLE - LINER CART | CABLE:CABLE - LINER CART | CABLE:CABLE - LINER CART | [36 empty] | URL NOT FOUND | [9 empty] | Cleansed |  |  |  | CABLE | NO MODIFIER | TYPE | LINER CART | NUMBER OF CONDUCTORS |  | CONDUCTOR SIZE |  | VOLTAGE RATING |  | CURRENT RATING |  | CONDUCTOR MATERIAL |  | JACKET MATERIAL |  | INSULATION MATERIAL |  | TEMPERATURE RATING |  | LENGTH |  | HAZARD CLASS |  | CERTIFICATION/STANDARD | [49 empty] | Production Completed
STP_009 - Lot7 | Data Enrichment | SMX | OK | 2023-10-16 | 2023-11-08 |  | 1206884 | 1206884 |  |  |  | ERSA | M | 5920 | 154016MRM | EA |  | CABLE:CABLE - LINER CART | CABLE:CABLE - LINER CART | CABLE:CABLE - LINER CART | [36 empty] | URL NOT FOUND | [9 empty] | Cleansed |  |  |  | CABLE | NO MODIFIER | TYPE | LINER CART | NUMBER OF CONDUCTORS |  | CONDUCTOR SIZE |  | VOLTAGE RATING |  | CURRENT RATING |  | CONDUCTOR MATERIAL |  | JACKET MATERIAL |  | INSULATION MATERIAL |  | TEMPERATURE RATING |  | LENGTH |  | HAZARD CLASS |  | CERTIFICATION/STANDARD | [49 empty] | Production Completed
STP_009 - Lot7 | Data Enrichment | SMX | OK | 2023-10-16 | 2023-11-08 |  | 1099152 | 1099152 | 1381663 | AU_QM_000221623 |  | ERSA | M | 5100 | 1381663GZPCLNT100 | EA | 3000024 | CABLE;ISU,8980694403 | CABLE;ISU,8980694403 | CABLE;MNFR:ISUZU,PTNO:8980694403 |  | CABLE;ISU,8980694403CABLE;ISU,8980694403 | ISUZU | 8980694403 | [14 empty] | ISUZU | 8980694403 | [16 empty] | https://www.okisuzu.com/en/index.php?m=product&id=9890 | [9 empty] | Enriched |  |  |  | CABLE | BRAKE | TYPE | FRONT LOWER PARK | DIAMETER |  | MATERIAL |  | CORE DIAMETER |  | CORE MATERIAL |  | TENSILE STRENGTH |  | TEMPERATURE RATING |  | LENGTH |  | CERTIFICATION/STANDARD | [55 empty] | Production Completed
STP_009 - Lot7 | Data Enrichment | SMX | OK | 2023-10-16 | 2023-11-08 |  | 1099149 | 1099149 | 1381819 | AU_QM_000221814 |  | ERSA | M | 5100 | 1381819GZPCLNT100 | EA | 3000028 | CABLE;MIT,CAMER | CABLE;MIT,CAMER | CABLE;MNFR:MITSUBISHI,PTNO:CAMER |  | CABLE;MIT,CAMERCABLE;MIT,CAMER | MITSUBISHI | CAMER | [12 empty] | MITSUBISHI | [19 empty] | URL NOT FOUND | [9 empty] | Cleansed |  | FOR CAMER |  | CABLE | ELECTRICAL | TYPE |  | VOLTAGE RATING |  | CURRENT RATING |  | CONDUCTOR SIZE |  | NUMBER OF CONDUCTORS |  | CORE STRANDS |  | CONDUCTOR MATERIAL |  | JACKET MATERIAL |  | INSULATION MATERIAL |  | FILLER MATERIAL |  | ARMOR TYPE |  | TEMPERATURE RATING |  | LENGTH |  | JACKET COLOUR |  | HAZARD CLASS |  | CERTIFICATION/STANDARD | [41 empty] | Production Completed
STP_009 - Lot7 | Data Enrichment | SMX | OK | 2023-10-16 | 2023-11-08 |  | 1099148 | 1099148 | 1381820 | AU_QM_000221815 |  | ERSA | M | 5100 | 1381820GZPCLNT100 | EA | 3000028 | CABLE;MIT,TRANSMITTER | CABLE;MIT,TRANSMITTER | CABLE;MNFR:MITSUBISHI,PTNO:TRANSMITTER |  | CABLE;MIT,TRANSMITTERCABLE;MIT,TRANSMITTER | MITSUBISHI | TRANSMITTER | [12 empty] | MITSUBISHI | [19 empty] | URL NOT FOUND | [9 empty] | Cleansed |  | FOR TRANSMITTER |  | CABLE | ELECTRICAL | TYPE |  | VOLTAGE RATING |  | CURRENT RATING |  | CONDUCTOR SIZE |  | NUMBER OF CONDUCTORS |  | CORE STRANDS |  | CONDUCTOR MATERIAL |  | JACKET MATERIAL |  | INSULATION MATERIAL |  | FILLER MATERIAL |  | ARMOR TYPE |  | TEMPERATURE RATING |  | LENGTH |  | JACKET COLOUR |  | HAZARD CLASS |  | CERTIFICATION/STANDARD | [41 empty] | Production Completed
STP_009 - Lot7 | Data Enrichment | SMX | OK | 2023-10-16 | 2023-11-08 |  | 1004577 | 1004577 | 1449896 | AU_QM_001120609 |  | ERSA | M | 5100 | 1449896GZPCLNT100 | EA | 3000024 | CABLE;ISU,8973505411 | CABLE;ISU,8973505411 | CABLE;MNFR:ISUZU,PTNO:8973505411 |  | CABLE ASSY,VEH BRAKE: PARK BRAKE CABLE; | ISUZU | 8973505411 | 1068514 @@ AP TOWNSVILLE P/L T/A TONY IRELA | 8973505411 | [12 empty] | ISUZU | 8973505411 | AP TOWNSVILLE P/L T/A TONY IRELA | 8973505411 | [14 empty] | https://burjauto.com/product/8973505411-isuzu/3580196 | [9 empty] | Cleansed |  | ASSEMBLY |  | CABLE | BRAKE | TYPE | PARKING VEHICLE | DIAMETER |  | MATERIAL |  | CORE DIAMETER |  | CORE MATERIAL |  | TENSILE STRENGTH |  | TEMPERATURE RATING |  | LENGTH |  | CERTIFICATION/STANDARD | [55 empty] | Production Completed
STP_009 - Lot7 | Data Enrichment | SMX | OK | 2023-10-16 | 2023-11-08 |  | 1036987 | 1036987 |  |  |  | ERSA | M | 1600 | 1517139GZPCLNT100 | M |  | CABLE;FLEX,1 CRE,120MM2,CBM1201CFLEX90OR | CABLE;FLEX,1 CRE,120MM2,CBM1201CFLEX90OR | CABLE;ADDITIONAL FEATURES:FLEX,1 CRE,120MM2,CBM1201CFLEX90OR |  |  |  |  | 1068181 @@ CNW (MOUNT ISA) ELECT WHOLESALER | CBM1201CFLEX90OR | [12 empty] | CABLEMAKERS | CBM1201CFLEX90OR | CNW (MOUNT ISA) ELECT WHOLESALER | CBM1201CFLEX90OR | [14 empty] | https://www.goelectrical.com.au/cbm1201cflex90or | [9 empty] | Enriched |  |  |  | CABLE | ELECTRICAL | TYPE | FLEXIBLE | VOLTAGE RATING |  | CURRENT RATING |  | CONDUCTOR SIZE | 120 MM2 | NUMBER OF CONDUCTORS |  | CORE STRANDS | 1 | CONDUCTOR MATERIAL |  | JACKET MATERIAL |  | INSULATION MATERIAL |  | FILLER MATERIAL |  | ARMOR TYPE |  | TEMPERATURE RATING |  | LENGTH |  | JACKET COLOUR | ORANGE | HAZARD CLASS |  | CERTIFICATION/STANDARD | [41 empty] | Production Completed
STP_009 - Lot7 | Data Enrichment | SMX | OK | 2023-10-16 | 2023-11-08 |  | 1054003 | 1054003 |  |  |  | ERSA | M | 1600 | 1584219GZPCLNT100 | EA |  | CABLE,COAXL;RG-6,75 OHM,PVC,PE FOAM | CABLE COAXIAL;RG-6,75 OHM,PVC,LG | CABLE,COAXIAL;TYPE:RG-6,IMPEDANCE:75 OHM,JACKET MATERIAL:PVC,INSULATION MATERIAL:PE FOAM,LENGTH:100 M,ADDITIONAL FEATURES EN:QUAD SHEILD | CABLE COAXIAL;TIPO:RG-6,IMPEDANCIA:75 OHM,MATERIAL CAMISA:PVC |  |  |  | 1072012 @@ CNW (TOWNSVILLE) ELECT SUPPLIES | MAT06MM-E6Q-100M | [12 empty] | MATCHMASTER | MAT06MM-E6Q-100M | CNW (TOWNSVILLE) ELECT SUPPLIES | MAT06MM-E6Q-100M | [14 empty] | https://www.rexel.com.au/are/p/10423514 | [9 empty] | Enriched |  |  |  | CABLE | COAXIAL | TYPE | RG-6,QUAD SHIELD | CAPACITANCE |  | IMPEDANCE | 75 OHM | OUTSIDE DIAMETER |  | CONDUCTOR SIZE |  | CORE STRANDS |  | CONDUCTOR MATERIAL | COPPER | JACKET MATERIAL | PVC | INSULATION MATERIAL | PE FOAM | LENGTH | 100 M | TEMPERATURE RATING |  | HAZARD CLASS |  | CERTIFICATION/STANDARD | [47 empty] | Production Completed
STP_009 - Lot7 | Data Enrichment | SMX | OK | 2023-10-16 | 2023-11-08 |  | 1055293 | 1055293 |  |  |  | ERSA | M | 1600 | 1615082GZPCLNT100 | EA |  | CABLE,EXTSN;LG 10 M,2X4MM,LENEL | CABLE EXTEN;LG 10 M | CABLE,EXTENSION;LENGTH:10 M,ADDITIONAL FEATURES EN:2X4MM,LENEL | CABLE EXTENSION;LONGITUD:10 M |  |  |  | 1068181 @@ CNW (MOUNT ISA) ELECT WHOLESALER | EWLLNL-EXTCAB10M | [12 empty] | LOTRONIC | EWLLNL-EXTCAB10M | CNW (MOUNT ISA) ELECT WHOLESALER | EWLLNL-EXTCAB10M | LENEL | [13 empty] | https://lotronic.net/gb/power-extension-cables/520-EXTCAB10M-FR-5420047136251.html | [9 empty] | Enriched |  |  | COLOUR:BLACK | CABLE | EXTENSION | TYPE |  | CONDUCTOR SIZE | 4 MM | NUMBER OF CONDUCTORS |  | LENGTH | 10 M | CONDUCTOR MATERIAL |  | CORE STRANDS | 2 | VOLTAGE RATING | 220 TO 240 VAC | DIAMETER |  | INSULATION MATERIAL |  | JACKET MATERIAL |  | END CONNECTION |  | TEMPERATURE RATING |  | HAZARD CLASS |  | CERTIFICATION/STANDARD | [45 empty] | Production Completed
STP_009 - Lot7 | Data Enrichment | SMX | OK | 2023-10-16 | 2023-11-08 |  | 1055389 | 1055389 |  |  |  | ERSA | M | 1640 | 1616150GZPCLNT100 | EA |  | CABLE,EXTSN;28 AWG,2,LG 1 M,COPPER,PVC | CABLE EXTEN;,2,LG | CABLE,EXTENSION;CONDUCTOR SIZE:28 AWG,NUMBER OF CONDUCTORS:2,LENGTH:1 M,CONDUCTOR MATERIAL:COPPER,JACKET MATERIAL:PVC,ADDITIONAL FEATURES EN:TYPE:ROUND,STANDARD:DP 1.4,HOUSING MATERIAL: ABS (MALE) / PVC (FEMA,BLK,DISPLAY PORT | CABLE EXTENSION;NUMERO CONDUCTORES:2 |  |  |  | 1068181 @@ CNW (MOUNT ISA) ELECT WHOLESALER | LIN36496 | [12 empty] | CNW (MOUNT ISA) ELECT WHOLESALER | LIN36496 | [16 empty] | https://www.markit.eu/lv/lv/lin36496/v2p23422667 | [9 empty] | Cleansed |  | STANDARD:DP 1.4,HOUSING MATERIAL:ABS (MALE)/PVC (FEMALE,BLACK,DISPLAY PORT) |  | CABLE | EXTENSION | TYPE | ROUND | CONDUCTOR SIZE | 28 AWG | NUMBER OF CONDUCTORS | 2 | LENGTH | 1 M | CONDUCTOR MATERIAL | COPPER | CORE STRANDS |  | VOLTAGE RATING |  | DIAMETER |  | INSULATION MATERIAL |  | JACKET MATERIAL | PVC | END CONNECTION | MALE X FEMALE | TEMPERATURE RATING |  | HAZARD CLASS |  | CERTIFICATION/STANDARD | [45 empty] | Production Completed
STP_009 - Lot7 | Data Enrichment | SMX | OK | 2023-10-16 | 2023-11-08 |  | 1055688 | 1055688 |  |  |  | ERSA | M | 1600 | 1584524GZPCLNT100 | M |  | CABLE,INSTR;1.5 MM,2,PVC,IOS,SWA BLK | CABLE INSTRU;,2,PVC | CABLE,INSTRUMENT;CONDUCTOR SIZE:1.5 MM,NUMBER OF CONDUCTORS:2,INSULATION MATERIAL:PVC,ADDITIONAL FEATURES EN:IOS,SWA BLK | CABLE INSTRUMENTOS;NUMERO CONDUCTORES:2,MATERIAL AISLAMIENTO:PVC |  |  |  | 1068181 @@ CNW (MOUNT ISA) ELECT WHOLESALER | CBL1.52PRINSIOSSWABK | [10 empty] | CNW (MOUNT ISA) ELECT WHOLESALER | CBL1.52PRINSIOSSWABK | [18 empty] | URL NOT FOUND | [9 empty] | Cleansed |  | ARMOR MATERIAL:STEEL WIRE |  | CABLE | INSTRUMENT | TYPE | IOS | DIAMETER |  | CONDUCTOR SIZE | 1.5 MM | NUMBER OF CONDUCTORS | 2 | CORE STRANDS |  | CONDUCTOR MATERIAL |  | JACKET MATERIAL |  | INSULATION MATERIAL | PVC | END CONNECTION |  | VOLTAGE RATING |  | TEMPERATURE RATING |  | LENGTH |  | JACKET COLOUR | BLACK | HAZARD CLASS |  | CERTIFICATION/STANDARD | [43 empty] | Production Completed
STP_009 - Lot7 | Data Enrichment | SMX | OK | 2023-10-16 | 2023-11-08 |  | 1055689 | 1055689 |  |  |  | ERSA | M | 1600 | 1584525GZPCLNT100 | M |  | CABLE;V90,25,1.5 MM,1 KV,SWA,BLK | CABLE;25,1.5 MM,1 KV | CABLE;TYPE:V90,NUMBER OF CONDUCTORS:25,CONDUCTOR SIZE:1.5 MM,VOLTAGE RATING:1 KV,ADDITIONAL FEATURES EN:SWA,BLACK,WITH EARTHING | CABLE;NUMERO CONDUCTORES:25,TAMAÃ‘O CONDUCTORES:1.5 MM,VOLTAJE:1 KV |  |  |  | 1068181 @@ CNW (MOUNT ISA) ELECT WHOLESALER | CBL1.525C+ESWA | [10 empty] | CNW (MOUNT ISA) ELECT WHOLESALER | CBL1.525C+ESWA | [18 empty] | URL NOT FOUND | [9 empty] | Cleansed |  |  |  | CABLE | ARMORED | TYPE | EARTHING | CONDUCTOR SIZE | 1.5 MM | NUMBER OF CONDUCTORS | 25 | LENGTH |  | ARMOR MATERIAL | STEEL WIRE | OUTER JACKET MATERIAL |  | CONDUCTOR MATERIAL |  | VOLTAGE RATING | 1 KV | INSULATION MATERIAL | PVC V90 | COLOR | BLACK | SHIELDED/UNSHIELDED PAIRS |  | TEMPERATURE RATING |  | OUTSIDE DIAMETER |  | CERTIFICATION/STANDARD | [45 empty] | Production Completed
STP_009 - Lot7 | Data Enrichment | SMX | OK | 2023-10-16 | 2023-11-08 |  | 1055690 | 1055690 |  |  |  | ERSA | M | 1600 | 1584526GZPCLNT100 | M |  | CABLE,INSTR;1.5 MM,8,PVC,BLACK,IOS,SWA | CABLE INSTRU;,8,PVC | CABLE,INSTRUMENT;CONDUCTOR SIZE:1.5 MM,NUMBER OF CONDUCTORS:8,INSULATION MATERIAL:PVC,JACKET COLOUR:BLACK,ADDITIONAL FEATURES EN: IOS,SWA | CABLE INSTRUMENTOS;NUMERO CONDUCTORES:8,MATERIAL AISLAMIENTO:PVC |  |  |  | 1068181 @@ CNW (MOUNT ISA) ELECT WHOLESALER | CBL1.58PRINSIOSSWABK | [10 empty] | CNW (MOUNT ISA) ELECT WHOLESALER | CBL1.58PRINSIOSSWABK | [18 empty] | URL NOT FOUND | [9 empty] | Cleansed |  | ARMOR MATERIAL:STEEL WIRE |  | CABLE | INSTRUMENT | TYPE | IOS | DIAMETER |  | CONDUCTOR SIZE | 1.5 MM | NUMBER OF CONDUCTORS | 8 | CORE STRANDS |  | CONDUCTOR MATERIAL |  | JACKET MATERIAL |  | INSULATION MATERIAL | PVC | END CONNECTION |  | VOLTAGE RATING |  | TEMPERATURE RATING |  | LENGTH |  | JACKET COLOUR | BLACK | HAZARD CLASS |  | CERTIFICATION/STANDARD | [43 empty] | Production Completed
STP_009 - Lot7 | Data Enrichment | SMX | OK | 2023-10-16 | 2023-11-08 |  | 1056438 | 1056438 |  |  |  | ERSA | M | 1600 | 1609671GZPCLNT100 | EA |  | CABLE,COAXL;WATERTIGHT,REEL,LMR400-DB | CABLE COAXIAL; | CABLE,COAXIAL;TYPE:WATERTIGHT,INSULATION MATERIAL:GAS INJECTED FOAMED POLYETHYLENE,ADDITIONAL FEATURES EN:REEL,LMR400-DB,100 M, BRAND:TIMES MICROWAVE | CABLE COAXIAL; |  |  |  | 1068181 @@ CNW (MOUNT ISA) ELECT WHOLESALER | TELLMR400-DB-100 | [12 empty] | TIMES MICROWAVE | LMR-400-DB-100 | CNW (MOUNT ISA) ELECT WHOLESALER | TELLMR400-DB-100 | [14 empty] | https://www.mouser.in/ProductDetail/Amphenol-Times-Microwave-Systems/LMR-400-DB?qs=%252BRAvXJslkuBBzGSpE9AcUQ%3D%3D&gclid=Cj0KCQiAgK2qBhCHARIsAGACuzlXXrPYtmYEYGTxSEfgeSD0c0FkwoN89P8-dni0_gs8CFfmhA4avvwaAraxEALw_wcB | [9 empty] | Enriched |  |  |  | CABLE | COAXIAL | TYPE | WATERTIGHT | CAPACITANCE |  | IMPEDANCE | 50 OHM | OUTSIDE DIAMETER |  | CONDUCTOR SIZE |  | CORE STRANDS |  | CONDUCTOR MATERIAL |  | JACKET MATERIAL | PE | INSULATION MATERIAL | GAS INJECTED FOAMED POLYETHYLENE | LENGTH | 100 M REEL | TEMPERATURE RATING | 85 DEG C | HAZARD CLASS |  | CERTIFICATION/STANDARD | [47 empty] | Production Completed
STP_009 - Lot7 | Data Enrichment | SMX | OK | 2023-10-16 | 2023-11-08 | CONFLICT W.R.T INPUT PROCESSED BASED ON WEB SOURCE | 1056441 | 1056441 |  |  |  | ERSA | M | 1600 | 1609674GZPCLNT100 | EA |  | CABLE,COAXL;CRIMP TOOL,RG58 & LMR400 | CABLE COAXIAL; | CABLE,COAXIAL;TYPE:CRIMP TOOL,ADDITIONAL FEATURES EN:RG58 & LMR400 | CABLE COAXIAL; |  |  |  | 1068181 @@ CNW (MOUNT ISA) ELECT WHOLESALER | TELHT336D2 | [13 empty] | HT336D2 | CNW (MOUNT ISA) ELECT WHOLESALER | TELHT336D2 | [14 empty] | https://www.wagneronline.com.au/crimping-tool-rg8-11-58-59-62-213/hand-tools/tools-test/ht336d2-10713/6315/pd/ | [9 empty] | Enriched |  | FOR RG58 AND LMR400 |  | CRIMPER | CABLE | TYPE | COAXIAL,TOOL | CRIMPING RANGE | 1.72 TO 10.9 MM | JAW MATERIAL |  | HANDLE DETAILS |  | HANDLE MATERIAL |  | SIZE |  | CERTIFICATION/STANDARD | [59 empty] | Production Completed
STP_009 - Lot7 | Data Enrichment | SMX | OK | 2023-10-16 | 2023-11-08 |  | 1056442 | 1056442 |  |  |  | ERSA | M | 1600 | 1609675GZPCLNT100 | EA |  | CABLE,COAXL;STRIPPER,LMR400/RG8/RG213 | CABLE COAXIAL; | CABLE,COAXIAL;TYPE:STRIPPER,ADDITIONAL FEATURES EN:LMR400/RG8/RG213 | CABLE COAXIAL; |  |  |  | 1068181 @@ CNW (MOUNT ISA) ELECT WHOLESALER | TELHT322S | [13 empty] | HT322S | CNW (MOUNT ISA) ELECT WHOLESALER | TELHT322S | [14 empty] | https://lisconet.com/product/tools-accessories/tools/tool-ht322s-hanlong-stripper-for-h1000mrc400-coaxial-cables-2-x-adjustable-blades/ | https://www.henchman.com.au/HT322S/Coaxial-Wire-Stripper-2-Step/pd.php | [8 empty] | Enriched |  | FOR LMR400/RG8/RG213 |  | STRIPPER | WIRE | TYPE | COAXIAL CABLE | CAPACITY |  | SIZE |  | BODY MATERIAL | MOLDED THERMOPLASTIC | HANDLE COLOUR |  | HAZARD CLASS |  | CERTIFICATION/STANDARD | [59 empty] | Production Completed
STP_009 - Lot7 | Data Enrichment | SMX | OK | 2023-10-16 | 2023-11-08 |  | 1056511 | 1056511 |  |  |  | ERSA | M | 1640 | 1610657GZPCLNT100 | M |  | CABLE,ELEC;CRCLR,0.6/1 KV,95 MM,STRNDS 4 | CABLE ELEC;0.6/1 KV,95 MM,HILOS | CABLE,ELECTRICAL;TYPE:CIRCULAR,VOLTAGE RATING:0.6/1 KV,CONDUCTOR SIZE:95 MM,CORE STRANDS:4,CONDUCTOR MATERIAL:COPPER,JACKET MATERIAL:PVC | CABLE ELECTRICO;VOLTAJE:0.6/1 KV,TAMAÃ‘O CONDUCTORES:95 MM |  |  |  | 1068181 @@ CNW (MOUNT ISA) ELECT WHOLESALER | CBL954CEC500 | [10 empty] | CNW (MOUNT ISA) ELECT WHOLESALER | CBL954CEC500 | [18 empty] | URL NOT FOUND | [9 empty] | Cleansed |  | THREADS |  | CABLE | ELECTRICAL | TYPE | CIRCULAR | VOLTAGE RATING | 0.6/1 KV | CURRENT RATING |  | CONDUCTOR SIZE | 95 MM | NUMBER OF CONDUCTORS |  | CORE STRANDS | 4 | CONDUCTOR MATERIAL | COPPER | JACKET MATERIAL | PVC | INSULATION MATERIAL |  | FILLER MATERIAL |  | ARMOR TYPE |  | TEMPERATURE RATING |  | LENGTH |  | JACKET COLOUR |  | HAZARD CLASS |  | CERTIFICATION/STANDARD | [41 empty] | Production Completed
STP_009 - Lot7 | Data Enrichment | SMX | OK | 2023-10-16 | 2023-11-08 |  | 1056758 | 1056758 |  |  |  | ERSA | M | 4500 | 1615210GZPCLNT100 | EA |  | CABLE,NETWRK;USB 2.0,LG 10 M,TYPE A TO B | RED CABLES;,LG | CABLE,NETWORK;TYPE:USB 2.0,LENGTH:10 M,ADDITIONAL FEATURES EN:TYPE A TO B | RED CABLES; |  |  |  | 1068181 @@ CNW (MOUNT ISA) ELECT WHOLESALER | LIN36677 | [12 empty] | LINDY | LIN36677 | CNW (MOUNT ISA) ELECT WHOLESALER | LIN36677 | [14 empty] | https://www.dcp.lv/en/usb-30-32-type-c-usb4/64996-lindy-10m-usb-20-type-a-to-b-cable-anthra-line-4002888366779.html | [9 empty] | Enriched |  | TYPE A TO B |  | CABLE | NETWORK | TYPE | USB 2.0 | DATA TRANSFER RATE |  | ATTENUATION |  | CAPACITANCE |  | CORE STRANDS |  | DIAMETER |  | SHEATH MATERIAL | PVC | SHEATH COLOUR | BLACK | LENGTH | 10 M | TEMPERATURE RATING | 0 TO 60 DEG C | HAZARD CLASS |  | CERTIFICATION/STANDARD | ROHS,REACH AND UL | [48 empty] | Production Completed
STP_009 - Lot7 | Data Enrichment | SMX | OK | 2023-10-16 | 2023-11-08 |  | 1058198 | 1058198 |  |  |  | ERSA | M | 5100 | 1586802GZPCLNT100 | EA |  | CABLE,COMM;DISPLAY PORT,LG 1 M | CABLE COMUNIC;PUERTO DE PANTALLA,LG | CABLE,COMMUNICATION;TYPE:DISPLAY PORT,LENGTH:1 M,ADDITIONAL FEATURES EN:CONNECTOR:MALE TO MALE,CONNECTOR MATERIAL:GOLD PLATED, RESOLUTION:UP TO 8K | CABLE COMUNICACION;TIPO:PUERTO DE PANTALLA |  |  |  | 1068181 @@ CNW (MOUNT ISA) ELECT WHOLESALER | CAB022.002.0231 | [12 empty] | 4CABLING | 022.002.0231 | CNW (MOUNT ISA) ELECT WHOLESALER | CAB022.002.0231 | [14 empty] | https://www.blackwoods.com.au/electrical/computer-technology/cable-charger-adaptor/4cabling-022-002-0231-1m-displayport-v1-4-cable-male-to-male-8k-60hz-black/p/01684330 | [9 empty] | Enriched |  | CONNECTOR:MALE TO MALE,CONNECTOR MATERIAL:GOLD PLATED,RESOLUTION:UP TO 8 K | COLOUR:BLACK | CABLE | COMMUNICATION | TYPE | DISPLAY PORT | IMPEDANCE |  | DIAMETER |  | CONDUCTOR SIZE |  | CORE STRANDS |  | NUMBER OF CONDUCTORS |  | CONDUCTOR MATERIAL |  | JACKET MATERIAL |  | INSULATION MATERIAL |  | LENGTH | 1 M | VOLTAGE RATING |  | TEMPERATURE RATING |  | HAZARD CLASS |  | CERTIFICATION/STANDARD | [45 empty] | Production Completed
STP_009 - Lot7 | Data Enrichment | SMX | OK | 2023-10-16 | 2023-11-08 |  | 1058199 | 1058199 |  |  |  | ERSA | M | 5100 | 1586803GZPCLNT100 | EA |  | CABLE,COMM;DISPLAY PORT,LG 3 M,BLK | CABLE COMUNIC;PUERTO DE PANTALLA,LG 3 M | CABLE,COMMUNICATION;TYPE:DISPLAY PORT,LENGTH:3 M,ADDITIONAL FEATURES EN:SUPPORTS 1920X1200 OR HDTV RESOLUTIONS UP TO 1080P,BLACK | CABLE COMUNICACION;TIPO:PUERTO DE PANTALLA,LONGITUD:3 M |  |  |  | 1068181 @@ CNW (MOUNT ISA) ELECT WHOLESALER | CAB022.002.0399 | [12 empty] | 4CABLING | 022.002.0399 | CNW (MOUNT ISA) ELECT WHOLESALER | CAB022.002.0399 | [14 empty] | https://www.4cabling.com.au/3m-displayport-male-to-dvi-d-male-cable-black.html | [9 empty] | Enriched |  | COLOUR:BLACK,SUPPORTS 1920X1200 OR HDTV RESOLUTIONS UP TO 1080 P |  | CABLE | COMMUNICATION | TYPE | DISPLAY PORT | IMPEDANCE |  | DIAMETER |  | CONDUCTOR SIZE |  | CORE STRANDS |  | NUMBER OF CONDUCTORS |  | CONDUCTOR MATERIAL |  | JACKET MATERIAL |  | INSULATION MATERIAL |  | LENGTH | 3 M | VOLTAGE RATING |  | TEMPERATURE RATING |  | HAZARD CLASS |  | CERTIFICATION/STANDARD | ISO 9001 | [44 empty] | Production Completed
STP_009 - Lot7 | Data Enrichment | SMX | OK | 2023-10-16 | 2023-11-08 |  | 1058299 | 1058299 |  |  |  | ERSA | M | 5100 | 1588530GZPCLNT100 | EA |  | CABLE,INSTR;GMX600 | CABLE INSTRU; | CABLE,INSTRUMENT;ADDITIONAL FEATURES EN:GMX600 | CABLE INSTRUMENTOS; |  |  |  | 1068181 @@ CNW (MOUNT ISA) ELECT WHOLESALER | WS-CBL | [10 empty] | CNW (MOUNT ISA) ELECT WHOLESALER | WS-CBL | [18 empty] | URL NOT FOUND | [9 empty] | Cleansed |  | FOR GMX600 |  | CABLE | INSTRUMENT | TYPE |  | DIAMETER |  | CONDUCTOR SIZE |  | NUMBER OF CONDUCTORS |  | CORE STRANDS |  | CONDUCTOR MATERIAL |  | JACKET MATERIAL |  | INSULATION MATERIAL |  | END CONNECTION |  | VOLTAGE RATING |  | TEMPERATURE RATING |  | LENGTH |  | JACKET COLOUR |  | HAZARD CLASS |  | CERTIFICATION/STANDARD | [43 empty] | Production Completed
STP_009 - Lot7 | Data Enrichment | SMX | OK | 2023-10-16 | 2023-11-08 |  | 1058404 | 1058404 |  |  |  | ERSA | M | 1600 | 1607766GZPCLNT100 | EA |  | CABLE,EXTSN;2M-2X4MM,3PIN PLU | CABLE EXTEN; | CABLE,EXTENSION;ADDITIONAL FEATURES EN:2M-2X4MM,3PIN PLU | CABLE EXTENSION; |  |  |  | 1068181 @@ CNW (MOUNT ISA) ELECT WHOLESALER | LNL-EXC2/3 | [10 empty] | CNW (MOUNT ISA) ELECT WHOLESALER | LNL-EXC2/3 | [18 empty] | URL NOT FOUND | [9 empty] | Cleansed |  |  |  | CABLE | EXTENSION | TYPE |  | CONDUCTOR SIZE | 4 MM | NUMBER OF CONDUCTORS |  | LENGTH | 2 M | CONDUCTOR MATERIAL |  | CORE STRANDS | 2 | VOLTAGE RATING |  | DIAMETER |  | INSULATION MATERIAL |  | JACKET MATERIAL |  | END CONNECTION | 3-PIN PLUG | TEMPERATURE RATING |  | HAZARD CLASS |  | CERTIFICATION/STANDARD | [45 empty] | Production Completed
STP_009 - Lot7 | Data Enrichment | SMX | OK | 2023-10-16 | 2023-11-08 |  | 1058714 | 1058714 |  |  |  | ERSA | M | 1640 | 1584233GZPCLNT100 | EA |  | CABLE;ARMRD,2,16 MM,ECC | CABLE;2,16 MM | CABLE;TYPE:ARMOURED,NUMBER OF CONDUCTORS:2,CONDUCTOR SIZE:16 MM,ADDITIONAL FEATURES EN:ECC | CABLE;NUMERO CONDUCTORES:2,TAMAÃ‘O CONDUCTORES:16 MM |  |  |  | 1068181 @@ CNW (MOUNT ISA) ELECT WHOLESALER | CBL162CES | [10 empty] | CNW (MOUNT ISA) ELECT WHOLESALER | CBL162CES | [18 empty] | URL NOT FOUND | [9 empty] | Cleansed |  |  |  | CABLE | ARMORED | TYPE | ECC | CONDUCTOR SIZE | 16 MM | NUMBER OF CONDUCTORS | 2 | LENGTH |  | ARMOR MATERIAL |  | OUTER JACKET MATERIAL |  | CONDUCTOR MATERIAL |  | VOLTAGE RATING |  | INSULATION MATERIAL |  | COLOR |  | SHIELDED/UNSHIELDED PAIRS |  | TEMPERATURE RATING |  | OUTSIDE DIAMETER |  | CERTIFICATION/STANDARD | [45 empty] | Production Completed
STP_009 - Lot7 | Data Enrichment | SMX | OK | 2023-10-16 | 2023-11-08 |  | 1059348 | 1059348 |  |  |  | ERSA | M | 1640 | 1613725GZPCLNT100 | EA |  | CABLE,FLT;2.5 MM2,8C,PVC,BLACK,450/700 V | CABLE PLANO;2.5 MM2,PVC,NEGRO | CABLE,FLAT;WIRE SIZE:2.5 MM2,CORE STRANDS:8C,SHEATH MATERIAL:PVC,SHEATH COLOUR:BLACK,VOLTAGE RATING:450/700 V,TEMPERATURE RATING:- 15 TO +70 DEG C,ADDITIONAL FEATURES EN:LIFT F 8G2,5,100 M | CABLE PLANO;TAMAÃ‘O HILOS:2.5 MM2,MATERIAL FUNDA:PVC,COLOR FUNDA:NEGRO,,CARACTERISTICAS ADICIONALES ES:BRAND:OLFLEX |  |  |  | 1068181 @@ CNW (MOUNT ISA) ELECT WHOLESALER | LAPP-0042010 | [12 empty] | LAPP CABLES | 0042010 | CNW (MOUNT ISA) ELECT WHOLESALER | LAPP-0042010 | [14 empty] | https://complete-electronics.com/0042010-olflex-lift-f-8g2-5-450-750v-lapp-cables | [9 empty] | Enriched |  | BRAND:OLFLEX,LENGTH:100 M,LIFT F 8G2,5 |  | CABLE | FLAT | TYPE | LIFT | NUMBER OF WAYS |  | WIDTH |  | CAPACITANCE |  | IMPEDANCE |  | WIRE SIZE | 2.5 MM2 | CORE STRANDS | 8 | CONDUCTOR MATERIAL |  | PITCH |  | SHEATH MATERIAL | PVC | SHEATH COLOUR | BLACK | VOLTAGE RATING | 450/700 V | TEMPERATURE RATING | -15 TO 70 DEG C | HAZARD CLASS |  | CERTIFICATION/STANDARD | IEC 60332-1-2 | [42 empty] | Production Completed
STP_009 - Lot7 | Data Enrichment | SMX | OK | 2023-10-16 | 2023-11-08 |  | 1059460 | 1059460 |  |  |  | ERSA | M | 1640 | 1614092GZPCLNT100 | M |  | CABLE,INSTR;SCREENED,0.75 MM2,2,COPPER | CABLE INSTRU;SCREENED,0.75 MM2,2,COBRE | CABLE,INSTRUMENT;TYPE:SCREENED,CONDUCTOR SIZE:0.75 MM2,NUMBER OF CONDUCTORS:2,CORE STRANDS:24/0.20 MM,CONDUCTOR MATERIAL:COPPER, INSULATION MATERIAL:PVC,VOLTAGE RATING:250 V,LENGTH:50 M,ADDITIONAL FEATURES EN:F/LEVEL TRANSMITTER | CABLE INSTRUMENTOS;TIPO:SCREENED,TAMAÃ‘O CONDUCTORES:0.75 MM2,NUMERO CONDUCTORES:2,MATERIAL CONDUCTOR:COBRE,MATERIAL AISLAMIENTO: PVC |  |  |  | 1068181 @@ CNW (MOUNT ISA) ELECT WHOLESALER | LAPP-0034702 | [12 empty] | LAPP CABLES | 0034702 | CNW (MOUNT ISA) ELECT WHOLESALER | LAPP-0034702 | [14 empty] | https://sa.lapp.com/products/unitronic-liycy-2x0-75 | [9 empty] | Enriched |  | FOR LEVEL TRANSMITTER |  | CABLE | INSTRUMENT | TYPE | SCREENED | DIAMETER | 6 MM | CONDUCTOR SIZE | 0.75 MM2 | NUMBER OF CONDUCTORS | 2 | CORE STRANDS | 24/0.2 MM | CONDUCTOR MATERIAL | COPPER | JACKET MATERIAL |  | INSULATION MATERIAL | PVC | END CONNECTION |  | VOLTAGE RATING | 250 V | TEMPERATURE RATING |  | LENGTH | 50 M | JACKET COLOUR | GREY | HAZARD CLASS |  | CERTIFICATION/STANDARD | DIN 47100 | [42 empty] | Production Completed
STP_009 - Lot7 | Data Enrichment | SMX | OK | 2023-10-16 | 2023-11-08 |  | 1059499 | 1059499 |  |  |  | ERSA | M | 1640 | 1608816GZPCLNT100 | EA |  | CABLE,COAXL;RG-58,LOW LOSS,50 OHM,20 AWG | CABLE COAXIAL;,50 OHM,DIA LADO E 4.95 MM | CABLE,COAXIAL;TYPE:LOW LOSS,IMPEDANCE:50 OHM,OUTSIDE DIAMETER:4.95 MM,CONDUCTOR SIZE:20 AWG,CONDUCTOR MATERIAL:COPPER JACKET MATERIAL:PVC,INSULATION MATERIAL:POLYETHYLENE,LENGTH:100 M,CERTIFICATION/STANDARD:AS/ACIF S008,UL758 ADDITIONAL FEATURES EN:FOR RADIO FREQUENCY,PN:RG-58,BRAND:GARLAND | CABLE COAXIAL;IMPEDANCIA:50 OHM,DIAMETRO EXTERIOR:4.95 MM,TAMAÃ‘O CONDUCTORES:20 AWG,MATERIAL CONDUCTOR:COBRE,MATERIAL CAMISA:PVC, MATERIAL AISLAMIENTO:POLIETILENO |  |  |  | 1068181 @@ CNW (MOUNT ISA) ELECT WHOLESALER | MADCC58100 | [12 empty] | GARLAND CABLE | CC58100 | CNW (MOUNT ISA) ELECT WHOLESALER | MADCC58100 | [14 empty] | https://madisonexpress.com.au/products/cc58100/ | https://shop.cnw.com.au/cnw/en/AUD/All-Categories/Cable-%26-Wire/Coaxial/COAX-CABLE-LOW-LOSS-RG5/p/GARCC58100A15 | [8 empty] | Enriched |  | FOR RADIO FREQUENCY |  | CABLE | COAXIAL | TYPE | RG-58,LOW LOSS | CAPACITANCE |  | IMPEDANCE | 50 OHM | OUTSIDE DIAMETER | 4.95 MM | CONDUCTOR SIZE | 20 AWG | CORE STRANDS | 1 | CONDUCTOR MATERIAL | COPPER | JACKET MATERIAL | PVC | INSULATION MATERIAL | POLYETHYLENE | LENGTH | 100 M | TEMPERATURE RATING |  | HAZARD CLASS |  | CERTIFICATION/STANDARD | AS/ACIF S008,UL 758 | [46 empty] | Production Completed
STP_009 - Lot7 | Data Enrichment | SMX | OK | 2023-10-16 | 2023-11-08 |  | 1059627 | 1059627 |  |  |  | ERSA | M | 1640 | 1585353GZPCLNT100 | EA |  | CABLE;FLT,2.5 MM,RUBBER,2.54 G,3C+E | CABLE;2.5 MM | CABLE;TYPE:FLAT,CONDUCTOR SIZE:2.5 MM,INSULATION MATERIAL:RUBBER,ADDITIONAL FEATURES EN:2.54 G,3C+E | CABLE;TAMAÃ‘O CONDUCTORES:2.5 MM |  |  |  | 1068181 @@ CNW (MOUNT ISA) ELECT WHOLESALER | CBL2.54G 2.5MM 3C+E | [10 empty] | CNW (MOUNT ISA) ELECT WHOLESALER | CBL2.54G 2.5MM 3C+E | [18 empty] | URL NOT FOUND | [9 empty] | Cleansed |  | INSULATION MATERIAL:RUBBER,4G |  | CABLE | FLAT | TYPE |  | NUMBER OF WAYS |  | WIDTH |  | CAPACITANCE |  | IMPEDANCE |  | WIRE SIZE | 2.5 MM | CORE STRANDS | 3C+E | CONDUCTOR MATERIAL |  | PITCH |  | SHEATH MATERIAL |  | SHEATH COLOUR |  | VOLTAGE RATING |  | TEMPERATURE RATING |  | HAZARD CLASS |  | CERTIFICATION/STANDARD | [43 empty] | Production Completed
STP_009 - Lot7 | Data Enrichment | SMX | OK | 2023-10-16 | 2023-11-08 |  | 1059746 | 1059746 |  |  |  | ERSA | M | 5100 | 1586814GZPCLNT100 | EA |  | CABLE,SGNL;4000MM,PN:MT1217 1227 040 | SEÑAL CABLE; | CABLE,SIGNAL;ADDITIONAL FEATURES EN:4000MM,PN:MT1217 1227 040 | SEÃ‘AL CABLE; |  |  |  | 1068410 @@ MAINTENANCE TECHNIQUE PTY LTD | MT1217 1227 040 | [10 empty] | MAINTENANCE TECHNIQUE PTY LTD | MT1217 1227 040 | [18 empty] | URL NOT FOUND | [9 empty] | Cleansed |  |  |  | CABLE | SIGNAL | TYPE |  | NUMBER OF CONDUCTORS |  | CONDUCTOR SIZE |  | CONNECTION TYPE |  | CONDUCTOR MATERIAL |  | LENGTH | 4000 MM | VOLTAGE RATING |  | JACKET MATERIAL |  | INSULATION MATERIAL |  | TEMPERATURE RATING |  | HAZARD CLASS |  | CERTIFICATION/STANDARD | [49 empty] | Production Completed
STP_009 - Lot7 | Data Enrichment | SMX | OK | 2023-10-16 | 2023-11-08 |  | 1060680 | 1060680 |  |  |  | ERSA | M | 1640 | 1609505GZPCLNT100 | M |  | CABLE,NETWRK;CAT5E,POLYETHYLENE,BLACK | RED CABLES;,POLIETILENO,NEGRO,LG | CABLE,NETWORK;TYPE:CAT5E,SHEATH MATERIAL:POLYETHYLENE,SHEATH COLOUR:BLACK,LENGTH:305 MTR,ADDITIONAL FEATURES EN:UV RESISTANT | RED CABLES;MATERIAL FUNDA:POLIETILENO,COLOR FUNDA:NEGRO |  |  |  | 1068181 @@ CNW (MOUNT ISA) ELECT WHOLESALER | GARUTPL5EJF305R | [12 empty] | GARLAND CABLE | UTPL5EJF305R | CNW (MOUNT ISA) ELECT WHOLESALER | GARUTPL5EJF305R | [14 empty] | https://www.goelectrical.com.au/garutpl5ejf305r | [9 empty] | Enriched |  | RESISTANT:UV |  | CABLE | NETWORK | TYPE | CAT5E | DATA TRANSFER RATE |  | ATTENUATION |  | CAPACITANCE |  | CORE STRANDS |  | DIAMETER | 6.3 MM OD | SHEATH MATERIAL | POLYETHYLENE | SHEATH COLOUR | BLACK | LENGTH | 305 M | TEMPERATURE RATING | -25 TO 70 DEG C | HAZARD CLASS |  | CERTIFICATION/STANDARD | [49 empty] | Production Completed
STP_009 - Lot7 | Data Enrichment | SMX | OK | 2023-10-16 | 2023-11-08 |  | 1060681 | 1060681 |  |  |  | ERSA | M | 1640 | 1609506GZPCLNT100 | M |  | CABLE,NETWRK;CAT5E,BLACK,LG 500 MTR | RED CABLES;,NEGRO,LG | CABLE,NETWORK;TYPE:CAT5E,SHEATH COLOUR:BLACK,LENGTH:500 MTR,ADDITIONAL FEATURES EN:POLY,UV RESISTANT | RED CABLES;COLOR FUNDA:NEGRO |  |  |  | 1068181 @@ CNW (MOUNT ISA) ELECT WHOLESALER | GARUTPL5EPP500 | [12 empty] | GARLAND CABLE | UTPL5EPP500 | CNW (MOUNT ISA) ELECT WHOLESALER | GARUTPL5EPP500 | [14 empty] | https://www.garlandcables.com.au/product/lan-cable-4-pair-cat5e-utp-poly-poly-500m/ | [9 empty] | Enriched |  | RESISTANT:UV |  | CABLE | NETWORK | TYPE | CAT5E | DATA TRANSFER RATE |  | ATTENUATION |  | CAPACITANCE | 56 PF/M | CORE STRANDS |  | DIAMETER | 0.503 MM | SHEATH MATERIAL | POLYETHYLENE | SHEATH COLOUR | BLACK | LENGTH | 500 M | TEMPERATURE RATING | -25 TO 70 DEG C | HAZARD CLASS |  | CERTIFICATION/STANDARD | AS/ACIF S008,UL 444,TIA/EIA 568 C.2 | [48 empty] | Production Completed
STP_009 - Lot7 | Data Enrichment | SMX | OK | 2023-10-16 | 2023-11-08 |  | 1060960 | 1060960 |  |  |  | ERSA | M | 1640 | 1544225GZPCLNT100 | EA |  | CABLE,EXTSN;1.8M,BATRY,240V,EATON,UPS | CABLE EXTEN; | CABLE,EXTENSION;ADDITIONAL FEATURES EN:1.8M,BATTERY,240V,EATON,UPS | CABLE EXTENSION; |  |  |  | 1068181 @@ CNW (MOUNT ISA) ELECT WHOLESALER | EATEBMCBL240 | [12 empty] | EATON | EBMCBL240 | CNW (MOUNT ISA) ELECT WHOLESALER | EATEBMCBL240 | [14 empty] | https://www.eaton.com/us/en-us/skuPage.EBMCBL240.html | [9 empty] | Enriched |  | FOR BATTERY,UPS | COLOUR:BLACK/SILVER | CABLE | EXTENSION | TYPE | EBM | CONDUCTOR SIZE |  | NUMBER OF CONDUCTORS |  | LENGTH | 1.8 M | CONDUCTOR MATERIAL |  | CORE STRANDS |  | VOLTAGE RATING | 240 V | DIAMETER |  | INSULATION MATERIAL |  | JACKET MATERIAL |  | END CONNECTION |  | TEMPERATURE RATING |  | HAZARD CLASS |  | CERTIFICATION/STANDARD | [45 empty] | Production Completed
STP_009 - Lot7 | Data Enrichment | SMX | OK | 2023-10-16 | 2023-11-08 |  | 1061337 | 1061337 |  |  |  | ERSA | M | 1640 | 1588465GZPCLNT100 | EA |  | CABLE,INSTR;INSTROLEX OVERALL SCREENED | CABLE INSTRU;,DIA 0.22 MM,1.5 MM2,PVC | CABLE,INSTRUMENT;TYPE:INSTROLEX OVERALL SCREENED,DIAMETER:0.22 MM,CONDUCTOR SIZE:1.5 MM2,CONDUCTOR MATERIAL:COPPER PLAIN ANNEALED, INSULATION MATERIAL:PVC,VOLTAGE RATING:110 V,TEMPERATURE RATING:-25Â°C TO +75Â°C,CERTIFICATION/STANDARD:AS/NZS 1125,AS/NZS 3808, ADDITIONAL FEATURES EN:CORE IDENTIFICATION:BLACK AND WHITE COLOUREDCORES WITHNUMBERE PAIR,SHEATH COLOUR:BLACK | CABLE INSTRUMENTOS;DIAMETRO:0.22 MM,TAMAÃ‘O CONDUCTORES:1.5 MM2,MATERIAL AISLAMIENTO:PVC |  |  |  | 1068181 @@ CNW (MOUNT ISA) ELECT WHOLESALER | WWC5730N | [12 empty] | WORLD WIRE CABLES | WWC5730N | CNW (MOUNT ISA) ELECT WHOLESALER | WWC5730N | [14 empty] | https://www.idealelectrical.com/aie/category/Cable/Instrumentation-Cable/Instrumentation/CABLE-INSTRUMENT-10PR-7-0-50-16AWG-I-O-1-5MM2/WWC5730/p/10779255 | [9 empty] | Cleansed |  | CORE IDENTIFICATION:BLACK AND WHITE COLOURED CORES WITH NUMBERE PAIR |  | CABLE | INSTRUMENT | TYPE | INSTROLEX OVERALL SCREENED | DIAMETER | 0.22 MM | CONDUCTOR SIZE | 1.5 MM2 | NUMBER OF CONDUCTORS |  | CORE STRANDS |  | CONDUCTOR MATERIAL | COPPER PLAIN ANNEALED | JACKET MATERIAL |  | INSULATION MATERIAL | PVC | END CONNECTION |  | VOLTAGE RATING | 110 V | TEMPERATURE RATING | -25 TO 75 DEG C | LENGTH |  | JACKET COLOUR | BLACK | HAZARD CLASS |  | CERTIFICATION/STANDARD | AS/NZS 1125,AS/NZS 3808 | [42 empty] | Production Completed
STP_009 - Lot7 | Data Enrichment | SMX | OK | 2023-10-16 | 2023-11-08 |  | 1062051 | 1062051 |  |  |  | ERSA | M | 1640 | 1607096GZPCLNT100 | EA |  | CABLE,SGNL; 1000MM | SEÑAL CABLE; | CABLE,SIGNAL;ADDITIONAL FEATURES EN: 1000MM | SEÃ‘AL CABLE; |  |  |  | 1068410 @@ MAINTENANCE TECHNIQUE PTY LTD | MT1217 1221 101 | [10 empty] | MAINTENANCE TECHNIQUE PTY LTD | MT1217 1221 101 | [18 empty] | URL NOT FOUND | [9 empty] | Cleansed |  |  |  | CABLE | SIGNAL | TYPE |  | NUMBER OF CONDUCTORS |  | CONDUCTOR SIZE |  | CONNECTION TYPE |  | CONDUCTOR MATERIAL |  | LENGTH | 1000 MM | VOLTAGE RATING |  | JACKET MATERIAL |  | INSULATION MATERIAL |  | TEMPERATURE RATING |  | HAZARD CLASS |  | CERTIFICATION/STANDARD | [49 empty] | Production Completed
STP_009 - Lot7 | Data Enrichment | SMX | OK | 2023-10-16 | 2023-11-08 |  | 1062053 | 1062053 |  |  |  | ERSA | M | 1640 | 1607113GZPCLNT100 | EA |  | CABLE,SGNL; 6000MM | SEÑAL CABLE; | CABLE,SIGNAL;ADDITIONAL FEATURES EN: 6000MM | SEÃ‘AL CABLE; |  |  |  | 1068410 @@ MAINTENANCE TECHNIQUE PTY LTD | MT1211 1221 060 | [10 empty] | MAINTENANCE TECHNIQUE PTY LTD | MT1211 1221 060 | [18 empty] | URL NOT FOUND | [9 empty] | Cleansed |  |  |  | CABLE | SIGNAL | TYPE |  | NUMBER OF CONDUCTORS |  | CONDUCTOR SIZE |  | CONNECTION TYPE |  | CONDUCTOR MATERIAL |  | LENGTH | 6000 MM | VOLTAGE RATING |  | JACKET MATERIAL |  | INSULATION MATERIAL |  | TEMPERATURE RATING |  | HAZARD CLASS |  | CERTIFICATION/STANDARD | [49 empty] | Production Completed
STP_009 - Lot7 | Data Enrichment | SMX | OK | 2023-10-16 | 2023-11-08 |  | 1062055 | 1062055 |  |  |  | ERSA | M | 1640 | 1607098GZPCLNT100 | EA |  | CABLE,SGNL; 4000MM | SEÑAL CABLE; | CABLE,SIGNAL;ADDITIONAL FEATURES EN: 4000MM | SEÃ‘AL CABLE; |  |  |  | 1068410 @@ MAINTENANCE TECHNIQUE PTY LTD | MT1217 1221 040 | [10 empty] | MAINTENANCE TECHNIQUE PTY LTD | MT1217 1221 040 | [18 empty] | URL NOT FOUND | [9 empty] | Cleansed |  |  |  | CABLE | SIGNAL | TYPE |  | NUMBER OF CONDUCTORS |  | CONDUCTOR SIZE |  | CONNECTION TYPE |  | CONDUCTOR MATERIAL |  | LENGTH | 4000 MM | VOLTAGE RATING |  | JACKET MATERIAL |  | INSULATION MATERIAL |  | TEMPERATURE RATING |  | HAZARD CLASS |  | CERTIFICATION/STANDARD | [49 empty] | Production Completed
STP_009 - Lot7 | Data Enrichment | SMX | OK | 2023-10-16 | 2023-11-08 |  | 1062057 | 1062057 |  |  |  | ERSA | M | 1640 | 1607093GZPCLNT100 | EA |  | CABLE,SGNL;1500MM | SEÑAL CABLE; | CABLE,SIGNAL;ADDITIONAL FEATURES EN:1500MM | SEÃ‘AL CABLE; |  |  |  | 1068410 @@ MAINTENANCE TECHNIQUE PTY LTD | MT1217 1227 015 | [12 empty] | MAINTENANCE TECHNIQUE PTY LTD | MT1217 1227 015 | [16 empty] | https://www.mtunderground.com/wp-content/uploads/2020/07/211213-CATALOGUE-BOOM-_-FEED-ASSEMBLY-MTM7-RHS17-CA-1.pdf | [9 empty] | Cleansed |  |  |  | CABLE | SIGNAL | TYPE |  | NUMBER OF CONDUCTORS |  | CONDUCTOR SIZE |  | CONNECTION TYPE |  | CONDUCTOR MATERIAL |  | LENGTH | 1500 MM | VOLTAGE RATING |  | JACKET MATERIAL |  | INSULATION MATERIAL |  | TEMPERATURE RATING |  | HAZARD CLASS |  | CERTIFICATION/STANDARD | [49 empty] | Production Completed
STP_009 - Lot7 | Data Enrichment | SMX | OK | 2023-10-16 | 2023-11-08 |  | 1062076 | 1062076 |  |  |  | ERSA | M | 1640 | 1607112GZPCLNT100 | EA |  | CABLE,SGNL; 5000MM | SEÑAL CABLE; | CABLE,SIGNAL;ADDITIONAL FEATURES EN: 5000MM | SEÃ‘AL CABLE; |  |  |  | 1068410 @@ MAINTENANCE TECHNIQUE PTY LTD | MT1211 1221 050 | [10 empty] | MAINTENANCE TECHNIQUE PTY LTD | MT1211 1221 050 | [18 empty] | URL NOT FOUND | [9 empty] | Cleansed |  |  |  | CABLE | SIGNAL | TYPE |  | NUMBER OF CONDUCTORS |  | CONDUCTOR SIZE |  | CONNECTION TYPE |  | CONDUCTOR MATERIAL |  | LENGTH | 5000 MM | VOLTAGE RATING |  | JACKET MATERIAL |  | INSULATION MATERIAL |  | TEMPERATURE RATING |  | HAZARD CLASS |  | CERTIFICATION/STANDARD | [49 empty] | Production Completed
STP_009 - Lot7 | Data Enrichment | SMX | OK | 2023-10-16 | 2023-11-08 |  | 1062077 | 1062077 |  |  |  | ERSA | M | 1640 | 1607097GZPCLNT100 | EA |  | CABLE,SGNL; 3500MM | SEÑAL CABLE; | CABLE,SIGNAL;ADDITIONAL FEATURES EN: 3500MM | SEÃ‘AL CABLE; |  |  |  | 1068410 @@ MAINTENANCE TECHNIQUE PTY LTD | MT1217 1221 035 | [12 empty] | MAINTENANCE TECHNIQUE PTY LTD | MT1217 1221 035 | [16 empty] | https://www.mtunderground.com/wp-content/uploads/2020/07/211213-CATALOGUE-BOOM-_-FEED-ASSEMBLY-MTM7-RHS17-CA-1.pdf | [9 empty] | Cleansed |  |  |  | CABLE | SIGNAL | TYPE |  | NUMBER OF CONDUCTORS |  | CONDUCTOR SIZE |  | CONNECTION TYPE |  | CONDUCTOR MATERIAL |  | LENGTH | 3500 MM | VOLTAGE RATING |  | JACKET MATERIAL |  | INSULATION MATERIAL |  | TEMPERATURE RATING |  | HAZARD CLASS |  | CERTIFICATION/STANDARD | [49 empty] | Production Completed
STP_009 - Lot7 | Data Enrichment | SMX | OK | 2023-10-16 | 2023-11-08 |  | 1062078 | 1062078 |  |  |  | ERSA | M | 1640 | 1607110GZPCLNT100 | EA |  | CABLE,SGNL; 1500MM | SEÑAL CABLE; | CABLE,SIGNAL;ADDITIONAL FEATURES EN: 1500MM | SEÃ‘AL CABLE; |  |  |  | 1068410 @@ MAINTENANCE TECHNIQUE PTY LTD | MT1211 1221 015 | [12 empty] | MAINTENANCE TECHNIQUE PTY LTD | MT1211 1221 015 | [16 empty] | https://www.mtunderground.com/wp-content/uploads/2020/12/211011-CATALOGUE-BOOM-_-FEED-ASSEMBLY-MTS7C-RHS09-15-CA.pdf | [9 empty] | Cleansed |  |  |  | CABLE | SIGNAL | TYPE |  | NUMBER OF CONDUCTORS |  | CONDUCTOR SIZE |  | CONNECTION TYPE |  | CONDUCTOR MATERIAL |  | LENGTH | 1500 MM | VOLTAGE RATING |  | JACKET MATERIAL |  | INSULATION MATERIAL |  | TEMPERATURE RATING |  | HAZARD CLASS |  | CERTIFICATION/STANDARD | [49 empty] | Production Completed
STP_009 - Lot7 | Data Enrichment | SMX | OK | 2023-10-16 | 2023-11-08 |  | 1062079 | 1062079 |  |  |  | ERSA | M | 1640 | 1607095GZPCLNT100 | EA |  | CABLE,SGNL; 5000MM | SEÑAL CABLE; | CABLE,SIGNAL;ADDITIONAL FEATURES EN: 5000MM | SEÃ‘AL CABLE; |  |  |  | 1068410 @@ MAINTENANCE TECHNIQUE PTY LTD | MT1217 1227 050 | [10 empty] | MAINTENANCE TECHNIQUE PTY LTD | MT1217 1227 050 | [18 empty] | URL NOT FOUND | [9 empty] | Cleansed |  |  |  | CABLE | SIGNAL | TYPE |  | NUMBER OF CONDUCTORS |  | CONDUCTOR SIZE |  | CONNECTION TYPE |  | CONDUCTOR MATERIAL |  | LENGTH | 5000 MM | VOLTAGE RATING |  | JACKET MATERIAL |  | INSULATION MATERIAL |  | TEMPERATURE RATING |  | HAZARD CLASS |  | CERTIFICATION/STANDARD | [49 empty] | Production Completed
STP_009 - Lot7 | Data Enrichment | SMX | OK | 2023-10-16 | 2023-11-08 |  | 1062091 | 1062091 |  |  |  | ERSA | M | 1640 | 1607094GZPCLNT100 | EA |  | CABLE,SGNL;2500MM | SEÑAL CABLE; | CABLE,SIGNAL;ADDITIONAL FEATURES EN:2500MM | SEÃ‘AL CABLE; |  |  |  | 1068410 @@ MAINTENANCE TECHNIQUE PTY LTD | MT1217 1227 025 | [10 empty] | MAINTENANCE TECHNIQUE PTY LTD | MT1217 1227 025 | [18 empty] | URL NOT FOUND | [9 empty] | Cleansed |  |  |  | CABLE | SIGNAL | TYPE |  | NUMBER OF CONDUCTORS |  | CONDUCTOR SIZE |  | CONNECTION TYPE |  | CONDUCTOR MATERIAL |  | LENGTH | 2500 MM | VOLTAGE RATING |  | JACKET MATERIAL |  | INSULATION MATERIAL |  | TEMPERATURE RATING |  | HAZARD CLASS |  | CERTIFICATION/STANDARD | [49 empty] | Production Completed
STP_009 - Lot7 | Data Enrichment | SMX | OK | 2023-10-16 | 2023-11-08 |  | 1062229 | 1062229 |  |  |  | ERSA | M | 5100 | 1587101GZPCLNT100 | M |  | CABLE,INSTR;1.5 MM2,1,BARE COPPER,PVC | CABLE INSTRU;1.5 MM2,1,COBRE DESNUDO,PVC | CABLE,INSTRUMENT;CONDUCTOR SIZE:1.5 MM2,NUMBER OF CONDUCTORS:1,CONDUCTOR MATERIAL:BARE COPPER,JACKET MATERIAL:PVC,INSULATION MATERIAL:PVC,VOLTAGE RATING:110 V,JACKET COLOUR:BLACK,ADDITIONAL FEATURES EN:BRAND:DEKRON | CABLE INSTRUMENTOS;TAMAÃ‘O CONDUCTORES:1.5 MM2,NUMERO CONDUCTORES:1,MATERIAL CONDUCTOR:COBRE DESNUDO,MATERIAL CAMISA:PVC,MATERIAL AISLAMIENTO:PVC |  |  |  | 1068181 @@ CNW (MOUNT ISA) ELECT WHOLESALER | WWC5001 | [12 empty] | WORLD WIRE CABLES | WWC5001 | CNW (MOUNT ISA) ELECT WHOLESALER | WWC5001 | DEKORON | [13 empty] | https://awm.mmem.com.au/wwc5001 | [9 empty] | Enriched |  |  |  | CABLE | INSTRUMENT | TYPE | UNARMOURED | DIAMETER | 6.4 MM | CONDUCTOR SIZE | 1.5 MM2 | NUMBER OF CONDUCTORS | 1 | CORE STRANDS |  | CONDUCTOR MATERIAL | BARE COPPER | JACKET MATERIAL | PVC | INSULATION MATERIAL | PVC | END CONNECTION |  | VOLTAGE RATING | 110 V | TEMPERATURE RATING |  | LENGTH |  | JACKET COLOUR | BLACK | HAZARD CLASS |  | CERTIFICATION/STANDARD | [43 empty] | Production Completed
STP_009 - Lot7 | Data Enrichment | SMX | OK | 2023-10-16 | 2023-11-08 |  | 1062230 | 1062230 |  |  |  | ERSA | M | 5100 | 1587100GZPCLNT100 | M |  | CABLE,INSTR;1.5 MM2,2,BARE COPPER,PVC | CABLE INSTRU;1.5 MM2,2,COBRE DESNUDO,PVC | CABLE,INSTRUMENT;CONDUCTOR SIZE:1.5 MM2,NUMBER OF CONDUCTORS:2,CONDUCTOR MATERIAL:BARE COPPER,JACKET MATERIAL:PVC,INSULATION MATERIAL:PVC,VOLTAGE RATING:110 V,JACKET COLOUR:BLACK,ADDITIONAL FEATURES EN:BRAND:DEKRON | CABLE INSTRUMENTOS;TAMAÃ‘O CONDUCTORES:1.5 MM2,NUMERO CONDUCTORES:2,MATERIAL CONDUCTOR:COBRE DESNUDO,MATERIAL CAMISA:PVC,MATERIAL AISLAMIENTO:PVC |  |  |  | 1068181 @@ CNW (MOUNT ISA) ELECT WHOLESALER | WWC5002 | [12 empty] | WORLD WIRE CABLES | WWC5002 | CNW (MOUNT ISA) ELECT WHOLESALER | WWC5002 | DEKORON | [13 empty] | https://ewm.mmem.com.au/wwc5002 | [9 empty] | Enriched |  |  |  | CABLE | INSTRUMENT | TYPE | UNARMOURED | DIAMETER |  | CONDUCTOR SIZE | 1.5 MM2 | NUMBER OF CONDUCTORS | 2 | CORE STRANDS |  | CONDUCTOR MATERIAL | BARE COPPER | JACKET MATERIAL | PVC | INSULATION MATERIAL | PVC | END CONNECTION |  | VOLTAGE RATING | 110 V | TEMPERATURE RATING |  | LENGTH |  | JACKET COLOUR | BLACK | HAZARD CLASS |  | CERTIFICATION/STANDARD | [43 empty] | Production Completed
STP_009 - Lot7 | Data Enrichment | SMX | OK | 2023-10-16 | 2023-11-08 |  | 1062231 | 1062231 |  |  |  | ERSA | M | 1640 | 1609365GZPCLNT100 | EA |  | CABLE,INSTR,1.5MM2,10 PAIR,PVC,40M,BLK | CABLE; | CABLE,INSTRUMENT;CONDUCTOR SIZE:1.5 MM2,NUMBER OF CONDUCTORS:10 PAIR,INSULATION MATERIAL:PVC,JACKET COLOUR:BLACK,LENGTH:40 M ADDITIONAL FEATURES EN:INDIVIDUAL OVERALL SCREEN,STEEL WIRE ARMOURED | CABLE; |  |  |  | 1068181 @@ CNW (MOUNT ISA) ELECT WHOLESALER | CBM1.510PRINSIOSSWA | [10 empty] | CNW (MOUNT ISA) ELECT WHOLESALER | CBM1.510PRINSIOSSWA | [18 empty] | URL NOT FOUND | [9 empty] | Cleansed |  | ARMOR MATERIAL:STEEL WIRE ARMOURED (SWA) |  | CABLE | INSTRUMENT | TYPE | INDIVIDUAL OVERALL SCREEN | DIAMETER |  | CONDUCTOR SIZE | 1.5 MM2 | NUMBER OF CONDUCTORS | 10 PAIR | CORE STRANDS |  | CONDUCTOR MATERIAL |  | JACKET MATERIAL |  | INSULATION MATERIAL | PVC | END CONNECTION |  | VOLTAGE RATING |  | TEMPERATURE RATING |  | LENGTH | 40 M | JACKET COLOUR | BLACK | HAZARD CLASS |  | CERTIFICATION/STANDARD | [43 empty] | Production Completed
STP_009 - Lot7 | Data Enrichment | SMX | OK | 2023-10-16 | 2023-11-08 |  | 1062233 | 1062233 |  |  |  | ERSA | M | 1640 | 1609363GZPCLNT100 | EA |  | CABLE,INSTR,1.5MM2,2 PAIR,PVC,600M,BLK | CABLE; | CABLE,INSTRUMENT;CONDUCTOR SIZE:1.5 MM2,NUMBER OF CONDUCTORS:2 PAIR,INSULATION MATERIAL:PVC,JACKET COLOUR:BLACK,LENGTH:600 M ADDITIONAL FEATURES EN:OVERALL SCREEN,STEEL WIRE ARMOURED | CABLE; |  |  |  | 1068181 @@ CNW (MOUNT ISA) ELECT WHOLESALER | CBM1.52PRINSOSSWABK | [10 empty] | CNW (MOUNT ISA) ELECT WHOLESALER | CBM1.52PRINSOSSWABK | [18 empty] | URL NOT FOUND | [9 empty] | Cleansed |  | ARMOR MATERIAL:STEEL WIRE ARMOURED (SWA) |  | CABLE | INSTRUMENT | TYPE | OVERALL SCREEN | DIAMETER |  | CONDUCTOR SIZE | 1.5 MM2 | NUMBER OF CONDUCTORS | 2 PAIR | CORE STRANDS |  | CONDUCTOR MATERIAL |  | JACKET MATERIAL |  | INSULATION MATERIAL | PVC | END CONNECTION |  | VOLTAGE RATING |  | TEMPERATURE RATING |  | LENGTH | 600 M | JACKET COLOUR | BLACK | HAZARD CLASS |  | CERTIFICATION/STANDARD | [43 empty] | Production Completed
STP_009 - Lot7 | Data Enrichment | SMX | OK | 2023-10-16 | 2023-11-08 |  | 1062234 | 1062234 |  |  |  | ERSA | M | 1640 | 1609364GZPCLNT100 | EA |  | CABLE;CTRL,0.6/1 KV,1.5MM2,2C+E,PVC,200M | CABLE; | CABLE;TYPE:CONTROL,VOLTAGE RATING:0.6/1 KV,NUMBER OF CONDUCTORS:3C,CORE STRANDS:2C+E,INSULATION MATERIAL:PVC,LENGTH:200 M ADDITIONAL FEATURES EN:STEEL WIRE ARMOURED | CABLE; |  |  |  | 1068181 @@ CNW (MOUNT ISA) ELECT WHOLESALER | CBM1.52CECONTSWA | [10 empty] | CNW (MOUNT ISA) ELECT WHOLESALER | CBM1.52CECONTSWA | [18 empty] | URL NOT FOUND | [9 empty] | Cleansed |  | ARMOR MATERIAL:STEEL WIRE ARMOURED (SWA) |  | CABLE | CONTROL | TYPE |  | DIAMETER |  | CONDUCTOR SIZE |  | NUMBER OF CONDUCTORS | 3 | CORE STRANDS | 2C+E | CONDUCTOR MATERIAL |  | JACKET MATERIAL |  | INSULATION MATERIAL | PVC | VOLTAGE RATING | 0.6/1 KV | TEMPERATURE RATING |  | LENGTH | 200 M | JACKET COLOUR |  | HAZARD CLASS |  | CERTIFICATION/STANDARD | [45 empty] | Production Completed
STP_009 - Lot7 | Data Enrichment | SMX | OK | 2023-10-16 | 2023-11-08 |  | 1078130 | 1078130 | 1439995 | AU_QM_000982958 |  | ERSA | M | 5100 | 1439995GZPCLNT100 | EA | 3000028 | CABLE;MIT,PRUBL-1M | CABLE;MIT,PRUBL-1M | CABLE;MNFR:MITSUBISHI,PTNO:PRUBL-1M |  | CABLE ASSY,SPEC.PURPOSE,ELECT:CSM AC SERVO CABLE | MITSUBISHI | PRUBL-1M | 1070031 @@ LAWRENCE & HANSON PTY. LTD. | PRUBL-1M | [10 empty] | MITSUBISHI | PRUBL-1M |  |  | LAWRENCE & HANSON PTY. LTD. | PRUBL-1M | [14 empty] | URL NOT FOUND | [9 empty] | Cleansed |  | CSM AC SERVO |  | CABLE | ASSEMBLY | TYPE | SPECIAL PURPOSE,ELECTRICAL | VOLTAGE RATING |  | CURRENT RATING |  | CONDUCTOR SIZE |  | NUMBER OF CONDUCTORS |  | CORE STRANDS |  | CONDUCTOR MATERIAL |  | JACKET MATERIAL |  | INSULATION MATERIAL |  | TEMPERATURE RATING |  | LENGTH |  | JACKET COLOUR |  | HAZARD CLASS |  | CERTIFICATION/STANDARD | [45 empty] | Production Completed
STP_009 - Lot7 | Data Enrichment | SMX | OK | 2023-10-16 | 2023-11-08 |  | 1083719 | 1083719 |  |  |  | ERSA | M | 1640 | 1579750GZPCLNT100 | M | 3000422 | CABLE;CNW,LAP0041077,12C&E,1.5MM SCR,F/C | CABLE;CNW,LAP0041077 | CABLE;MNFR:CNW,PTNO:LAP0041077,ADDITIONAL FEATURES EN:12C&E,1.5MM SCR,F/CRANE | CABLE;MNFR:CNW,PTNO:LAP0041077 |  | CNW | LAP0041077 | 1068181 @@ CNW (MOUNT ISA) ELECT WHOLESALER | LAP0041077 | [12 empty] | LAPP CABLES | LAP0041077 | CNW (MOUNT ISA) ELECT WHOLESALER | LAP0041077 | CNW | LAP0041077 | [12 empty] | https://www.platt.com/p/1866466/lapp/lap-0041077-olflex-crane-cf-1/lap0041077 | [9 empty] | Cleansed |  | FOR CRANE,SCR |  | CABLE | ELECTRICAL | TYPE |  | VOLTAGE RATING |  | CURRENT RATING |  | CONDUCTOR SIZE | 1.5 MM | NUMBER OF CONDUCTORS |  | CORE STRANDS | 12C+E | CONDUCTOR MATERIAL |  | JACKET MATERIAL |  | INSULATION MATERIAL |  | FILLER MATERIAL |  | ARMOR TYPE |  | TEMPERATURE RATING |  | LENGTH |  | JACKET COLOUR |  | HAZARD CLASS |  | CERTIFICATION/STANDARD | [41 empty] | Production Completed
STP_009 - Lot7 | Data Enrichment | SMX | OK | 2023-10-16 | 2023-11-08 |  | 1083720 | 1083720 |  |  |  | ERSA | M | 1640 | 1579751GZPCLNT100 | M | 3000422 | CABLE;CNW,LAP0042006,12C&E,1.5MM,F/CRANE | CABLE;CNW,LAP0042006 | CABLE;MNFR:CNW,PTNO:LAP0042006,ADDITIONAL FEATURES EN:12C&E,1.5MM,F/CRANE | CABLE;MNFR:CNW,PTNO:LAP0042006 |  | CNW | LAP0042006 | 1068181 @@ CNW (MOUNT ISA) ELECT WHOLESALER | LAP0042006 | [12 empty] | LAPP CABLES | LAP0042006 | CNW (MOUNT ISA) ELECT WHOLESALER | LAP0042006 | CNW | LAP0042006 | [12 empty] | https://www.platt.com/p/1866471/lapp/lap-0042006-olflex-lift-f-12g/lap0042006 | [9 empty] | Cleansed |  | FOR CRANE |  | CABLE | ELECTRICAL | TYPE |  | VOLTAGE RATING |  | CURRENT RATING |  | CONDUCTOR SIZE | 1.5 MM | NUMBER OF CONDUCTORS |  | CORE STRANDS | 12C+E | CONDUCTOR MATERIAL |  | JACKET MATERIAL |  | INSULATION MATERIAL |  | FILLER MATERIAL |  | ARMOR TYPE |  | TEMPERATURE RATING |  | LENGTH |  | JACKET COLOUR |  | HAZARD CLASS |  | CERTIFICATION/STANDARD | [41 empty] | Production Completed
STP_009 - Lot7 | Data Enrichment | SMX | OK | 2023-10-16 | 2023-11-08 |  | 1083955 | 1083955 |  |  |  | ERSA | M | 5100 | 1512957GZPCLNT100 | EA | 3000293 | CABLE;INDT,45397 | CABLE;INDT,45397 | CABLE;MNFR:INDUCTOTHERM CORP,PTNO:45397 | CABLE;NOMBRE DEL FABRICANTE:INDUCTOTHERM CORP,NUMERO DE PIEZA DEL FABRICANTE:45397 |  | INDUCTOTHERM CORP | 45397 | 1071998 @@ INDUCTOTHERM (MELTING) PTY LTD | 45397 | [10 empty] | INDUCTOTHERM CORP | 45397 |  |  | INDUCTOTHERM (MELTING) PTY LTD | 45397 | [14 empty] | URL NOT FOUND | [9 empty] | Cleansed |  |  |  | CABLE | NO MODIFIER | TYPE |  | NUMBER OF CONDUCTORS |  | CONDUCTOR SIZE |  | VOLTAGE RATING |  | CURRENT RATING |  | CONDUCTOR MATERIAL |  | JACKET MATERIAL |  | INSULATION MATERIAL |  | TEMPERATURE RATING |  | LENGTH |  | HAZARD CLASS |  | CERTIFICATION/STANDARD | [49 empty] | Production Completed
STP_009 - Lot7 | Data Enrichment | SMX | OK | 2023-10-16 | 2023-11-08 |  | 1083956 | 1083956 |  |  |  | ERSA | M | 5100 | 1512956GZPCLNT100 | EA | 3000293 | CABLE;INDT,45398 | CABLE;INDT,45398 | CABLE;MNFR:INDUCTOTHERM CORP,PTNO:45398 | CABLE;NOMBRE DEL FABRICANTE:INDUCTOTHERM CORP,NUMERO DE PIEZA DEL FABRICANTE:45398 |  | INDUCTOTHERM CORP | 45398 | 1071998 @@ INDUCTOTHERM (MELTING) PTY LTD | 45398 | [10 empty] | INDUCTOTHERM CORP | 45398 |  |  | INDUCTOTHERM (MELTING) PTY LTD | 45398 | [14 empty] | URL NOT FOUND | [9 empty] | Cleansed |  |  |  | CABLE | NO MODIFIER | TYPE |  | NUMBER OF CONDUCTORS |  | CONDUCTOR SIZE |  | VOLTAGE RATING |  | CURRENT RATING |  | CONDUCTOR MATERIAL |  | JACKET MATERIAL |  | INSULATION MATERIAL |  | TEMPERATURE RATING |  | LENGTH |  | HAZARD CLASS |  | CERTIFICATION/STANDARD | [49 empty] | Production Completed
STP_009 - Lot7 | Data Enrichment | SMX | OK | 2023-10-16 | 2023-11-08 |  | 1112753 | 1112753 |  |  |  | ERSA | M | 1640 | 1573870GZPCLNT100 | EA |  | CABLE,SGNL;1000MM,MT3176 0011 89 | SEÑAL CABLE; | CABLE,SIGNAL;ADDITIONAL FEATURES EN:1000MM,MT3176 0011 89 | SEÃ‘AL CABLE; |  |  |  | 1068410 @@ MAINTENANCE TECHNIQUE PTY LTD | MT3176 0011 89 | [12 empty] | MAINTENANCE TECHNIQUE PTY LTD | MT3176 0011 89 | [16 empty] | https://www.mtunderground.com/wp-content/uploads/2020/01/200114-CATALOGUE-BOOM-_-FEED-ASSEMBLY-MTE7-RHS27-CA1.pdf | [9 empty] | Cleansed |  |  |  | CABLE | SIGNAL | TYPE |  | NUMBER OF CONDUCTORS |  | CONDUCTOR SIZE |  | CONNECTION TYPE |  | CONDUCTOR MATERIAL |  | LENGTH | 1000 MM | VOLTAGE RATING |  | JACKET MATERIAL |  | INSULATION MATERIAL |  | TEMPERATURE RATING |  | HAZARD CLASS |  | CERTIFICATION/STANDARD | [49 empty] | Production Completed
STP_009 - Lot7 | Data Enrichment | SMX | OK | 2023-10-16 | 2023-11-08 |  | 1112754 | 1112754 |  |  |  | ERSA | M | 1640 | 1573869GZPCLNT100 | EA |  | CABLE,SGNL;2500MM,MT3176 0010 81 | SEÑAL CABLE; | CABLE,SIGNAL;ADDITIONAL FEATURES EN:2500MM,MT3176 0010 81 | SEÃ‘AL CABLE; |  |  |  | 1068410 @@ MAINTENANCE TECHNIQUE PTY LTD | MT3176 0010 81 | [12 empty] | MAINTENANCE TECHNIQUE PTY LTD | MT3176 0010 81 | [16 empty] | https://www.mtunderground.com/wp-content/uploads/2018/10/190910-CATALOGUE-POSITIONING-_-FEED-ASSEMBLY-MTL6-RHS27-CA.pdf | [9 empty] | Cleansed |  |  |  | CABLE | SIGNAL | TYPE |  | NUMBER OF CONDUCTORS |  | CONDUCTOR SIZE |  | CONNECTION TYPE |  | CONDUCTOR MATERIAL |  | LENGTH | 2500 MM | VOLTAGE RATING |  | JACKET MATERIAL |  | INSULATION MATERIAL |  | TEMPERATURE RATING |  | HAZARD CLASS |  | CERTIFICATION/STANDARD | [49 empty] | Production Completed
STP_009 - Lot7 | Data Enrichment | SMX | OK | 2023-10-16 | 2023-11-08 |  | 1144597 | 1144597 | 1426188 | AU_QM_000367531 |  | ERSA | M | 1600 | 1426188GZPCLNT100 | EA |  | CABLE,EXTSN;LEAD, HEAVY DUTY,1.5 MM2,CNW | CABLE,EXTSN;LEAD, HEAVY DUTY,1.5 MM2,CNW | CABLE,EXTENSION;TYPE:LEAD, HEAVY DUTY,CONDUCTOR SIZE:1.5 MM2,LENGTH:20 M,CONDUCTOR MATERIAL:COPPER TINNED,VOLTAGE RATING:250 VAC, END CONNECTION:PLUG X SOCKET,ADDITIONAL FEATURES EN:SCREENED, 10 A,MNFR:01)REXELAUS,PTNO:01)EPRBXL20M10A,MNFR:02)CNW,PTNO:02) ELCBXLIP5620M10A |  | CABLE ASSY,POWER,ELEC:10 AMP;1.5MM;250VAC;20M EXTENSION LEAD; |  |  | 1068181 @@ CNW (MOUNT ISA) ELECT WHOLESALER | BXLIP5620M10A | 1079398 @@ REXEL DARWIN | PN1144597 | [10 empty] | ELCON CABLE PROCESSORS | BXLIP5620M10A | CNW (MOUNT ISA) ELECT WHOLESALER | BXLIP5620M10A | REXEL DARWIN | PN1144597 | REXELAUS | EPRBXL20M10A | [10 empty] | https://mm.mmem.com.au/elnhp-bxlip5620m10a | [9 empty] | Enriched |  | CURRENT RATING:10 A,TYPE:ELECTRICAL,POWER,ASSEMBLY | COLOUR:CLEAR | CABLE | EXTENSION | TYPE | LEAD,HEAVY DUTY,SCREENED | CONDUCTOR SIZE | 1.5 MM2 | NUMBER OF CONDUCTORS |  | LENGTH | 20 M | CONDUCTOR MATERIAL | TINNED COPPER | CORE STRANDS |  | VOLTAGE RATING | 250 VAC | DIAMETER |  | INSULATION MATERIAL |  | JACKET MATERIAL |  | END CONNECTION | PLUG X SOCKET | TEMPERATURE RATING | 75 DEG C | HAZARD CLASS |  | CERTIFICATION/STANDARD | [45 empty] | Production Completed
STP_009 - Lot7 | Data Enrichment | SMX | OK | 2023-10-16 | 2023-11-08 |  | 1169997 | 1169997 | 1366960 | AU_QM_000170056 |  | ERSA | M | 1640 | 1366960GZPCLNT100 | EA |  | CABLE,COAXL;LMR 400 PLUG,LG 20 M,N | CABLE,COAXL;LMR 400 PLUG,LG 20 M,N | CABLE,COAXIAL;TYPE:LMR 400 PLUG,LENGTH:20 M,ADDITIONAL FEATURES EN:N,MNFR:01)CNW,PTNO:01)C40M40-40-025 |  | CABLE: 25' LMR 400 N PLUG; N PLUG CABLE |  |  | 1068181 @@ CNW (MOUNT ISA) ELECT WHOLESALER | C40M40-40-025 | [12 empty] | PROSOFT TECHNOLOGY | C40M40-40-025 | CNW (MOUNT ISA) ELECT WHOLESALER | C40M40-40-025 | [14 empty] | https://ca.rs-online.com/product/prosoft-technology/c40m40-40-025/74893482/ | [9 empty] | Cleansed |  |  |  | CABLE | COAXIAL | TYPE | N PLUG,LMR 400 | CAPACITANCE |  | IMPEDANCE |  | OUTSIDE DIAMETER |  | CONDUCTOR SIZE |  | CORE STRANDS |  | CONDUCTOR MATERIAL |  | JACKET MATERIAL |  | INSULATION MATERIAL |  | LENGTH | 25 FT | TEMPERATURE RATING |  | HAZARD CLASS |  | CERTIFICATION/STANDARD | [47 empty] | Production Completed
STP_009 - Lot7 | Data Enrichment | SMX | OK | 2023-10-16 | 2023-11-08 |  | 1169998 | 1169998 | 1366959 | AU_QM_000170055 |  | ERSA | M | 1640 | 1366959GZPCLNT100 | EA |  | CABLE,COAXL;LMR 400 PLUG,ALUMINUM,PE,N | CABLE,COAXL;LMR 400 PLUG,ALUMINUM,PE,N | CABLE,COAXIAL;TYPE:LMR 400 PLUG,CONDUCTOR MATERIAL:ALUMINUM,JACKET MATERIAL:PE,LENGTH:20 M,TEMPERATURE RATING:-40 TO 185 DEG C, ADDITIONAL FEATURES EN:N,MNFR:01)CNW,PTNO:01)C40M40-40-020 |  | CABLE: 20' LMR 400 N PLUG; N PLUG CABLE |  |  | 1068181 @@ CNW (MOUNT ISA) ELECT WHOLESALER | C40M40-40-020 | [12 empty] | PROSOFT TECHNOLOGY | C40M40-40-020 | CNW (MOUNT ISA) ELECT WHOLESALER | C40M40-40-020 | [14 empty] | https://ca.rs-online.com/product/prosoft-technology/c40m40-40-020/74893481/ | [9 empty] | Cleansed |  |  |  | CABLE | COAXIAL | TYPE | N PLUG,LMR 400 | CAPACITANCE |  | IMPEDANCE |  | OUTSIDE DIAMETER |  | CONDUCTOR SIZE |  | CORE STRANDS |  | CONDUCTOR MATERIAL | ALUMINUM | JACKET MATERIAL | PE | INSULATION MATERIAL |  | LENGTH | 20 FT | TEMPERATURE RATING | -40 TO 185 DEG C | HAZARD CLASS |  | CERTIFICATION/STANDARD | [47 empty] | Production Completed
STP_009 - Lot7 | Data Enrichment | SMX | OK | 2023-10-16 | 2023-11-08 |  | 1170002 | 1170002 | 1366953 | AU_QM_000170048 |  | ERSA | M | 1640 | 1366953GZPCLNT100 | EA |  | CABLE,COAXL;LMR 195 PLUG,LG 10 FT | CABLE,COAXL;LMR 195 PLUG,LG 10 FT | CABLE,COAXIAL;TYPE:LMR 195 PLUG,LENGTH:10 FT,ADDITIONAL FEATURES EN:RA RP-SMA N PLUG,MNFR:01)CNW,PTNO:01)C19M10-40-010 |  | CABLE: 10' LMR 195 RA RP-SMA; N PLUG CABLE |  |  | 1068181 @@ CNW (MOUNT ISA) ELECT WHOLESALER | C19M10-40-010 | [12 empty] | PROSOFT TECHNOLOGY | C19M10-40-010 | CNW (MOUNT ISA) ELECT WHOLESALER | C19M10-40-010 | [14 empty] | https://ca.rs-online.com/product/prosoft-technology/c19m10-40-010/74893451/ | [9 empty] | Cleansed |  |  |  | CABLE | COAXIAL | TYPE | N PLUG,LMR 195,RA RP-SMA | CAPACITANCE |  | IMPEDANCE |  | OUTSIDE DIAMETER |  | CONDUCTOR SIZE |  | CORE STRANDS |  | CONDUCTOR MATERIAL |  | JACKET MATERIAL |  | INSULATION MATERIAL |  | LENGTH | 10 FT | TEMPERATURE RATING |  | HAZARD CLASS |  | CERTIFICATION/STANDARD | [47 empty] | Production Completed
STP_009 - Lot7 | Data Enrichment | SMX | OK | 2023-10-16 | 2023-11-08 |  | 1170003 | 1170003 | 1366952 | AU_QM_000170047 |  | ERSA | M | 1640 | 1366952GZPCLNT100 | EA |  | CABLE,COAXL;LMR 195 PLUG,LG 5 FT | CABLE,COAXL;LMR 195 PLUG,LG 5 FT | CABLE,COAXIAL;TYPE:LMR 195 PLUG,LENGTH:5 FT,ADDITIONAL FEATURES EN:RA RP-SMA N,MNFR:01)CNW,PTNO:01)C19M10-40-005 |  | CABLE: 5' LMR 195 RA RP-SMA; N PLUG CABLE |  |  | 1068181 @@ CNW (MOUNT ISA) ELECT WHOLESALER | C19M10-40-005 | [12 empty] | PROSOFT TECHNOLOGY | C19M10-40-005 | CNW (MOUNT ISA) ELECT WHOLESALER | C19M10-40-005 | [14 empty] | https://ca.rs-online.com/product/prosoft-technology-inc/c19m10-40-005/74893450/ | [9 empty] | Cleansed |  |  |  | CABLE | COAXIAL | TYPE | N PLUG,LMR 195,RA RP-SMA | CAPACITANCE |  | IMPEDANCE |  | OUTSIDE DIAMETER |  | CONDUCTOR SIZE |  | CORE STRANDS |  | CONDUCTOR MATERIAL |  | JACKET MATERIAL |  | INSULATION MATERIAL |  | LENGTH | 5 FT | TEMPERATURE RATING |  | HAZARD CLASS |  | CERTIFICATION/STANDARD | [47 empty] | Production Completed
STP_009 - Lot7 | Data Enrichment | SMX | OK | 2023-10-16 | 2023-11-08 |  | 1170004 | 1170004 | 1366951 | AU_QM_000170046 |  | ERSA | M | 1640 | 1366951GZPCLNT100 | EA |  | CABLE,COAXL;LMR 195,ALUMINUM,PE,LG 2 FT | CABLE,COAXL;LMR 195,ALUMINUM,PE,LG 2 FT | CABLE,COAXIAL;TYPE:LMR 195,CONDUCTOR MATERIAL:ALUMINUM,JACKET MATERIAL:PE,LENGTH:2 FT,TEMPERATURE RATING:-40 TO 85 DEG C, ADDITIONAL FEATURES EN:RA RP-SMA, N BH JACK,MNFR:01)CNW,PTNO:01)C19M10-80-002 |  | CABLE: 2' LMR 195 RA RP-SMA; N BH JACK CABLE |  |  | 1068181 @@ CNW (MOUNT ISA) ELECT WHOLESALER | C19M10-80-002 | [12 empty] | PROSOFT TECHNOLOGY | C19M10-80-002 | CNW (MOUNT ISA) ELECT WHOLESALER | C19M10-80-002 | [14 empty] | https://ca.rs-online.com/product/prosoft-technology/c19m10-80-002/74893458/?keyword=C19M10-80-002 | [9 empty] | Cleansed |  |  |  | CABLE | COAXIAL | TYPE | N BH JACK,LMR 195,RA RP-SMA | CAPACITANCE |  | IMPEDANCE |  | OUTSIDE DIAMETER |  | CONDUCTOR SIZE |  | CORE STRANDS |  | CONDUCTOR MATERIAL | ALUMINUM | JACKET MATERIAL | PE | INSULATION MATERIAL |  | LENGTH | 2 FT | TEMPERATURE RATING | -40 TO 85 DEG C | HAZARD CLASS |  | CERTIFICATION/STANDARD | [47 empty] | Production Completed
STP_009 - Lot7 | Data Enrichment | SMX | OK | 2023-10-16 | 2023-11-08 |  | 1170571 | 1170571 | 1458705 | AU_QM_002003178 |  | ERSA | M | 1640 | 1458705GZPCLNT100 | EA |  | CABLE,COAXL;RADIO FREQUENCY,75 OHM,RO | CABLE,COAXL;RADIO FREQUENCY,75 OHM,RO | CABLE,COAXIAL;TYPE:RADIO FREQUENCY,IMPEDANCE:75 OHM,ADDITIONAL FEATURES EN:RO,MNFR:01)CNW,PTNO:01)J92590101000MIM |  | CABLE,RADIO FREQ: CO-AXIAL (75-OHM) |  |  | 1068181 @@ CNW (MOUNT ISA) ELECT WHOLESALER | CC59300B | [12 empty] | GARLAND CABLE | CC59300B | CNW | J92590101000MIM | CNW (MOUNT ISA) ELECT WHOLESALER | CC59300B | [12 empty] | https://www.garlandcables.com.au/product/coaxial-cable-rg59b-u-23-awg-84-braid-75-ohm-300m/ | [9 empty] | Enriched |  | FOR RADIO FREQUENCY |  | CABLE | COAXIAL | TYPE |  | CAPACITANCE |  | IMPEDANCE | 75 OHM | OUTSIDE DIAMETER | 0.6 MM | CONDUCTOR SIZE | 23 AWG | CORE STRANDS | 1 | CONDUCTOR MATERIAL | BARE COPPER | JACKET MATERIAL | PVC | INSULATION MATERIAL | PE | LENGTH | 300 M | TEMPERATURE RATING | -15 TO 70 DEG C | HAZARD CLASS |  | CERTIFICATION/STANDARD | UL 758 | [46 empty] | Production Completed
STP_009 - Lot7 | Data Enrichment | SMX | OK | 2023-10-16 | 2023-11-08 |  | 1178999 | 1178999 |  |  |  | ERSA | M | 1600 | 1544378GZPCLNT100 | EA |  | CABLE,EXTSN;20M,LED | CABLE EXTEN; | CABLE,EXTENSION;ADDITIONAL FEATURES EN:20M,LED | CABLE EXTENSION; |  |  |  | 1068181 @@ CNW (MOUNT ISA) ELECT WHOLESALER | LNL - EXT CABLE | [10 empty] | CNW (MOUNT ISA) ELECT WHOLESALER | LNL - EXT CABLE | [18 empty] | URL NOT FOUND | [9 empty] | Cleansed |  |  |  | CABLE | EXTENSION | TYPE | LED | CONDUCTOR SIZE |  | NUMBER OF CONDUCTORS |  | LENGTH | 20 M | CONDUCTOR MATERIAL |  | CORE STRANDS |  | VOLTAGE RATING |  | DIAMETER |  | INSULATION MATERIAL |  | JACKET MATERIAL |  | END CONNECTION |  | TEMPERATURE RATING |  | HAZARD CLASS |  | CERTIFICATION/STANDARD | [45 empty] | Production Completed
STP_009 - Lot7 | Data Enrichment | SMX | OK | 2023-10-16 | 2023-11-08 |  | 1180346 | 1180346 |  |  |  | ERSA | M | 1640 | 1543997GZPCLNT100 | ROL |  | CABLE,INSTR;2PR,1.5MM,110VAC,SWA,500M RL | CABLE INSTRU; | CABLE,INSTRUMENT;ADDITIONAL FEATURES EN:2PR,1.5MM,110VAC,SWA,500M RL | CABLE INSTRUMENTOS; |  |  |  | 1068181 @@ CNW (MOUNT ISA) ELECT WHOLESALER | CNW1.52PRIOSSWA500 | [10 empty] | CNW (MOUNT ISA) ELECT WHOLESALER | CNW1.52PRIOSSWA500 | [18 empty] | URL NOT FOUND | [9 empty] | Cleansed |  | ARMOR MATERIAL:STEEL WIRE ARMOURED (SWA),PACKAGE QUANTITY:2 PAIR |  | CABLE | INSTRUMENT | TYPE |  | DIAMETER |  | CONDUCTOR SIZE | 1.5 MM | NUMBER OF CONDUCTORS |  | CORE STRANDS |  | CONDUCTOR MATERIAL |  | JACKET MATERIAL |  | INSULATION MATERIAL |  | END CONNECTION |  | VOLTAGE RATING | 110 VAC | TEMPERATURE RATING |  | LENGTH | 500 M REEL | JACKET COLOUR |  | HAZARD CLASS |  | CERTIFICATION/STANDARD | [43 empty] | Production Completed
STP_009 - Lot7 | Data Enrichment | SMX | OK | 2023-10-16 | 2023-11-08 |  | 1180347 | 1180347 |  |  |  | ERSA | M | 1640 | 1543996GZPCLNT100 | ROL |  | CABLE,INSTR;2PR,1.5MM,110VAC,SWA,100M RL | CABLE INSTRU; | CABLE,INSTRUMENT;ADDITIONAL FEATURES EN:2PR,1.5MM,110VAC,SWA,100M RL | CABLE INSTRUMENTOS; |  |  |  | 1068181 @@ CNW (MOUNT ISA) ELECT WHOLESALER | CNW1.52PRIOSSWA100 | [10 empty] | CNW (MOUNT ISA) ELECT WHOLESALER | CNW1.52PRIOSSWA100 | [18 empty] | URL NOT FOUND | [9 empty] | Cleansed |  | ARMOR MATERIAL:STEEL WIRE ARMOURED (SWA),PACKAGE QUANTITY:2 PAIR |  | CABLE | INSTRUMENT | TYPE |  | DIAMETER |  | CONDUCTOR SIZE | 1.5 MM | NUMBER OF CONDUCTORS |  | CORE STRANDS |  | CONDUCTOR MATERIAL |  | JACKET MATERIAL |  | INSULATION MATERIAL |  | END CONNECTION |  | VOLTAGE RATING | 110 VAC | TEMPERATURE RATING |  | LENGTH | 100 M REEL | JACKET COLOUR |  | HAZARD CLASS |  | CERTIFICATION/STANDARD | [43 empty] | Production Completed
STP_009 - Lot7 | Data Enrichment | SMX | OK | 2023-10-16 | 2023-11-08 |  | 1184213 | 1184213 |  |  |  | ERSA | M | 1600 | 1560203GZPCLNT100 | EA | 3000422 | CABLE,NETWRK;CNW,ROX151884,TSL,8X8,BUTYL | RED CABLES;CNW,ROX151884 | CABLE,NETWORK;MNFR:CNW,PTNO:ROX151884,ADDITIONAL FEATURES EN:TSL,8X8,BUTYL,L=3000 | RED CABLES;MNFR:CNW,PTNO:ROX151884 |  | CNW | ROX151884 | 1068181 @@ CNW (MOUNT ISA) ELECT WHOLESALER | ROX151884 | [12 empty] | ROXTEC | 151884 | CNW (MOUNT ISA) ELECT WHOLESALER | ROX151884 | [14 empty] | https://www.galco.com/151884-roxtec.html | [9 empty] | Cleansed |  | MATERIAL:BUTYL,TSL,8X8 |  | CABLE | NETWORK | TYPE |  | DATA TRANSFER RATE |  | ATTENUATION |  | CAPACITANCE |  | CORE STRANDS |  | DIAMETER |  | SHEATH MATERIAL |  | SHEATH COLOUR |  | LENGTH | 3000 MM | TEMPERATURE RATING |  | HAZARD CLASS |  | CERTIFICATION/STANDARD | [49 empty] | Production Completed
STP_009 - Lot7 | Data Enrichment | SMX | OK | 2023-10-16 | 2023-11-08 |  | 1188380 | 1188380 |  |  |  | ERSA | M | 1600 | 1585922GZPCLNT100 | EA |  | CABLE;CROMKASNAKE,FIBREGLASS,30M | CABLE; | CABLE;TYPE:CROMKASNAKE,ADDITIONAL FEATURES EN:FIBREGLASS,30M | CABLE; |  |  |  | 1068181 @@ CNW (MOUNT ISA) ELECT WHOLESALER | CABP802163 | [12 empty] | CABAC | CABP802163 | CNW (MOUNT ISA) ELECT WHOLESALER | CABP802163 | [14 empty] | https://shop.cnw.com.au/cnw/en/AUD/AllCategories/Tools-and-Test-Equipment/Cable-Snake/CABLE-SNAKE-FIBREGLASS-CROMASNAKE-30M/p/CABP802163M02 | [9 empty] | Enriched |  |  |  | CABLE | ELECTRICAL | TYPE | CROMKASNAKE | VOLTAGE RATING |  | CURRENT RATING |  | CONDUCTOR SIZE |  | NUMBER OF CONDUCTORS |  | CORE STRANDS |  | CONDUCTOR MATERIAL |  | JACKET MATERIAL |  | INSULATION MATERIAL | POLYESTER AND FIBREGLASS | FILLER MATERIAL |  | ARMOR TYPE |  | TEMPERATURE RATING |  | LENGTH | 30 M | JACKET COLOUR | BLACK AND YELLOW | HAZARD CLASS |  | CERTIFICATION/STANDARD | [41 empty] | Production Completed
STP_009 - Lot7 | Data Enrichment | SMX | OK | 2023-10-16 | 2023-11-08 |  | 1188399 | 1188399 |  |  |  | ERSA | M | 1600 | 1585862GZPCLNT100 | M |  | CABLE;CTRL,4,1.5 MM,250 V,BARE COPPER,CE | CABLE;4,1.5 MM,COBRE DESNUDO,PVC | CABLE;TYPE:CONTROL,NUMBER OF CONDUCTORS:4,CONDUCTOR SIZE:1.5 MM,VOLTAGE RATING:250 V,CONDUCTOR MATERIAL:BARE COPPER,JACKET MATERIAL:PVC,TEMPERATURE RATING:-40 TO 80 DEG C,CERTIFICATION/STANDARD:CE,ADDITIONAL FEATURES EN:PN:34904,BRAND:LAPP,SERIES: UNITRONIC LIYCY,SHIELD:BRAIDED,16 AWG | CABLE;NUMERO CONDUCTORES:4,TAMAÃ‘O CONDUCTORES:1.5 MM,MATERIAL CONDUCTOR:COBRE DESNUDO,MATERIAL CAMISA:PVC |  |  |  | 1068181 @@ CNW (MOUNT ISA) ELECT WHOLESALER | LAP0034904 | [12 empty] | LAPP CABLES | 0034904 | CNW (MOUNT ISA) ELECT WHOLESALER | LAP0034904 | LAPP | 34904 | [12 empty] | https://e.lapp.com/in/p/low-frequency-data-transmission/unitronic-liycy-4x1-5-0034904 | [9 empty] | Enriched |  | SERIES:UNITRONIC LIYCY |  | CABLE | CONTROL | TYPE | BRAIDED SHIELD | DIAMETER |  | CONDUCTOR SIZE | 1.5 MM/16 AWG | NUMBER OF CONDUCTORS | 4 | CORE STRANDS | 4 | CONDUCTOR MATERIAL | BARE COPPER | JACKET MATERIAL | PVC | INSULATION MATERIAL | PVC | VOLTAGE RATING | 250 V | TEMPERATURE RATING | -40 TO 80 DEG C | LENGTH |  | JACKET COLOUR | GREY | HAZARD CLASS |  | CERTIFICATION/STANDARD | CE | [44 empty] | Production Completed
STP_009 - Lot7 | Data Enrichment | SMX | OK | 2023-10-16 | 2023-11-08 |  | 1188431 | 1188431 |  |  |  | ERSA | M | 5100 | 1585775GZPCLNT100 | M |  | CABLE,INSTR;SCREENED,1.5 MM2,7,COPPER | CABLE INSTRU;SCREENED,1.5 MM2,7,COBRE | CABLE,INSTRUMENT;TYPE:SCREENED,CONDUCTOR SIZE:1.5 MM2,NUMBER OF CONDUCTORS:7,CONDUCTOR MATERIAL:COPPER,INSULATION MATERIAL:PVC, VOLTAGE RATING:110VAC/150VDC,CERTIFICATION/STANDARD:IEC60332-1,ADDITIONAL FEATURES EN:4 PAIR,LSZH,FLAME RETARDANT,SHEATH COLOUR: BLACK,PN:INS4P7050INDO/ALLSCR | CABLE INSTRUMENTOS;TIPO:SCREENED,TAMAÃ‘O CONDUCTORES:1.5 MM2,NUMERO CONDUCTORES:7,MATERIAL CONDUCTOR:COBRE,MATERIAL AISLAMIENTO: PVC |  |  |  | 1068181 @@ CNW (MOUNT ISA) ELECT WHOLESALER | INS4P7050INDO/ALLSCR | [10 empty] | CNW (MOUNT ISA) ELECT WHOLESALER | INS4P7050INDO/ALLSCR | [18 empty] | URL NOT FOUND | [9 empty] | Cleansed |  | PACKAGE QUANTITY:4 PAIR,CONNECTION:LSZH,FLAME RETARDANT |  | CABLE | INSTRUMENT | TYPE | SCREENED | DIAMETER |  | CONDUCTOR SIZE | 1.5 MM2 | NUMBER OF CONDUCTORS | 7 | CORE STRANDS |  | CONDUCTOR MATERIAL | COPPER | JACKET MATERIAL |  | INSULATION MATERIAL | PVC | END CONNECTION |  | VOLTAGE RATING | 110 VAC,150 VDC | TEMPERATURE RATING |  | LENGTH |  | JACKET COLOUR | BLACK | HAZARD CLASS |  | CERTIFICATION/STANDARD | IEC 60332-1 | [42 empty] | Production Completed
STP_009 - Lot7 | Data Enrichment | SMX | OK | 2023-10-16 | 2023-11-08 |  | 1188628 | 1188628 |  |  |  | ERSA | M | 1640 | 1585077GZPCLNT100 | EA |  | CABLE;DEVICENET THIN,300 V,PN:3801235 | CABLE; | CABLE;TYPE:DEVICENET THIN,VOLTAGE RATING:300 V,ADDITIONAL FEATURES EN:PN:3801235,UNITRONIC,LAPP GROUP,1X2X24AWG + 1X2X22AWG | CABLE; |  |  |  | 1068181 @@ CNW (MOUNT ISA) ELECT WHOLESALER | LAP3801235 | [12 empty] | LAPP CABLES | 3801235 | CNW (MOUNT ISA) ELECT WHOLESALER | LAP3801235 | LAPP GROUP | [13 empty] | https://lappaustralia.com.au/en/u-bus-devicenet-drop-cable-pvc576-576 | [9 empty] | Cleansed |  | CONDUCTOR SIZE:1X22 AWG,VOLTAGE RATING:300 V,SERIES:UNITRONIC |  | CABLE | NETWORK | TYPE | DEVICENET THIN | DATA TRANSFER RATE |  | ATTENUATION |  | CAPACITANCE |  | CORE STRANDS | 2 | DIAMETER |  | SHEATH MATERIAL |  | SHEATH COLOUR |  | LENGTH |  | TEMPERATURE RATING |  | HAZARD CLASS |  | CERTIFICATION/STANDARD | [49 empty] | Production Completed
STP_009 - Lot7 | Data Enrichment | SMX | OK | 2023-10-16 | 2023-11-08 |  | 1188629 | 1188629 |  |  |  | ERSA | M | 1640 | 1585076GZPCLNT100 | EA |  | CABLE;SCREENED,2,1.5 MM2,PN:0034902 | CABLE;2,1.5 MM2 | CABLE;TYPE:SCREENED,NUMBER OF CONDUCTORS:2,CONDUCTOR SIZE:1.5 MM2,ADDITIONAL FEATURES EN:PN:0034902 | CABLE;NUMERO CONDUCTORES:2,TAMAÃ‘O CONDUCTORES:1.5 MM2,CARACTERISTICAS ADICIONALES ES:UNITRONIC,LAPP GROUP,LIYCY |  |  |  | 1068181 @@ CNW (MOUNT ISA) ELECT WHOLESALER | LAP0034902 | [12 empty] | LAPP CABLES | 0034902 | CNW (MOUNT ISA) ELECT WHOLESALER | LAP0034902 | LAPP GROUP | [13 empty] | https://www.platt.com/p/1872512/lapp/lap0034902 | [9 empty] | Cleansed |  | SERIES:UNITRONIC LIYCY |  | CABLE | ELECTRICAL | TYPE | SCREENED | VOLTAGE RATING |  | CURRENT RATING |  | CONDUCTOR SIZE | 1.5 MM2 | NUMBER OF CONDUCTORS | 2 | CORE STRANDS |  | CONDUCTOR MATERIAL |  | JACKET MATERIAL |  | INSULATION MATERIAL |  | FILLER MATERIAL |  | ARMOR TYPE |  | TEMPERATURE RATING |  | LENGTH |  | JACKET COLOUR |  | HAZARD CLASS |  | CERTIFICATION/STANDARD | [41 empty] | Production Completed