## Sheet1
Project | Activities | Production User | Production Comments | Start Date | End Date | Remarks | Griha ID | MATNR | SAP MATERIAL NUMBER | ELLIPSE | LVORM | MTART | MBRSH | MATKL | BISMT | MEINS | MFRNR | MAKTX_EN | MAKTX_ES | TEXT_EN | TEXT_ES | ENRICHED DATA | Manufacturer Name | P/N | Manufacturer Name 1 | P/N 1 | Manufacturer Name 2 | P/N 2 | Manufacturer Name 3 | P/N 3 | Manufacturer Name 4 | P/N 4 | Manufacturer Name 5 | P/N 5 | Manufacturer Name 6 | P/N 6 | Input MNFR | Input PTNO | Verified MNFR from web | Verified MPN from Web | MNFR 1 | PTNO 1 | MNFR 2 | PTNO 2 | MNFR 3 | PTNO 3 | MNFR 4 | PTNO 4 | MNFR 5 | PTNO 5 | MNFR 6 | PTNO 6 | Vendor NAME | Vendor Part Number | Vendor NAME1 | Vendor Part Number1 | Reference URL | Reference URL1 | Item Number | Equipment Type | Equipment Manufacturer | Equipment Model | Equipment Serial | DWG | DRAWING VERSION | POS/TAG | Enriched/Cleansed | UNSPSC Ver.23.07 | ADDITIONAL FEATURES FROM INPUT | Additional Features from WEBSOURCE | Noun | Modifier | Attribute Name 1 | Attribute Value 1 | Attribute Name 2 | Attribute Value 2 | Attribute Name 3 | Attribute Value 3 | Attribute Name 4 | Attribute Value 4 | Attribute Name 5 | Attribute Value 5 | Attribute Name 6 | Attribute Value 6 | Attribute Name 7 | Attribute Value 7 | Attribute Name 8 | Attribute Value 8 | Attribute Name 9 | Attribute Value 9 | Attribute Name 10 | Attribute Value 10 | Attribute Name 11 | Attribute Value 11 | Attribute Name 12 | Attribute Value 12 | Attribute Name 13 | Attribute Value 13 | Attribute Name 14 | Attribute Value 14 | Attribute Name 15 | Attribute Value 15 | Attribute Name 16 | Attribute Value 16 | Attribute Name 17 | Attribute Value 17 | Attribute Name 18 | Attribute Value 18 | Attribute Name 19 | Attribute Value 19 | Attribute Name 20 | Attribute Value 20 | Attribute Name 21 | Attribute Value 21 | Attribute Name 22 | Attribute Value 22 | Attribute Name 23 | Attribute Value 23 | Attribute Name 24 | Attribute Value 24 | Attribute Name 25 | Attribute Value 25 | Attribute Name 26 | Attribute Value 26 | Attribute Name 27 | Attribute Value 27 | Attribute Name 28 | Attribute Value 28 | Attribute Name 29 | Attribute Value 29 | Attribute Name 30 | Attribute Value 30 | Attribute Name 31 | Attribute Value 31 | Attribute Name 32 | Attribute Value 32 | Attribute Name 33 | Attribute Value 33 | Attribute Name 34 | Attribute Value 34 | Attribute Name 35 | Attribute Value 35 | Attribute Name 36 | Attribute Value 36 | Status
STP_009 - Lot7 | Data Enrichment | SMX | OK | 2023-10-16 | 2023-11-15 |  | 1211866 | 1211866 |  |  |  | ERSA | M | 1600 | 166458MRM | M |  | CABLE ASSEMBLY,CONTROL:CABLE CONTROL.1.5 | CABLE ASSEMBLY,CONTROL:CABLE CONTROL.1.5 | CABLE ASSEMBLY,CONTROL:CABLE CONTROL.1.5MM 6C<(>&<)>ECC 0.6/1KV 1000M6 CORE CONTROL CABLE, BLACK SHEATH WHITE CORES | [36 empty] | URL NOT FOUND | [9 empty] | Cleansed |  | CORE COLOUR:WHITE |  | CABLE | ASSEMBLY | TYPE | CONTROL,ECC | VOLTAGE RATING | 0.6/1 KV | CURRENT RATING |  | CONDUCTOR SIZE | 1.5 MM | NUMBER OF CONDUCTORS |  | CORE STRANDS | 6 | CONDUCTOR MATERIAL |  | JACKET MATERIAL |  | INSULATION MATERIAL |  | TEMPERATURE RATING |  | LENGTH | 1000 M | JACKET COLOUR | BLACK | HAZARD CLASS |  | CERTIFICATION/STANDARD | [45 empty] | Production Completed
STP_009 - Lot7 | Data Enrichment | SMX | OK | 2023-10-16 | 2023-11-15 |  | 1212439 | 1212439 |  |  |  | ERSA | M | 1600 | 136658MRM | EA |  | CABLE ASSY,FIBRE OPTIC:MINI FOBOTS;CONTR | CABLE ASSY,FIBRE OPTIC:MINI FOBOTS;CONTR | CABLE ASSY,FIBRE OPTIC:MINI FOBOTS;CONTROL SYSTEM SPARES; | [36 empty] | URL NOT FOUND | [9 empty] | Cleansed |  | CONTROL SYSTEM SPARES,MINI FOBOTS |  | CABLE | ASSEMBLY | TYPE | FIBRE OPTIC | VOLTAGE RATING |  | CURRENT RATING |  | CONDUCTOR SIZE |  | NUMBER OF CONDUCTORS |  | CORE STRANDS |  | CONDUCTOR MATERIAL |  | JACKET MATERIAL |  | INSULATION MATERIAL |  | TEMPERATURE RATING |  | LENGTH |  | JACKET COLOUR |  | HAZARD CLASS |  | CERTIFICATION/STANDARD | [45 empty] | Production Completed
STP_009 - Lot7 | Data Enrichment | SMX | OK | 2023-10-16 | 2023-11-15 |  | 1213709 | 1213709 |  |  |  | ERSA | M | 5955 | 366071MRM | EA |  | CABLE ASSY,VEH BRAKE:HILUX LN106 REAR H/ | CABLE ASSY,VEH BRAKE:HILUX LN106 REAR H/ | CABLE ASSY,VEH BRAKE:HILUX LN106 REAR H/BRAKE CABLE;NO.2; | [36 empty] | URL NOT FOUND |  |  |  |  | HILUX LN106 |  |  |  |  | Cleansed |  | NO.2 |  | CABLE | ASSEMBLY | TYPE | VEHICLE REAR HAND BRAKE | VOLTAGE RATING |  | CURRENT RATING |  | CONDUCTOR SIZE |  | NUMBER OF CONDUCTORS |  | CORE STRANDS |  | CONDUCTOR MATERIAL |  | JACKET MATERIAL |  | INSULATION MATERIAL |  | TEMPERATURE RATING |  | LENGTH |  | JACKET COLOUR |  | HAZARD CLASS |  | CERTIFICATION/STANDARD | [45 empty] | Production Completed
STP_009 - Lot7 | Data Enrichment | SMX | OK | 2023-10-16 | 2023-11-15 |  | 1212540 | 1212540 |  |  |  | ERSA | M | 5955 | 775826MRM | EA |  | CABLE ASSY,VEH BRAKE:HZJ75 PARK BRAKE CA | CABLE ASSY,VEH BRAKE:HZJ75 PARK BRAKE CA | CABLE ASSY,VEH BRAKE:HZJ75 PARK BRAKE CABLE;NO 2; | [36 empty] | URL NOT FOUND |  |  |  |  | HZJ75 |  |  |  |  | Cleansed |  | NO.2 |  | CABLE | ASSEMBLY | TYPE | PARK VEHICLE BRAKE | VOLTAGE RATING |  | CURRENT RATING |  | CONDUCTOR SIZE |  | NUMBER OF CONDUCTORS |  | CORE STRANDS |  | CONDUCTOR MATERIAL |  | JACKET MATERIAL |  | INSULATION MATERIAL |  | TEMPERATURE RATING |  | LENGTH |  | JACKET COLOUR |  | HAZARD CLASS |  | CERTIFICATION/STANDARD | [45 empty] | Production Completed
STP_009 - Lot7 | Data Enrichment | SMX | OK | 2023-10-16 | 2023-11-15 |  | 1211023 | 1211023 |  |  |  | ERSA | M | 5920 | 135588MRM | EA |  | CABLE ASSY:RG58 CO-AXIAL CABLE STRAIN RE | CABLE ASSY:RG58 CO-AXIAL CABLE STRAIN RE | CABLE ASSY:RG58 CO-AXIAL CABLE STRAIN RELIEF (BLACK); | [36 empty] | URL NOT FOUND | [9 empty] | Cleansed |  |  |  | CABLE | ASSEMBLY | TYPE | RG58,COAXIAL,STRAIN RELIEF | VOLTAGE RATING |  | CURRENT RATING |  | CONDUCTOR SIZE |  | NUMBER OF CONDUCTORS |  | CORE STRANDS |  | CONDUCTOR MATERIAL |  | JACKET MATERIAL |  | INSULATION MATERIAL |  | TEMPERATURE RATING |  | LENGTH |  | JACKET COLOUR | BLACK | HAZARD CLASS |  | CERTIFICATION/STANDARD | [45 empty] | Production Completed
STP_009 - Lot7 | Data Enrichment | SMX | OK | 2023-10-16 | 2023-11-15 |  | 1141560 | 1141560 | 1401599 | AU_QM_000246137 |  | ERSA | M | 5915 | 1401599GZPCLNT100 | EA |  | CABLE,COAXL;SDI,2.5 MM2,LG 100 M | CABLE,COAXL;SDI,2.5 MM2,LG 100 M | CABLE,COAXIAL;TYPE:SDI,CONDUCTOR SIZE:2.5 MM2,LENGTH:100 M,ADDITIONAL FEATURES EN:COLOR BLACK,MNFR:01)CNW,PTNO:01)CBL2.5SDIBK |  | CABLE,COAXL;SDI,2.5 MM2,LG 100 MCABLE,COAXL;SDI,2.5MM2,100M,COLOR BLACK | [16 empty] | GENERIC | CBL2.5SDIBK | CNW | CBL2.5SDIBK | [14 empty] | https://shop.cnw.com.au/cnw/en/AUD/AllCategories/Cable-and-Wire/SDI-Cable/CABLE-SDI-2-5MM-BLACK-100MTR/p/CBL2.5SDIBKA05 | [9 empty] | Enriched |  | COLOUR:BLACK | VOLTAGE RATING:450/750 V | CABLE | COAXIAL | TYPE | SDI | CAPACITANCE |  | IMPEDANCE |  | OUTSIDE DIAMETER |  | CONDUCTOR SIZE | 2.5 MM2 | CORE STRANDS | 1 | CONDUCTOR MATERIAL | PLAIN ANNEALED COPPER | JACKET MATERIAL | PVC | INSULATION MATERIAL | PVC | LENGTH | 100 M | TEMPERATURE RATING |  | HAZARD CLASS |  | CERTIFICATION/STANDARD | AS/NZS 5000.2 | [46 empty] | Production Completed
STP_009 - Lot7 | Data Enrichment | SMX | OK | 2023-10-16 | 2023-11-15 |  | 1134294 | 1134294 | 1415233 | AU_QM_000260883 |  | ERSA | M | 5915 | 1415233GZPCLNT100 | EA |  | CABLE,COMM;EXT TELEPHONE,0.64MM2,10PR | CABLE,COMM;EXT TELEPHONE,0.64MM2,10PR | CABLE,COMM;MNFR: ,PTNO:EXT TELEPHONE,0.64MM2,10PR |  | CABLE,COMM;EXT TELEPHONE,0.64MM2,10PRCABLE,COMM;EXT TELEPHONE,0.64MM2,10PR | [34 empty] | URL NOT FOUND | [9 empty] | Cleansed |  | PACKAGE QUANTITY:10 PAIR |  | CABLE | COMMUNICATION | TYPE | TELEPHONE EXTENSION | IMPEDANCE |  | DIAMETER |  | CONDUCTOR SIZE | 0.64 MM2 | CORE STRANDS |  | NUMBER OF CONDUCTORS |  | CONDUCTOR MATERIAL |  | JACKET MATERIAL |  | INSULATION MATERIAL |  | LENGTH |  | VOLTAGE RATING |  | TEMPERATURE RATING |  | HAZARD CLASS |  | CERTIFICATION/STANDARD | [45 empty] | Production Completed
STP_009 - Lot7 | Data Enrichment | SMX | OK | 2023-10-16 | 2023-11-15 |  | 1134840 | 1134840 | 1419966 | AU_QM_000266068 |  | ERSA | M | 5915 | 1419966GZPCLNT100 | EA |  | CABLE,COMM;J-FILLED, TELEPHONE,DIA 12MM | CABLE,COMM;J-FILLED, TELEPHONE,DIA 12MM | CABLE,COMM;MNFR: ,PTNO:J-FILLED, TELEPHONE,DIA 12MM |  | CABLE,COMM;J-FILLED, TELEPHONE,DIA 12MMCABLE,COMM;J-FILLED, TELEPHONE,DIA 12MM | [34 empty] | URL NOT FOUND | [9 empty] | Cleansed |  |  |  | CABLE | COMMUNICATION | TYPE | JELLLY FILLED,TELEPHONE | IMPEDANCE |  | DIAMETER | 12 MM | CONDUCTOR SIZE |  | CORE STRANDS |  | NUMBER OF CONDUCTORS |  | CONDUCTOR MATERIAL |  | JACKET MATERIAL |  | INSULATION MATERIAL |  | LENGTH |  | VOLTAGE RATING |  | TEMPERATURE RATING |  | HAZARD CLASS |  | CERTIFICATION/STANDARD | [45 empty] | Production Completed
STP_009 - Lot7 | Data Enrichment | SMX | OK | 2023-10-16 | 2023-11-15 |  | 1134460 | 1134460 | 1404421 | AU_QM_000249210 |  | ERSA | M | 5915 | 1404421GZPCLNT100 | EA |  | CABLE,ELEC;1.5MM,6C; E,SILICONE,0046018 | CABLE,ELEC;1.5MM,6C; E,SILICONE,0046018 | CABLE,ELEC;MNFR: ,PTNO:1.5MM,6C; E,SILICONE,0046018 |  | CABLE,ELEC;1.5MM,6C; E,SILICONE,0046018CABLE,ELEC;1.5MM,6C; E,SILICONE,0046018 | [16 empty] | LAPP | 0046018 | [16 empty] | https://www.lapptannehill.com/0046018-lapp-ouml-lflex-reg-heat-180-sihf-high-temperature-control-cable-unshielded-16-awg-7-conductor-red-brown | [9 empty] | Enriched |  |  |  | CABLE | CONTROL | TYPE | ELECTRICAL | DIAMETER |  | CONDUCTOR SIZE | 1.5 MM | NUMBER OF CONDUCTORS | 7 | CORE STRANDS | 6C+E | CONDUCTOR MATERIAL | TINNED COPPER | JACKET MATERIAL | SILICONE RUBBER | INSULATION MATERIAL |  | VOLTAGE RATING | 500V | TEMPERATURE RATING | -58 TO 356 DEG F | LENGTH |  | JACKET COLOUR | RED/BROWN | HAZARD CLASS |  | CERTIFICATION/STANDARD | CE | [44 empty] | Production Completed
STP_009 - Lot7 | Data Enrichment | SMX | OK | 2023-10-16 | 2023-11-15 |  | 1150223 | 1150223 |  |  |  | ERSA | M | 1610 | 1525140GZPCLNT100 | EA |  | CABLE,ELEC;500KVA U/G,CABSETCIE9323 | CABLE,ELEC;500KVA U/G,CABSETCIE9323 | CABLE,ELEC;ADDITIONAL FEATURES:500KVA U/G,CABSETCIE9323 | [17 empty] | CABSETCIE9323 | [18 empty] | URL NOT FOUND | [9 empty] | Cleansed |  | KVA RATING:500 KVA |  | CABLE | ELECTRICAL | TYPE | UNDER GROUND | VOLTAGE RATING |  | CURRENT RATING |  | CONDUCTOR SIZE |  | NUMBER OF CONDUCTORS |  | CORE STRANDS |  | CONDUCTOR MATERIAL |  | JACKET MATERIAL |  | INSULATION MATERIAL |  | FILLER MATERIAL |  | ARMOR TYPE |  | TEMPERATURE RATING |  | LENGTH |  | JACKET COLOUR |  | HAZARD CLASS |  | CERTIFICATION/STANDARD | [41 empty] | Production Completed
STP_009 - Lot7 | Data Enrichment | SMX | OK | 2023-10-16 | 2023-11-15 |  | 1039380 | 1039380 | 1413261 | AU_QM_000258754 |  | ERSA | M | 5915 | 1413261GZPCLNT100 | EA |  | CABLE,ELEC;EARTH BUILDING WIRE,120 MM | CABLE,ELEC;EARTH BUILDING WIRE,120 MM | CABLE,ELECTRICAL;TYPE:EARTH BUILDING WIRE,CONDUCTOR SIZE:120 MM,MNFR:01)CNW,PTNO:01)CBL120BWECC1000 |  | CABLE,ELEC;EARTH BUILDING WIRE,120 MMCABLE,ELEC;EARTH BUILDING WIRE,120MM | [14 empty] | CNW | CBL120BWECC1000 | [18 empty] | URL NOT FOUND | [9 empty] | Cleansed |  |  |  | CABLE | ELECTRICAL | TYPE | EARTH BUILDING WIRE | VOLTAGE RATING |  | CURRENT RATING |  | CONDUCTOR SIZE | 120 MM | NUMBER OF CONDUCTORS |  | CORE STRANDS |  | CONDUCTOR MATERIAL |  | JACKET MATERIAL |  | INSULATION MATERIAL |  | FILLER MATERIAL |  | ARMOR TYPE |  | TEMPERATURE RATING |  | LENGTH |  | JACKET COLOUR |  | HAZARD CLASS |  | CERTIFICATION/STANDARD | [41 empty] | Production Completed
STP_009 - Lot7 | Data Enrichment | SMX | OK | 2023-10-16 | 2023-11-15 |  | 1211471 | 1211471 |  |  |  | ERSA | M | 1600 | 166127MRM | M |  | CABLE:0 6/1KV 120X3C + E XLP SWA OR | CABLE:0 6/1KV 120X3C + E XLP SWA OR | CABLE:0 6/1KV 120X3C + E XLP SWA OR | [36 empty] | URL NOT FOUND | [9 empty] | Cleansed |  | CORE STRANDS:3C+E |  | CABLE | ARMORED | TYPE |  | CONDUCTOR SIZE | 120 MM | NUMBER OF CONDUCTORS |  | LENGTH |  | ARMOR MATERIAL | STEEL WIRE | OUTER JACKET MATERIAL | XLPE | CONDUCTOR MATERIAL |  | VOLTAGE RATING | 0.6/1 KV | INSULATION MATERIAL |  | COLOR |  | SHIELDED/UNSHIELDED PAIRS |  | TEMPERATURE RATING |  | OUTSIDE DIAMETER |  | CERTIFICATION/STANDARD | [45 empty] | Production Completed
STP_009 - Lot7 | Data Enrichment | SMX | OK | 2023-10-16 | 2023-11-15 |  | 1211470 | 1211470 |  |  |  | ERSA | M | 1600 | 166126MRM | M |  | CABLE:0.6/1KV 185X3C+E XLP/SWA/PVC OR | CABLE:0.6/1KV 185X3C+E XLP/SWA/PVC OR | CABLE:0.6/1KV 185X3C+E XLP/SWA/PVC OR | [36 empty] | URL NOT FOUND | [9 empty] | Cleansed |  | CORE STRANDS:3C+E |  | CABLE | ARMORED | TYPE |  | CONDUCTOR SIZE | 185 MM | NUMBER OF CONDUCTORS |  | LENGTH |  | ARMOR MATERIAL | STEEL WIRE | OUTER JACKET MATERIAL | XLPE | CONDUCTOR MATERIAL |  | VOLTAGE RATING | 0.6/1 KV | INSULATION MATERIAL | PVC | COLOR |  | SHIELDED/UNSHIELDED PAIRS |  | TEMPERATURE RATING |  | OUTSIDE DIAMETER |  | CERTIFICATION/STANDARD | [45 empty] | Production Completed
STP_009 - Lot7 | Data Enrichment | SMX | OK | 2023-10-16 | 2023-11-15 |  | 1211473 | 1211473 |  |  |  | ERSA | M | 1600 | 166130MRM | M |  | CABLE:1.5MM 7/0.50 24PR CU XLP OS PVC 30 | CABLE:1.5MM 7/0.50 24PR CU XLP OS PVC 30 | CABLE:1.5MM 7/0.50 24PR CU XLP OS PVC 300V | [36 empty] | URL NOT FOUND | [9 empty] | Cleansed |  | PACKAGE QUANTITY:24 PAIR,STRANDS:7/0.50 |  | CABLE | ELECTRICAL | TYPE |  | VOLTAGE RATING | 300V | CURRENT RATING |  | CONDUCTOR SIZE | 1.5 MM | NUMBER OF CONDUCTORS |  | CORE STRANDS |  | CONDUCTOR MATERIAL | COPPER | JACKET MATERIAL | XLPE/OS | INSULATION MATERIAL | PVC | FILLER MATERIAL |  | ARMOR TYPE |  | TEMPERATURE RATING |  | LENGTH |  | JACKET COLOUR |  | HAZARD CLASS |  | CERTIFICATION/STANDARD | [41 empty] | Production Completed
STP_009 - Lot7 | Data Enrichment | SMX | OK | 2023-10-16 | 2023-11-15 |  | 1211474 | 1211474 |  |  |  | ERSA | M | 1600 | 166131MRM | M |  | CABLE:11 CORE + EARTH BRAIDEDSCREENFLEXI | CABLE:11 CORE + EARTH BRAIDEDSCREENFLEXI | CABLE:11 CORE + EARTH BRAIDEDSCREENFLEXIBLE | [36 empty] | URL NOT FOUND | [9 empty] | Cleansed |  |  |  | CABLE | ELECTRICAL | TYPE | BRAIDED,SCREEN,FLEXIBLE | VOLTAGE RATING |  | CURRENT RATING |  | CONDUCTOR SIZE |  | NUMBER OF CONDUCTORS |  | CORE STRANDS | 11C+E | CONDUCTOR MATERIAL |  | JACKET MATERIAL |  | INSULATION MATERIAL |  | FILLER MATERIAL |  | ARMOR TYPE |  | TEMPERATURE RATING |  | LENGTH |  | JACKET COLOUR |  | HAZARD CLASS |  | CERTIFICATION/STANDARD | [41 empty] | Production Completed
STP_009 - Lot7 | Data Enrichment | SMX | OK | 2023-10-16 | 2023-11-15 |  | 1211476 | 1211476 |  |  |  | ERSA | M | 1600 | 166162MRM | M |  | CABLE:150MM2 FLEXIBLE 1C X90 CABLE | CABLE:150MM2 FLEXIBLE 1C X90 CABLE | CABLE:150MM2 FLEXIBLE 1C X90 CABLE | [36 empty] | URL NOT FOUND | [9 empty] | Cleansed |  |  |  | CABLE | ELECTRICAL | TYPE | X90 FLEXIBLE | VOLTAGE RATING |  | CURRENT RATING |  | CONDUCTOR SIZE | 150 MM2 | NUMBER OF CONDUCTORS |  | CORE STRANDS | 1 | CONDUCTOR MATERIAL |  | JACKET MATERIAL |  | INSULATION MATERIAL |  | FILLER MATERIAL |  | ARMOR TYPE |  | TEMPERATURE RATING |  | LENGTH |  | JACKET COLOUR |  | HAZARD CLASS |  | CERTIFICATION/STANDARD | [41 empty] | Production Completed
STP_009 - Lot7 | Data Enrichment | SMX | OK | 2023-10-16 | 2023-11-15 |  | 1211472 | 1211472 |  |  |  | ERSA | M | 1600 | 166129MRM | M |  | CABLE:24PR 7/0.50 UNITRONIC LIYCYOAS 1 | CABLE:24PR 7/0.50 UNITRONIC LIYCYOAS 1 | CABLE:24PR 7/0.50 UNITRONIC LIYCYOAS 1.5MM 24 PAIR DEKERON | [16 empty] | DEKORON | [19 empty] | URL NOT FOUND | [9 empty] | Cleansed |  | BRAND:UNITRONIC LIYCY OAS,PACKAGE QUANTITY:24 PAIR,STRANDS:7/0.50 |  | CABLE | ELECTRICAL | TYPE |  | VOLTAGE RATING |  | CURRENT RATING |  | CONDUCTOR SIZE | 1.5 MM | NUMBER OF CONDUCTORS |  | CORE STRANDS |  | CONDUCTOR MATERIAL |  | JACKET MATERIAL |  | INSULATION MATERIAL |  | FILLER MATERIAL |  | ARMOR TYPE |  | TEMPERATURE RATING |  | LENGTH |  | JACKET COLOUR |  | HAZARD CLASS |  | CERTIFICATION/STANDARD | [41 empty] | Production Completed
STP_009 - Lot7 | Data Enrichment | SMX | OK | 2023-10-16 | 2023-11-15 |  | 1212060 | 1212060 |  |  |  | ERSA | M | 1600 | 136634MRM | EA |  | CABLE:3 METRE CABLE;2400-MCC-283; | CABLE:3 METRE CABLE;2400-MCC-283; | CABLE:3 METRE CABLE;2400-MCC-283; | [17 empty] | 2400-MCC-283 | [18 empty] | URL NOT FOUND | [9 empty] | Cleansed |  |  |  | CABLE | NO MODIFIER | TYPE |  | NUMBER OF CONDUCTORS |  | CONDUCTOR SIZE |  | VOLTAGE RATING |  | CURRENT RATING |  | CONDUCTOR MATERIAL |  | JACKET MATERIAL |  | INSULATION MATERIAL |  | TEMPERATURE RATING |  | LENGTH | 3 M | HAZARD CLASS |  | CERTIFICATION/STANDARD | [49 empty] | Production Completed
STP_009 - Lot7 | Data Enrichment | SMX | OK | 2023-10-16 | 2023-11-15 |  | 1211007 | 1211007 |  |  |  | ERSA | M | 5920 | 135570MRM | EA |  | CABLE:ASTRUM DUO TO X20 SERIAL COM 2 BLU | CABLE:ASTRUM DUO TO X20 SERIAL COM 2 BLU | CABLE:ASTRUM DUO TO X20 SERIAL COM 2 BLUE CABLE; | [36 empty] | URL NOT FOUND | [9 empty] | Cleansed |  | COLOUR:BLUE |  | CABLE | COMMUNICATION | TYPE | ASTRUM DUO TO X20 SERIAL | IMPEDANCE |  | DIAMETER |  | CONDUCTOR SIZE |  | CORE STRANDS | 2 | NUMBER OF CONDUCTORS |  | CONDUCTOR MATERIAL |  | JACKET MATERIAL |  | INSULATION MATERIAL |  | LENGTH |  | VOLTAGE RATING |  | TEMPERATURE RATING |  | HAZARD CLASS |  | CERTIFICATION/STANDARD | [45 empty] | Production Completed
STP_009 - Lot7 | Data Enrichment | SMX | OK | 2023-10-16 | 2023-11-15 |  | 1211008 | 1211008 |  |  |  | ERSA | M | 5920 | 135571MRM | EA |  | CABLE:ASTRUM DUP TO X20 SERIAL COM 1 WHI | CABLE:ASTRUM DUP TO X20 SERIAL COM 1 WHI | CABLE:ASTRUM DUP TO X20 SERIAL COM 1 WHITE CABLE; | [36 empty] | URL NOT FOUND | [9 empty] | Cleansed |  | COLOUR:WHITE |  | CABLE | COMMUNICATION | TYPE | ASTRUM DUP TO X20 SERIAL | IMPEDANCE |  | DIAMETER |  | CONDUCTOR SIZE |  | CORE STRANDS | 1 | NUMBER OF CONDUCTORS |  | CONDUCTOR MATERIAL |  | JACKET MATERIAL |  | INSULATION MATERIAL |  | LENGTH |  | VOLTAGE RATING |  | TEMPERATURE RATING |  | HAZARD CLASS |  | CERTIFICATION/STANDARD | [45 empty] | Production Completed
STP_009 - Lot7 | Data Enrichment | SMX | OK | 2023-10-16 | 2023-11-15 |  | 1211475 | 1211475 |  |  |  | ERSA | M | 1600 | 166149MRM | M |  | CABLE:CABLE FLEX 110DEG SDI 400MM BLACK; | CABLE:CABLE FLEX 110DEG SDI 400MM BLACK; | CABLE:CABLE FLEX 110DEG SDI 400MM BLACK;FLEX 400MM PC F-XLPE/HFS (BLACK) | [36 empty] | URL NOT FOUND | [9 empty] | Cleansed |  | COLOUR:BLACK,SDI |  | CABLE | NO MODIFIER | TYPE | FLEXIBLE | NUMBER OF CONDUCTORS |  | CONDUCTOR SIZE | 400 MM | VOLTAGE RATING |  | CURRENT RATING |  | CONDUCTOR MATERIAL |  | JACKET MATERIAL | PCF-XLPE/HFS | INSULATION MATERIAL |  | TEMPERATURE RATING | 110 DEG C | LENGTH |  | HAZARD CLASS |  | CERTIFICATION/STANDARD | [49 empty] | Production Completed
STP_009 - Lot7 | Data Enrichment | SMX | OK | 2023-10-16 | 2023-11-15 |  | 1211477 | 1211477 |  |  |  | ERSA | M | 1600 | 166183MRM | M |  | CABLE:FLEX 400MM PC F-XLPE/TPE (ORANGE) | CABLE:FLEX 400MM PC F-XLPE/TPE (ORANGE) | CABLE:FLEX 400MM PC F-XLPE/TPE (ORANGE) | [36 empty] | URL NOT FOUND | [9 empty] | Cleansed |  | COLOUR:ORANGE |  | CABLE | NO MODIFIER | TYPE | FLEXIBLE | NUMBER OF CONDUCTORS |  | CONDUCTOR SIZE | 400 MM | VOLTAGE RATING |  | CURRENT RATING |  | CONDUCTOR MATERIAL |  | JACKET MATERIAL | PCF-XLPE/TPE | INSULATION MATERIAL |  | TEMPERATURE RATING |  | LENGTH |  | HAZARD CLASS |  | CERTIFICATION/STANDARD | [49 empty] | Production Completed
STP_009 - Lot7 | Data Enrichment | SMX | OK | 2023-10-16 | 2023-11-15 |  | 1211005 | 1211005 |  |  |  | ERSA | M | 5920 | 135568MRM | EA |  | CABLE:X20 POWER CABLE (CA-0011); | CABLE:X20 POWER CABLE (CA-0011); | CABLE:X20 POWER CABLE (CA-0011); | [36 empty] | URL NOT FOUND | [9 empty] | Cleansed |  | CA-0011 |  | CABLE | COMMUNICATION | TYPE | X20,POWER | IMPEDANCE |  | DIAMETER |  | CONDUCTOR SIZE |  | CORE STRANDS |  | NUMBER OF CONDUCTORS |  | CONDUCTOR MATERIAL |  | JACKET MATERIAL |  | INSULATION MATERIAL |  | LENGTH |  | VOLTAGE RATING |  | TEMPERATURE RATING |  | HAZARD CLASS |  | CERTIFICATION/STANDARD | [45 empty] | Production Completed
STP_009 - Lot7 | Data Enrichment | SMX | OK | 2023-10-16 | 2023-11-15 |  | 1148593 | 1148593 |  |  |  | ERSA | M | 1640 | 1505882GZPCLNT100 | EA |  | CABLE;COIL,FIN-UNI-00920 | CABLE;COIL,FIN-UNI-00920 | CABLE;ADDITIONAL FEATURES:COIL,FIN-UNI-00920 | [36 empty] | URL NOT FOUND | [9 empty] | Cleansed |  | FIN-UNI-00920 |  | CABLE | NO MODIFIER | TYPE | COIL | NUMBER OF CONDUCTORS |  | CONDUCTOR SIZE |  | VOLTAGE RATING |  | CURRENT RATING |  | CONDUCTOR MATERIAL |  | JACKET MATERIAL |  | INSULATION MATERIAL |  | TEMPERATURE RATING |  | LENGTH |  | HAZARD CLASS |  | CERTIFICATION/STANDARD | [49 empty] | Production Completed
STP_009 - Lot7 | Data Enrichment | SMX | OK | 2023-10-16 | 2023-11-15 |  | 1061308 | 1061308 |  |  |  | ERSA | M | 1640 | 1583437GZPCLNT100 | M |  | CABLE;ELEC,ARM,3C/E 120MM,250M/CBL,ORNG | CABLE; | CABLE;TYPE:ELECTRICAL,ADDITIONAL FEATURES EN:ARM,3C/E 120MM,250M/CBL,ORANGE,XLPESWAPVC | CABLE; | [35 empty] | URL NOT FOUND | [9 empty] | Cleansed |  | CORE STRANDS:3C+E |  | CABLE | ARMORED | TYPE | ELECTRICAL | CONDUCTOR SIZE | 120 MM | NUMBER OF CONDUCTORS |  | LENGTH | 250 M | ARMOR MATERIAL | STEEL WIRE | OUTER JACKET MATERIAL | XLPE | CONDUCTOR MATERIAL |  | VOLTAGE RATING |  | INSULATION MATERIAL | PVC | COLOR | ORANGE | SHIELDED/UNSHIELDED PAIRS |  | TEMPERATURE RATING |  | OUTSIDE DIAMETER |  | CERTIFICATION/STANDARD | [45 empty] | Production Completed
STP_009 - Lot7 | Data Enrichment | SMX | OK | 2023-10-16 | 2023-11-15 |  | 1185249 | 1185249 |  |  |  | ERSA | M | 1600 | 1557376GZPCLNT100 | EA |  | CABLE;SPEED SENSOR,TACH,25M | CABLE; | CABLE;TYPE:SPEED SENSOR,ADDITIONAL FEATURES EN:TACHOMETER,25M | CABLE; | [35 empty] | URL NOT FOUND | [9 empty] | Cleansed |  | FOR TACHOMETER |  | CABLE | ELECTRICAL | TYPE | SPEED SENSOR | VOLTAGE RATING |  | CURRENT RATING |  | CONDUCTOR SIZE |  | NUMBER OF CONDUCTORS |  | CORE STRANDS |  | CONDUCTOR MATERIAL |  | JACKET MATERIAL |  | INSULATION MATERIAL |  | FILLER MATERIAL |  | ARMOR TYPE |  | TEMPERATURE RATING |  | LENGTH | 25 M | JACKET COLOUR |  | HAZARD CLASS |  | CERTIFICATION/STANDARD | [41 empty] | Production Completed
STP_009 - Lot7 | Data Enrichment | SMX | OK | 2023-10-16 | 2023-11-16 |  | 1098273 | 1098273 | 1382060 | AU_QM_000222101 |  | ERSA | M | 5100 | 1382060GZPCLNT100 | EA | 3000013 | CABLE;VOL,20893636 | CABLE;VOL,20893636 | CABLE;MNFR:VOLVO,PTNO:20893636 |  | CABLE;VOL,20893636CABLE;VOL,20893636 | VOLVO | 20893636 | [14 empty] | VOLVO | 20893636 | [16 empty] | https://srp.com.tr/volvo/20893636/ | [9 empty] | Enriched |  |  |  | HARNESS | CABLE | TYPE |  | CABLE SIZE |  | INSULATION MATERIAL |  | SIZE |  | CONDUCTOR MATERIAL |  | CONNECTION TYPE |  | HAZARD CLASS |  | CERTIFICATION/STANDARD | [57 empty] | Production Completed
STP_009 - Lot7 | Data Enrichment | SMX | OK | 2023-10-16 | 2023-11-16 |  | 1000185 | 1000185 |  |  |  | ERSA | M | 5100 | 1496052GZPCLNT100 | EA |  | CABLE;4X90U90617 | CABLE;4X90U90617 | CABLE;ADDITIONAL FEATURES:4X90U90617 |  |  |  |  | 1068531 @@ LENOVO (AUSTRALIA & NEW ZEALAND) | 1496052 | [12 empty] | LENOVO (AUSTRALIA & NEW ZEALAND) | 1496052 | [16 empty] | https://www.lenovo.com/us/en/p/accessories-and-software/cables-and-adapters/cables/4x90u90617 | [9 empty] | Enriched |  |  |  | CABLE | ELECTRICAL | TYPE | THUNDERBOLT | VOLTAGE RATING |  | CURRENT RATING |  | CONDUCTOR SIZE |  | NUMBER OF CONDUCTORS |  | CORE STRANDS |  | CONDUCTOR MATERIAL |  | JACKET MATERIAL |  | INSULATION MATERIAL |  | FILLER MATERIAL |  | ARMOR TYPE |  | TEMPERATURE RATING | 0-40 DEG C | LENGTH | 700 MM | JACKET COLOUR | BLACK | HAZARD CLASS |  | CERTIFICATION/STANDARD | CE | [40 empty] | Production Completed
STP_009 - Lot7 | Data Enrichment | SMX | OK | 2023-10-16 | 2023-11-16 |  | 1004232 | 1004232 | 1354601 | AU_QM_000143799 |  | ERSA | M | 5100 | 1354601GZPCLNT100 | EA | 3000030 | CABLE;OUT,10341235 | CABLE;OUT,10341235 | CABLE;MNFR:OUTOTEC,PTNO:10341235 |  | CABLE ASSY,SPEC.PURPOSE,ELECT:SIGNAL CABLE;MAGNETIC VALVES;;1600MM;BUR | OUTOTEC | 10341235 | 1068243 @@ OUTOTEC PTY LTD | 10341235 | [12 empty] | OUTOTEC | 10341235 | OUTOTEC PTY LTD | 10341235 | [14 empty] | URL NOT FOUND | [9 empty] | Cleansed |  | FOR MAGNETIC VALVES,BUR |  | CABLE | ASSEMBLY | TYPE | SPECIAL PURPOSE,ELECTRICAL,SIGNAL | VOLTAGE RATING |  | CURRENT RATING |  | CONDUCTOR SIZE | 1600 MM | NUMBER OF CONDUCTORS |  | CORE STRANDS |  | CONDUCTOR MATERIAL |  | JACKET MATERIAL |  | INSULATION MATERIAL |  | TEMPERATURE RATING |  | LENGTH |  | JACKET COLOUR |  | HAZARD CLASS |  | CERTIFICATION/STANDARD | [45 empty] | Production Completed
STP_009 - Lot7 | Data Enrichment | SMX | OK | 2023-10-16 | 2023-11-15 |  | 1013071 | 1013071 |  |  |  | ERSA | M | 3750 | 1555512GZPCLNT100 | EA | 3000418 | CABLE,ASSY;BORT,5307747,BAYNT,5 PIN,18-1 | ENSAMBLE CABLE;BORT,5307747 | CABLE,ASSEMBLY;MNFR:BOART LONGYEAR,PTNO:5307747,ADDITIONAL FEATURES EN:BAYONET,5 PIN,18-11,MALE,DCI HEAD | ENSAMBLE CABLE;MNFR:BOART LONGYEAR,PTNO:5307747 |  | BOART LONGYEAR | 5307747 | 1069364 @@ BOART LONGYEAR | 5307747 | 1068617 @@ BOART LONGYEAR PTY LTD | 5307747 | [10 empty] | BOART LONGYEAR | 5307747 | BOART LONGYEAR | 5307747 | BOART LONGYEAR PTY LTD | 5307747 | [12 empty] | https://www.indonesianimporter.com/indonesia-import-data/able/hs-code-85446022/cntry-poland/pol-perth.html | [9 empty] | Cleansed |  | CONNECTION:5-PIN (18-11) MALE,DCI HEAD |  | CABLE | ASSEMBLY | TYPE | BAYONET | VOLTAGE RATING |  | CURRENT RATING |  | CONDUCTOR SIZE |  | NUMBER OF CONDUCTORS |  | CORE STRANDS |  | CONDUCTOR MATERIAL |  | JACKET MATERIAL |  | INSULATION MATERIAL |  | TEMPERATURE RATING |  | LENGTH |  | JACKET COLOUR |  | HAZARD CLASS |  | CERTIFICATION/STANDARD | [45 empty] | Production Completed
STP_009 - Lot7 | Data Enrichment | SMX | OK | 2023-10-16 | 2023-11-16 |  | 1013396 | 1013396 |  |  |  | ERSA | M | 5100 | 1615728GZPCLNT100 | EA | 3000446 | CABLE,SGNL;YOKG,AX01C-B015,MAGNETIC FLOW | SEÑAL CABLE;YOKG,AX01C-B015 | CABLE,SIGNAL;MNFR:YOKOGAWA,PTNO:AX01C-B015,ADDITIONAL FEATURES EN:MAGNETIC FLOWMETER | SEÃ‘AL CABLE;MNFR:YOKOGAWA,PTNO:AX01C-B015 |  | YOKOGAWA | AX01C-B015 | 1069606 @@ YOKOGAWA AUSTRALIA PTY LTD | AX01C-B015 | [12 empty] | YOKOGAWA | AX01C-B015 | YOKOGAWA AUSTRALIA PTY LTD | AX01C-B015 | [14 empty] | https://web-material3.yokogawa.com/SD01E21K01-01EN.pdf | [9 empty] | Cleansed |  |  |  | CABLE | SIGNAL | TYPE | MAGNETIC FLOWMETER | NUMBER OF CONDUCTORS |  | CONDUCTOR SIZE |  | CONNECTION TYPE |  | CONDUCTOR MATERIAL |  | LENGTH |  | VOLTAGE RATING |  | JACKET MATERIAL |  | INSULATION MATERIAL |  | TEMPERATURE RATING |  | HAZARD CLASS |  | CERTIFICATION/STANDARD | [49 empty] | Production Completed
STP_009 - Lot7 | Data Enrichment | SMX | OK | 2023-10-16 | 2023-11-16 |  | 1014648 | 1014648 |  |  |  | ERSA | M | 1640 | 1616712GZPCLNT100 | EA |  | CABLE;CHRG,WN3_6 | CABLE; | CABLE;TYPE:CHARGE,ADDITIONAL FEATURES EN:WN3_6 | CABLE; |  |  |  | 1068354 @@ FINLAY SCREENING & CRUSHING | 14.85.1131 | [12 empty] | FINLAY SCREENING & CRUSHING | 14.85.1131 | [16 empty] | https://vsip.info/j-1175-illustrated-parts-catalog-mastercopy-from-serial-no-trx1175jcomd56948-5-pdf-free.html | [9 empty] | Enriched |  | WN3_6 |  | CABLE | ELECTRICAL | TYPE | PULLROD,CHARGE | VOLTAGE RATING |  | CURRENT RATING |  | CONDUCTOR SIZE |  | NUMBER OF CONDUCTORS |  | CORE STRANDS |  | CONDUCTOR MATERIAL |  | JACKET MATERIAL |  | INSULATION MATERIAL |  | FILLER MATERIAL |  | ARMOR TYPE |  | TEMPERATURE RATING |  | LENGTH |  | JACKET COLOUR |  | HAZARD CLASS |  | CERTIFICATION/STANDARD | [41 empty] | Production Completed
STP_009 - Lot7 | Data Enrichment | SMX | OK | 2023-10-16 | 2023-11-16 |  | 1035966 | 1035966 |  |  |  | ERSA | M | 1640 | 1532024GZPCLNT100 | M |  | CABLE,ELEC;1C,6MM2,BLACK,08B1154 | CABLE,ELEC;1C,6MM2,BLACK,08B1154 | CABLE,ELEC;ADDITIONAL FEATURES:1C,6MM2,BLACK,08B1154 |  |  |  |  | 1068229 @@ RUSSELL MINERAL EQUIPMENT P/L | 08B1154 | [10 empty] | RUSSELL MINERAL EQUIPMENT P/L | 08B1154 | [18 empty] | URL NOT FOUND | [9 empty] | Cleansed |  |  |  | CABLE | ELECTRICAL | TYPE |  | VOLTAGE RATING |  | CURRENT RATING |  | CONDUCTOR SIZE | 6 MM2 | NUMBER OF CONDUCTORS |  | CORE STRANDS | 1 | CONDUCTOR MATERIAL |  | JACKET MATERIAL |  | INSULATION MATERIAL |  | FILLER MATERIAL |  | ARMOR TYPE |  | TEMPERATURE RATING |  | LENGTH |  | JACKET COLOUR | BLACK | HAZARD CLASS |  | CERTIFICATION/STANDARD | [41 empty] | Production Completed
STP_009 - Lot7 | Data Enrichment | SMX | OK | 2023-10-16 | 2023-11-16 |  | 1035970 | 1035970 |  |  |  | ERSA | M | 2620 | 1531683GZPCLNT100 | M |  | CABLE,WLDG;120MM,ELEZW120 | CABLE,WLDG;120MM,ELEZW120 | CABLE,WLDG;ADDITIONAL FEATURES:120MM,ELEZW120 |  |  |  |  | 1068264 @@ GLOBAL WELDING SUPPLIES (MT ISA) | ELEZW120 | [12 empty] | ELECTRA CABLES | ZW120 | GLOBAL WELDING SUPPLIES (MT ISA) | ELEZW120 | [14 empty] | https://www.isupplyelectrical.com.au/shop/cable/flexible-welding-cable/120mm-flexible-welding-cables-1665-0-30-zw120/ | [9 empty] | Enriched |  |  |  | CABLE | WELDING | TYPE | FLEXIBLE | CABLE SIZE | 120 MM | VOLTAGE RATING | 0.6/1 KV | CURRENT RATING |  | LENGTH | 100 M | MATERIAL | PLAIN ANNEALED COPPER | DUTY CYCLE |  | JACKET MATERIAL |  | TEMPERATURE RATING |  | HAZARD CLASS |  | CERTIFICATION/STANDARD | AS/NZS 1125 | [50 empty] | Production Completed
STP_009 - Lot7 | Data Enrichment | SMX | OK | 2023-10-16 | 2023-11-16 |  | 1035971 | 1035971 |  |  |  | ERSA | M | 2620 | 1531682GZPCLNT100 | M |  | CABLE,WLDG;70MM,ELEZW70 | CABLE,WLDG;70MM,ELEZW70 | CABLE,WLDG;ADDITIONAL FEATURES:70MM,ELEZW70 |  |  |  |  | 1068264 @@ GLOBAL WELDING SUPPLIES (MT ISA) | ELEZW70 | [12 empty] | ELECTRA CABLES | ZW70 | GLOBAL WELDING SUPPLIES (MT ISA) | ELEZW70 | [14 empty] | https://www.idealelectrical.com/aie/category/Cable/Specialty-Cable/Welding/CABLE-WELDING-FLEXIBLE-70MM-2220-0-20-SDI-ORANGE/ELTZW70/p/11957785 | [9 empty] | Enriched |  |  |  | CABLE | WELDING | TYPE | FLEXIBLE | CABLE SIZE | 70 MM | VOLTAGE RATING | 0.6/1 KV | CURRENT RATING |  | LENGTH |  | MATERIAL | PLAIN ANNEALED COPPER | DUTY CYCLE |  | JACKET MATERIAL |  | TEMPERATURE RATING |  | HAZARD CLASS |  | CERTIFICATION/STANDARD | AS/NZS 1125 | [50 empty] | Production Completed
STP_009 - Lot7 | Data Enrichment | SMX | OK | 2023-10-16 | 2023-11-16 |  | 1036151 | 1036151 |  |  |  | ERSA | M | 1600 | 1514610GZPCLNT100 | M |  | CABLE;3/16,4 WIRELINE,000130 | CABLE;3/16,4 WIRELINE,000130 | CABLE;ADDITIONAL FEATURES:3/16,4 WIRELINE,000130 |  |  |  |  | 1068974 @@ DGRT PTY LTD | 130 | [12 empty] | DGRT PTY LTD | 000130 | [16 empty] | https://anniekits.com/products/ldt-000133-patch-cable-0-5-m?pr_prod_strat=description&pr_rec_id=5d26d08f8&pr_rec_pid=7260981624991&pr_ref_pid=7260986966175&pr_seq=uniform | [9 empty] | Enriched |  | SIZE:3/16 IN |  | CABLE | ELECTRICAL | TYPE |  | VOLTAGE RATING |  | CURRENT RATING |  | CONDUCTOR SIZE |  | NUMBER OF CONDUCTORS |  | CORE STRANDS |  | CONDUCTOR MATERIAL |  | JACKET MATERIAL |  | INSULATION MATERIAL |  | FILLER MATERIAL |  | ARMOR TYPE |  | TEMPERATURE RATING |  | LENGTH | 0.5 M | JACKET COLOUR |  | HAZARD CLASS |  | CERTIFICATION/STANDARD | [41 empty] | Production Completed
STP_009 - Lot7 | Data Enrichment | SMX | OK | 2023-10-16 | 2023-11-16 |  | 1036233 | 1036233 |  |  |  | ERSA | M | 5100 | 1480687GZPCLNT100 | DR |  | CABLE,48295 | CABLE,48295 | CABLE,48295 |  |  |  |  | 1069717 @@ AIR & GAS INDUSTRIES | 1480687 | [12 empty] | BLIZZARD | 48295 | AIR & GAS INDUSTRIES | 1480687 | [14 empty] | https://www.storksplows.com/48295-blizzard-power-hitch-2-fleetflex-plow-side-power-ground-4-pin-cable.html | [9 empty] | Enriched |  |  |  | CABLE | POWER | TYPE | GROUND | VOLTAGE RATING |  | CURRENT RATING |  | CONDUCTOR SIZE |  | NUMBER OF CONDUCTORS |  | CORE STRANDS |  | CONDUCTOR MATERIAL |  | JACKET MATERIAL |  | INSULATION MATERIAL |  | BEND RADIUS |  | TEMPERATURE RATING |  | LENGTH |  | JACKET COLOR |  | CERTIFICATION/STANDARD | [45 empty] | Production Completed
STP_009 - Lot7 | Data Enrichment | SMX | OK | 2023-10-16 | 2023-11-16 |  | 1036264 | 1036264 | 1476123 | AU_QM_000386854 |  | ERSA | M | 1640 | 1476123GZPCLNT100 | M |  | CABLE;ELECTRICAL,PYROSALE,WI-PWJ820 | CABLE;ELECTRICAL,PYROSALE,WI-PWJ820 |  |  | CABLE,SPECIAL PURPOSE,ELECTRICAL: 20G THERMOCOUPLE, TYPE J |  |  | 1070069 @@ PYROSALES PTY LTD | WI-PWJ820 | 1068181 @@ CNW (MOUNT ISA) ELECT WHOLESALER | WI-PWJ820 | [10 empty] | PYROSALES PTY LTD | WI-PWJ820 | CNW (MOUNT ISA) ELECT WHOLESALER | WI-PWJ820 | [14 empty] | https://www.pyrosales.com.au/media/blfa_files/3._Cables_and_Accessories_Full_2.pdf | [9 empty] | Enriched |  | FOR 20G THERMOCOUPLE,TYPE J |  | WIRE | ELECTRICAL | TYPE | SPECIAL PURPOSE,HIGH TEMPERATURE | VOLTAGE RATING |  | CONDUCTOR SIZE |  | CONDUCTOR MATERIAL |  | JACKET MATERIAL | BRAIDED FIBERGLASS | NUMBER OF CONDUCTORS |  | TEMPERATURE RATING | 1300 DEG F | COLOUR |  | HAZARD CLASS |  | CERTIFICATION/STANDARD | [53 empty] | Production Completed
STP_009 - Lot7 | Data Enrichment | SMX | OK | 2023-10-16 | 2023-11-16 |  | 1036290 | 1036290 | 1474548 | AU_QM_000164089 |  | ERSA | M | 1640 | 1474548GZPCLNT100 | M |  | DROP CABLE ELECTRICAL 6MM 3 CORE AND EAR | DROP CABLE ELECTRICAL 6MM 3 CORE AND EAR |  |  | CABLE,POWER:DROP CABLE ELECTRICAL 6MM 3 CORE AND EAR |  |  | 1068329 @@ TOTAL EDEN | 1474548 | [10 empty] | TOTAL EDEN | 1474548 | [18 empty] | URL NOT FOUND | [9 empty] | Cleansed |  |  |  | CABLE | POWER | TYPE | DROP ELECTRICAL | VOLTAGE RATING |  | CURRENT RATING |  | CONDUCTOR SIZE | 6 MM | NUMBER OF CONDUCTORS |  | CORE STRANDS | 3C+E | CONDUCTOR MATERIAL |  | JACKET MATERIAL |  | INSULATION MATERIAL |  | BEND RADIUS |  | TEMPERATURE RATING |  | LENGTH |  | JACKET COLOR |  | CERTIFICATION/STANDARD | [45 empty] | Production Completed
STP_009 - Lot7 | Data Enrichment | SMX | OK | 2023-10-16 | 2023-11-16 |  | 1036452 | 1036452 |  |  |  | ERSA | M | 5100 | 1495312GZPCLNT100 | M |  | CABLE;FIRE CONTR,ELTFC7502-LDT-500 | CABLE;FIRE CONTR,ELTFC7502-LDT-500 | [5 empty] | 1071835 @@ REXEL AUSTRALIA | ELTFC7502┬êÆLDT┬êÆ500 | [12 empty] | ELECTRA CABLES | ELTFC7502-LDT-500 | REXEL AUSTRALIA | ELTFC7502-LDT-500 | [14 empty] | https://www.rexel.com.au/are/category/Cable/Fire-Cable/Fire/CABLE-FIRE-CONTROL-TWISTED-7-0-50-2-CORE-L-DUTY-500M-RED/ELTFC7502-LDT-500/p/11123300?prevPageNumber=3&isPaginationRequest=true | [9 empty] | Enriched |  |  |  | CABLE | CONTROL | TYPE | FIRE,TWISTED | DIAMETER |  | CONDUCTOR SIZE | 1.5 MM2 | NUMBER OF CONDUCTORS |  | CORE STRANDS | 1C+E | CONDUCTOR MATERIAL | PLAIN ANNEALED COPPER | JACKET MATERIAL | PVC V75 | INSULATION MATERIAL | PVC V75 | VOLTAGE RATING | 0.6/1 KV | TEMPERATURE RATING |  | LENGTH |  | JACKET COLOUR | RED | HAZARD CLASS |  | CERTIFICATION/STANDARD | AS/NZS 3808 | [44 empty] | Production Completed
STP_009 - Lot7 | Data Enrichment | SMX | OK | 2023-10-16 | 2023-11-16 |  | 1036453 | 1036453 |  |  |  | ERSA | M | 5100 | 1495306GZPCLNT100 | M |  | CABLE;7/0.67,2.5MM,4C+E,F,ELTFRC4025+E-B | CABLE;7/0.67,2.5MM,4C+E,F,ELTFRC4025+E-B | [5 empty] | 1071835 @@ REXEL AUSTRALIA | ELTFRC4025+E┬êÆB | [12 empty] | ELECTRA CABLES | ELTFRC4025+E-B | REXEL AUSTRALIA | ELTFRC4025+E-B | [14 empty] | https://www.learsmith.com.au/als/category/Cable/Fire-Cable/Fire/7-0-67-2-5MM-4C%2BE-FIRE-RATED-CABLE/ELTFRC4025%2BE-B/p/14250845 | [9 empty] | Enriched |  | STRANDS:7/0.67 |  | CABLE | ELECTRICAL | TYPE | FIRE | VOLTAGE RATING | 0.6/1 KV | CURRENT RATING |  | CONDUCTOR SIZE | 2.5 MM2 | NUMBER OF CONDUCTORS |  | CORE STRANDS | 4C+E | CONDUCTOR MATERIAL | PLAIN ANNEALED COPPER | JACKET MATERIAL | HFS-110-TP | INSULATION MATERIAL |  | FILLER MATERIAL |  | ARMOR TYPE |  | TEMPERATURE RATING |  | LENGTH |  | JACKET COLOUR | ORANGE | HAZARD CLASS |  | CERTIFICATION/STANDARD | AS/NZS 3013 | [40 empty] | Production Completed
STP_009 - Lot7 | Data Enrichment | SMX | OK | 2023-10-16 | 2023-11-16 |  | 1036454 | 1036454 |  |  |  | ERSA | M | 5100 | 1495303GZPCLNT100 | M |  | CABLE;16MM 4C+E,FLE,WWC1516HFSMICA-FLEX# | CABLE;16MM 4C+E,FLE,WWC1516HFSMICA-FLEX# | [5 empty] | 1071835 @@ REXEL AUSTRALIA | WWC1516HFSMICA┬êÆFLEX# | [10 empty] | REXEL AUSTRALIA | WWC1516HFSMICA-FLEX# | [18 empty] | URL NOT FOUND | [9 empty] | Cleansed |  |  |  | CABLE | ELECTRICAL | TYPE | FLEXIBLE | VOLTAGE RATING |  | CURRENT RATING |  | CONDUCTOR SIZE | 16 MM | NUMBER OF CONDUCTORS |  | CORE STRANDS | 4C+E | CONDUCTOR MATERIAL |  | JACKET MATERIAL |  | INSULATION MATERIAL |  | FILLER MATERIAL |  | ARMOR TYPE |  | TEMPERATURE RATING |  | LENGTH |  | JACKET COLOUR |  | HAZARD CLASS |  | CERTIFICATION/STANDARD | [41 empty] | Production Completed
STP_009 - Lot7 | Data Enrichment | SMX | OK | 2023-10-16 | 2023-11-15 |  | 1036527 | 1036527 | 1362597 | AU_QM_000162041 |  | ERSA | M | 4900 | 1362597GZPCLNT100 | M |  | CABLE CAT 5 E STRANDED UTP AND 2 X 2.5MM | CABLE CAT 5 E STRANDED UTP AND 2 X 2.5MM | CABLE ASSY,SPEC.PURPOSE,ELECT: CABLE CAT 5 E STRANDED UTP AND 2 X 2.5MM POWER STRANDS |  | CABLE ASSY,SPEC.PURPOSE,ELECT:CABLE CAT 5 E STRANDED UTP AND 2 X 2.5MM |  |  | 1070724 @@ ECAM PTY LTD | 1362597 | [10 empty] | ECAM PTY LTD | 1362597 | [18 empty] | URL NOT FOUND | [9 empty] | Cleansed |  | C/W POWER STRANDS |  | CABLE | ASSEMBLY | TYPE | SPECIAL PURPOSE,ELECTRICAL,CAT 5E STRANDED UTP | VOLTAGE RATING |  | CURRENT RATING |  | CONDUCTOR SIZE | 2.5 MM | NUMBER OF CONDUCTORS |  | CORE STRANDS | 2 | CONDUCTOR MATERIAL |  | JACKET MATERIAL |  | INSULATION MATERIAL |  | TEMPERATURE RATING |  | LENGTH |  | JACKET COLOUR |  | HAZARD CLASS |  | CERTIFICATION/STANDARD | [45 empty] | Production Completed
STP_009 - Lot7 | Data Enrichment | SMX | OK | 2023-10-16 | 2023-11-16 |  | 1050279 | 1050279 |  |  |  | ERSA | M | 5100 | 1608427GZPCLNT100 | EA |  | CABLE,CTRL;DECODER,2.1 MM2,2C | CABLE CONT; | CABLE,CONTROL;TYPE:DECODER,CONDUCTOR SIZE:2.1 MM2,CORE STRANDS:2C,ADDITIONAL FEATURES EN:HUNTER IDWIRE | CABLE CONTROL; |  |  |  | 1068155 @@ REECE PTY LTD | 1531402 | [13 empty] | 1531402 | REECE PTY LTD | 1531402 | HUNTER | [13 empty] | https://trp.eu/en-gb/parts/11/229/1531402 | [9 empty] | Enriched |  | IDWIRE |  | CABLE | CONTROL | TYPE | DECODER | DIAMETER |  | CONDUCTOR SIZE | 2.1 MM2 | NUMBER OF CONDUCTORS |  | CORE STRANDS | 2 | CONDUCTOR MATERIAL |  | JACKET MATERIAL |  | INSULATION MATERIAL |  | VOLTAGE RATING |  | TEMPERATURE RATING |  | LENGTH | 0.5 M | JACKET COLOUR |  | HAZARD CLASS |  | CERTIFICATION/STANDARD | ISO | [44 empty] | Production Completed
STP_009 - Lot7 | Data Enrichment | SMX | OK | 2023-10-16 | 2023-11-16 |  | 1050280 | 1050280 |  |  |  | ERSA | M | 5100 | 1608428GZPCLNT100 | EA |  | CABLE,CTRL;DECODER,2.1 MM2,LG 100 M | CABLE CONT;,LG | CABLE,CONTROL;TYPE:DECODER,CONDUCTOR SIZE:2.1 MM2,LENGTH:100 M,ADDITIONAL FEATURES EN:HUNTER IDWIRE | CABLE CONTROL; |  |  |  | 1068155 @@ REECE PTY LTD | 1543334 | [10 empty] | REECE PTY LTD | 1543334 |  |  | HUNTER | [15 empty] | URL NOT FOUND | [9 empty] | Cleansed |  | IDWIRE |  | CABLE | CONTROL | TYPE |  | DIAMETER |  | CONDUCTOR SIZE | 2.1 MM2 | NUMBER OF CONDUCTORS |  | CORE STRANDS |  | CONDUCTOR MATERIAL |  | JACKET MATERIAL |  | INSULATION MATERIAL |  | VOLTAGE RATING |  | TEMPERATURE RATING |  | LENGTH | 100 M | JACKET COLOUR |  | HAZARD CLASS |  | CERTIFICATION/STANDARD | [45 empty] | Production Completed
STP_009 - Lot7 | Data Enrichment | SMX | OK | 2023-10-16 | 2023-11-15 |  | 1052457 | 1052457 |  |  |  | ERSA | M | 1600 | 1581637GZPCLNT100 | ROL |  | CABLE,COAXL;RG213,7/0.70MM BLACK,100M | CABLE COAXIAL; | CABLE,COAXIAL;ADDITIONAL FEATURES EN:RG213,7/0.70MM BLACK,100M | CABLE COAXIAL; |  |  |  | 1068740 @@ METAL MANUFACTURES PTY LTD | GARCC213100 | [12 empty] | GARLAND | CC213100 | METAL MANUFACTURES PTY LTD | GARCC213100 | [14 empty] | https://www.rexel.com.au/are/category/Cable/Coaxial-Cable/Coaxial-cable/CABLE-COAXIAL-RG213-LOW-LOSS-50-OHM-100M-REEL/GARCC213100/p/11674991 | [9 empty] | Enriched |  | COLOUR:BLACK,STRANDS:7/0.70 MM |  | CABLE | COAXIAL | TYPE | RG213 | CAPACITANCE |  | IMPEDANCE | 50 OHM | OUTSIDE DIAMETER |  | CONDUCTOR SIZE |  | CORE STRANDS |  | CONDUCTOR MATERIAL |  | JACKET MATERIAL | POLYETHELYNE | INSULATION MATERIAL |  | LENGTH | 100 M | TEMPERATURE RATING |  | HAZARD CLASS |  | CERTIFICATION/STANDARD | [47 empty] | Production Completed
STP_009 - Lot7 | Data Enrichment | SMX | OK | 2023-10-16 | 2023-11-16 |  | 1052473 | 1052473 |  |  |  | ERSA | M | 1640 | 1578055GZPCLNT100 | EA |  | CABLE;CTRL,5C SCREENED SY,1 MM2 X 50M | CABLE; | CABLE;TYPE:CONTROL,ADDITIONAL FEATURES EN:5C SCREENED SY,1 MM2 X 50M,TRANSPARENT PVC SHEATH | CABLE; |  |  |  | 1068354 @@ FINLAY SCREENING & CRUSHING | 196-4682 | [14 empty] | FINLAY SCREENING & CRUSHING | [12 empty] | 196-4682 |  |  | https://in.rsdelivers.com/product/rs-pro/rs-pro-control-cable-5-cores-1-mm-sy-screened-50m/1964682 | [9 empty] | Enriched |  | SY |  | CABLE | CONTROL | TYPE | SCREENED | DIAMETER |  | CONDUCTOR SIZE | 1 MM2 | NUMBER OF CONDUCTORS |  | CORE STRANDS | 5 | CONDUCTOR MATERIAL | ANNEALED COPPER | JACKET MATERIAL | PVC | INSULATION MATERIAL | PVC | VOLTAGE RATING | 300/500 V | TEMPERATURE RATING | -15 TO 70 DEG C | LENGTH | 50 M | JACKET COLOUR | TRANSPARENT | HAZARD CLASS |  | CERTIFICATION/STANDARD | [45 empty] | Production Completed
STP_009 - Lot7 | Data Enrichment | SMX | OK | 2023-10-16 | 2023-11-15 |  | 1052486 | 1052486 |  |  |  | ERSA | M | 1640 | 1574981GZPCLNT100 | EA |  | CABLE,COAXL;RU400-75 LOW LOSS,SOLID COPP | CABLE COAXIAL; | CABLE,COAXIAL;ADDITIONAL FEATURES EN:RU400-75 LOW LOSS,SOLID COPPER CORE,75 OHM,300 M ROLL | CABLE COAXIAL; |  |  |  | 1069902 @@ ZCG SCALAR | 8121-300 | [12 empty] | ZCG SCALAR | 8121-300 | [16 empty] | https://zcg.com.au/wp-content/uploads/pdf/10-RU400-75_LowLoss.pdf | [9 empty] | Enriched |  | CORE MATERIAL:SOLID COPPER |  | CABLE | COAXIAL | TYPE | RU400-75,LOW LOSS | CAPACITANCE | 52.3 PF/M | IMPEDANCE | 75 OHM | OUTSIDE DIAMETER |  | CONDUCTOR SIZE | 1.65 MM | CORE STRANDS |  | CONDUCTOR MATERIAL | SOLID COPPER | JACKET MATERIAL | PE | INSULATION MATERIAL |  | LENGTH | 300 M ROLL | TEMPERATURE RATING | -40 TO 85 DEG C | HAZARD CLASS |  | CERTIFICATION/STANDARD | [47 empty] | Production Completed
STP_009 - Lot7 | Data Enrichment | SMX | OK | 2023-10-16 | 2023-11-16 |  | 1053030 | 1053030 |  |  |  | ERSA | M | 1640 | 1579502GZPCLNT100 | EA |  | CABLE;BUILDING WIRE,6MM X 100M,GRN/YEL | CABLE; | CABLE;TYPE:BUILDING WIRE,ADDITIONAL FEATURES EN:6MM X 100M,GRN/YEL | CABLE; |  |  |  | 1071835 @@ REXEL AUSTRALIA | ELTELTSF1060VT-GY | [10 empty] | REXEL AUSTRALIA | ELTELTSF1060VT-GY | [18 empty] | URL NOT FOUND | [9 empty] | Cleansed |  |  |  | CABLE | ELECTRICAL | TYPE | BUILDING WIRE | VOLTAGE RATING |  | CURRENT RATING |  | CONDUCTOR SIZE | 6 MM | NUMBER OF CONDUCTORS |  | CORE STRANDS |  | CONDUCTOR MATERIAL |  | JACKET MATERIAL |  | INSULATION MATERIAL |  | FILLER MATERIAL |  | ARMOR TYPE |  | TEMPERATURE RATING |  | LENGTH | 100 M | JACKET COLOUR | GREEN/YELLOW | HAZARD CLASS |  | CERTIFICATION/STANDARD | [41 empty] | Production Completed
STP_009 - Lot7 | Data Enrichment | SMX | OK | 2023-10-16 | 2023-11-16 |  | 1053031 | 1053031 |  |  |  | ERSA | M | 1640 | 1579503GZPCLNT100 | EA |  | CABLE;BUILDING WIRE,6MM X 100M,BLK,FLX | CABLE; | CABLE;TYPE:BUILDING WIRE,ADDITIONAL FEATURES EN:6MM X 100M,BLK,FLEX | CABLE; |  |  |  | 1071835 @@ REXEL AUSTRALIA | ELTSF1060VT-BLK | [10 empty] | REXEL AUSTRALIA | ELTSF1060VT-BLK | [18 empty] | URL NOT FOUND | [9 empty] | Cleansed |  |  |  | CABLE | ELECTRICAL | TYPE | BUILDING WIRE,FLEXIBLE | VOLTAGE RATING |  | CURRENT RATING |  | CONDUCTOR SIZE | 6 MM | NUMBER OF CONDUCTORS |  | CORE STRANDS |  | CONDUCTOR MATERIAL |  | JACKET MATERIAL |  | INSULATION MATERIAL |  | FILLER MATERIAL |  | ARMOR TYPE |  | TEMPERATURE RATING |  | LENGTH | 100 M | JACKET COLOUR | BLACK | HAZARD CLASS |  | CERTIFICATION/STANDARD | [41 empty] | Production Completed
STP_009 - Lot7 | Data Enrichment | SMX | OK | 2023-10-16 | 2023-11-15 |  | 1053112 | 1053112 |  |  |  | ERSA | M | 1640 | 1580481GZPCLNT100 | EA |  | CABLE,INSTR;ARMD 2 PAIR I/O SCREEN 1.5MM | CABLE INSTRU; | CABLE,INSTRUMENT;ADDITIONAL FEATURES EN:ARMD 2 PAIR I/O SCREEN 1.5MM PVC/SWA/PVC BLACK 100M | CABLE INSTRUMENTOS; |  |  |  | 1068740 @@ METAL MANUFACTURES PTY LTD | APEINSVIOS105P02B | [12 empty] | APEC | APEINSVIOS105P02B | METAL MANUFACTURES PTY LTD | APEINSVIOS105P02B | [14 empty] | https://haymans.mmem.com.au/apeinsvios105p02b | [9 empty] | Enriched |  | ARMOR MATERIAL:STEEL WIRE ARMOURED,PACKAGE QUANTITY:2 PAIR |  | CABLE | INSTRUMENT | TYPE | ARMOURED,I/O SCREEN | DIAMETER | 15.3 MM | CONDUCTOR SIZE | 1.5 MM | NUMBER OF CONDUCTORS |  | CORE STRANDS |  | CONDUCTOR MATERIAL | PLAIN ANNEALED COPPER | JACKET MATERIAL | PVC | INSULATION MATERIAL | PVC | END CONNECTION |  | VOLTAGE RATING | 110-150 V | TEMPERATURE RATING |  | LENGTH | 100 M | JACKET COLOUR | BLACK | HAZARD CLASS |  | CERTIFICATION/STANDARD | [43 empty] | Production Completed
STP_009 - Lot7 | Data Enrichment | SMX | OK | 2023-10-16 | 2023-11-16 | CONFLICT W.R.T INPUT PROCESSED BASED ON WEB SOURCE | 1053249 | 1053249 |  |  |  | ERSA | M | 1640 | 1582807GZPCLNT100 | EA |  | CABLE;ENET,CAT6,RJ45,F/UTP SHLD,0.5M | CABLE; | CABLE;TYPE:ETHERNET,ADDITIONAL FEATURES EN:CAT6,RJ45,F/UTP SHLD,0.5M,BLUE LSZH SHEATH | CABLE; |  |  |  | 1068206 @@ RS COMPONENTS PTY LTD | 174306 | [12 empty] | CRC | 30567 | [12 empty] | RS COMPONENTS PTY LTD | 174-306 |  |  | https://befr.rs-online.com/web/p/greases/0174306 | [9 empty] | Enriched |  |  |  | GREASE | NO MODIFIER | TRADE NAME | MULTI GREASE | APPLICATION |  | COLOR | AMBER | TEXTURE |  | BASE OIL TYPE |  | SOAP TYPE |  | LUBRICANT TYPE | LITHIUM | NLGI NUMBER |  | FORM OF SUPPLY |  | CONTAINER TYPE | CARTRIDGE | OPERATING TEMPERATURE | -30 TO 130 DEG C | DROPPING POINT |  | VISCOSITY | 155 MM2/SEC | STANDARD |  | CERTIFICATION/STANDARD | [43 empty] | Production Completed
STP_009 - Lot7 | Data Enrichment | SMX | OK | 2023-10-16 | 2023-11-15 |  | 1053434 | 1053434 |  |  |  | ERSA | M | 1640 | 1577520GZPCLNT100 | M |  | CABLE,CTRL;INSTRUMENT UNARM,6 PAIR,1.5MM | CABLE CONT; | CABLE,CONTROL;ADDITIONAL FEATURES EN:INSTRUMENT UNARM,6 PAIR,1.5MM SCREENED,PVC BLACK | CABLE CONTROL; |  |  |  | 1068740 @@ METAL MANUFACTURES PTY LTD | WWC5006 | [12 empty] | WWC | WWC5006 | METAL MANUFACTURES PTY LTD | WWC5006 | [14 empty] | https://www.goelectrical.com.au/wwc5006 | [9 empty] | Enriched |  | PACKAGE QUANTITY:6 PAIR |  | CABLE | INSTRUMENT | TYPE | CONTROL,UNARMOURED,SCREENED | DIAMETER | 14.3 MM | CONDUCTOR SIZE | 1.5 MM | NUMBER OF CONDUCTORS |  | CORE STRANDS |  | CONDUCTOR MATERIAL | BARE COPPER | JACKET MATERIAL | PVC | INSULATION MATERIAL | PVC | END CONNECTION |  | VOLTAGE RATING | 110-150 V | TEMPERATURE RATING |  | LENGTH |  | JACKET COLOUR | BLACK | HAZARD CLASS |  | CERTIFICATION/STANDARD | [43 empty] | Production Completed
STP_009 - Lot7 | Data Enrichment | SMX | OK | 2023-10-16 | 2023-11-15 |  | 1053435 | 1053435 |  |  |  | ERSA | M | 1640 | 1577521GZPCLNT100 | M |  | CABLE,CTRL;INSTRUMENT UNARM,8 PAIR,1.5MM | CABLE CONT; | CABLE,CONTROL;ADDITIONAL FEATURES EN:INSTRUMENT UNARM,8 PAIR,1.5MM SCREENED,PVC BLACK | CABLE CONTROL; |  |  |  | 1068740 @@ METAL MANUFACTURES PTY LTD | WWC5008 | [12 empty] | WWC | WWC5008 | METAL MANUFACTURES PTY LTD | WWC5008 | [14 empty] | https://www.goelectrical.com.au/wwc5008 | https://dw.mmem.com.au/wwc5008 | [8 empty] | Enriched |  | PACKAGE QUANTITY:8 PAIR |  | CABLE | INSTRUMENT | TYPE | CONTROL,UNARMOURED,SCREENED | DIAMETER | 15.5 MM | CONDUCTOR SIZE | 1.5 MM | NUMBER OF CONDUCTORS |  | CORE STRANDS |  | CONDUCTOR MATERIAL | BARE COPPER | JACKET MATERIAL | PVC | INSULATION MATERIAL | PVC | END CONNECTION |  | VOLTAGE RATING | 110-150 V | TEMPERATURE RATING |  | LENGTH |  | JACKET COLOUR | BLACK | HAZARD CLASS |  | CERTIFICATION/STANDARD | [43 empty] | Production Completed
STP_009 - Lot7 | Data Enrichment | SMX | OK | 2023-10-16 | 2023-11-16 |  | 1054330 | 1054330 |  |  |  | ERSA | M | 5100 | 1615570GZPCLNT100 | EA |  | CABLE;METAL DETECTOR | CABLE; | CABLE;TYPE:METAL DETECTOR | CABLE; |  |  |  | 1068354 @@ FINLAY SCREENING & CRUSHING | 14.86.0010 | 1068135 @@ BOC LIMITED | 1615570 | [10 empty] | FINLAY SCREENING & CRUSHING | 14.86.0010 | BOC LIMITED | 1615570 | [14 empty] | https://www.volza.com/imports-india/india-import-data-of-metal+detectors-and-hscode-8544 | [9 empty] | Cleansed |  |  |  | CABLE | ELECTRICAL | TYPE | METAL DETECTOR | VOLTAGE RATING |  | CURRENT RATING |  | CONDUCTOR SIZE |  | NUMBER OF CONDUCTORS |  | CORE STRANDS |  | CONDUCTOR MATERIAL |  | JACKET MATERIAL |  | INSULATION MATERIAL |  | FILLER MATERIAL |  | ARMOR TYPE |  | TEMPERATURE RATING |  | LENGTH |  | JACKET COLOUR |  | HAZARD CLASS |  | CERTIFICATION/STANDARD | [41 empty] | Production Completed
STP_009 - Lot7 | Data Enrichment | SMX | OK | 2023-10-16 | 2023-11-15 |  | 1054657 | 1054657 |  |  |  | ERSA | M | 5100 | 1584315GZPCLNT100 | EA |  | CABLE,ASSY;CONNECTOR,250 V,22 AWG,LG 5 M | ENSAMBLE CABLE;,250 V,22 AWG,LG 5 M | CABLE,ASSEMBLY;TYPE:CONNECTOR,VOLTAGE RATING:250 V,CONDUCTOR SIZE:22 AWG,LENGTH:5 M,ADDITIONAL FEATURES EN:M12 | ENSAMBLE CABLE;VOLTAJE:250 V,TAMAÃ‘O CONDUCTORES:22 AWG,LONGITUD:5 M |  |  |  | 1069796 @@ IFM EFECTOR PTY LTD | ECV005 | [12 empty] | IFM EFECTOR PTY LTD | ECV005 | [16 empty] | https://www.ifm.com/in/en/product/EVC005 | [9 empty] | Enriched |  | C/W M12 CONNECTOR |  | CABLE | ASSEMBLY | TYPE | CONNECTING | VOLTAGE RATING | 250 VAC,300 VDC | CURRENT RATING |  | CONDUCTOR SIZE | 22 AWG | NUMBER OF CONDUCTORS |  | CORE STRANDS |  | CONDUCTOR MATERIAL |  | JACKET MATERIAL |  | INSULATION MATERIAL | PVC | TEMPERATURE RATING | -25 TO 90 DEG C | LENGTH | 5 M | JACKET COLOUR |  | HAZARD CLASS |  | CERTIFICATION/STANDARD | DIN EN 60512-5-2 | [44 empty] | Production Completed
STP_009 - Lot7 | Data Enrichment | SMX | OK | 2023-10-16 | 2023-11-16 |  | 1055457 | 1055457 |  |  |  | ERSA | M | 1640 | 1584320GZPCLNT100 | EA |  | CABLE,EXTSN;USB 2.0,LG 5 M,SLM | CABLE EXTEN;,LG 5 M | CABLE,EXTENSION;TYPE:USB 2.0,LENGTH:5 M,ADDITIONAL FEATURES EN:SLIM | CABLE EXTENSION;LONGITUD:5 M |  |  |  | 1068961 @@ LINDY AUSTRALIA PTY LTD | 42817 | [12 empty] | LINDY AUSTRALIA PTY LTD | 42817 | [16 empty] | https://www.lindy-international.com/5m-USB-2-0-Active-Extension-Slim-.htm?websale8=ld0101.ld021102&pi=42817 | [9 empty] | Enriched |  |  |  | CABLE | EXTENSION | TYPE | USB 2.0,SLIM | CONDUCTOR SIZE |  | NUMBER OF CONDUCTORS |  | LENGTH | 5 M | CONDUCTOR MATERIAL |  | CORE STRANDS |  | VOLTAGE RATING |  | DIAMETER |  | INSULATION MATERIAL |  | JACKET MATERIAL | PLASTIC | END CONNECTION |  | TEMPERATURE RATING |  | HAZARD CLASS |  | CERTIFICATION/STANDARD | [45 empty] | Production Completed
STP_009 - Lot7 | Data Enrichment | SMX | OK | 2023-10-16 | 2023-11-16 |  | 1057459 | 1057459 |  |  |  | ERSA | M | 1640 | 1558283GZPCLNT100 | M |  | CABLE;ELEC,95MM,4C&E,XLP/SWA/PVC,0.6/1KV | CABLE; | CABLE;TYPE:ELECTRICAL,ADDITIONAL FEATURES EN:95MM,4C&E,XLP/SWA/PVC,0.6/1KV | CABLE; |  |  |  | 1071180 @@ MM ELECTRICAL MERCHANDISING | 1558283 | [10 empty] | MM ELECTRICAL MERCHANDISING | 1558283 | [18 empty] | URL NOT FOUND | [9 empty] | Cleansed |  | CORE STRANDS:4C+E |  | CABLE | ARMORED | TYPE | ELECTRICAL | CONDUCTOR SIZE | 95 MM | NUMBER OF CONDUCTORS |  | LENGTH |  | ARMOR MATERIAL | STEEL WIRE | OUTER JACKET MATERIAL | XLPE/PVC | CONDUCTOR MATERIAL |  | VOLTAGE RATING | 0.6/1 KV | INSULATION MATERIAL |  | COLOR |  | SHIELDED/UNSHIELDED PAIRS |  | TEMPERATURE RATING |  | OUTSIDE DIAMETER |  | CERTIFICATION/STANDARD | [45 empty] | Production Completed
STP_009 - Lot7 | Data Enrichment | SMX | OK | 2023-10-16 | 2023-11-16 |  | 1058081 | 1058081 |  |  |  | ERSA | M | 5920 | 1584822GZPCLNT100 | EA |  | CABLE;ACCLTR | CABLE; | CABLE;TYPE:ACCELERATOR | CABLE; |  |  |  | 1068288 @@ UNITED EQUIPMENT | 91E5111200 | [13 empty] | 91E5111200 | UNITED EQUIPMENT | 91E5111200 | [14 empty] | https://www.helmarparts.com/91e5111200-accelerator-cable/ | [9 empty] | Cleansed |  |  |  | CABLE | ELECTRICAL | TYPE | ACCELERATOR | VOLTAGE RATING |  | CURRENT RATING |  | CONDUCTOR SIZE |  | NUMBER OF CONDUCTORS |  | CORE STRANDS |  | CONDUCTOR MATERIAL |  | JACKET MATERIAL |  | INSULATION MATERIAL |  | FILLER MATERIAL |  | ARMOR TYPE |  | TEMPERATURE RATING |  | LENGTH |  | JACKET COLOUR |  | HAZARD CLASS |  | CERTIFICATION/STANDARD | [41 empty] | Production Completed
STP_009 - Lot7 | Data Enrichment | SMX | OK | 2023-10-16 | 2023-11-16 |  | 1058726 | 1058726 |  |  |  | ERSA | M | 1640 | 1584284GZPCLNT100 | EA |  | CABLE;PWR,2.5 MM2,450-750 V,PVC,3C+EARTH | CABLE;2.5 MM2,PVC | CABLE;TYPE:POWER,CONDUCTOR SIZE:2.5 MM2,VOLTAGE RATING:450-750 V,INSULATION MATERIAL:PVC,ADDITIONAL FEATURES EN:3C+EARTH,VSD EMC SCREENED | CABLE;TAMAÃ‘O CONDUCTORES:2.5 MM2,MATERIAL AISLAMIENTO:PVC |  |  |  | 1068181 @@ CNW (MOUNT ISA) ELECT WHOLESALER | DKSPC4G2.5CY | [10 empty] | CNW (MOUNT ISA) ELECT WHOLESALER | DKSPC4G2.5CY | [18 empty] | URL NOT FOUND | [9 empty] | Cleansed |  |  |  | CABLE | POWER | TYPE | VSD EMC SCREENED | VOLTAGE RATING | 450-750 V | CURRENT RATING |  | CONDUCTOR SIZE | 2.5 MM2 | NUMBER OF CONDUCTORS |  | CORE STRANDS | 3C+E | CONDUCTOR MATERIAL |  | JACKET MATERIAL |  | INSULATION MATERIAL | PVC | BEND RADIUS |  | TEMPERATURE RATING |  | LENGTH |  | JACKET COLOR |  | CERTIFICATION/STANDARD | [45 empty] | Production Completed
STP_009 - Lot7 | Data Enrichment | SMX | OK | 2023-10-16 | 2023-11-16 |  | 1058993 | 1058993 |  |  |  | ERSA | M | 1640 | 1585815GZPCLNT100 | M |  | CABLE,CTRL;ARMOURED,DIA 1.5 MM,15C+E,PVC | CABLE CONT;,DIA ,PVC,NEGRO | CABLE,CONTROL;TYPE:ARMOURED,DIAMETER:1.5 MM,CORE STRANDS:15C+E,INSULATION MATERIAL:PVC,VOLTAGE RATING:0.6/1 KV,JACKET COLOUR: BLACK | CABLE CONTROL;MATERIAL AISLAMIENTO:PVC,COLOR FORRO:NEGRO |  |  |  | 1072013 @@ METAL MANUFACTURES PTY LTD | APEVCS105E15B5K1 | [14 empty] | METAL MANUFACTURES PTY LTD | APEVCS105E15B5K1 | [14 empty] | URL NOT FOUND | [9 empty] | Cleansed |  |  |  | CABLE | CONTROL | TYPE | ARMOURED | DIAMETER | 1.5 MM | CONDUCTOR SIZE |  | NUMBER OF CONDUCTORS |  | CORE STRANDS | 15C+E | CONDUCTOR MATERIAL |  | JACKET MATERIAL |  | INSULATION MATERIAL | PVC | VOLTAGE RATING |  | TEMPERATURE RATING |  | LENGTH |  | JACKET COLOUR | BLACK | HAZARD CLASS |  | CERTIFICATION/STANDARD | [45 empty] | Production Completed
STP_009 - Lot7 | Data Enrichment | SMX | OK | 2023-10-16 | 2023-11-16 |  | 1058994 | 1058994 |  |  |  | ERSA | M | 5935 | 1585816GZPCLNT100 | M |  | CABLE,FLT;3C+E,RUBBER,2.5MM2,F/CRANE | CABLE PLANO;,CAUCHO | CABLE,FLAT;CORE STRANDS:3C+E,SHEATH MATERIAL:RUBBER,ADDITIONAL FEATURES EN:2.5MM2,F/CRANE,PN:0041047,LAPP | CABLE PLANO;MATERIAL FUNDA:CAUCHO |  |  |  | 1072013 @@ METAL MANUFACTURES PTY LTD | #LAP0041047 | [12 empty] | LAPP CABLES | LAP0041047 | METAL MANUFACTURES PTY LTD | #LAP0041047 | [14 empty] | https://www.platt.com/p/1866453/lapp/lap-0041047-olflex-crane-f-4g/lap0041047 | [9 empty] | Cleansed |  | FOR CRANE |  | CABLE | FLAT | TYPE |  | NUMBER OF WAYS |  | WIDTH |  | CAPACITANCE |  | IMPEDANCE |  | WIRE SIZE | 2.5 MM2 | CORE STRANDS | 3C+E | CONDUCTOR MATERIAL |  | PITCH |  | SHEATH MATERIAL | RUBBER | SHEATH COLOUR |  | VOLTAGE RATING |  | TEMPERATURE RATING |  | HAZARD CLASS |  | CERTIFICATION/STANDARD | [43 empty] | Production Completed
STP_009 - Lot7 | Data Enrichment | SMX | OK | 2023-10-16 | 2023-11-15 |  | 1060257 | 1060257 |  |  |  | ERSA | M | 1640 | 1616158GZPCLNT100 | ROL |  | CABLE;AUTOMTV,1,COPPER,LG 100 M,ACX0772L | CABLE;1,COBRE,LG 100 M | CABLE;TYPE:AUTOMOTIVE,NUMBER OF CONDUCTORS:1,CONDUCTOR MATERIAL:COPPER,LENGTH:100 M,ADDITIONAL FEATURES EN:ACX0772L,3MM,RED WITH BLACK SHEATH,OEX | CABLE;NUMERO CONDUCTORES:1,MATERIAL CONDUCTOR:COBRE,LONGITUD:100 M |  |  |  | 1071809 @@ ASHDOWN ENTERPRISES | ACX0772L | [12 empty] | OEX | ACX0772L | ASHDOWN ENTERPRISES | ACX0772L | [14 empty] | https://www.repco.com.au/globes-batteries-electrical/electrical-accessories/automotive-electrical-cable/oex-3mm-single-core-automotive-cable-red-with-black-sheath-100m-roll-acx0772l/p/A5412409?kwSearch=can | [9 empty] | Enriched |  | NUMBER OF CONDUCTORS:1,CONDUCTOR MATERIAL:COPPER,COLOUR:RED WITH BLACK SHEATH |  | CABLE | AUTOMOTIVE | TYPE |  | CONDUCTOR SIZE | 3 MM | LENGTH | 100 M | NUMBER OF CORES | 1 | NUMBER OF STRANDS |  | CORE MATERIAL |  | INSULATION MATERIAL |  | CONNECTION TYPE |  | TEMPERATURE RATING | 90 DEG C | CERTIFICATION/STANDARD | ROHS,UV | [52 empty] | Production Completed
STP_009 - Lot7 | Data Enrichment | SMX | OK | 2023-10-16 | 2023-11-16 |  | 1060276 | 1060276 |  |  |  | ERSA | M | 1640 | 1616409GZPCLNT100 | EA |  | CABLE,ASSY;COAXIAL,LG 100 MM | ENSAMBLE CABLE;,LG | CABLE,ASSEMBLY;TYPE:COAXIAL,LENGTH:100 MM,ADDITIONAL FEATURES EN:U.FL TO FEMALE SMA | ENSAMBLE CABLE;CARACTERISTICAS ADICIONALES ES:MNFR:RF SOLUTIONS,PN:CBA-UFLSMA |  |  |  | 1068206 @@ RS COMPONENTS PTY LTD | 761-9881 | [12 empty] | RF SOLUTIONS | CBA-UFLSMA | [12 empty] | RS COMPONENTS PTY LTD | 761-9881 |  |  | https://uk.rs-online.com/web/p/coaxial-cable/7619881 | [9 empty] | Enriched |  | C/W U.FL TO FEMALE SMA CONNECTOR |  | CABLE | ASSEMBLY | TYPE | COAXIAL | VOLTAGE RATING |  | CURRENT RATING |  | CONDUCTOR SIZE |  | NUMBER OF CONDUCTORS |  | CORE STRANDS |  | CONDUCTOR MATERIAL |  | JACKET MATERIAL |  | INSULATION MATERIAL |  | TEMPERATURE RATING |  | LENGTH | 100 MM | JACKET COLOUR |  | HAZARD CLASS |  | CERTIFICATION/STANDARD | ROHS | [44 empty] | Production Completed
STP_009 - Lot7 | Data Enrichment | SMX | OK | 2023-10-16 | 2023-11-15 |  | 1060282 | 1060282 |  |  |  | ERSA | M | 5100 | 1616418GZPCLNT100 | EA |  | CABLE,ASSY;BRAIDED,LG 15 M | ENSAMBLE CABLE;,LG 15 M | CABLE,ASSEMBLY;TYPE:BRAIDED,LENGTH:15 M,ADDITIONAL FEATURES EN:3 PIN MS OVERMOULDED FEMALE SOCKET | ENSAMBLE CABLE;LONGITUD:15 M |  |  |  | 1075562 @@ JSLJ GROUP PTY LTD | FED0108 | [10 empty] | JSLJ GROUP PTY LTD | FED0108 | [18 empty] | URL NOT FOUND | [9 empty] | Cleansed |  | CONNECTION:3-PIN MS OVERMOULDED FEMALE SOCKET |  | CABLE | ASSEMBLY | TYPE | BRAIDED | VOLTAGE RATING |  | CURRENT RATING |  | CONDUCTOR SIZE |  | NUMBER OF CONDUCTORS |  | CORE STRANDS |  | CONDUCTOR MATERIAL |  | JACKET MATERIAL |  | INSULATION MATERIAL |  | TEMPERATURE RATING |  | LENGTH | 15 M | JACKET COLOUR |  | HAZARD CLASS |  | CERTIFICATION/STANDARD | [45 empty] | Production Completed
STP_009 - Lot7 | Data Enrichment | SMX | OK | 2023-10-16 | 2023-11-15 |  | 1064605 | 1064605 | 1449659 | AU_QM_001117381 |  | ERSA | M | 4900 | 1449659GZPCLNT100 | EA |  | CONTROL CABLE; | CONTROL CABLE; | CABLE ASSY,SPEC.PURPOSE,ELECT: CONTROL CABLE; R750-1500 THUNDERBOLT HAMMER; |  | CABLE ASSY,SPEC.PURPOSE,ELECT:CONTROL CABLE; |  |  | 1068229 @@ RUSSELL MINERAL EQUIPMENT P/L | L06-05-210BA-R | [10 empty] | RUSSELL MINERAL EQUIPMENT P/L | L06-05-210BA-R | [18 empty] | URL NOT FOUND | [9 empty] | Cleansed |  | FOR R750-1500 THUNDERBOLT HAMMER |  | CABLE | ASSEMBLY | TYPE | SPECIAL PURPOSE,ELECTRICAL,CONTROL | VOLTAGE RATING |  | CURRENT RATING |  | CONDUCTOR SIZE |  | NUMBER OF CONDUCTORS |  | CORE STRANDS |  | CONDUCTOR MATERIAL |  | JACKET MATERIAL |  | INSULATION MATERIAL |  | TEMPERATURE RATING |  | LENGTH |  | JACKET COLOUR |  | HAZARD CLASS |  | CERTIFICATION/STANDARD | [45 empty] | Production Completed
STP_009 - Lot7 | Data Enrichment | SMX | OK | 2023-10-16 | 2023-11-15 |  | 1065219 | 1065219 | 1451920 | AU_QM_001165760 |  | ERSA | M | 4900 | 1451920GZPCLNT100 | EA |  | BOOM CABLE;BOOM ASSY 10R2687; | BOOM CABLE;BOOM ASSY 10R2687; | CABLE ASSY,SPEC.PURPOSE,ELECT: BOOM CABLE;BOOM ASSY 10R2687; RME 7-AXIS 1500 AND 2500KG MILL RELINER |  | CABLE ASSY,SPEC.PURPOSE,ELECT:BOOM CABLE;BOOM ASSY 10R2687; |  |  | 1068229 @@ RUSSELL MINERAL EQUIPMENT P/L | 30R5411 | [10 empty] | RUSSELL MINERAL EQUIPMENT P/L | 30R5411 |  |  |  | 10R2687 | [14 empty] | URL NOT FOUND | [9 empty] | Cleansed |  | FOR RME 7-AXIS 1500 AND 2500 KG MILL RELINER |  | CABLE | ASSEMBLY | TYPE | SPECIAL PURPOSE,ELECTRICAL,BOOM | VOLTAGE RATING |  | CURRENT RATING |  | CONDUCTOR SIZE |  | NUMBER OF CONDUCTORS |  | CORE STRANDS |  | CONDUCTOR MATERIAL |  | JACKET MATERIAL |  | INSULATION MATERIAL |  | TEMPERATURE RATING |  | LENGTH |  | JACKET COLOUR |  | HAZARD CLASS |  | CERTIFICATION/STANDARD | [45 empty] | Production Completed
STP_009 - Lot7 | Data Enrichment | SMX | OK | 2023-10-16 | 2023-11-15 |  | 1067452 | 1067452 | 1427750 | AU_QM_000476275 |  | ERSA | M | 4900 | 1427750GZPCLNT100 | EA |  | A_D LOAD CELL INDICATOR CABLE; | A_D LOAD CELL INDICATOR CABLE; | CABLE ASSY,SPEC.PURPOSE,ELECT: AANDD LOAD CELL INDICATOR CABLE; 40M LGTH; AANDD AD-4325A WEIGHING INDICATOR |  | CABLE ASSY,SPEC.PURPOSE,ELECT:A&D LOAD CELL INDICATOR CABLE; |  |  | 1070031 @@ LAWRENCE & HANSON PTY. LTD. | CEVS-6-12-1(40M) | 1070269 @@ ACCURATE WEIGHING MACHINES | CEVS-6-12-1(40M) | [10 empty] | LAWRENCE & HANSON PTY. LTD. | CEVS-6-12-1(40M) | ACCURATE WEIGHING MACHINES | CEVS-6-12-1(40M) | [14 empty] | https://axel-search.as-1.co.jp/asone/d/62-3150-47/ | [9 empty] | Enriched |  | FOR AANDD AD-4325A WEIGHING INDICATOR |  | CABLE | ASSEMBLY | TYPE | SPECIAL PURPOSE,ELECTRICAL | VOLTAGE RATING |  | CURRENT RATING |  | CONDUCTOR SIZE | 0.75 MM2 | NUMBER OF CONDUCTORS |  | CORE STRANDS | 6 | CONDUCTOR MATERIAL | COPPER | JACKET MATERIAL |  | INSULATION MATERIAL |  | TEMPERATURE RATING |  | LENGTH | 40 M | JACKET COLOUR |  | HAZARD CLASS |  | CERTIFICATION/STANDARD | [45 empty] | Production Completed
STP_009 - Lot7 | Data Enrichment | SMX | OK | 2023-10-16 | 2023-11-16 |  | 1067901 | 1067901 | 1457820 | AU_QM_001308683 |  | ERSA | M | 1640 | 1457820GZPCLNT100 | EA |  | CABLE; | CABLE; | CABLE: CABLE; |  | CABLE: CABLE; |  |  | 1068143 @@ NORMET ASIA PACIFIC PTY LTD | 55138556 | [12 empty] | NORMET ASIA PACIFIC PTY LTD | 55138556 | [16 empty] | https://pdfcoffee.com/normet-electrical-schematic-pdf-free.html | [9 empty] | Cleansed |  |  |  | CABLE | NO MODIFIER | TYPE |  | NUMBER OF CONDUCTORS |  | CONDUCTOR SIZE |  | VOLTAGE RATING |  | CURRENT RATING |  | CONDUCTOR MATERIAL |  | JACKET MATERIAL |  | INSULATION MATERIAL |  | TEMPERATURE RATING |  | LENGTH |  | HAZARD CLASS |  | CERTIFICATION/STANDARD | [49 empty] | Production Completed
STP_009 - Lot7 | Data Enrichment | SMX | OK | 2023-10-16 | 2023-11-16 |  | 1078258 | 1078258 |  |  |  | ERSA | M | 3710 | 1574429GZPCLNT100 | EA |  | CABLE;ERTH,MSH304-59-00-000-V1 | CABLE; | CABLE;TYPE:EARTH,ADDITIONAL FEATURES EN:MSH304-59-00-000-V1,PTNO:MSH304-59-00-000-V1 | CABLE;,PTNO:MSH304-59-00-000-V1 |  |  | MSH304-59-00-000-V1 | 1073642 @@ CRRC Meishan Co., Ltd | MSH304-59-00-000-V1 | [11 empty] | MSH304-59-00-000-V1 |  |  | CRRC Meishan Co., Ltd | MSH304-59-00-000-V1 | [14 empty] | URL NOT FOUND | [9 empty] | Cleansed |  |  |  | CABLE | NO MODIFIER | TYPE | EARTH | NUMBER OF CONDUCTORS |  | CONDUCTOR SIZE |  | VOLTAGE RATING |  | CURRENT RATING |  | CONDUCTOR MATERIAL |  | JACKET MATERIAL |  | INSULATION MATERIAL |  | TEMPERATURE RATING |  | LENGTH |  | HAZARD CLASS |  | CERTIFICATION/STANDARD | [49 empty] | Production Completed
STP_009 - Lot7 | Data Enrichment | SMX | OK | 2023-10-16 | 2023-11-16 |  | 1081093 | 1081093 | 1365633 | AU_QM_000168044 |  | ERSA | M | 5100 | 1365633GZPCLNT100 | EA | 3000004 | CABLE;HIT,R36545 | CABLE;HIT,R36545 | CABLE;MNFR:HITACHI,PTNO:R36545 |  | CABLE,SPECIAL PURPOSE,ELECTRICAL: STRAP;GROUND | HITACHI | R36545 | 1068352 @@ HITACHI | R36545 | 1068592 @@ RDO EQUIPMENT PTY LTD | R36545 | [10 empty] | HITACHI | R36545 | HITACHI | R36545 | RDO EQUIPMENT PTY LTD | R36545 | [12 empty] | https://spare.avspart.com/spare/hitachi/r36545/ | [9 empty] | Cleansed |  |  |  | CABLE | ELECTRICAL | TYPE | SPECIAL PURPOSE,STRAP,GROUND | VOLTAGE RATING |  | CURRENT RATING |  | CONDUCTOR SIZE |  | NUMBER OF CONDUCTORS |  | CORE STRANDS |  | CONDUCTOR MATERIAL |  | JACKET MATERIAL |  | INSULATION MATERIAL |  | FILLER MATERIAL |  | ARMOR TYPE |  | TEMPERATURE RATING |  | LENGTH |  | JACKET COLOUR |  | HAZARD CLASS |  | CERTIFICATION/STANDARD | [41 empty] | Production Completed
STP_009 - Lot7 | Data Enrichment | SMX | OK | 2023-10-16 | 2023-11-16 |  | 1099746 | 1099746 | 1461106 | AU_QM_002599575 |  | ERSA | M | 5100 | 1461106GZPCLNT100 | EA | 3000021 | CABLE;FLY,306-74-32 | CABLE;FLY,306-74-32 | CABLE;MNFR:FLYGT,PTNO:306-74-32 |  | CABLE GLAND:FLYGT B2102 CABLE ENTRY UNIT; | FLYGT | 306-74-32 | 1068118 @@ XYLEM WATER SOLUTIONS AUSTRALIA LIM | 306-74-32 | [10 empty] | FLYGT | 306-74-32 |  |  | XYLEM WATER SOLUTIONS AUSTRALIA LIM | 306-74-32 | [24 empty] | Cleansed |  | B2102 ENTRY UNIT |  | GLAND | CABLE | TYPE |  | NOMINAL THREAD SIZE |  | CABLE DIAMETER RANGE |  | MATERIAL |  | DEGREE OF PROTECTION |  | CABLE TYPE |  | LENGTH |  | COLOUR |  | TEMPERATURE RATING |  | HAZARD CLASS |  | CERTIFICATION/STANDARD | [51 empty] | Production Completed
STP_009 - Lot7 | Data Enrichment | SMX | OK | 2023-10-16 | 2023-11-16 |  | 1102764 | 1102764 |  |  |  | ERSA | M | 1640 | 1517151GZPCLNT100 | EA |  | CABLE;W/SOCKET,250,EVT001 | CABLE;W/SOCKET,250,EVT001 | CABLE;ADDITIONAL FEATURES:W/SOCKET,250,EVT001 |  |  |  |  | 1072013 @@ METAL MANUFACTURES PTY LTD | EFFEVT001 | 1068181 @@ CNW (MOUNT ISA) ELECT WHOLESALER | 1517151 | 1069796 @@ IFM EFECTOR PTY LTD | EVT001 | [10 empty] | METAL MANUFACTURES PTY LTD | EFFEVT001 | CNW (MOUNT ISA) ELECT WHOLESALER | 1517151 | IFM EFECTOR PTY LTD | EVT001 | [10 empty] | URL NOT FOUND | [9 empty] | Cleansed |  |  |  | CABLE | ELECTRICAL | TYPE |  | VOLTAGE RATING |  | CURRENT RATING |  | CONDUCTOR SIZE |  | NUMBER OF CONDUCTORS |  | CORE STRANDS |  | CONDUCTOR MATERIAL |  | JACKET MATERIAL |  | INSULATION MATERIAL |  | FILLER MATERIAL |  | ARMOR TYPE |  | TEMPERATURE RATING |  | LENGTH |  | JACKET COLOUR |  | HAZARD CLASS |  | CERTIFICATION/STANDARD | [41 empty] | Production Completed
STP_009 - Lot7 | Data Enrichment | SMX | OK | 2023-10-16 | 2023-11-15 |  | 1103187 | 1103187 |  |  |  | ERSA | M | 1600 | 1571170GZPCLNT100 | EA |  | CABLE,ELEC;CONDCT CU | CABLE ELEC; | CABLE,ELECTRICAL;CONDUCTOR MATERIAL:COPPER,ADDITIONAL FEATURES EN:6MM,SINGLE CORE,RED,30M | CABLE ELECTRICO; |  |  |  | 1068087 @@ ASHDOWN INGRAM | 5816-30RD | [12 empty] | NARVA | 5816-30RD | ASHDOWN INGRAM | 5816-30RD | [14 empty] | https://www.autolinkparts.com.au/narva-single-core-cable-6mm | [9 empty] | Enriched |  |  |  | CABLE | ELECTRICAL | TYPE | STANDARD | VOLTAGE RATING | 100 V | CURRENT RATING | 50 A | CONDUCTOR SIZE | 6 MM | NUMBER OF CONDUCTORS |  | CORE STRANDS | 1 | CONDUCTOR MATERIAL | COPPER | JACKET MATERIAL |  | INSULATION MATERIAL | PVC | FILLER MATERIAL |  | ARMOR TYPE |  | TEMPERATURE RATING |  | LENGTH | 30 M | JACKET COLOUR | RED | HAZARD CLASS |  | CERTIFICATION/STANDARD | AS/NZS 3808,ROHS | [40 empty] | Production Completed
STP_009 - Lot7 | Data Enrichment | SMX | OK | 2023-10-16 | 2023-11-15 |  | 1103188 | 1103188 |  |  |  | ERSA | M | 1600 | 1571169GZPCLNT100 | EA |  | CABLE,ELEC;CONDCT CU | CABLE ELEC; | CABLE,ELECTRICAL;CONDUCTOR MATERIAL:COPPER,ADDITIONAL FEATURES EN:6MM,SINGLE CORE,GREEN,30M | CABLE ELECTRICO; |  |  |  | 1068087 @@ ASHDOWN INGRAM | 5816-30GN | [12 empty] | NARVA | 5816-30GN | ASHDOWN INGRAM | 5816-30GN | [14 empty] | https://www.autolinkparts.com.au/narva-single-core-cable-6mm | [9 empty] | Enriched |  |  |  | CABLE | ELECTRICAL | TYPE | STANDARD | VOLTAGE RATING | 100 V | CURRENT RATING | 50 A | CONDUCTOR SIZE | 6 MM | NUMBER OF CONDUCTORS |  | CORE STRANDS | 1 | CONDUCTOR MATERIAL | COPPER | JACKET MATERIAL |  | INSULATION MATERIAL | PVC | FILLER MATERIAL |  | ARMOR TYPE |  | TEMPERATURE RATING |  | LENGTH | 30 M | JACKET COLOUR | GREEN | HAZARD CLASS |  | CERTIFICATION/STANDARD | AS/NZS 3808,ROHS | [40 empty] | Production Completed
STP_009 - Lot7 | Data Enrichment | SMX | OK | 2023-10-16 | 2023-11-15 |  | 1103189 | 1103189 |  |  |  | ERSA | M | 1600 | 1571168GZPCLNT100 | EA |  | CABLE,ELEC;CONDCT CU | CABLE ELEC; | CABLE,ELECTRICAL;CONDUCTOR MATERIAL:COPPER,ADDITIONAL FEATURES EN:6MM,SINGLE CORE,GREEN,30M | CABLE ELECTRICO; |  |  |  | 1068087 @@ ASHDOWN INGRAM | 5816-30BK | [12 empty] | NARVA | 5816-30BK | ASHDOWN INGRAM | 5816-30BK | [14 empty] | https://www.autolinkparts.com.au/narva-single-core-cable-6mm | [9 empty] | Enriched |  |  |  | CABLE | ELECTRICAL | TYPE | STANDARD | VOLTAGE RATING | 100 V | CURRENT RATING | 50 A | CONDUCTOR SIZE | 6 MM | NUMBER OF CONDUCTORS |  | CORE STRANDS | 1 | CONDUCTOR MATERIAL | COPPER | JACKET MATERIAL |  | INSULATION MATERIAL | PVC | FILLER MATERIAL |  | ARMOR TYPE |  | TEMPERATURE RATING |  | LENGTH | 30 M | JACKET COLOUR | GREEN | HAZARD CLASS |  | CERTIFICATION/STANDARD | AS/NZS 3808,ROHS | [40 empty] | Production Completed
STP_009 - Lot7 | Data Enrichment | SMX | OK | 2023-10-16 | 2023-11-15 |  | 1103190 | 1103190 |  |  |  | ERSA | M | 1600 | 1571167GZPCLNT100 | EA |  | CABLE,ELEC;CONDCT CU | CABLE ELEC; | CABLE,ELECTRICAL;CONDUCTOR MATERIAL:COPPER,ADDITIONAL FEATURES EN:4MM,SINGLE CORE,RED,30M | CABLE ELECTRICO; |  |  |  | 1068087 @@ ASHDOWN INGRAM | 5814-30RD | [12 empty] | NARVA | 5814-30RD | ASHDOWN INGRAM | 5814-30RD | [14 empty] | https://brandsonly.com.au/products/finish-5814-30rd-narva-single-core-red-cable-4mm | [9 empty] | Enriched |  |  |  | CABLE | ELECTRICAL | TYPE | STANDARD | VOLTAGE RATING | 100 V | CURRENT RATING | 50 A | CONDUCTOR SIZE | 4 MM | NUMBER OF CONDUCTORS |  | CORE STRANDS | 1 | CONDUCTOR MATERIAL | COPPER | JACKET MATERIAL |  | INSULATION MATERIAL | PVC | FILLER MATERIAL |  | ARMOR TYPE |  | TEMPERATURE RATING |  | LENGTH | 30 M | JACKET COLOUR | RED | HAZARD CLASS |  | CERTIFICATION/STANDARD | AS/NZS 3808,ROHS | [40 empty] | Production Completed
STP_009 - Lot7 | Data Enrichment | SMX | OK | 2023-10-16 | 2023-11-15 |  | 1103191 | 1103191 |  |  |  | ERSA | M | 1600 | 1571166GZPCLNT100 | EA |  | CABLE,ELEC;CONDCT CU | CABLE ELEC; | CABLE,ELECTRICAL;CONDUCTOR MATERIAL:COPPER,ADDITIONAL FEATURES EN:3MM,SINGLE CORE,BLUE,30M | CABLE ELECTRICO; |  |  |  | 1068087 @@ ASHDOWN INGRAM | 5813-30BE | [12 empty] | NARVA | 5813-30BE | ASHDOWN INGRAM | 5813-30BE | [14 empty] | https://brandsonly.com.au/products/finish-5813-30be-narva-single-core-blue-cable-3mm | [9 empty] | Enriched |  |  |  | CABLE | ELECTRICAL | TYPE | STANDARD | VOLTAGE RATING | 100 V | CURRENT RATING | 50 A | CONDUCTOR SIZE | 3 MM | NUMBER OF CONDUCTORS |  | CORE STRANDS | 1 | CONDUCTOR MATERIAL | COPPER | JACKET MATERIAL |  | INSULATION MATERIAL | PVC | FILLER MATERIAL |  | ARMOR TYPE |  | TEMPERATURE RATING |  | LENGTH | 30 M | JACKET COLOUR | BLUE | HAZARD CLASS |  | CERTIFICATION/STANDARD | AS/NZS 3808,ROHS | [40 empty] | Production Completed
STP_009 - Lot7 | Data Enrichment | SMX | OK | 2023-10-16 | 2023-11-16 |  | 1104757 | 1104757 |  |  |  | ERSA | M | 5100 | 1495375GZPCLNT100 | EA |  | CABLE;2 CORE,SCRND,CMIHCY366 | CABLE;2 CORE,SCRND,CMIHCY366 | [5 empty] | 1071835 @@ REXEL AUSTRALIA | CMIHCY366 | [10 empty] | REXEL AUSTRALIA | CMIHCY366 | [18 empty] | URL NOT FOUND | [9 empty] | Cleansed |  |  |  | CABLE | ELECTRICAL | TYPE | SCREENED | VOLTAGE RATING |  | CURRENT RATING |  | CONDUCTOR SIZE |  | NUMBER OF CONDUCTORS |  | CORE STRANDS | 2 | CONDUCTOR MATERIAL |  | JACKET MATERIAL |  | INSULATION MATERIAL |  | FILLER MATERIAL |  | ARMOR TYPE |  | TEMPERATURE RATING |  | LENGTH |  | JACKET COLOUR |  | HAZARD CLASS |  | CERTIFICATION/STANDARD | [41 empty] | Production Completed
STP_009 - Lot7 | Data Enrichment | SMX | OK | 2023-10-16 | 2023-11-16 |  | 1104799 | 1104799 |  |  |  | ERSA | M | 5100 | 1495309GZPCLNT100 | EA |  | CABLE;1.5MM 6,CORE + EARTH,ELTFRC6015+E# | CABLE;1.5MM 6,CORE + EARTH,ELTFRC6015+E# | [5 empty] | 1071835 @@ REXEL AUSTRALIA | ELTFRC6015+E# | [10 empty] | REXEL AUSTRALIA | ELTFRC6015+E# | [18 empty] | URL NOT FOUND | [9 empty] | Cleansed |  |  |  | CABLE | ELECTRICAL | TYPE |  | VOLTAGE RATING |  | CURRENT RATING |  | CONDUCTOR SIZE | 1.5 MM | NUMBER OF CONDUCTORS |  | CORE STRANDS | 6C+E | CONDUCTOR MATERIAL |  | JACKET MATERIAL |  | INSULATION MATERIAL |  | FILLER MATERIAL |  | ARMOR TYPE |  | TEMPERATURE RATING |  | LENGTH |  | JACKET COLOUR |  | HAZARD CLASS |  | CERTIFICATION/STANDARD | [41 empty] | Production Completed
STP_009 - Lot7 | Data Enrichment | SMX | OK | 2023-10-16 | 2023-11-16 |  | 1104803 | 1104803 |  |  |  | ERSA | M | 5100 | 1495299GZPCLNT100 | EA |  | CABLE;1C,240MM2,BC CL5,WWC7824HFSMICA-F# | CABLE;1C,240MM2,BC CL5,WWC7824HFSMICA-F# | [5 empty] | 1071835 @@ REXEL AUSTRALIA | WWC7824HFSMICA┬êÆF# | [12 empty] | WORLD WIRE CABLES | 7824HFSMICA-F# | REXEL AUSTRALIA | WWC7824HFSMICA-F# | [14 empty] | https://www.wwcables.com.au/1c-240mm2-bc-cl5-mica-xhf-110-hfs-110-tp-fire-rated-red-1kv.html | [9 empty] | Enriched |  | BC CL5 |  | CABLE | ELECTRICAL | TYPE | FIRE | VOLTAGE RATING | 0.6/1 KV | CURRENT RATING |  | CONDUCTOR SIZE | 240 MM2 | NUMBER OF CONDUCTORS |  | CORE STRANDS | 1 | CONDUCTOR MATERIAL |  | JACKET MATERIAL |  | INSULATION MATERIAL |  | FILLER MATERIAL |  | ARMOR TYPE |  | TEMPERATURE RATING | 110 DEG C | LENGTH |  | JACKET COLOUR |  | HAZARD CLASS |  | CERTIFICATION/STANDARD | [41 empty] | Production Completed
STP_009 - Lot7 | Data Enrichment | SMX | OK | 2023-10-16 | 2023-11-16 |  | 1105428 | 1105428 |  |  |  | ERSA | M | 4500 | 1524589GZPCLNT100 | EA |  | CABLE;RADAR,RKS4.5T-5/TXL,6626374 | CABLE;RADAR,RKS4.5T-5/TXL,6626374 | [5 empty] | 1070537 @@ SENTEC P/L ATF HEYCOTT FAMILY | 1524589 | [12 empty] | TURCK | RKS4.5T-5/TXL | SENTEC P/L ATF HEYCOTT FAMILY | 1524589 | TURCK | 6626374 | [12 empty] | https://www.turck.de/datasheet/_en/edb_6626374_gbr_en.pdf | [9 empty] | Enriched |  |  |  | CABLE | ELECTRICAL | TYPE | ACTUATOR AND SENSOR,RADAR | VOLTAGE RATING | 60 V | CURRENT RATING | 4 A | CONDUCTOR SIZE | 0.34 MM2 | NUMBER OF CONDUCTORS |  | CORE STRANDS | 5 | CONDUCTOR MATERIAL |  | JACKET MATERIAL | PUR | INSULATION MATERIAL | PP | FILLER MATERIAL |  | ARMOR TYPE |  | TEMPERATURE RATING | -50 TO 80 DEG C | LENGTH | 5 M | JACKET COLOUR | BLACK | HAZARD CLASS |  | CERTIFICATION/STANDARD | CULUS | [40 empty] | Production Completed
STP_009 - Lot7 | Data Enrichment | SMX | OK | 2023-10-16 | 2023-11-16 |  | 1105433 | 1105433 |  |  |  | ERSA | M | 5100 | 1517135GZPCLNT100 | EA |  | CABLE;PROGRAMMING,ACT2,8978580000 | CABLE;PROGRAMMING,ACT2,8978580000 | [5 empty] | 1069660 @@ PACIFIC RIM TECHNICAL SERVICES | 1517135 | [12 empty] | KOPP | 1517135 | PACIFIC RIM TECHNICAL SERVICES | 1517135 |  | 8978580000 | [12 empty] | https://www.conrad.com/en/p/kopp-151810842-flexible-cable-h05vv5-f-3-g-1-50-mm-white-10-m-1517135.html | [9 empty] | Enriched |  | ACT2 |  | CABLE | ELECTRICAL | TYPE | FLEXIBLE,PROGRAMMING | VOLTAGE RATING | 300 V | CURRENT RATING |  | CONDUCTOR SIZE | 1.5 MM2 | NUMBER OF CONDUCTORS |  | CORE STRANDS |  | CONDUCTOR MATERIAL |  | JACKET MATERIAL |  | INSULATION MATERIAL | PVC | FILLER MATERIAL |  | ARMOR TYPE |  | TEMPERATURE RATING | 5-50 DEG C | LENGTH | 10 M | JACKET COLOUR | WHITE | HAZARD CLASS |  | CERTIFICATION/STANDARD | [41 empty] | Production Completed
STP_009 - Lot7 | Data Enrichment | SMX | OK | 2023-10-16 | 2023-11-15 |  | 1112946 | 1112946 |  |  |  | ERSA | M | 1640 | 1573596GZPCLNT100 | M |  | CABLE,INSTR;0.75 MM,PVC/AL/PVC,BLK,100M | CABLE INSTRU; | CABLE,INSTRUMENT;ADDITIONAL FEATURES EN:0.75 MM,PVC/AL/PVC,BLACK,100M,UNARM 1 PAIR O/A SCREENED | CABLE INSTRUMENTOS; |  |  |  | 1068740 @@ METAL MANUFACTURES PTY LTD | WWC5601 | [12 empty] | WWC | WWC5601 | METAL MANUFACTURES PTY LTD | WWC5601 | [14 empty] | https://www.goelectrical.com.au/wwc5601 | [9 empty] | Enriched |  | PACKAGE QUANTITY:1 PAIR,SCREEN MATERIAL:ALUMINIUM |  | CABLE | INSTRUMENT | TYPE | UNARMOURED,OVERALL SCREENED | DIAMETER | 5.3 MM | CONDUCTOR SIZE | 0.75 MM | NUMBER OF CONDUCTORS |  | CORE STRANDS |  | CONDUCTOR MATERIAL | BARE COPPER | JACKET MATERIAL | PVC | INSULATION MATERIAL | PVC | END CONNECTION |  | VOLTAGE RATING | 110-150 V | TEMPERATURE RATING |  | LENGTH | 100 M | JACKET COLOUR | BLACK | HAZARD CLASS |  | CERTIFICATION/STANDARD | [43 empty] | Production Completed
STP_009 - Lot7 | Data Enrichment | SMX | OK | 2023-10-16 | 2023-11-16 |  | 1113301 | 1113301 |  |  |  | ERSA | M | 1600 | 1572979GZPCLNT100 | EA | 3000422 | CABLE,ELEC;CNW,IPD49300010,10M LONG | CABLE ELEC;CNW,IPD49300010 | CABLE,ELECTRICAL;MNFR:CNW,PTNO:IPD49300010,ADDITIONAL FEATURES EN:10M LONG | CABLE ELECTRICO;MNFR:CNW,PTNO:IPD49300010 |  | CNW | IPD49300010 | 1068181 @@ CNW (MOUNT ISA) ELECT WHOLESALER | IPD49300010 | [12 empty] | CNW | IPD49300010 | CNW (MOUNT ISA) ELECT WHOLESALER | IPD49300010 | [14 empty] | URL NOT FOUND | [9 empty] | Cleansed |  |  |  | CABLE | ELECTRICAL | TYPE |  | VOLTAGE RATING |  | CURRENT RATING |  | CONDUCTOR SIZE |  | NUMBER OF CONDUCTORS |  | CORE STRANDS |  | CONDUCTOR MATERIAL |  | JACKET MATERIAL |  | INSULATION MATERIAL |  | FILLER MATERIAL |  | ARMOR TYPE |  | TEMPERATURE RATING |  | LENGTH | 10 M | JACKET COLOUR |  | HAZARD CLASS |  | CERTIFICATION/STANDARD | [41 empty] | Production Completed
STP_009 - Lot7 | Data Enrichment | SMX | OK | 2023-10-16 | 2023-11-15 |  | 1114061 | 1114061 |  |  |  | ERSA | M | 4090 | 1571788GZPCLNT100 | EA |  | CABLE,ASSY;CONCTG,SCKT,50VAC,25M,PVC | ENSAMBLE CABLE; | CABLE,ASSEMBLY;ADDITIONAL FEATURES EN:CONNECTING,SOCKET,50VAC,25M,PVC | ENSAMBLE CABLE; |  |  |  | 1069796 @@ IFM EFECTOR PTY LTD | EVT388 | [12 empty] | IFM EFECTOR PTY LTD | EVT388 | [16 empty] | https://www.ifm.com/in/en/product/EVT388 | [9 empty] | Enriched |  | C/W SOCKET |  | CABLE | ASSEMBLY | TYPE | CONNECTING | VOLTAGE RATING | 50 VAC | CURRENT RATING |  | CONDUCTOR SIZE |  | NUMBER OF CONDUCTORS |  | CORE STRANDS |  | CONDUCTOR MATERIAL |  | JACKET MATERIAL |  | INSULATION MATERIAL | PVC | TEMPERATURE RATING | -25 TO 90 DEG C | LENGTH | 25 M | JACKET COLOUR |  | HAZARD CLASS |  | CERTIFICATION/STANDARD | DIN EN 60512-5-2 | [44 empty] | Production Completed
STP_009 - Lot7 | Data Enrichment | SMX | OK | 2023-10-16 | 2023-11-15 |  | 1114132 | 1114132 |  |  |  | ERSA | M | 1640 | 1571701GZPCLNT100 | EA |  | CABLE,ELEC;CONDCT CU,2MM B&S,RED 30M | CABLE ELEC; | CABLE,ELECTRICAL;CONDUCTOR MATERIAL:COPPER,ADDITIONAL FEATURES EN:2MM B&S,RED 30M | CABLE ELECTRICO; |  |  |  | 1068087 @@ ASHDOWN INGRAM | ACX0909 | [12 empty] | OEX | ACX0909 | ASHDOWN INGRAM | ACX0909 | [14 empty] | https://www.batteriesdirect.com.au/shop/product/13783/oex-battery-cable-2-b&s-32mm2-red/metre.html | [9 empty] | Enriched |  | COLOUR:RED,GAUGE:2B&S |  | CABLE | AUTOMOTIVE | TYPE | BATTERY,ELECTRICAL | CONDUCTOR SIZE | 32 MM2 | LENGTH | 30 M | NUMBER OF CORES | 1 | NUMBER OF STRANDS | 455 | CORE MATERIAL | COPPER | INSULATION MATERIAL | PVC | CONNECTION TYPE |  | TEMPERATURE RATING | 90 DEG C | CERTIFICATION/STANDARD | AS/NZ 3808:2000,ROHS | [52 empty] | Production Completed
STP_009 - Lot7 | Data Enrichment | SMX | OK | 2023-10-16 | 2023-11-15 |  | 1114133 | 1114133 |  |  |  | ERSA | M | 1640 | 1571700GZPCLNT100 | EA |  | CABLE,ELEC;CONDCT CU,6MM B&S,RED 30M | CABLE ELEC; | CABLE,ELECTRICAL;CONDUCTOR MATERIAL:COPPER,ADDITIONAL FEATURES EN:6MM B&S,RED 30M | CABLE ELECTRICO; |  |  |  | 1068087 @@ ASHDOWN INGRAM | ACX0903 | [12 empty] | OEX | ACX0903 | ASHDOWN INGRAM | ACX0903 | [14 empty] | https://www.batteriesdirect.com.au/shop/product/21576/oex-battery-cable-6-b&s-14mm2-red/30-metre-roll.html | [9 empty] | Enriched |  | COLOUR:RED,GAUGE:6B&S |  | CABLE | AUTOMOTIVE | TYPE | BATTERY,ELECTRICAL | CONDUCTOR SIZE | 14 MM2 | LENGTH | 30 M | NUMBER OF CORES | 1 | NUMBER OF STRANDS | 192 | CORE MATERIAL | COPPER | INSULATION MATERIAL | PVC | CONNECTION TYPE |  | TEMPERATURE RATING | 90 DEG C | CERTIFICATION/STANDARD | AS/NZ 3808:2000,ROHS | [52 empty] | Production Completed
STP_009 - Lot7 | Data Enrichment | SMX | OK | 2023-10-16 | 2023-11-15 |  | 1114134 | 1114134 |  |  |  | ERSA | M | 1640 | 1571699GZPCLNT100 | EA |  | CABLE,ELEC;CONDCT CU,8MM B&S,RED 30M | CABLE ELEC; | CABLE,ELECTRICAL;CONDUCTOR MATERIAL:COPPER,ADDITIONAL FEATURES EN:8MM B&S,RED 30M | CABLE ELECTRICO; |  |  |  | 1068087 @@ ASHDOWN INGRAM | ACX0901 | [12 empty] | OEX | ACX0901 | ASHDOWN INGRAM | ACX0901 | [14 empty] | https://www.batteriesdirect.com.au/shop/product/13772/oex-battery-cable-8-b&s-8mm2-red/30-metre-roll.html | [9 empty] | Enriched |  | COLOUR:RED,GAUGE:8B&S |  | CABLE | AUTOMOTIVE | TYPE | BATTERY,ELECTRICAL | CONDUCTOR SIZE | 8 MM2 | LENGTH | 30 M | NUMBER OF CORES | 1 | NUMBER OF STRANDS | 112 | CORE MATERIAL | COPPER | INSULATION MATERIAL | PVC | CONNECTION TYPE |  | TEMPERATURE RATING | 90 DEG C | CERTIFICATION/STANDARD | AS/NZ 3808:2000,ROHS | [52 empty] | Production Completed
STP_009 - Lot7 | Data Enrichment | SMX | OK | 2023-10-16 | 2023-11-15 |  | 1114135 | 1114135 |  |  |  | ERSA | M | 1640 | 1571698GZPCLNT100 | EA |  | CABLE,ELEC;CONDCT CU,4MM S/CORE,BLK 30M | CABLE ELEC; | CABLE,ELECTRICAL;CONDUCTOR MATERIAL:COPPER,ADDITIONAL FEATURES EN:4MM S/CORE,BLK 30M | CABLE ELECTRICO; |  |  |  | 1068087 @@ ASHDOWN INGRAM | ACX0723 | [12 empty] | OEX | ACX0723 | ASHDOWN INGRAM | ACX0723 | [14 empty] | https://www.autolinkparts.com.au/oex-single-core-cable-15a-wire-30m-black-for-4wd-c | [9 empty] | Enriched |  | COLOUR:BLACK,GAUGE:4B&S |  | CABLE | AUTOMOTIVE | TYPE | BATTERY,ELECTRICAL | CONDUCTOR SIZE | 1.84 MM2 | LENGTH | 30 M | NUMBER OF CORES | 1 | NUMBER OF STRANDS | 26 | CORE MATERIAL | COPPER | INSULATION MATERIAL | PVC | CONNECTION TYPE |  | TEMPERATURE RATING | 90 DEG C | CERTIFICATION/STANDARD | AS/NZ 3808:2000,ROHS | [52 empty] | Production Completed
STP_009 - Lot7 | Data Enrichment | SMX | OK | 2023-10-16 | 2023-11-15 |  | 1114136 | 1114136 |  |  |  | ERSA | M | 1640 | 1571697GZPCLNT100 | EA |  | CABLE,ELEC;CONDCT CU,3MM S/CORE BRN 30M | CABLE ELEC; | CABLE,ELECTRICAL;CONDUCTOR MATERIAL:COPPER,ADDITIONAL FEATURES EN:3MM S/CORE BRN 30M | CABLE ELECTRICO; |  |  |  | 1068087 @@ ASHDOWN INGRAM | ACX0705 | [12 empty] | OEX | ACX0705 | ASHDOWN INGRAM | ACX0705 | [14 empty] | https://www.repco.com.au/globes-batteries-electrical/electrical-accessories/automotive-electrical-cable/oex-3mm-single-core-automotive-cable-brown-30m-roll-acx0705/p/A5352507 | [9 empty] | Enriched |  | COLOUR:BROWN,GAUGE:3B&S |  | CABLE | AUTOMOTIVE | TYPE | BATTERY,ELECTRICAL | CONDUCTOR SIZE | 3 MM | LENGTH | 30 M | NUMBER OF CORES | 1 | NUMBER OF STRANDS |  | CORE MATERIAL | COPPER | INSULATION MATERIAL | PVC | CONNECTION TYPE |  | TEMPERATURE RATING | 90 DEG C | CERTIFICATION/STANDARD | AS/NZ 3808:2000,ROHS | [52 empty] | Production Completed
STP_009 - Lot7 | Data Enrichment | SMX | OK | 2023-10-16 | 2023-11-15 |  | 1114227 | 1114227 |  |  |  | ERSA | M | 1700 | 1571578GZPCLNT100 | EA |  | CABLE,ASSY;I-KON DOWNLOAD | ENSAMBLE CABLE; | CABLE,ASSEMBLY;ADDITIONAL FEATURES EN:I-KONâ„¢ DOWNLOAD | ENSAMBLE CABLE; |  |  |  | 1070667 @@ ORICA AUSTRALIA PTY LTD | 1002528 | [12 empty] | ORICA AUSTRALIA PTY LTD | 1002528 | [16 empty] | https://www.oricaminingservices.com/uploads/1%20Jan%202023%20Australia%20national%20price%20list_Orica_Website.pdf | [9 empty] | Cleansed |  | DOWNLOAD |  | CABLE | ASSEMBLY | TYPE |  | VOLTAGE RATING |  | CURRENT RATING |  | CONDUCTOR SIZE |  | NUMBER OF CONDUCTORS |  | CORE STRANDS |  | CONDUCTOR MATERIAL |  | JACKET MATERIAL |  | INSULATION MATERIAL |  | TEMPERATURE RATING |  | LENGTH |  | JACKET COLOUR |  | HAZARD CLASS |  | CERTIFICATION/STANDARD | [45 empty] | Production Completed
STP_009 - Lot7 | Data Enrichment | SMX | OK | 2023-10-16 | 2023-11-15 |  | 1114228 | 1114228 |  |  |  | ERSA | M | 1700 | 1571577GZPCLNT100 | EA |  | CABLE,ASSY;I-KON COPY | ENSAMBLE CABLE; | CABLE,ASSEMBLY;ADDITIONAL FEATURES EN:I-KONâ„¢ COPY | ENSAMBLE CABLE; |  |  |  | 1070667 @@ ORICA AUSTRALIA PTY LTD | 1002527 | [12 empty] | ORICA AUSTRALIA PTY LTD | 1002527 | [16 empty] | https://www.oricaminingservices.com/uploads/1%20Jan%202023%20Australia%20national%20price%20list_Orica_Website.pdf | [9 empty] | Cleansed |  | COPY |  | CABLE | ASSEMBLY | TYPE |  | VOLTAGE RATING |  | CURRENT RATING |  | CONDUCTOR SIZE |  | NUMBER OF CONDUCTORS |  | CORE STRANDS |  | CONDUCTOR MATERIAL |  | JACKET MATERIAL |  | INSULATION MATERIAL |  | TEMPERATURE RATING |  | LENGTH |  | JACKET COLOUR |  | HAZARD CLASS |  | CERTIFICATION/STANDARD | [45 empty] | Production Completed
STP_009 - Lot7 | Data Enrichment | SMX | OK | 2023-10-16 | 2023-11-15 |  | 1136131 | 1136131 | 1385332 | AU_QM_000226092 |  | ERSA | M | 4900 | 1385332GZPCLNT100 | EA |  | CAMERA/MONITOR LINK;15M LG;CV-7000 REAR | CAMERA/MONITOR LINK;15M LG;CV-7000 REAR | CABLE ASSY,SPEC.PURPOSE,ELECT: CAMERA/MONITOR LINK;15M LG;CV-7000 REAR VISION SYSTEM; UNDERGROUND MOBILE EQUI PMENT |  | CABLE ASSY,SPEC.PURPOSE,ELECT:CAMERA/MONITOR LINK;15M LG;CV-7000 REAR |  |  | 1070011 @@ REAR VISION SYSTEMS PTY LTD | 1385332 | 1071431 @@ REAR VISION SYSTEMS QLD | 1385332 | [8 empty] | REAR VISION SYSTEMS PTY LTD | 1385332 |  |  | REAR VISION SYSTEMS QLD | 1385332 | [14 empty] | URL NOT FOUND | [9 empty] | Cleansed |  | FOR CAMERA/MONITOR LINK,CV-7000 REAR VISION SYSTEM,UNDERGROUND MOBILE EQUIPMENT |  | CABLE | ASSEMBLY | TYPE | SPECIAL PURPOSE,ELECTRICAL | VOLTAGE RATING |  | CURRENT RATING |  | CONDUCTOR SIZE |  | NUMBER OF CONDUCTORS |  | CORE STRANDS |  | CONDUCTOR MATERIAL |  | JACKET MATERIAL |  | INSULATION MATERIAL |  | TEMPERATURE RATING |  | LENGTH | 15 M | JACKET COLOUR |  | HAZARD CLASS |  | CERTIFICATION/STANDARD | [45 empty] | Production Completed
STP_009 - Lot7 | Data Enrichment | SMX | OK | 2023-10-16 | 2023-11-15 |  | 1137070 | 1137070 |  |  |  | ERSA | M | 1640 | 1362822GZPCLNT100 | EA |  | CABLE ASSEMBLY; VIBRATION ANALYSIS; 2 PI | CABLE ASSEMBLY; VIBRATION ANALYSIS; 2 PI | CABLE: CABLE ASSEMBLY; VIBRATION ANALYSIS; 2 PI N MS SOCKET CONNECTOR; 90 DEG BRACKET W BNC BULKHEAD SOCKET AND DUSTCAP; OVERBRAID E |  |  |  |  | 1068652 @@ J BLACKWOOD & SONS | 395713 | 1068454 @@ GVS RELIABILITY PRODUCTS PTY LTD | 1362822 | [8 empty] | GVS RELIABILITY PRODUCTS PTY LTD | 1362822 | [14 empty] | J BLACKWOOD & SONS | 395713 |  |  | URL NOT FOUND | [9 empty] | Cleansed |  | C/W 2-PIN MS SOCKET CONNECTOR,90 DEG BRACKET W BNC BULKHEAD SOCKET AND DUSTCAP,OVERBRAIDE VIBRATION ANALYSIS |  | CABLE | ASSEMBLY | TYPE |  | VOLTAGE RATING |  | CURRENT RATING |  | CONDUCTOR SIZE |  | NUMBER OF CONDUCTORS |  | CORE STRANDS |  | CONDUCTOR MATERIAL |  | JACKET MATERIAL |  | INSULATION MATERIAL |  | TEMPERATURE RATING |  | LENGTH |  | JACKET COLOUR |  | HAZARD CLASS |  | CERTIFICATION/STANDARD | [45 empty] | Production Completed
STP_009 - Lot7 | Data Enrichment | SMX | OK | 2023-10-16 | 2023-11-15 |  | 1137071 | 1137071 | 1362821 | AU_QM_000162386 |  | ERSA | M | 1640 | 1362821GZPCLNT100 | EA |  | CABLE ASSEMBLY; VIBRATION ANALYSIS; 2 PI | CABLE ASSEMBLY; VIBRATION ANALYSIS; 2 PI | CABLE: CABLE ASSEMBLY; VIBRATION ANALYSIS; 2 PI N MS SOCKET CONNECTOR; 90 DEG BRACKET W BNC BULKHEAD SOCKET AND DUSTCAP; OVERBRAID E |  | CABLE: CABLE ASSEMBLY; VIBRATION ANALYSIS; 2 PI |  |  | 1068454 @@ GVS RELIABILITY PRODUCTS PTY LTD | 1362821 | [10 empty] | GVS RELIABILITY PRODUCTS PTY LTD | 1362821 | [18 empty] | URL NOT FOUND | [9 empty] | Cleansed |  | C/W 2-PIN MS SOCKET CONNECTOR,90 DEG BRACKET W BNC BULKHEAD SOCKET AND DUSTCAP,OVERBRAIDE VIBRATION ANALYSIS |  | CABLE | ASSEMBLY | TYPE |  | VOLTAGE RATING |  | CURRENT RATING |  | CONDUCTOR SIZE |  | NUMBER OF CONDUCTORS |  | CORE STRANDS |  | CONDUCTOR MATERIAL |  | JACKET MATERIAL |  | INSULATION MATERIAL |  | TEMPERATURE RATING |  | LENGTH |  | JACKET COLOUR |  | HAZARD CLASS |  | CERTIFICATION/STANDARD | [45 empty] | Production Completed
STP_009 - Lot7 | Data Enrichment | SMX | OK | 2023-10-16 | 2023-11-15 |  | 1141040 | 1141040 | 1466719 | AU_QM_007126308 |  | ERSA | M | 4900 | 1466719GZPCLNT100 | EA |  | CRANE POWER FEED; | CRANE POWER FEED; | CABLE ASSY,SPEC.PURPOSE,ELECT: CRANE POWER FEED; MANGHH CONVERTER AISLE CRNE |  | CABLE ASSY,SPEC.PURPOSE,ELECT:CRANE POWER FEED; |  |  | 1069311 @@ CONDUCTIX WAMPFLER PTY LTD | 081351-5 | [12 empty] | CONDUCTIX WAMPFLER PTY LTD | 081351-5 | [16 empty] | https://partners.conductix.us/shop/800-Series-Conductor-Rails/813-Series/813-Line-Feeds/~081351-5 | https://www.conductix.us/sites/default/files/downloads/Catalog_-_Conductor_Rail_813_Series.pdf | [8 empty] | Cleansed |  | FOR SPECIAL PURPOSE ELECTRICAL CABLE ASSEMBLY,CRANE,MANGHH CONVERTER AISLE CRNE |  | CONNECTOR | CABLE | TYPE | POWER FEED | TRADE SIZE |  | CABLE SIZE |  | CONNECTION TYPE |  | CONNECTOR MATERIAL |  | CABLE TYPE |  | HAZARD CLASS |  | CERTIFICATION/STANDARD | [57 empty] | Production Completed
STP_009 - Lot7 | Data Enrichment | SMX | OK | 2023-10-16 | 2023-11-15 |  | 1146272 | 1146272 |  |  |  | ERSA | M | 1600 | 1535642GZPCLNT100 | EA |  | CABLE,INSTR;CONNECTION,8M,M12 CON,EVC116 | CABLE,INSTR;CONNECTION,8M,M12 CON,EVC116 | CABLE,INSTR;ADDITIONAL FEATURES:CONNECTION,8M,M12 CON,EVC116 |  |  |  |  | 1069796 @@ IFM EFECTOR PTY LTD | EVC116 | [12 empty] | IFM EFECTOR PTY LTD | EVC116 | [16 empty] | https://www.ifm.com/in/en/product/EVC116 | [9 empty] | Enriched |  |  |  | CABLE | INSTRUMENT | TYPE | CONNECTION | DIAMETER |  | CONDUCTOR SIZE |  | NUMBER OF CONDUCTORS |  | CORE STRANDS |  | CONDUCTOR MATERIAL |  | JACKET MATERIAL | TPU | INSULATION MATERIAL |  | END CONNECTION | M12 | VOLTAGE RATING | 300 VDC | TEMPERATURE RATING | -25 TO 90 DEG C | LENGTH | 8 M | JACKET COLOUR | ORANGE | HAZARD CLASS |  | CERTIFICATION/STANDARD | [43 empty] | Production Completed
STP_009 - Lot7 | Data Enrichment | SMX | OK | 2023-10-16 | 2023-11-16 |  | 1146281 | 1146281 |  |  |  | ERSA | M | 1600 | 1535560GZPCLNT100 | EA |  | CABLE,NETWRK;SAFE ETHERNET,20M,17 21 111 | CABLE,NETWRK;SAFE ETHERNET,20M,17 21 111 | CABLE,NETWRK;ADDITIONAL FEATURES:SAFE ETHERNET,20M,17 21 111 |  |  |  |  | 1071949 @@ SAACKE AUSTRALIA PTY LTD | 17 21 111 | [10 empty] | SAACKE AUSTRALIA PTY LTD | 17 21 111 | [18 empty] | URL NOT FOUND | [9 empty] | Cleansed |  |  |  | CABLE | NETWORK | TYPE | SAFE ETHERNET | DATA TRANSFER RATE |  | ATTENUATION |  | CAPACITANCE |  | CORE STRANDS |  | DIAMETER |  | SHEATH MATERIAL |  | SHEATH COLOUR |  | LENGTH | 20 M | TEMPERATURE RATING |  | HAZARD CLASS |  | CERTIFICATION/STANDARD | [49 empty] | Production Completed
STP_009 - Lot7 | Data Enrichment | SMX | OK | 2023-10-16 | 2023-11-15 |  | 1146806 | 1146806 |  |  |  | ERSA | M | 1600 | 1495106GZPCLNT100 | EA |  | CABLE,ELECTRICAL;CABLE ASSEM,HS-AC001-50 | CABLE,ELECTRICAL;CABLE ASSEM,HS-AC001-50 | CABLE,ELECTRICAL;ADDITIONAL FEATURES:CABLE ASSEM,HS-AC001-50 |  |  |  |  | 1068454 @@ GVS RELIABILITY PRODUCTS PTY LTD | 1495106 | [12 empty] | HANSFORDSENSORS | 1495106 | GVS RELIABILITY PRODUCTS PTY LTD | 1495106 | [14 empty] | https://www.hansfordsensors.com/wp-content/uploads/datasheets/HS-AC001.pdf | [9 empty] | Enriched |  |  |  | CABLE | ASSEMBLY | TYPE | ELECTRICAL | VOLTAGE RATING | 600 VAC | CURRENT RATING |  | CONDUCTOR SIZE | 20 AWG | NUMBER OF CONDUCTORS |  | CORE STRANDS |  | CONDUCTOR MATERIAL |  | JACKET MATERIAL |  | INSULATION MATERIAL |  | TEMPERATURE RATING | -65 TO 150 DEG C | LENGTH |  | JACKET COLOUR |  | HAZARD CLASS |  | CERTIFICATION/STANDARD | [45 empty] | Production Completed
STP_009 - Lot7 | Data Enrichment | SMX | OK | 2023-10-16 | 2023-11-15 |  | 1146808 | 1146808 |  |  |  | ERSA | M | 1600 | 1495086GZPCLNT100 | EA |  | CABLE,ASSEMBLY;DUAL O/PUT,MT3176001035 | CABLE,ASSEMBLY;DUAL O/PUT,MT3176001035 | CABLE,ASSEMBLY;ADDITIONAL FEATURES:DUAL O/PUT,MT3176001035 |  |  |  |  | 1068410 @@ MAINTENANCE TECHNIQUE PTY LTD | 1495086 | [10 empty] | MAINTENANCE TECHNIQUE PTY LTD | 1495086 |  |  |  | MT3176001035 | [14 empty] | URL NOT FOUND | [9 empty] | Cleansed |  |  |  | CABLE | ASSEMBLY | TYPE | DUAL OUTPUT | VOLTAGE RATING |  | CURRENT RATING |  | CONDUCTOR SIZE |  | NUMBER OF CONDUCTORS |  | CORE STRANDS |  | CONDUCTOR MATERIAL |  | JACKET MATERIAL |  | INSULATION MATERIAL |  | TEMPERATURE RATING |  | LENGTH |  | JACKET COLOUR |  | HAZARD CLASS |  | CERTIFICATION/STANDARD | [45 empty] | Production Completed
STP_009 - Lot7 | Data Enrichment | SMX | OK | 2023-10-16 | 2023-11-16 |  | 1147751 | 1147751 |  |  |  | ERSA | M | 4090 | 1496227GZPCLNT100 | EA |  | CABLE,ELECTRICAL;ALCSG5 | CABLE,ELECTRICAL;ALCSG5 | CABLE,ELECTRICAL;ADDITIONAL FEATURES:ALCSG5 |  |  |  |  | 1068181 @@ CNW (MOUNT ISA) ELECT WHOLESALER | SG5 | [12 empty] | CNW (MOUNT ISA) ELECT WHOLESALER | SG5 | [16 empty] | URL NOT FOUND | [9 empty] | Cleansed |  |  |  | CABLE | ELECTRICAL | TYPE |  | VOLTAGE RATING |  | CURRENT RATING |  | CONDUCTOR SIZE |  | NUMBER OF CONDUCTORS |  | CORE STRANDS |  | CONDUCTOR MATERIAL |  | JACKET MATERIAL |  | INSULATION MATERIAL |  | FILLER MATERIAL |  | ARMOR TYPE |  | TEMPERATURE RATING |  | LENGTH |  | JACKET COLOUR |  | HAZARD CLASS |  | CERTIFICATION/STANDARD | [41 empty] | Production Completed
STP_009 - Lot7 | Data Enrichment | SMX | OK | 2023-10-16 | 2023-11-15 |  | 1149094 | 1149094 |  |  |  | ERSA | M | 1640 | 1532100GZPCLNT100 | EA |  | CABLE,ELEC;RCM ASSY,10FT,100435-10 | CABLE,ELEC;RCM ASSY,10FT,100435-10 | CABLE,ELEC;ADDITIONAL FEATURES:RCM ASSY,10FT,100435-10 |  |  |  |  | 1068324 @@ ROTEQ AUSTRALIA PTY LTD | 100435-10 | [13 empty] | 100435-10 | ROTEQ AUSTRALIA PTY LTD | 100435-10 | [14 empty] | https://www.cccglobal.com/media-center/parts-catalog/ | [9 empty] | Cleansed |  | RCM ASSEMBLY |  | CABLE | ELECTRICAL | TYPE |  | VOLTAGE RATING |  | CURRENT RATING |  | CONDUCTOR SIZE |  | NUMBER OF CONDUCTORS |  | CORE STRANDS |  | CONDUCTOR MATERIAL |  | JACKET MATERIAL |  | INSULATION MATERIAL |  | FILLER MATERIAL |  | ARMOR TYPE |  | TEMPERATURE RATING |  | LENGTH | 10 FT | JACKET COLOUR |  | HAZARD CLASS |  | CERTIFICATION/STANDARD | [41 empty] | Production Completed
STP_009 - Lot7 | Data Enrichment | SMX | OK | 2023-10-16 | 2023-11-16 |  | 1149224 | 1149224 |  |  |  | ERSA | M | 2700 | 1531447GZPCLNT100 | EA |  | CABLE,COMM;ARMOURED LIGHTNIN,CY2799PCCCL | CABLE,COMM;ARMOURED LIGHTNIN,CY2799PCCCL | CABLE,COMM;ADDITIONAL FEATURES:ARMOURED LIGHTNIN,CY2799PCCCL |  |  |  |  | 1068493 @@ HARVEY NORMAN AV/IT TOWNSVILLE | CY2799PCCCL | 1070300 @@ HARVEY NORMAN FURNITURE MT ISA | CY2799PCCCL | [10 empty] | CYGNETT | CY2799PCCCL | HARVEY NORMAN AV/IT TOWNSVILLE | CY2799PCCCL | HARVEY NORMAN FURNITURE MT ISA | CY2799PCCCL | [12 empty] | https://www.cygnett.com/products/lightning-to-usb-c-cable-black-1m | [9 empty] | Enriched |  |  |  | CABLE | COMMUNICATION | TYPE | USB-C,ARMOURED,LIGHTNING | IMPEDANCE |  | DIAMETER |  | CONDUCTOR SIZE |  | CORE STRANDS |  | NUMBER OF CONDUCTORS |  | CONDUCTOR MATERIAL |  | JACKET MATERIAL |  | INSULATION MATERIAL |  | LENGTH | 1 M | VOLTAGE RATING |  | TEMPERATURE RATING |  | HAZARD CLASS |  | CERTIFICATION/STANDARD | [45 empty] | Production Completed
STP_009 - Lot7 | Data Enrichment | SMX | OK | 2023-10-16 | 2023-11-16 |  | 1149671 | 1149671 |  |  |  | ERSA | M | 5100 | 1496118GZPCLNT100 | EA |  | CABLE;ACCSS6089 | CABLE;ACCSS6089 | CABLE;ADDITIONAL FEATURES:ACCSS6089 |  |  |  |  | 1070625 @@ FARO SINGAPORE PTE LTD | 1496118 | [10 empty] | FARO SINGAPORE PTE LTD | 1496118 |  |  |  | ACCSS6089 | [14 empty] | URL NOT FOUND | [9 empty] | Cleansed |  |  |  | CABLE | NO MODIFIER | TYPE |  | NUMBER OF CONDUCTORS |  | CONDUCTOR SIZE |  | VOLTAGE RATING |  | CURRENT RATING |  | CONDUCTOR MATERIAL |  | JACKET MATERIAL |  | INSULATION MATERIAL |  | TEMPERATURE RATING |  | LENGTH |  | HAZARD CLASS |  | CERTIFICATION/STANDARD | [49 empty] | Production Completed
STP_009 - Lot7 | Data Enrichment | SMX | OK | 2023-10-16 | 2023-11-16 |  | 1149960 | 1149960 |  |  |  | ERSA | M | 5100 | 1530722GZPCLNT100 | EA |  | CABLE,COMM;250VAC,20 M,TPU ORANGE,EVC118 | CABLE,COMM;250VAC,20 M,TPU ORANGE,EVC118 | CABLE,COMM;ADDITIONAL FEATURES:250VAC,20 M,TPU ORANGE,EVC118 |  |  |  |  | 1069796 @@ IFM EFECTOR PTY LTD | EVC118 | [12 empty] | IFM EFECTOR PTY LTD | EVC118 | [16 empty] | https://www.ifm.com/in/en/product/EVC118 | [9 empty] | Enriched |  | COLOUR:ORANGE |  | CABLE | COMMUNICATION | TYPE | CONNECTING | IMPEDANCE |  | DIAMETER | 4.3 MM | CONDUCTOR SIZE | 0.34 MM2 | CORE STRANDS | 4 | NUMBER OF CONDUCTORS |  | CONDUCTOR MATERIAL |  | JACKET MATERIAL |  | INSULATION MATERIAL | TPU | LENGTH | 10 M | VOLTAGE RATING | 250 VAC | TEMPERATURE RATING | -25 TO 90 DEG C | HAZARD CLASS |  | CERTIFICATION/STANDARD | DIN 60721-3-1 | [44 empty] | Production Completed
STP_009 - Lot7 | Data Enrichment | SMX | OK | 2023-10-16 | 2023-11-16 |  | 1149961 | 1149961 |  |  |  | ERSA | M | 5100 | 1530721GZPCLNT100 | EA |  | CABLE,COMM;50VAC,ETHERNET CABLE,D,E21137 | CABLE,COMM;50VAC,ETHERNET CABLE,D,E21137 | CABLE,COMM;ADDITIONAL FEATURES:50VAC,ETHERNET CABLE,D,E21137 |  |  |  |  | 1069796 @@ IFM EFECTOR PTY LTD | E21137 | [12 empty] | IFM EFECTOR PTY LTD | E21137 | [16 empty] | https://www.ifm.com/in/en/product/E21137 | [9 empty] | Enriched |  |  |  | CABLE | COMMUNICATION | TYPE | D-CODED,ETHERNET | IMPEDANCE |  | DIAMETER |  | CONDUCTOR SIZE | 0.34 MM2 | CORE STRANDS | 4 | NUMBER OF CONDUCTORS |  | CONDUCTOR MATERIAL |  | JACKET MATERIAL |  | INSULATION MATERIAL | PVC | LENGTH | 10 M | VOLTAGE RATING | 50 VAC,60 VDC | TEMPERATURE RATING | -20 TO 90 DEG C | HAZARD CLASS |  | CERTIFICATION/STANDARD | [45 empty] | Production Completed
STP_009 - Lot7 | Data Enrichment | SMX | OK | 2023-10-16 | 2023-11-16 |  | 1149962 | 1149962 |  |  |  | ERSA | M | 5100 | 1530720GZPCLNT100 | EA |  | CABLE,COMM;50VAC,ETHERNET CABLE,D,E21139 | CABLE,COMM;50VAC,ETHERNET CABLE,D,E21139 | CABLE,COMM;ADDITIONAL FEATURES:50VAC,ETHERNET CABLE,D,E21139 |  |  |  |  | 1069796 @@ IFM EFECTOR PTY LTD | E21139 | [12 empty] | IFM EFECTOR PTY LTD | E21139 | [16 empty] | https://www.ifm.com/in/en/product/E21139 | [9 empty] | Enriched |  |  |  | CABLE | COMMUNICATION | TYPE | D-CODED,ETHERNET | IMPEDANCE |  | DIAMETER |  | CONDUCTOR SIZE | 0.34 MM2 | CORE STRANDS | 4 | NUMBER OF CONDUCTORS |  | CONDUCTOR MATERIAL |  | JACKET MATERIAL |  | INSULATION MATERIAL | PVC | LENGTH | 5 M | VOLTAGE RATING | 50 VAC,60 VDC | TEMPERATURE RATING | -20 TO 90 DEG C | HAZARD CLASS |  | CERTIFICATION/STANDARD | [45 empty] | Production Completed
STP_009 - Lot7 | Data Enrichment | SMX | OK | 2023-10-16 | 2023-11-16 |  | 1149963 | 1149963 |  |  |  | ERSA | M | 5100 | 1530719GZPCLNT100 | EA |  | CABLE,COMM;50VAC,ETHERNET CABLE,D,E21138 | CABLE,COMM;50VAC,ETHERNET CABLE,D,E21138 | CABLE,COMM;ADDITIONAL FEATURES:50VAC,ETHERNET CABLE,D,E21138 |  |  |  |  | 1069796 @@ IFM EFECTOR PTY LTD | E21138 | [12 empty] | IFM EFECTOR PTY LTD | E21138 | [16 empty] | https://www.ifm.com/in/en/product/E21138 | [9 empty] | Enriched |  |  |  | CABLE | COMMUNICATION | TYPE | D-CODED,ETHERNET | IMPEDANCE |  | DIAMETER |  | CONDUCTOR SIZE | 0.34 MM2 | CORE STRANDS | 4 | NUMBER OF CONDUCTORS |  | CONDUCTOR MATERIAL |  | JACKET MATERIAL |  | INSULATION MATERIAL | PVC | LENGTH | 2 M | VOLTAGE RATING | 50 VAC,60 VDC | TEMPERATURE RATING | -20 TO 90 DEG C | HAZARD CLASS |  | CERTIFICATION/STANDARD | [45 empty] | Production Completed
STP_009 - Lot7 | Data Enrichment | SMX | OK | 2023-10-16 | 2023-11-16 |  | 1149964 | 1149964 |  |  |  | ERSA | M | 5100 | 1530718GZPCLNT100 | EA |  | CABLE,COMM;ETHERNET CABLE,D-CODED,E12491 | CABLE,COMM;ETHERNET CABLE,D-CODED,E12491 | CABLE,COMM;ADDITIONAL FEATURES:ETHERNET CABLE,D-CODED,E12491 |  |  |  |  | 1069796 @@ IFM EFECTOR PTY LTD | E12491 | [12 empty] | IFM EFECTOR PTY LTD | E12491 | [16 empty] | https://www.ifm.com/de/en/product/E12491 | [9 empty] | Enriched |  |  |  | CABLE | COMMUNICATION | TYPE | D-CODED,ETHERNET | IMPEDANCE |  | DIAMETER | 6.5 MM | CONDUCTOR SIZE | 0.38 MM2 | CORE STRANDS | 2 | NUMBER OF CONDUCTORS | 2 | CONDUCTOR MATERIAL |  | JACKET MATERIAL |  | INSULATION MATERIAL | PVC | LENGTH | 5 M | VOLTAGE RATING |  | TEMPERATURE RATING | -25 TO 70 DEG C | HAZARD CLASS |  | CERTIFICATION/STANDARD | [45 empty] | Production Completed
STP_009 - Lot7 | Data Enrichment | SMX | OK | 2023-10-16 | 2023-11-15 |  | 1152696 | 1152696 | 1476150 | AU_QM_000591826 |  | ERSA | M | 1640 | 1476150GZPCLNT100 | EA |  | CABLE;ELECTRICAL,ASHDOWN,70-91446 | CABLE;ELECTRICAL,ASHDOWN,70-91446 |  |  | CABLE,SPECIAL PURPOSE,ELECTRICAL: 4MM;AUTOMOTIVE;RED/BLACK;SINGLE TRACE; |  |  | 1071809 @@ ASHDOWN ENTERPRISES | 70-91446 | [10 empty] | ASHDOWN ENTERPRISES | 70-91446 | [18 empty] | URL NOT FOUND | [9 empty] | Cleansed |  | COLOUR:RED/BLACK |  | CABLE | AUTOMOTIVE | TYPE | SPECIAL PURPOSE,ELECTRICAL,SINGLE TRACE | CONDUCTOR SIZE | 4 MM | LENGTH |  | NUMBER OF CORES |  | NUMBER OF STRANDS |  | CORE MATERIAL |  | INSULATION MATERIAL |  | CONNECTION TYPE |  | TEMPERATURE RATING |  | CERTIFICATION/STANDARD | [53 empty] | Production Completed
STP_009 - Lot7 | Data Enrichment | SMX | OK | 2023-10-16 | 2023-11-16 |  | 1152718 | 1152718 | 1475881 | AU_QM_000234704 |  | ERSA | M | 1640 | 1475881GZPCLNT100 | EA |  | CONNECTING CABLE WITH SOCKET;OPERATING V | CONNECTING CABLE WITH SOCKET;OPERATING V |  |  | CABLE: CONNECTING CABLE WITH SOCKET;OPERATING V |  |  | 1069796 @@ IFM EFECTOR PTY LTD | EVM012 | [12 empty] | IFM EFECTOR PTY LTD | EVM012 | [16 empty] | https://www.ifm.com/in/en/product/EVM012 | [9 empty] | Enriched |  |  | VOLTAGE RATING:250 VAC,300 VDC | CONNECTOR | CABLE | TYPE |  | TRADE SIZE |  | CABLE SIZE | 0.34 MM2 | CONNECTION TYPE | 1 X M12 SOCKET | CONNECTOR MATERIAL | STAINLESS STEEL 1.4404/316L | CABLE TYPE |  | HAZARD CLASS |  | CERTIFICATION/STANDARD | DIN EN 60512-5-2 | [56 empty] | Production Completed
STP_009 - Lot7 | Data Enrichment | SMX | OK | 2023-10-16 | 2023-11-16 |  | 1152778 | 1152778 | 1475220 | AU_QM_000190583 |  | ERSA | M | 1640 | 1475220GZPCLNT100 | EA |  | CABLE,POWER;HAYMANS,BEL7931A | CABLE,POWER;HAYMANS,BEL7931A |  |  | CABLE,POWER:MULTIPAIR CABLE;UTP DATA CABLE;DATATWIST |  |  | 1072013 @@ METAL MANUFACTURES PTY LTD | BEL7931A | [12 empty] | BELDEN | BEL7931A | METAL MANUFACTURES PTY LTD | BEL7931A | HAYMANS | [13 empty] | https://www.omnicable.com/products/belden-7931a-datatuff-6-4-bonded-pr-23-industrial-ethernet/ | [9 empty] | Enriched |  |  |  | CABLE | POWER | TYPE | MULTIPAIR,UTP DATA TWIST | VOLTAGE RATING | 300 V | CURRENT RATING |  | CONDUCTOR SIZE |  | NUMBER OF CONDUCTORS | 8 | CORE STRANDS |  | CONDUCTOR MATERIAL | BARE COPPER | JACKET MATERIAL | FEP | INSULATION MATERIAL | FEP | BEND RADIUS |  | TEMPERATURE RATING | 150 DEG C | LENGTH |  | JACKET COLOR |  | CERTIFICATION/STANDARD | [45 empty] | Production Completed
STP_009 - Lot7 | Data Enrichment | SMX | OK | 2023-10-16 | 2023-11-15 |  | 1154438 | 1154438 |  |  |  | ERSA | M | 5920 | 1509555GZPCLNT100 | EA |  | CABLE,ASSEMBLY;CANTER SELECT,MH-MK603829 | CABLE,ASSEMBLY;CANTER SELECT,MH-MK603829 | CABLE,ASSEMBLY;ADDITIONAL FEATURES:CANTER SELECT,MH-MK603829 |  |  |  |  | 1068297 @@ DAIMLER TRUCKS BRISBANE | 1509555 | [12 empty] | PHOENIX CONTACT | 1509555 | DAIMLER TRUCKS BRISBANE | 1509555 |  | MH-MK603829 | [12 empty] | https://www.phoenixcontact.com/en-in/products/sensoractuator-cable-sac-4p-m12ms-20-186m12fs-1509555 | [9 empty] | Enriched |  | CANTER SELECT |  | CABLE | ASSEMBLY | TYPE | SENSOR/ACTUATOR | VOLTAGE RATING | 250 VAC | CURRENT RATING | 4 A | CONDUCTOR SIZE |  | NUMBER OF CONDUCTORS |  | CORE STRANDS |  | CONDUCTOR MATERIAL |  | JACKET MATERIAL | PUR | INSULATION MATERIAL | PVC | TEMPERATURE RATING | -25 TO 80 DEG C | LENGTH | 6.56 FT | JACKET COLOUR | BLACK/GREY | HAZARD CLASS |  | CERTIFICATION/STANDARD | UL 758/1581 | [44 empty] | Production Completed
STP_009 - Lot7 | Data Enrichment | SMX | OK | 2023-10-16 | 2023-11-15 |  | 1154439 | 1154439 |  |  |  | ERSA | M | 5920 | 1509554GZPCLNT100 | EA |  | CABLE,ASSEMBLY;CANTER SHIFT ,MH-MK603732 | CABLE,ASSEMBLY;CANTER SHIFT ,MH-MK603732 | CABLE,ASSEMBLY;ADDITIONAL FEATURES:CANTER SHIFT ,MH-MK603732 |  |  |  |  | 1068297 @@ DAIMLER TRUCKS BRISBANE | 1509554 | [10 empty] | DAIMLER TRUCKS BRISBANE | 1509554 |  |  |  | MH-MK603732 | [14 empty] | URL NOT FOUND | [9 empty] | Cleansed |  | CANTER SHIFT |  | CABLE | ASSEMBLY | TYPE |  | VOLTAGE RATING |  | CURRENT RATING |  | CONDUCTOR SIZE |  | NUMBER OF CONDUCTORS |  | CORE STRANDS |  | CONDUCTOR MATERIAL |  | JACKET MATERIAL |  | INSULATION MATERIAL |  | TEMPERATURE RATING |  | LENGTH |  | JACKET COLOUR |  | HAZARD CLASS |  | CERTIFICATION/STANDARD | [45 empty] | Production Completed
STP_009 - Lot7 | Data Enrichment | SMX | OK | 2023-10-16 | 2023-11-16 |  | 1155632 | 1155632 |  |  |  | ERSA | M | 3750 | 1505627GZPCLNT100 | EA |  | CABLE;SAN,SAT009057 | CABLE;SAN,SAT009057 | CABLE;ADDITIONAL FEATURES:SAN,SAT009057 |  |  |  |  | 1068336 @@ SANDVIK MINING & CONSTRUCTION | SAT009057 | [14 empty] | SANDVIK MINING & CONSTRUCTION | SAT009057 | [14 empty] | URL NOT FOUND | [9 empty] | Cleansed |  |  |  | CABLE | NO MODIFIER | TYPE |  | NUMBER OF CONDUCTORS |  | CONDUCTOR SIZE |  | VOLTAGE RATING |  | CURRENT RATING |  | CONDUCTOR MATERIAL |  | JACKET MATERIAL |  | INSULATION MATERIAL |  | TEMPERATURE RATING |  | LENGTH |  | HAZARD CLASS |  | CERTIFICATION/STANDARD | [49 empty] | Production Completed
STP_009 - Lot7 | Data Enrichment | SMX | OK | 2023-10-16 | 2023-11-16 |  | 1155635 | 1155635 |  |  |  | ERSA | M | 3750 | 1505624GZPCLNT100 | EA |  | CABLE;SAN,SAT009035 | CABLE;SAN,SAT009035 | CABLE;ADDITIONAL FEATURES:SAN,SAT009035 |  |  |  |  | 1068336 @@ SANDVIK MINING & CONSTRUCTION | SAT009035 | [14 empty] | SANDVIK MINING & CONSTRUCTION | SAT009035 | [14 empty] | URL NOT FOUND | [9 empty] | Cleansed |  |  |  | CABLE | NO MODIFIER | TYPE |  | NUMBER OF CONDUCTORS |  | CONDUCTOR SIZE |  | VOLTAGE RATING |  | CURRENT RATING |  | CONDUCTOR MATERIAL |  | JACKET MATERIAL |  | INSULATION MATERIAL |  | TEMPERATURE RATING |  | LENGTH |  | HAZARD CLASS |  | CERTIFICATION/STANDARD | [49 empty] | Production Completed
STP_009 - Lot7 | Data Enrichment | SMX | OK | 2023-10-16 | 2023-11-16 |  | 1155685 | 1155685 |  |  |  | ERSA | M | 3750 | 1491917GZPCLNT100 | EA |  | CABLE ASSEMBLY 10500506 | CABLE ASSEMBLY 10500506 | [5 empty] | 1068336 @@ SANDVIK MINING & CONSTRUCTION | 1491917 | [12 empty] | SANDVIK | 10500506 | SANDVIK MINING & CONSTRUCTION | 1491917 | [14 empty] | https://k-part.777parts.org/spare/sandvik/ | [9 empty] | Cleansed |  |  |  | CABLE | ASSEMBLY | TYPE |  | VOLTAGE RATING |  | CURRENT RATING |  | CONDUCTOR SIZE |  | NUMBER OF CONDUCTORS |  | CORE STRANDS |  | CONDUCTOR MATERIAL |  | JACKET MATERIAL |  | INSULATION MATERIAL |  | TEMPERATURE RATING |  | LENGTH |  | JACKET COLOUR |  | HAZARD CLASS |  | CERTIFICATION/STANDARD | [45 empty] | Production Completed
STP_009 - Lot7 | Data Enrichment | SMX | OK | 2023-10-16 | 2023-11-16 | URL ONLY FOR REFFERENCE | 1159283 | 1159283 | 1429747 | AU_QM_000626903 |  | ERSA | M | 1640 | 1429747GZPCLNT100 | M |  | CABLE,ELEC;STANDARD DUTY POWER,1.5 MM2 | CABLE,ELEC;STANDARD DUTY POWER,1.5 MM2 | CABLE,ELECTRICAL;TYPE:STANDARD DUTY POWER,CONDUCTOR SIZE:1.5 MM2,NUMBER OF CONDUCTORS:3,CORE STRANDS:(30) 0.25 MM,JACKET MATERIAL: PVC,MNFR:01)CNW,PTNO:01)OLXEAHR04AA003GYAA |  | CABLE,POWER:1.5MM2,3C,PVC INSUL,30/0.25MM,STD DUTY |  |  | 1070031 @@ LAWRENCE & HANSON PTY. LTD. | OLX30/025-3GY | 1071835 @@ REXEL AUSTRALIA | 1429747 | 1072012 @@ CNW (TOWNSVILLE) ELECT SUPPLIES | CBL1.53CODGR | 1068181 @@ CNW (MOUNT ISA) ELECT WHOLESALER | 1.53CODGR | [6 empty] | LAWRENCE & HANSON PTY. LTD. | OLX30/025-3GY | LAWRENCE & HANSON PTY. LTD. | OLX30/025-3GY | REXEL AUSTRALIA | 1429747 | CNW (TOWNSVILLE) ELECT SUPPLIES | CBL1.53CODGR | CNW (MOUNT ISA) ELECT WHOLESALER | 1.53CODGR | CNW | OLXEAHR04AA003GYAA | [6 empty] | https://silo.tips/download/important-information-complete-terms-and-conditions-are-printed-on-sales-invoice# | [9 empty] | Cleansed |  |  |  | CABLE | POWER | TYPE | ELECTRICAL,STANDARD DUTY | VOLTAGE RATING |  | CURRENT RATING |  | CONDUCTOR SIZE | 1.5 MM2 | NUMBER OF CONDUCTORS | 3 | CORE STRANDS | (30) 0.25 MM | CONDUCTOR MATERIAL |  | JACKET MATERIAL | PVC | INSULATION MATERIAL |  | BEND RADIUS |  | TEMPERATURE RATING |  | LENGTH |  | JACKET COLOR |  | CERTIFICATION/STANDARD | [45 empty] | Production Completed
STP_009 - Lot7 | Data Enrichment | SMX | OK | 2023-10-16 | 2023-11-16 | PARTIALLY MATCH | 1159286 | 1159286 | 1429742 | AU_QM_000626689 |  | ERSA | M | 1640 | 1429742GZPCLNT100 | M |  | CABLE,ELEC;PWR,0.6 KV,16 MM2,CONDCTS 5 | CABLE,ELEC;PWR,0.6 KV,16 MM2,CONDCTS 5 | CABLE,ELECTRICAL;TYPE:POWER,VOLTAGE RATING:0.6 KV,CONDUCTOR SIZE:16 MM2,NUMBER OF CONDUCTORS:5,CORE STRANDS:(7) 70 MM,CONDUCTOR MATE |  | CABLE,POWER:16MM2;4C+E;7/1.70MM;0.6KV;V75; |  |  | 1070031 @@ LAWRENCE & HANSON PTY. LTD. | OLX7/170-4SWA | 1068181 @@ CNW (MOUNT ISA) ELECT WHOLESALER | 164C&ES | 1071835 @@ REXEL AUSTRALIA | 1429742 | [8 empty] | OLEX | OLX7/170-4SWA | LAWRENCE & HANSON PTY. LTD. | OLX7/170-4SWA | CNW (MOUNT ISA) ELECT WHOLESALER | 164C&ES | REXEL AUSTRALIA | 1429742 | [10 empty] | https://awm.mmem.com.au/olx7-2f-170-4swaa9 | [9 empty] | Enriched |  |  |  | CABLE | POWER | TYPE | ELECTRICAL | VOLTAGE RATING | 0.6 KV | CURRENT RATING |  | CONDUCTOR SIZE | 16 MM2 | NUMBER OF CONDUCTORS | 5 | CORE STRANDS | (7) 70 MM | CONDUCTOR MATERIAL |  | JACKET MATERIAL |  | INSULATION MATERIAL |  | BEND RADIUS |  | TEMPERATURE RATING | 90 DEG C | LENGTH |  | JACKET COLOR |  | CERTIFICATION/STANDARD | [45 empty] | Production Completed
STP_009 - Lot7 | Data Enrichment | SMX | OK | 2023-10-16 | 2023-11-16 |  | 1159299 | 1159299 | 1429164 | AU_QM_000582163 |  | ERSA | M | 1640 | 1429164GZPCLNT100 | M |  | CABLE,ELEC;PWR,0.6/1.1 KV,185 MM2,OLEX | CABLE,ELEC;PWR,0.6/1.1 KV,185 MM2,OLEX | CABLE,ELECTRICAL;TYPE:POWER,VOLTAGE RATING:0.6/1.1 KV,CONDUCTOR SIZE:185 MM2,NUMBER OF CONDUCTORS:3,JACKET MATERIAL:PVC SWA XLPE, IN |  | CABLE,POWER:185MM2;0.6/1.1KV;3C; |  |  | 1070067 @@ NEXANS OLEX | 1429164 | 1068181 @@ CNW (MOUNT ISA) ELECT WHOLESALER | 1853C&EXLPSWA | [8 empty] | NEXANS OLEX | 1429164 |  |  | CNW (MOUNT ISA) ELECT WHOLESALER | 1853C&EXLPSWA | [14 empty] | URL NOT FOUND | [9 empty] | Cleansed |  | IN |  | CABLE | POWER | TYPE | ELECTRICAL | VOLTAGE RATING | 0.6/1.1 KV | CURRENT RATING |  | CONDUCTOR SIZE | 185 MM2 | NUMBER OF CONDUCTORS | 3 | CORE STRANDS |  | CONDUCTOR MATERIAL |  | JACKET MATERIAL | PVC/SWA/XLPE | INSULATION MATERIAL |  | BEND RADIUS |  | TEMPERATURE RATING |  | LENGTH |  | JACKET COLOR |  | CERTIFICATION/STANDARD | [45 empty] | Production Completed
STP_009 - Lot7 | Data Enrichment | SMX | OK | 2023-10-16 | 2023-11-15 |  | 1169934 | 1169934 | 1356208 | AU_QM_000146996 |  | ERSA | M | 1640 | 1356208GZPCLNT100 | M |  | CABLE,ASSY;POWER,0.6/1.1 KV,6 MM2,3,PVC | CABLE,ASSY;POWER,0.6/1.1 KV,6 MM2,3,PVC | CABLE,ASSEMBLY;TYPE:POWER,VOLTAGE RATING:0.6/1.1 KV,CONDUCTOR SIZE:6 MM2,NUMBER OF CONDUCTORS:3,JACKET MATERIAL:PVC SWA XLPE, INSULA |  | CABLE,POWER:6MM2;0.6/1.1KV;2C+E;XLPE;PVC;SWA;PVC; 50 |  |  | 1068652 @@ J BLACKWOOD & SONS | 2680163 | 1068181 @@ CNW (MOUNT ISA) ELECT WHOLESALER | 62C&ES500 | [10 empty] | LAPP | 2680163 | CNW (MOUNT ISA) ELECT WHOLESALER | 62C&ES500 | [10 empty] | J BLACKWOOD & SONS | 2680163 |  |  | https://www.omnical.co/products/lapp/13070099/2680163?locale=US | [9 empty] | Enriched |  | ARMOR MATERIAL:STEEL WIRE ARMOURED,50 |  | CABLE | ASSEMBLY | TYPE | POWER | VOLTAGE RATING | 0.6/1.1 KV | CURRENT RATING |  | CONDUCTOR SIZE | 6 MM2 | NUMBER OF CONDUCTORS | 3 | CORE STRANDS | 2C+E | CONDUCTOR MATERIAL | COPPER | JACKET MATERIAL | XLPE | INSULATION MATERIAL | PVC | TEMPERATURE RATING |  | LENGTH |  | JACKET COLOUR |  | HAZARD CLASS |  | CERTIFICATION/STANDARD | [45 empty] | Production Completed
STP_009 - Lot7 | Data Enrichment | SMX | OK | 2023-10-16 | 2023-11-16 | URL ONLY FOR REFFERENCE | 1170321 | 1170321 | 1429741 | AU_QM_000626663 |  | ERSA | M | 1640 | 1429741GZPCLNT100 | M |  | CABLE,ELEC;PWR,0.6 KV,6 MM2,CONDCTS 5 | CABLE,ELEC;PWR,0.6 KV,6 MM2,CONDCTS 5 | CABLE,ELECTRICAL;TYPE:POWER,VOLTAGE RATING:0.6 KV,CONDUCTOR SIZE:6 MM2,NUMBER OF CONDUCTORS:5,CORE STRANDS:(7) 1.04 MM,JACKET MATERI |  | CABLE,POWER:6MM2,4C + 1E,0.6KV,PVC INSUL,PVC SHEATH, |  |  | 1070031 @@ LAWRENCE & HANSON PTY. LTD. | OLX7/104-4SWA | 1068181 @@ CNW (MOUNT ISA) ELECT WHOLESALER | 64C&ES | 1071835 @@ REXEL AUSTRALIA | 1429741 | [8 empty] | LAWRENCE & HANSON PTY. LTD. | OLX7/104-4SWA | CNW (MOUNT ISA) ELECT WHOLESALER | 64C&ES | REXEL AUSTRALIA | 1429741 | [12 empty] | https://silo.tips/download/important-information-complete-terms-and-conditions-are-printed-on-sales-invoice# | [9 empty] | Cleansed |  |  |  | CABLE | POWER | TYPE | ELECTRICAL | VOLTAGE RATING | 0.6 KV | CURRENT RATING |  | CONDUCTOR SIZE | 6 MM2 | NUMBER OF CONDUCTORS | 5 | CORE STRANDS | (7) 1.04 MM | CONDUCTOR MATERIAL |  | JACKET MATERIAL |  | INSULATION MATERIAL |  | BEND RADIUS |  | TEMPERATURE RATING |  | LENGTH |  | JACKET COLOR |  | CERTIFICATION/STANDARD | [45 empty] | Production Completed
STP_009 - Lot7 | Data Enrichment | SMX | OK | 2023-10-16 | 2023-11-16 |  | 1173684 | 1173684 |  |  |  | ERSA | M | 1640 | 1616595GZPCLNT100 | DR |  | CABLE,ELEC;FLEX,0.6/1 KV,70 MM,CONDCTS 1 | CABLE ELEC;0.6/1 KV,CONDCTS 1,LG 100 M | CABLE,ELECTRICAL;TYPE:FLEXIBLE,VOLTAGE RATING:0.6/1 KV,CONDUCTOR SIZE:70 MM,NUMBER OF CONDUCTORS:1,CONDUCTOR MATERIAL:CU,JACKET MATERIAL:XLPE/PVC,LENGTH:100 M | CABLE ELECTRICO;VOLTAJE:0.6/1 KV,NUMERO CONDUCTORES:1,LONGITUD:100 M |  |  |  | 1068740 @@ METAL MANUFACTURES PTY LTD | APEFXV070WO | [14 empty] | METAL MANUFACTURES PTY LTD | APEFXV070WO | [14 empty] | URL NOT FOUND | [9 empty] | Cleansed |  |  |  | CABLE | ELECTRICAL | TYPE | FLEXIBLE | VOLTAGE RATING | 0.6/1 KV | CURRENT RATING |  | CONDUCTOR SIZE |  | NUMBER OF CONDUCTORS |  | CORE STRANDS |  | CONDUCTOR MATERIAL |  | JACKET MATERIAL | XLPE/PVC | INSULATION MATERIAL |  | FILLER MATERIAL |  | ARMOR TYPE |  | TEMPERATURE RATING |  | LENGTH |  | JACKET COLOUR |  | HAZARD CLASS |  | CERTIFICATION/STANDARD | [41 empty] | Production Completed
STP_009 - Lot7 | Data Enrichment | SMX | OK | 2023-10-16 | 2023-11-16 |  | 1179091 | 1179091 |  |  |  | ERSA | M | 1600 | 1544152GZPCLNT100 | EA |  | CABLE,ASSY;1.8M,3.5MM,STEREO,MALE JACK | ENSAMBLE CABLE; | CABLE,ASSEMBLY;ADDITIONAL FEATURES EN:1.8M,3.5MM,STEREO,MALE JACK | ENSAMBLE CABLE; |  |  |  | 1068206 @@ RS COMPONENTS PTY LTD | 628-7180 | [12 empty] | SWITCHCRAFT | 35HR07235X | [12 empty] | RS COMPONENTS PTY LTD | 628-7180 |  |  | https://in.rsdelivers.com/product/switchcraft/35hr07235x/switchcraft-male-35mm-stereo-jack-to-male-35mm-aux/6287180 | [9 empty] | Enriched |  | C/W STEREO MALE JACK PLUG CONNECTOR |  | CABLE | ASSEMBLY | TYPE | AUXILIARY | VOLTAGE RATING |  | CURRENT RATING |  | CONDUCTOR SIZE | 3.5 MM | NUMBER OF CONDUCTORS |  | CORE STRANDS |  | CONDUCTOR MATERIAL |  | JACKET MATERIAL |  | INSULATION MATERIAL |  | TEMPERATURE RATING |  | LENGTH | 1.8 M | JACKET COLOUR |  | HAZARD CLASS |  | CERTIFICATION/STANDARD | [45 empty] | Production Completed
STP_009 - Lot7 | Data Enrichment | SMX | OK | 2023-10-16 | 2023-11-16 |  | 1179106 | 1179106 |  |  |  | ERSA | M | 1600 | 1544137GZPCLNT100 | ROL |  | CABLE;SPKR,SPKR,100M,GREY,2 CORE | CABLE; | CABLE;TYPE:SPEAKER,ADDITIONAL FEATURES EN:SPEAKER,100M,GREY,2 CORE | CABLE; |  |  |  | 1068206 @@ RS COMPONENTS PTY LTD | 714-0313 | [26 empty] | RS COMPONENTS PTY LTD | 714-0313 |  |  | https://docs.rs-online.com/47f4/0900766b816139a6.pdf | [9 empty] | Enriched |  |  |  | CABLE | ELECTRICAL | TYPE | SPEAKER | VOLTAGE RATING | 60 V | CURRENT RATING |  | CONDUCTOR SIZE | 0.34 MM | NUMBER OF CONDUCTORS |  | CORE STRANDS | 2 | CONDUCTOR MATERIAL | TINNED COPPER | JACKET MATERIAL |  | INSULATION MATERIAL | PVC | FILLER MATERIAL |  | ARMOR TYPE |  | TEMPERATURE RATING | 80 DEG C | LENGTH | 100 M | JACKET COLOUR | GREY | HAZARD CLASS |  | CERTIFICATION/STANDARD | [41 empty] | Production Completed
STP_009 - Lot7 | Data Enrichment | SMX | OK | 2023-10-16 | 2023-11-16 |  | 1179637 | 1179637 |  |  |  | ERSA | M | 2900 | 1527446GZPCLNT100 | M |  | CABLE;FIR | CABLE; | CABLE;TYPE:FIRE,ADDITIONAL FEATURES EN:2 CORE,LEWIE,TPSLD-0.75-2CW-200 | CABLE; |  |  |  | 1068407 @@ LEWIE FIRE PROTECTION PTY LTD | TPSLD-0.75-2CW-200 | [14 empty] | LEWIE FIRE PROTECTION PTY LTD | TPSLD-0.75-2CW-200 | [14 empty] | URL NOT FOUND | [9 empty] | Cleansed |  |  |  | CABLE | ELECTRICAL | TYPE | FIRE | VOLTAGE RATING |  | CURRENT RATING |  | CONDUCTOR SIZE |  | NUMBER OF CONDUCTORS |  | CORE STRANDS |  | CONDUCTOR MATERIAL |  | JACKET MATERIAL |  | INSULATION MATERIAL |  | FILLER MATERIAL |  | ARMOR TYPE |  | TEMPERATURE RATING |  | LENGTH |  | JACKET COLOUR |  | HAZARD CLASS |  | CERTIFICATION/STANDARD | [41 empty] | Production Completed
STP_009 - Lot7 | Data Enrichment | SMX | OK | 2023-10-16 | 2023-11-16 |  | 1179638 | 1179638 |  |  |  | ERSA | M | 2900 | 1527445GZPCLNT100 | M |  | CABLE;FIR,1.5 MM,LEWIE,TPS-1.50-2CT-200 | CABLE; | CABLE;TYPE:FIRE,ADDITIONAL FEATURES EN:1.5 MM,LEWIE,TPS-1.50-2CT-200 | CABLE; |  |  |  | 1068407 @@ LEWIE FIRE PROTECTION PTY LTD | TPS-1.50-2CT-200áááá | [14 empty] | LEWIE FIRE PROTECTION PTY LTD | TPS-1.50-2CT-200áááá | [14 empty] | URL NOT FOUND | [9 empty] | Cleansed |  |  |  | CABLE | ELECTRICAL | TYPE | FIRE | VOLTAGE RATING |  | CURRENT RATING |  | CONDUCTOR SIZE |  | NUMBER OF CONDUCTORS |  | CORE STRANDS |  | CONDUCTOR MATERIAL |  | JACKET MATERIAL |  | INSULATION MATERIAL |  | FILLER MATERIAL |  | ARMOR TYPE |  | TEMPERATURE RATING |  | LENGTH |  | JACKET COLOUR |  | HAZARD CLASS |  | CERTIFICATION/STANDARD | [41 empty] | Production Completed
STP_009 - Lot7 | Data Enrichment | SMX | OK | 2023-10-16 | 2023-11-16 |  | 1179658 | 1179658 |  |  |  | ERSA | M | 2620 | 1513490GZPCLNT100 | EA |  | CABLE,WLDG;WELDING CON,LIN9SS13100144 | SOLDADURA CABLE; | CABLE,WLDG;ADDITIONAL FEATURES:WELDING CON,LIN9SS13100144 |  |  |  |  | 1068264 @@ GLOBAL WELDING SUPPLIES (MT ISA) | LIN9SS13100144 | [10 empty] | GLOBAL WELDING SUPPLIES (MT ISA) | LIN9SS13100144 | [18 empty] | URL NOT FOUND | [9 empty] | Cleansed |  | CON |  | CABLE | WELDING | TYPE |  | CABLE SIZE |  | VOLTAGE RATING |  | CURRENT RATING |  | LENGTH |  | MATERIAL |  | DUTY CYCLE |  | JACKET MATERIAL |  | TEMPERATURE RATING |  | HAZARD CLASS |  | CERTIFICATION/STANDARD | [51 empty] | Production Completed
STP_009 - Lot7 | Data Enrichment | SMX | OK | 2023-10-16 | 2023-11-15 | CONFLICT W.R.T INPUT PROCESSED BASED ON WEB SOURCE | 1179720 | 1179720 |  |  |  | ERSA | M | 5620 | 1513370GZPCLNT100 | EA |  | CABLE,INSTR;MICROLO,CMAC-5059 | CABLE INSTRU; | CABLE,INSTRUMENT;ADDITIONAL FEATURES EN:MICROLO,CMAC-5059 | CABLE INSTRUMENTOS; |  |  |  | 1068409 @@ APPLIED INDUSTRIAL TECHNOLOGIES | CMAC-5059 | [12 empty] | SKF | CMAC-5059 | APPLIED INDUSTRIAL TECHNOLOGIES | CMAC-5059 | [14 empty] | https://cdn.skfmediahub.skf.com/api/public/0901d19680cbe36e/pdf_preview_medium/0901d19680cbe36e_pdf_preview_medium.pdf | [9 empty] | Enriched |  | SERIES:MICROLO |  | KIT | NO MODIFIER | TYPE | MODAL ANALYSIS HAMMER | CONTENTS |  | NUMBER OF ITEMS |  | HAZARD CLASS |  | CERTIFICATION/STANDARD | [63 empty] | Production Completed
STP_009 - Lot7 | Data Enrichment | SMX | OK | 2023-10-16 | 2023-11-15 |  | 1179721 | 1179721 |  |  |  | ERSA | M | 5620 | 1513369GZPCLNT100 | EA |  | CABLE,INSTR;DATA CO,CMAC-5209 | CABLE INSTRU; | CABLE,INSTRUMENT;ADDITIONAL FEATURES EN:DATA CO,CMAC-5209 | CABLE INSTRUMENTOS; |  |  |  | 1068409 @@ APPLIED INDUSTRIAL TECHNOLOGIES | CMAC-5209 | [12 empty] | SKF | CMAC-5209 | APPLIED INDUSTRIAL TECHNOLOGIES | CMAC-5209 | [14 empty] | https://www.acorn-ind.co.uk/p/skf/condition-monitoring-accessories/cmac5209-skf/ | [9 empty] | Enriched |  |  |  | CABLE | INSTRUMENT | TYPE | ACCELEROMETER COILED,DATA | DIAMETER |  | CONDUCTOR SIZE |  | NUMBER OF CONDUCTORS |  | CORE STRANDS |  | CONDUCTOR MATERIAL |  | JACKET MATERIAL |  | INSULATION MATERIAL |  | END CONNECTION |  | VOLTAGE RATING |  | TEMPERATURE RATING |  | LENGTH | 6.56 FT | JACKET COLOUR |  | HAZARD CLASS |  | CERTIFICATION/STANDARD | [43 empty] | Production Completed
STP_009 - Lot7 | Data Enrichment | SMX | OK | 2023-10-16 | 2023-11-15 |  | 1180106 | 1180106 |  |  |  | ERSA | M | 1640 | 1616566GZPCLNT100 | EA |  | CABLE,ASSY;LG 40 M,OVER BRAIDED ETFE | ENSAMBLE CABLE;LG | CABLE,ASSEMBLY;LENGTH:40 M,ADDITIONAL FEATURES EN:2 PIN MS MOULDED SOCKET CONNCTOR,FLY END,OVER BRAIDED ETFE,SCREEN CONNECTED | ENSAMBLE CABLE; |  |  |  | 1068409 @@ APPLIED INDUSTRIAL TECHNOLOGIES | HS-AC682-20 | [12 empty] | HANSFORDSENSORS | HS-AC682-20 | APPLIED INDUSTRIAL TECHNOLOGIES | HS-AC682-20 | [14 empty] | https://hansfordsensors.com/wp-content/uploads/2023/03/2-Pin-Overmoulded-Fly-End-1-1.pdf | [9 empty] | Enriched |  | C/W 2-PIN MS MOULDED SOCKET CONNCTOR,FLY END,OVER BRAIDED ETFE,SCREEN CONNECTED |  | CABLE | ASSEMBLY | TYPE |  | VOLTAGE RATING | 600/1000 VAC | CURRENT RATING |  | CONDUCTOR SIZE | 20 AWG | NUMBER OF CONDUCTORS |  | CORE STRANDS |  | CONDUCTOR MATERIAL |  | JACKET MATERIAL | OVERBRAIDED ETFE | INSULATION MATERIAL |  | TEMPERATURE RATING | -80 TO 200 DEG C | LENGTH | 40 M | JACKET COLOUR |  | HAZARD CLASS |  | CERTIFICATION/STANDARD | [45 empty] | Production Completed
STP_009 - Lot7 | Data Enrichment | SMX | OK | 2023-10-16 | 2023-11-16 |  | 1180253 | 1180253 |  |  |  | ERSA | M | 1640 | 1544238GZPCLNT100 | ROL |  | CABLE;INSLTD | CABLE; | CABLE;TYPE:INSULATED,ADDITIONAL FEATURES EN:FIRE RTD,CPR PAIRCOIL,1/4-3/8INX20M | CABLE; |  |  |  | 1072013 @@ METAL MANUFACTURES PTY LTD | MMKT99615 | 1068740 @@ METAL MANUFACTURES PTY LTD | MMKT99615 | [10 empty] | MM KEMBLA | MMKT99615 | METAL MANUFACTURES PTY LTD | MMKT99615 | [14 empty] | https://awm.mmem.com.au/mmkt99615 | [9 empty] | Enriched |  | TUBE SIZE:1/4 X 3/8 IN,CPR PAIRCOIL |  | CABLE | ELECTRICAL | TYPE | INSULATED,FIRE RTD | VOLTAGE RATING |  | CURRENT RATING |  | CONDUCTOR SIZE |  | NUMBER OF CONDUCTORS |  | CORE STRANDS |  | CONDUCTOR MATERIAL | COPPER | JACKET MATERIAL |  | INSULATION MATERIAL |  | FILLER MATERIAL |  | ARMOR TYPE |  | TEMPERATURE RATING |  | LENGTH | 20 M | JACKET COLOUR |  | HAZARD CLASS |  | CERTIFICATION/STANDARD | [41 empty] | Production Completed
STP_009 - Lot7 | Data Enrichment | SMX | OK | 2023-10-16 | 2023-11-16 |  | 1180254 | 1180254 |  |  |  | ERSA | M | 1640 | 1544237GZPCLNT100 | ROL |  | CABLE;INSLTD | CABLE; | CABLE;TYPE:INSULATED,ADDITIONAL FEATURES EN:FIRE RTD,CPR PAIRCOIL,1/4-1/2INX20M | CABLE; |  |  |  | 1072013 @@ METAL MANUFACTURES PTY LTD | MMKT99625 | 1068740 @@ METAL MANUFACTURES PTY LTD | MMKT99625 | [10 empty] | MM KEMBLA | MMKT99625 | METAL MANUFACTURES PTY LTD | MMKT99625 | [14 empty] | https://mm.mmem.com.au/mmkt99625 | [9 empty] | Enriched |  | TUBE SIZE:1/4 X 1/2 IN,CPR PAIRCOIL |  | CABLE | ELECTRICAL | TYPE | INSULATED,FIRE RTD | VOLTAGE RATING |  | CURRENT RATING |  | CONDUCTOR SIZE |  | NUMBER OF CONDUCTORS |  | CORE STRANDS |  | CONDUCTOR MATERIAL | COPPER | JACKET MATERIAL |  | INSULATION MATERIAL |  | FILLER MATERIAL |  | ARMOR TYPE |  | TEMPERATURE RATING |  | LENGTH | 20 M | JACKET COLOUR |  | HAZARD CLASS |  | CERTIFICATION/STANDARD | [41 empty] | Production Completed
STP_009 - Lot7 | Data Enrichment | SMX | OK | 2023-10-16 | 2023-11-16 |  | 1180255 | 1180255 |  |  |  | ERSA | M | 1640 | 1544236GZPCLNT100 | ROL |  | CABLE;INSLTD | CABLE; | CABLE;TYPE:INSULATED,ADDITIONAL FEATURES EN:FIRE RTD,CPR PAIRCOIL,1/4-5/8INX20M | CABLE; |  |  |  | 1072013 @@ METAL MANUFACTURES PTY LTD | MMKT99635 | 1068740 @@ METAL MANUFACTURES PTY LTD | MMKT99635 | [10 empty] | MM KEMBLA | MMKT99635 | METAL MANUFACTURES PTY LTD | MMKT99635 | [14 empty] | https://mm.mmem.com.au/mmkt99635 | [9 empty] | Enriched |  | TUBE SIZE:1/4 X 5/8 IN,CPR PAIRCOIL |  | CABLE | ELECTRICAL | TYPE | INSULATED,FIRE RTD | VOLTAGE RATING |  | CURRENT RATING |  | CONDUCTOR SIZE |  | NUMBER OF CONDUCTORS |  | CORE STRANDS |  | CONDUCTOR MATERIAL | COPPER | JACKET MATERIAL |  | INSULATION MATERIAL |  | FILLER MATERIAL |  | ARMOR TYPE |  | TEMPERATURE RATING |  | LENGTH | 20 M | JACKET COLOUR |  | HAZARD CLASS |  | CERTIFICATION/STANDARD | [41 empty] | Production Completed
STP_009 - Lot7 | Data Enrichment | SMX | OK | 2023-10-16 | 2023-11-16 |  | 1180607 | 1180607 |  |  |  | ERSA | M | 1640 | 1574502GZPCLNT100 | EA |  | CABLE;BORESCOPE,5.5 MM X 2 M,T10-2CABLE | CABLE; | CABLE;TYPE:BORESCOPE,ADDITIONAL FEATURES EN:5.5 MM X 2 M,T10-2CABLE | CABLE; |  |  |  | 1068256 @@ TOOL 'N' TACKLE | T10-2CABLE | [14 empty] | TOOL 'N' TACKLE | T10-2CABLE | [14 empty] | URL NOT FOUND | [9 empty] | Cleansed |  |  |  | CABLE | ELECTRICAL | TYPE | BORESCOPE | VOLTAGE RATING |  | CURRENT RATING |  | CONDUCTOR SIZE | 5.5 MM | NUMBER OF CONDUCTORS |  | CORE STRANDS |  | CONDUCTOR MATERIAL |  | JACKET MATERIAL |  | INSULATION MATERIAL |  | FILLER MATERIAL |  | ARMOR TYPE |  | TEMPERATURE RATING |  | LENGTH |  | JACKET COLOUR |  | HAZARD CLASS |  | CERTIFICATION/STANDARD | [41 empty] | Production Completed
STP_009 - Lot7 | Data Enrichment | SMX | OK | 2023-10-16 | 2023-11-15 | CONFLICT W.R.T INPUT PROCESSED BASED ON WEB SOURCE | 1180969 | 1180969 |  |  |  | ERSA | M | 5100 | 1568855GZPCLNT100 | EA |  | CABLE,INSTR;M12,5M,4 CORE,R/A,VEGABAR 38 | CABLE INSTRU; | CABLE,INSTRUMENT;ADDITIONAL FEATURES EN:M12,5M,4 CORE,R/A,VEGABAR 38,BCC036P | CABLE INSTRUMENTOS; |  |  |  | 1068122 @@ MARCON AGENCIES PTY LTD | BCC036P | [12 empty] | BALLUFF | BCC036P | MARCON AGENCIES PTY LTD | BCC036P | [14 empty] | https://www.balluff.com/en-in/products/BCC036P | [9 empty] | Enriched |  | C/W INSTRUMENT CABLE,FOR VEGABAR 38,R/A |  | CORD | POWER | TYPE | SINGLE-ENDED | VOLTAGE RATING | 250 VAC/DC | CURRENT RATING | 4 A | PLUG TYPE |  | CONNECTION TYPE | 5-PIN M12 FEMALE | NUMBER OF CONDUCTORS | 4 | CONDUCTOR SIZE | 0.34 MM2 | LENGTH | 5 M | JACKET MATERIAL |  | INSULATION MATERIAL |  | COLOUR |  | TEMPERATURE RATING | -40 TO 105 DEG C | HAZARD CLASS |  | CERTIFICATION/STANDARD | CE,CULUS,WEEE | [44 empty] | Production Completed
STP_009 - Lot7 | Data Enrichment | SMX | OK | 2023-10-16 | 2023-11-16 |  | 1182998 | 1182998 |  |  |  | ERSA | M | 4090 | 1564128GZPCLNT100 | EA |  | CABLE;PWR,D-TAP | CABLE; | CABLE;TYPE:POWER,ADDITIONAL FEATURES EN:D-TAP | CABLE; |  |  |  | 1073452 @@ EMESENT PTY LTD | 1564128 | [10 empty] | EMESENT PTY LTD | 1564128 | [18 empty] | URL NOT FOUND | [9 empty] | Cleansed |  | D-TAP |  | CABLE | POWER | TYPE |  | VOLTAGE RATING |  | CURRENT RATING |  | CONDUCTOR SIZE |  | NUMBER OF CONDUCTORS |  | CORE STRANDS |  | CONDUCTOR MATERIAL |  | JACKET MATERIAL |  | INSULATION MATERIAL |  | BEND RADIUS |  | TEMPERATURE RATING |  | LENGTH |  | JACKET COLOR |  | CERTIFICATION/STANDARD | [45 empty] | Production Completed
STP_009 - Lot7 | Data Enrichment | SMX | OK | 2023-10-16 | 2023-11-16 |  | 1182999 | 1182999 |  |  |  | ERSA | M | 4090 | 1564127GZPCLNT100 | EA |  | CABLE;PWR,HVM100,30CM | CABLE; | CABLE;TYPE:POWER,ADDITIONAL FEATURES EN:HVM100,30CM | CABLE; |  |  |  | 1073452 @@ EMESENT PTY LTD | 1564127 | [10 empty] | EMESENT PTY LTD | 1564127 | [18 empty] | URL NOT FOUND | [9 empty] | Cleansed |  | FOR HVM100 |  | CABLE | POWER | TYPE |  | VOLTAGE RATING |  | CURRENT RATING |  | CONDUCTOR SIZE |  | NUMBER OF CONDUCTORS |  | CORE STRANDS |  | CONDUCTOR MATERIAL |  | JACKET MATERIAL |  | INSULATION MATERIAL |  | BEND RADIUS |  | TEMPERATURE RATING |  | LENGTH | 30 CM | JACKET COLOR |  | CERTIFICATION/STANDARD | [45 empty] | Production Completed
STP_009 - Lot7 | Data Enrichment | SMX | OK | 2023-10-16 | 2023-11-16 |  | 1183001 | 1183001 |  |  |  | ERSA | M | 4090 | 1564125GZPCLNT100 | EA |  | CABLE;PWR,XT60 CONNECTOR,100CM | CABLE; | CABLE;TYPE:POWER,ADDITIONAL FEATURES EN:XT60 CONNECTOR,100CM | CABLE; |  |  |  | 1073452 @@ EMESENT PTY LTD | 1564125 | [10 empty] | EMESENT PTY LTD | 1564125 | [18 empty] | URL NOT FOUND | [9 empty] | Cleansed |  | C/W XT60 CONNECTOR |  | CABLE | POWER | TYPE |  | VOLTAGE RATING |  | CURRENT RATING |  | CONDUCTOR SIZE |  | NUMBER OF CONDUCTORS |  | CORE STRANDS |  | CONDUCTOR MATERIAL |  | JACKET MATERIAL |  | INSULATION MATERIAL |  | BEND RADIUS |  | TEMPERATURE RATING |  | LENGTH | 100 CM | JACKET COLOR |  | CERTIFICATION/STANDARD | [45 empty] | Production Completed
STP_009 - Lot7 | Data Enrichment | SMX | OK | 2023-10-16 | 2023-11-15 |  | 1183359 | 1183359 |  |  |  | ERSA | M | 1600 | 1563511GZPCLNT100 | EA |  | CABLE,COAXL;W-LMR400-NMNM-15 | CABLE COAXIAL; | CABLE,COAXIAL;ADDITIONAL FEATURES EN:W-LMR400-NMNM-15,ANTENNA,PRETERMINATED | CABLE COAXIAL; |  |  |  | 1068116 @@ MINE SITE TECHNOLOGIES PTY LTD | W-LMR400-NMNM-15 | [14 empty] | MINE SITE TECHNOLOGIES PTY LTD | W-LMR400-NMNM-15 | [14 empty] | https://www.digikey.in/en/products/detail/mcgill-microwave-systems/LMR-400-W-NM-NM-QTY-15m/20502777 | [9 empty] | Enriched |  |  |  | CABLE | COAXIAL | TYPE | ANTENNA,PRETERMINATED | CAPACITANCE |  | IMPEDANCE | 50 OHM | OUTSIDE DIAMETER |  | CONDUCTOR SIZE |  | CORE STRANDS |  | CONDUCTOR MATERIAL |  | JACKET MATERIAL |  | INSULATION MATERIAL |  | LENGTH | 15 M | TEMPERATURE RATING | -40 TO 85 DEG C | HAZARD CLASS |  | CERTIFICATION/STANDARD | ROHS | [46 empty] | Production Completed
STP_009 - Lot7 | Data Enrichment | SMX | OK | 2023-10-16 | 2023-11-15 |  | 1184350 | 1184350 |  |  |  | ERSA | M | 4200 | 1559530GZPCLNT100 | EA |  | CABLE,INSTR;ELCTRD,F,2M | CABLE INSTRU; | CABLE,INSTRUMENT;ADDITIONAL FEATURES EN:ELECTRODE,F,2M | CABLE INSTRUMENTOS; |  |  |  | 1068877 @@ METROHM AUSTRALIA PTY LTD | 62104030 | [12 empty] | METROHM AUSTRALIA PTY LTD | 62104030 | [16 empty] | https://www.metrohm.com/en/products/6/2104/62104030.html | [9 empty] | Cleansed |  |  |  | CABLE | INSTRUMENT | TYPE | ELECTRODE | DIAMETER |  | CONDUCTOR SIZE |  | NUMBER OF CONDUCTORS |  | CORE STRANDS |  | CONDUCTOR MATERIAL |  | JACKET MATERIAL |  | INSULATION MATERIAL |  | END CONNECTION | FEMALE | VOLTAGE RATING |  | TEMPERATURE RATING |  | LENGTH | 2 M | JACKET COLOUR |  | HAZARD CLASS |  | CERTIFICATION/STANDARD | [43 empty] | Production Completed
STP_009 - Lot7 | Data Enrichment | SMX | OK | 2023-10-16 | 2023-11-16 |  | 1184434 | 1184434 |  |  |  | ERSA | M | 5100 | 1559051GZPCLNT100 | M |  | CABLE,EXTSN;THRMCPL,K TYPE,100M ROLL | CABLE EXTEN; | CABLE,EXTENSION;ADDITIONAL FEATURES EN:THERMOCOUPLE,K TYPE,100M ROLL | CABLE EXTENSION; |  |  |  | 1069717 @@ AIR & GAS INDUSTRIES | 50071 | [10 empty] | AIR & GAS INDUSTRIES | 50071 | [18 empty] | URL NOT FOUND | [9 empty] | Cleansed |  |  |  | CABLE | EXTENSION | TYPE | THERMOCOUPLE,K | CONDUCTOR SIZE |  | NUMBER OF CONDUCTORS |  | LENGTH | 100 M ROLL | CONDUCTOR MATERIAL |  | CORE STRANDS |  | VOLTAGE RATING |  | DIAMETER |  | INSULATION MATERIAL |  | JACKET MATERIAL |  | END CONNECTION |  | TEMPERATURE RATING |  | HAZARD CLASS |  | CERTIFICATION/STANDARD | [45 empty] | Production Completed
STP_009 - Lot7 | Data Enrichment | SMX | OK | 2023-10-16 | 2023-11-16 |  | 1184808 | 1184808 |  |  |  | ERSA | M | 1600 | 1558610GZPCLNT100 | EA |  | CABLE;SCREENED | CABLE; | CABLE;TYPE:SCREENED,ADDITIONAL FEATURES EN:10 CORE,INDUSTRIAL,0.23 MMÂ²,GREY,50M REEL | CABLE; |  |  |  | 1068206 @@ RS COMPONENTS PTY LTD | B953103 GE321 | [12 empty] | ALPHA WIRE | B953103 GE321 | [12 empty] | RS COMPONENTS PTY LTD |  |  |  | https://in.rsdelivers.com/product/alpha-wire/b953103-ge321/alpha-wire-multicore-data-cable-023-mm-10-cores-24/7404636 | [9 empty] | Enriched |  |  |  | CABLE | ELECTRICAL | TYPE | SCREENED,INDUSTRIAL | VOLTAGE RATING | 300 V | CURRENT RATING |  | CONDUCTOR SIZE | 0.23 MM2 | NUMBER OF CONDUCTORS |  | CORE STRANDS | 10 | CONDUCTOR MATERIAL | TINNED COPPER | JACKET MATERIAL | PVC | INSULATION MATERIAL | PVC | FILLER MATERIAL |  | ARMOR TYPE |  | TEMPERATURE RATING | -30 TO 105 DEG C | LENGTH | 50 M REEL | JACKET COLOUR | GREY | HAZARD CLASS |  | CERTIFICATION/STANDARD | CE,CSA,UL | [40 empty] | Production Completed
STP_009 - Lot7 | Data Enrichment | SMX | OK | 2023-10-16 | 2023-11-16 |  | 1184809 | 1184809 |  |  |  | ERSA | M | 1600 | 1558609GZPCLNT100 | EA |  | CABLE;SCREENED | CABLE; | CABLE;TYPE:SCREENED,ADDITIONAL FEATURES EN:10 CORE,INDUSTRIAL,0.2 MMÂ²,GREY,100M REEL | CABLE; |  |  |  | 1068206 @@ RS COMPONENTS PTY LTD | 122-3060 | [12 empty] | ALPHA WIRE | 6300/10 SL002 | [12 empty] | RS COMPONENTS PTY LTD | 122-3060 |  |  | https://au.rs-online.com/web/p/control-cable/1872027 | [9 empty] | Enriched |  |  |  | CABLE | CONTROL | TYPE | SCREENED,INDUSTRIAL | DIAMETER | 6.55 MM | CONDUCTOR SIZE | 0.2 MM2 | NUMBER OF CONDUCTORS |  | CORE STRANDS | 10 | CONDUCTOR MATERIAL | TINNED COPPER | JACKET MATERIAL | PVC | INSULATION MATERIAL | PVC | VOLTAGE RATING | 300 V | TEMPERATURE RATING | -20 TO 80 DEG C | LENGTH | 100 M REEL | JACKET COLOUR | GREY | HAZARD CLASS |  | CERTIFICATION/STANDARD | ROHS | [44 empty] | Production Completed
STP_009 - Lot7 | Data Enrichment | SMX | OK | 2023-10-16 | 2023-11-16 | CONFLICT W.R.T INPUT PROCESSED BASED ON WEB SOURCE | 1184828 | 1184828 |  |  |  | ERSA | M | 1600 | 1558590GZPCLNT100 | EA |  | CABLE,ASSY;STRAIGHT M12,TO STRAIGHT RJ45 | ENSAMBLE CABLE; | CABLE,ASSEMBLY;ADDITIONAL FEATURES EN:STRAIGHT M12,TO STRAIGHT RJ45 | ENSAMBLE CABLE; |  |  |  | 1068206 @@ RS COMPONENTS PTY LTD | 7755271 | [26 empty] | RS COMPONENTS PTY LTD | 775-5271 |  |  | https://in.rsdelivers.com/product/rs-pro/rs-pro-front-to-back-bin-divider-for-use-with-234/7755271 | [9 empty] | Enriched |  |  |  | DIVIDER | NO MODIFIER | TYPE | FRONT-TO-BACK BIN | SIZE |  | MATERIAL |  | COLOUR | BLUE | HAZARD CLASS |  | CERTIFICATION/STANDARD | [61 empty] | Production Completed
STP_009 - Lot7 | Data Enrichment | SMX | OK | 2023-10-16 | 2023-11-16 |  | 1186103 | 1186103 |  |  |  | ERSA | M | 1600 | 1553130GZPCLNT100 | EA |  | CABLE,ELEC;CONDCT . | CABLE ELEC; | CABLE,ELECTRICAL;CONDUCTOR MATERIAL:.,ADDITIONAL FEATURES EN:IFM CONNECTION,M12 SOCKET,10M PUR | CABLE ELECTRICO; |  |  |  | 1069660 @@ PACIFIC RIM TECHNICAL SERVICES | EVC006 | [14 empty] | PACIFIC RIM TECHNICAL SERVICES | EVC006 | [14 empty] | URL NOT FOUND | [9 empty] | Cleansed |  |  |  | CABLE | ELECTRICAL | TYPE |  | VOLTAGE RATING |  | CURRENT RATING |  | CONDUCTOR SIZE |  | NUMBER OF CONDUCTORS |  | CORE STRANDS |  | CONDUCTOR MATERIAL |  | JACKET MATERIAL |  | INSULATION MATERIAL |  | FILLER MATERIAL |  | ARMOR TYPE |  | TEMPERATURE RATING |  | LENGTH |  | JACKET COLOUR |  | HAZARD CLASS |  | CERTIFICATION/STANDARD | [41 empty] | Production Completed
STP_009 - Lot7 | Data Enrichment | SMX | OK | 2023-10-16 | 2023-11-16 |  | 1186318 | 1186318 |  |  |  | ERSA | M | 4500 | 1552900GZPCLNT100 | EA |  | CABLE;CONCTN,W/CONNECTOR | CABLE; | CABLE;TYPE:CONNECTION,ADDITIONAL FEATURES EN:W/CONNECTOR | CABLE; |  |  |  | 1069796 @@ IFM EFECTOR PTY LTD | EC2080 | [14 empty] | IFM EFECTOR PTY LTD | EC2080 | [14 empty] | URL NOT FOUND | [9 empty] | Cleansed |  |  |  | CABLE | ELECTRICAL | TYPE | CONNECTION | VOLTAGE RATING |  | CURRENT RATING |  | CONDUCTOR SIZE |  | NUMBER OF CONDUCTORS |  | CORE STRANDS |  | CONDUCTOR MATERIAL |  | JACKET MATERIAL |  | INSULATION MATERIAL |  | FILLER MATERIAL |  | ARMOR TYPE |  | TEMPERATURE RATING |  | LENGTH |  | JACKET COLOUR |  | HAZARD CLASS |  | CERTIFICATION/STANDARD | [41 empty] | Production Completed
STP_009 - Lot7 | Data Enrichment | SMX | OK | 2023-10-16 | 2023-11-15 |  | 1186797 | 1186797 |  |  |  | ERSA | M | 4500 | 1551566GZPCLNT100 | EA |  | CABLE,ASSY;CONCTN,M12 SOCKET,10 M PUR CA | ENSAMBLE CABLE; | CABLE,ASSEMBLY;ADDITIONAL FEATURES EN:CONNECTION,M12 SOCKET,10 M PUR CABLE | ENSAMBLE CABLE; |  |  |  | 1069660 @@ PACIFIC RIM TECHNICAL SERVICES | EVC006 | [12 empty] | IFM EFECTOR PTY LTD | EVC006 | PACIFIC RIM TECHNICAL SERVICES | EVC006 | [14 empty] | https://www.ifm.com/in/en/product/EVC006 | [9 empty] | Enriched |  | C/W M12 SOCKET,10 M PUR CABLE |  | CABLE | ASSEMBLY | TYPE | CONNECTING | VOLTAGE RATING |  | CURRENT RATING |  | CONDUCTOR SIZE | 0.34 MM2 | NUMBER OF CONDUCTORS |  | CORE STRANDS |  | CONDUCTOR MATERIAL |  | JACKET MATERIAL |  | INSULATION MATERIAL |  | TEMPERATURE RATING | -25 TO 90 DEG C | LENGTH | 5 M | JACKET COLOUR |  | HAZARD CLASS |  | CERTIFICATION/STANDARD | DIN EN 60512-5-2 | [44 empty] | Production Completed
STP_009 - Lot7 | Data Enrichment | SMX | OK | 2023-10-16 | 2023-11-16 |  | 1187312 | 1187312 |  |  |  | ERSA | M | 5100 | 1616083GZPCLNT100 | EA | 3000468 | CABLE,SGNL;THGM,19083,ASSEBLY,COAX LEG M | SEÑAL CABLE;THGM,19083 | CABLE,SIGNAL;MNFR:THERMO GAMMA-METRICS,PTNO:19083,ADDITIONAL FEATURES EN:ASSEBLY,COAX LEG MEP300 | SEÃ‘AL CABLE;MNFR:THERMO GAMMA-METRICS,PTNO:19083 |  | THERMO GAMMA-METRICS | 19083 | 1068217 @@ THERMO GAMMA-METRICS PTY LTD | 19083 | [10 empty] | THERMO GAMMA-METRICS | 19083 |  |  | THERMO GAMMA-METRICS PTY LTD | 19083 | [14 empty] | URL NOT FOUND | [9 empty] | Cleansed |  | ASSEMBLY,COAX LEG MEP300 |  | CABLE | SIGNAL | TYPE | ASSEBLY | NUMBER OF CONDUCTORS |  | CONDUCTOR SIZE |  | CONNECTION TYPE |  | CONDUCTOR MATERIAL |  | LENGTH |  | VOLTAGE RATING |  | JACKET MATERIAL |  | INSULATION MATERIAL |  | TEMPERATURE RATING |  | HAZARD CLASS |  | CERTIFICATION/STANDARD | [49 empty] | Production Completed
STP_009 - Lot7 | Data Enrichment | SMX | OK | 2023-10-16 | 2023-11-16 |  | 1188486 | 1188486 |  |  |  | ERSA | M | 1600 | 1585657GZPCLNT100 | EA |  | CABLE;BLOW/PULL LINE,3 MM,LG 950 M | CABLE;3 MM,LG | CABLE;TYPE:BLOW/PULL LINE,CONDUCTOR SIZE:3 MM,LENGTH:950 M,ADDITIONAL FEATURES EN:163KG LOAD CAPACITY,HAULING ROPE,MATERIAL: SELF LUBRICATING POLYOLEFIN | CABLE;TAMAÃ‘O CONDUCTORES:3 MM |  |  |  | 1072013 @@ METAL MANUFACTURES PTY LTD | IPDPL1300 | [14 empty] | METAL MANUFACTURES PTY LTD | IPDPL1300 | [14 empty] | URL NOT FOUND | [9 empty] | Cleansed |  |  |  | CABLE | ELECTRICAL | TYPE | BLOW/PULL LINE | VOLTAGE RATING |  | CURRENT RATING |  | CONDUCTOR SIZE | 3 MM | NUMBER OF CONDUCTORS |  | CORE STRANDS |  | CONDUCTOR MATERIAL |  | JACKET MATERIAL |  | INSULATION MATERIAL |  | FILLER MATERIAL |  | ARMOR TYPE |  | TEMPERATURE RATING |  | LENGTH | 950 M | JACKET COLOUR |  | HAZARD CLASS |  | CERTIFICATION/STANDARD | [41 empty] | Production Completed
STP_009 - Lot7 | Data Enrichment | SMX | OK | 2023-10-16 | 2023-11-16 |  | 1188575 | 1188575 |  |  |  | ERSA | M | 4500 | 1585318GZPCLNT100 | EA |  | CABLE,EXTSN;USB A,LG 3 M,PN:F3U153BT3M | CABLE EXTEN;,LG 3 M | CABLE,EXTENSION;TYPE:USB A,LENGTH:3 M,ADDITIONAL FEATURES EN:PN:F3U153BT3M,BELKIN,COLOUR:BLACK | CABLE EXTENSION;LONGITUD:3 M |  |  |  | 1068493 @@ HARVEY NORMAN AV/IT TOWNSVILLE | F3U153BT3M | [12 empty] | BELKIN | F3U153BT3M | HARVEY NORMAN AV/IT TOWNSVILLE | F3U153BT3M | [14 empty] | https://www.bhphotovideo.com/c/product/1316208-REG/belkin_f3u153bt3m_cable_in_clamshell.html | [9 empty] | Enriched |  | COLOUR:BLACK |  | CABLE | EXTENSION | TYPE | USB TYPE-A MALE TO USB TYPE-A FEMALE | CONDUCTOR SIZE |  | NUMBER OF CONDUCTORS |  | LENGTH | 3 M | CONDUCTOR MATERIAL |  | CORE STRANDS |  | VOLTAGE RATING |  | DIAMETER |  | INSULATION MATERIAL |  | JACKET MATERIAL |  | END CONNECTION |  | TEMPERATURE RATING |  | HAZARD CLASS |  | CERTIFICATION/STANDARD | [45 empty] | Production Completed
STP_009 - Lot7 | Data Enrichment | SMX | OK | 2023-10-16 | 2023-11-15 | SERIES MATCH | 1203799 | 1203799 |  |  |  | ERSA | M | 1600 | 270974MRM | EA |  | CABLE ASSY,SPEC.PURPOSE,ELECT:SEL ARC FL | CABLE ASSY,SPEC.PURPOSE,ELECT:SEL ARC FL | CABLE ASSY,SPEC.PURPOSE,ELECT:SEL ARC FLASH CABLE;60M |  |  |  |  | 1071180 @@ MM ELECTRICAL MERCHANDISING | SEL C804 C80402V60XX | [12 empty] | SCHWEITZER ENGINEERING LABORATORIES | SEL C804 C80402V60XX | MM ELECTRICAL MERCHANDISING | SEL C804 C80402V60XX | [14 empty] | https://selinc.com/products/C804/ | [9 empty] | Enriched |  | ASSEMBLY |  | CABLE | FIBER OPTIC | TYPE | SPECIAL PURPOSE,ELECTRICAL,MULTIMODE ARC-FLASH POINT DETECTION | PROPAGATION MODE |  | NUMBER OF CORES |  | CORE DIAMETER |  | CABLE CONSTRUCTION |  | SHEATH MATERIAL |  | SHEATH COLOUR |  | END CONNECTION |  | LENGTH | 60 M | TEMPERATURE RATING |  | HAZARD CLASS |  | CERTIFICATION/STANDARD | [49 empty] | Production Completed
STP_009 - Lot7 | Data Enrichment | SMX | OK | 2023-10-16 | 2023-11-15 | SERIES MATCH | 1203800 | 1203800 |  |  |  | ERSA | M | 1600 | 270976MRM | EA |  | CABLE ASSY:SEL ARC FLASH POINT SENSOR;10 | CABLE ASSY:SEL ARC FLASH POINT SENSOR;10 | CABLE ASSY:SEL ARC FLASH POINT SENSOR;10M |  |  |  |  | 1071180 @@ MM ELECTRICAL MERCHANDISING | SEL C804 C80410XXXXX | [12 empty] | SCHWEITZER ENGINEERING LABORATORIES | SEL C804 C80410XXXXX | MM ELECTRICAL MERCHANDISING | SEL C804 C80410XXXXX | [14 empty] | https://selinc.com/products/C804/ | [9 empty] | Enriched |  | ASSEMBLY |  | CABLE | FIBER OPTIC | TYPE | MULTIMODE ARC-FLASH POINT DETECTION,SENSOR | PROPAGATION MODE |  | NUMBER OF CORES |  | CORE DIAMETER |  | CABLE CONSTRUCTION |  | SHEATH MATERIAL |  | SHEATH COLOUR |  | END CONNECTION |  | LENGTH | 10 M | TEMPERATURE RATING |  | HAZARD CLASS |  | CERTIFICATION/STANDARD | [49 empty] | Production Completed
STP_009 - Lot7 | Data Enrichment | SMX | OK | 2023-10-16 | 2023-11-15 | SERIES MATCH | 1203801 | 1203801 |  |  |  | ERSA | M | 1600 | 270977MRM | EA |  | CABLE ASSY:SEL ARC FLASH POINT SENSOR;15 | CABLE ASSY:SEL ARC FLASH POINT SENSOR;15 | CABLE ASSY:SEL ARC FLASH POINT SENSOR;15M |  |  |  |  | 1071180 @@ MM ELECTRICAL MERCHANDISING | SEL C804 C80415XXXXX | [12 empty] | SCHWEITZER ENGINEERING LABORATORIES | SEL C804 C80415XXXXX | MM ELECTRICAL MERCHANDISING | SEL C804 C80415XXXXX | [14 empty] | https://selinc.com/products/C804/ | [9 empty] | Enriched |  | ASSEMBLY |  | CABLE | FIBER OPTIC | TYPE | MULTIMODE ARC-FLASH POINT DETECTION,SENSOR | PROPAGATION MODE |  | NUMBER OF CORES |  | CORE DIAMETER |  | CABLE CONSTRUCTION |  | SHEATH MATERIAL |  | SHEATH COLOUR |  | END CONNECTION |  | LENGTH | 15 M | TEMPERATURE RATING |  | HAZARD CLASS |  | CERTIFICATION/STANDARD | [49 empty] | Production Completed
STP_009 - Lot7 | Data Enrichment | SMX | OK | 2023-10-16 | 2023-11-15 | SERIES MATCH | 1203802 | 1203802 |  |  |  | ERSA | M | 1600 | 270978MRM | EA |  | CABLE ASSY,SPEC.PURPOSE,ELECT:SEL ARC FL | CABLE ASSY,SPEC.PURPOSE,ELECT:SEL ARC FL | CABLE ASSY,SPEC.PURPOSE,ELECT:SEL ARC FLASH CABLE;15M |  |  |  |  | 1071180 @@ MM ELECTRICAL MERCHANDISING | SEL C80402V15XX | [12 empty] | SCHWEITZER ENGINEERING LABORATORIES | SEL C80402V15XX | MM ELECTRICAL MERCHANDISING | SEL C80402V15XX | [14 empty] | https://selinc.com/products/C804/ | [9 empty] | Enriched |  | ASSEMBLY |  | CABLE | FIBER OPTIC | TYPE | SPECIAL PURPOSE,ELECTRICAL,MULTIMODE ARC-FLASH POINT DETECTION | PROPAGATION MODE |  | NUMBER OF CORES |  | CORE DIAMETER |  | CABLE CONSTRUCTION |  | SHEATH MATERIAL |  | SHEATH COLOUR |  | END CONNECTION |  | LENGTH | 15 M | TEMPERATURE RATING |  | HAZARD CLASS |  | CERTIFICATION/STANDARD | [49 empty] | Production Completed
STP_009 - Lot7 | Data Enrichment | SMX | OK | 2023-10-16 | 2023-11-15 |  | 1206276 | 1206276 |  |  |  | ERSA | M | 1640 | 271829MRM | EA |  | CABLE:ASSEMBLY CABLE SUSPENSION - FE | CABLE:ASSEMBLY CABLE SUSPENSION - FE | CABLE:ASSEMBLY CABLE SUSPENSION - FE |  |  |  |  | 1068104 @@ METSO OUTOTEC AUSTRALIA LIMITED | 26-A21-824-801 | [10 empty] | METSO OUTOTEC AUSTRALIA LIMITED | 26-A21-824-801 | [18 empty] | URL NOT FOUND | [9 empty] | Cleansed |  | FE |  | CABLE | ASSEMBLY | TYPE | SUSPENSION | VOLTAGE RATING |  | CURRENT RATING |  | CONDUCTOR SIZE |  | NUMBER OF CONDUCTORS |  | CORE STRANDS |  | CONDUCTOR MATERIAL |  | JACKET MATERIAL |  | INSULATION MATERIAL |  | TEMPERATURE RATING |  | LENGTH |  | JACKET COLOUR |  | HAZARD CLASS |  | CERTIFICATION/STANDARD | [45 empty] | Production Completed
STP_009 - Lot7 | Data Enrichment | SMX | OK | 2023-10-16 | 2023-11-15 |  | 1206277 | 1206277 |  |  |  | ERSA | M | 1640 | 271830MRM | EA |  | CABLE:ASSEMBLY CABLE SUSPENSION - DE | CABLE:ASSEMBLY CABLE SUSPENSION - DE | CABLE:ASSEMBLY CABLE SUSPENSION - DE |  |  |  |  | 1068104 @@ METSO OUTOTEC AUSTRALIA LIMITED | 26-A21-824-802 | [10 empty] | METSO OUTOTEC AUSTRALIA LIMITED | 26-A21-824-802 | [18 empty] | URL NOT FOUND | [9 empty] | Cleansed |  | DE |  | CABLE | ASSEMBLY | TYPE | SUSPENSION | VOLTAGE RATING |  | CURRENT RATING |  | CONDUCTOR SIZE |  | NUMBER OF CONDUCTORS |  | CORE STRANDS |  | CONDUCTOR MATERIAL |  | JACKET MATERIAL |  | INSULATION MATERIAL |  | TEMPERATURE RATING |  | LENGTH |  | JACKET COLOUR |  | HAZARD CLASS |  | CERTIFICATION/STANDARD | [45 empty] | Production Completed
STP_009 - Lot7 | Data Enrichment | SMX | OK | 2023-10-16 | 2023-11-15 |  | 1211925 | 1211925 |  |  |  | ERSA | M | 1600 | 167180MRM | EA |  | CABLE ASSY,SPEC.PURPOSE,ELECT:CABLE; POW | CABLE ASSY,SPEC.PURPOSE,ELECT:CABLE; POW | CABLE ASSY,SPEC.PURPOSE,ELECT:CABLE; POWER; SOLENOID - C/W LED POWER INDICATION |  |  |  |  | 1069874 @@ SICK PTY LTD | PN1211925 | [10 empty] | SICK PTY LTD | PN1211925 | [18 empty] | URL NOT FOUND | [9 empty] | Cleansed |  | C/W LED POWER INDICATION |  | CABLE | ASSEMBLY | TYPE | SPECIAL PURPOSE,ELECTRICAL,POWER,SOLENOID | VOLTAGE RATING |  | CURRENT RATING |  | CONDUCTOR SIZE |  | NUMBER OF CONDUCTORS |  | CORE STRANDS |  | CONDUCTOR MATERIAL |  | JACKET MATERIAL |  | INSULATION MATERIAL |  | TEMPERATURE RATING |  | LENGTH |  | JACKET COLOUR |  | HAZARD CLASS |  | CERTIFICATION/STANDARD | [45 empty] | Production Completed
STP_009 - Lot7 | Data Enrichment | SMX | OK | 2023-10-16 | 2023-11-15 |  | 1218007 | 1218007 |  |  |  | ERSA | M | 5100 | 270313MRM | EA |  | CABLE:GEOMOTION INSTRUMENT;PIEZOMETER CA | CABLE:GEOMOTION INSTRUMENT;PIEZOMETER CA | CABLE:GEOMOTION INSTRUMENT;PIEZOMETER CABLE;2PAIR TWISTED;7/0.25 PP RED;PVC SHEATH |  |  |  |  | 1070234 @@ GEOMOTION (AUSTRALIA) PTY. LTD. | ET3602-101 RED | [10 empty] | GEOMOTION (AUSTRALIA) PTY. LTD. | ET3602-101 RED | [18 empty] | URL NOT FOUND | [9 empty] | Cleansed |  | PACKAGE QUANTITY:2 PAIR,STRANDS:7/0.25 |  | CABLE | INSTRUMENT | TYPE | PIEZOMETER,TWISTED | DIAMETER |  | CONDUCTOR SIZE |  | NUMBER OF CONDUCTORS |  | CORE STRANDS |  | CONDUCTOR MATERIAL |  | JACKET MATERIAL | PVC | INSULATION MATERIAL | PP | END CONNECTION |  | VOLTAGE RATING |  | TEMPERATURE RATING |  | LENGTH |  | JACKET COLOUR | RED | HAZARD CLASS |  | CERTIFICATION/STANDARD | [43 empty] | Production Completed