## Sheet1
Project | Activities | Production User | Production Comments | Start Date | End Date | Remarks | Griha ID | MATNR | SAP MATERIAL NUMBER | ELLIPSE | LVORM | MTART | MBRSH | MATKL | BISMT | MEINS | MFRNR | MAKTX_EN | MAKTX_ES | TEXT_EN | TEXT_ES | ENRICHED DATA | Manufacturer Name | P/N | Manufacturer Name 1 | P/N 1 | Manufacturer Name 2 | P/N 2 | Manufacturer Name 3 | P/N 3 | Manufacturer Name 4 | P/N 4 | Manufacturer Name 5 | P/N 5 | Manufacturer Name 6 | P/N 6 | Input MNFR | Input PTNO | Verified MNFR from web | Verified MPN from Web | MNFR 1 | PTNO 1 | MNFR 2 | PTNO 2 | MNFR 3 | PTNO 3 | MNFR 4 | PTNO 4 | MNFR 5 | PTNO 5 | MNFR 6 | PTNO 6 | Vendor NAME | Vendor Part Number | Vendor NAME1 | Vendor Part Number1 | Reference URL | Reference URL1 | Item Number | Equipment Type | Equipment Manufacturer | Equipment Model | Equipment Serial | DWG | DRAWING VERSION | POS/TAG | Enriched/Cleansed | UNSPSC Ver.23.07 | ADDITIONAL FEATURES FROM INPUT | Additional Features from WEBSOURCE | Noun | Modifier | Attribute Name 1 | Attribute Value 1 | Attribute Name 2 | Attribute Value 2 | Attribute Name 3 | Attribute Value 3 | Attribute Name 4 | Attribute Value 4 | Attribute Name 5 | Attribute Value 5 | Attribute Name 6 | Attribute Value 6 | Attribute Name 7 | Attribute Value 7 | Attribute Name 8 | Attribute Value 8 | Attribute Name 9 | Attribute Value 9 | Attribute Name 10 | Attribute Value 10 | Attribute Name 11 | Attribute Value 11 | Attribute Name 12 | Attribute Value 12 | Attribute Name 13 | Attribute Value 13 | Attribute Name 14 | Attribute Value 14 | Attribute Name 15 | Attribute Value 15 | Attribute Name 16 | Attribute Value 16 | Attribute Name 17 | Attribute Value 17 | Attribute Name 18 | Attribute Value 18 | Attribute Name 19 | Attribute Value 19 | Attribute Name 20 | Attribute Value 20 | Attribute Name 21 | Attribute Value 21 | Attribute Name 22 | Attribute Value 22 | Attribute Name 23 | Attribute Value 23 | Attribute Name 24 | Attribute Value 24 | Attribute Name 25 | Attribute Value 25 | Attribute Name 26 | Attribute Value 26 | Attribute Name 27 | Attribute Value 27 | Attribute Name 28 | Attribute Value 28 | Attribute Name 29 | Attribute Value 29 | Attribute Name 30 | Attribute Value 30 | Attribute Name 31 | Attribute Value 31 | Attribute Name 32 | Attribute Value 32 | Attribute Name 33 | Attribute Value 33 | Attribute Name 34 | Attribute Value 34 | Attribute Name 35 | Attribute Value 35 | Attribute Name 36 | Attribute Value 36 | Status
STP_009 - Lot7 | Data Enrichment | SMX | OK | 2023-10-16 | 2023-11-17 |  | 1011001 | 1011001 |  |  |  | ERSA | M | 1600 | 1586964GZPCLNT100 | EA | 3000418 | CABLE;BORT,3070194,LSR,.3M,10 PIN | CABLE;BORT,3070194 | CABLE;MNFR:BOART LONGYEAR,PTNO:3070194,ADDITIONAL FEATURES EN:LASER,.3M,10 PIN | CABLE;MNFR:BOART LONGYEAR,PTNO:3070194 |  | BOART LONGYEAR | 3070194 | 1068617 @@ BOART LONGYEAR PTY LTD | 3070194 | [10 empty] | BOART LONGYEAR | 3070194 |  |  | BOART LONGYEAR PTY LTD | 3070194 | [14 empty] | URL NOT FOUND | [9 empty] | Cleansed | 26121600 Electrical cable and accessories |  |  | CABLE | ELECTRICAL | TYPE | LASER | VOLTAGE RATING |  | CURRENT RATING |  | CONDUCTOR SIZE |  | NUMBER OF CONDUCTORS |  | CORE STRANDS |  | CONDUCTOR MATERIAL |  | JACKET MATERIAL |  | INSULATION MATERIAL |  | FILLER MATERIAL |  | ARMOR TYPE |  | TEMPERATURE RATING |  | LENGTH |  | JACKET COLOUR |  | HAZARD CLASS |  | CERTIFICATION/STANDARD | [41 empty] | Production Completed
STP_009 - Lot7 | Data Enrichment | SMX | OK | 2023-10-16 | 2023-11-17 |  | 1011009 | 1011009 |  |  |  | ERSA | M | 1600 | 1586992GZPCLNT100 | EA | 3000418 | CABLE;BORT,5304196,CONCTG,7 PIN | CABLE;BORT,5304196 | CABLE;MNFR:BOART LONGYEAR,PTNO:5304196,ADDITIONAL FEATURES EN:CONNECTING,7 PIN | CABLE;MNFR:BOART LONGYEAR,PTNO:5304196 |  | BOART LONGYEAR | 5304196 | 1068617 @@ BOART LONGYEAR PTY LTD | 5304196 | [10 empty] | BOART LONGYEAR | 5304196 |  |  | BOART LONGYEAR PTY LTD | 5304196 | [14 empty] | URL NOT FOUND | [9 empty] | Cleansed | 39121400 Electrical lugs plugs and connectors |  |  | CONNECTOR | CABLE | TYPE |  | TRADE SIZE |  | CABLE SIZE |  | CONNECTION TYPE | 7-PIN | CONNECTOR MATERIAL |  | CABLE TYPE |  | HAZARD CLASS |  | CERTIFICATION/STANDARD | [57 empty] | Production Completed
STP_009 - Lot7 | Data Enrichment | SMX | OK | 2023-10-16 | 2023-11-17 |  | 1011794 | 1011794 |  |  |  | ERSA | M | 1640 | 1613726GZPCLNT100 | EA | 3000032 | CABLE;SIE,5DG5728,12G2.5MM2 PLANOFLEX FL | CABLE;SIE,5DG5728 | CABLE;MNFR:SIEMENS,PTNO:5DG5728,ADDITIONAL FEATURES EN:12G2.5MM2 PLANOFLEX FLAT RUBBER BLACK | CABLE;MNFR:SIEMENS,PTNO:5DG5728 |  | SIEMENS | 5DG5728 | 1068181 @@ CNW (MOUNT ISA) ELECT WHOLESALER | SIE5DG5728 | [12 empty] | SIEMENS | 5DG5728 | CNW (MOUNT ISA) ELECT WHOLESALER | SIE5DG5728 | [14 empty] | https://www.prysmiangroup.com/sites/default/files/business_markets/markets/downloads/datasheets/Flat-Festoon.pdf | [9 empty] | Enriched | 26121624 Ribbon or flat cable | BRAND:PLANOFLEX,GAUGE:12G |  | CABLE | FLAT | TYPE | CONTROL | NUMBER OF WAYS |  | WIDTH |  | CAPACITANCE |  | IMPEDANCE |  | WIRE SIZE | 2.5 MM2 | CORE STRANDS |  | CONDUCTOR MATERIAL |  | PITCH |  | SHEATH MATERIAL | RUBBER | SHEATH COLOUR | BLACK | VOLTAGE RATING | 300/500 V | TEMPERATURE RATING | 90-250 DEG C | HAZARD CLASS |  | CERTIFICATION/STANDARD | DIN VDE 0298 | [42 empty] | Production Completed
STP_009 - Lot7 | Data Enrichment | SMX | OK | 2023-10-16 | 2023-11-17 |  | 1013078 | 1013078 |  |  |  | ERSA | M | 5100 | 1478684GZPCLNT100 | EA | 3000418 | CABLE;BORT,28035 | CABLE;BORT,28035 | CABLE;MNFR:BOART LONGYEAR,PTNO:28035 |  |  | BOART LONGYEAR | 28035 | 1068617 @@ BOART LONGYEAR PTY LTD | 28035 | [10 empty] | BOART LONGYEAR | 28035 |  |  | BOART LONGYEAR PTY LTD | 28035 | [14 empty] | URL NOT FOUND | [9 empty] | Cleansed | 26121600 Electrical cable and accessories |  |  | CABLE | NO MODIFIER | TYPE |  | NUMBER OF CONDUCTORS |  | CONDUCTOR SIZE |  | VOLTAGE RATING |  | CURRENT RATING |  | CONDUCTOR MATERIAL |  | JACKET MATERIAL |  | INSULATION MATERIAL |  | TEMPERATURE RATING |  | LENGTH |  | HAZARD CLASS |  | CERTIFICATION/STANDARD | [49 empty] | Production Completed
STP_009 - Lot7 | Data Enrichment | SMX | OK | 2023-10-16 | 2023-11-17 |  | 1036084 | 1036084 |  |  |  | ERSA | M | 1640 | 1522944GZPCLNT100 | M |  | CABLE,ELECTRICAL;FLEX SC,ELCVSD3160E-100 | CABLE,ELECTRICAL;FLEX SC,ELCVSD3160E-100 | CABLE,ELECTRICAL;ADDITIONAL FEATURES:FLEX SC,ELCVSD3160E-100 |  |  |  |  | 1070129 @@ HAYMANS ELECTRICAL (SERVICES) | ELCVSD3160E-100 | 1072013 @@ METAL MANUFACTURES PTY LTD | ELCVSD3160E-100 | [10 empty] | ELECTRA | ELCVSD3160E-100 | HAYMANS ELECTRICAL (SERVICES) | ELCVSD3160E-100 | METAL MANUFACTURES PTY LTD | ELCVSD3160E-100 | [12 empty] | https://mm.mmem.com.au/elcvsd3160e-100 | [9 empty] | Enriched | 26121600 Electrical cable and accessories |  |  | CABLE | ELECTRICAL | TYPE | FLEXIBLE,SCREENED | VOLTAGE RATING | 0.6/1 KV | CURRENT RATING |  | CONDUCTOR SIZE |  | NUMBER OF CONDUCTORS | 16 MM | CORE STRANDS | 3C+E | CONDUCTOR MATERIAL | TINNED COPPER BRAID | JACKET MATERIAL | PVC | INSULATION MATERIAL | PVC | FILLER MATERIAL |  | ARMOR TYPE |  | TEMPERATURE RATING |  | LENGTH |  | JACKET COLOUR | CLEAR | HAZARD CLASS |  | CERTIFICATION/STANDARD | AS/NZS 1125,AS/NZS 3808,AS/NZS 5000.1 | [40 empty] | Production Completed
STP_009 - Lot7 | Data Enrichment | SMX | OK_NM CLARIFIED BY SCV | 2023-10-16 | 2023-11-17 |  | 1049210 | 1049210 |  |  |  | ERSA | M | 1600 | 1580802GZPCLNT100 | EA |  | CABLE;ANT,EXT BNC M TO F RG58 1.0M | CABLE; | CABLE;TYPE:ANTENNA,ADDITIONAL FEATURES EN:EXT BNC M TO F RG58 1.0M | CABLE; |  |  |  | 1068634 @@ CTS CRANE TECHNICAL SERVICES P/L | CA-00403A03F-1M | [10 empty] | CTS CRANE TECHNICAL SERVICES P/L | CA-00403A03F-1M | [18 empty] | URL NOT FOUND | [9 empty] | Cleansed | 26121606 Coaxial cable |  |  | CABLE | COAXIAL | TYPE | EXT BNC M TO F,RG58,ANTENNA | CAPACITANCE |  | IMPEDANCE |  | OUTSIDE DIAMETER |  | CONDUCTOR SIZE |  | CORE STRANDS |  | CONDUCTOR MATERIAL |  | JACKET MATERIAL |  | INSULATION MATERIAL |  | LENGTH | 1 M | TEMPERATURE RATING |  | HAZARD CLASS |  | CERTIFICATION/STANDARD | [47 empty] | Production Completed
STP_009 - Lot7 | Data Enrichment | SMX | OK_NM CLARIFIED BY SCV | 2023-10-16 | 2023-11-17 |  | 1049211 | 1049211 |  |  |  | ERSA | M | 1600 | 1580803GZPCLNT100 | EA |  | CABLE;ANT,EXT BNC M TO F RG58 5.0M | CABLE; | CABLE;TYPE:ANTENNA,ADDITIONAL FEATURES EN:EXT BNC M TO F RG58 5.0M | CABLE; |  |  |  | 1068634 @@ CTS CRANE TECHNICAL SERVICES P/L | CA-00403A03F-5M | [10 empty] | CTS CRANE TECHNICAL SERVICES P/L | CA-00403A03F-5M | [18 empty] | URL NOT FOUND | [9 empty] | Cleansed | 26121606 Coaxial cable |  |  | CABLE | COAXIAL | TYPE | EXT BNC M TO F,RG58,ANTENNA | CAPACITANCE |  | IMPEDANCE |  | OUTSIDE DIAMETER |  | CONDUCTOR SIZE |  | CORE STRANDS |  | CONDUCTOR MATERIAL |  | JACKET MATERIAL |  | INSULATION MATERIAL |  | LENGTH | 5 M | TEMPERATURE RATING |  | HAZARD CLASS |  | CERTIFICATION/STANDARD | [47 empty] | Production Completed
STP_009 - Lot7 | Data Enrichment | SMX | OK | 2023-10-16 | 2023-11-17 |  | 1052893 | 1052893 |  |  |  | ERSA | M | 1640 | 1578330GZPCLNT100 | EA |  | CABLE;FLX,1C 500 MM X 250 M,CUXLPE/PVC | CABLE; | CABLE;TYPE:FLEX,ADDITIONAL FEATURES EN:1C 500 MM X 250 M,CUXLPE/PVC,BLK SHEATH 0.6/1KV | CABLE; |  |  |  | 1072013 @@ METAL MANUFACTURES PTY LTD | APEFXV500WO | [12 empty] | APEC | APEFXV500WO | METAL MANUFACTURES PTY LTD | APEFXV500WO | [14 empty] | https://www.goelectrical.com.au/apefxv500wo | [9 empty] | Enriched | 26121629 Power cable |  |  | CABLE | POWER | TYPE | FLEXIBLE | VOLTAGE RATING | 0.6/1 KV | CURRENT RATING |  | CONDUCTOR SIZE | 500 MM | NUMBER OF CONDUCTORS |  | CORE STRANDS | 1 | CONDUCTOR MATERIAL | COPPER | JACKET MATERIAL | XLPE/PVC | INSULATION MATERIAL | XLPE | BEND RADIUS | 239 MM DURING INSTALLATION,160 MM FIXED | TEMPERATURE RATING | -25 TO 90 DEG C | LENGTH | 250 M | JACKET COLOR | BLACK | CERTIFICATION/STANDARD | AS/NZS 5000.1,AS/NZS 3808,AS/NZS 1660,AS/NZS 1574,AS/NZS 1125 | [44 empty] | Production Completed
STP_009 - Lot7 | Data Enrichment | SMX | OK | 2023-10-16 | 2023-11-17 |  | 1053101 | 1053101 |  |  |  | ERSA | M | 1640 | 1580218GZPCLNT100 | EA |  | CABLE;SL,DB9 - DB9,5 M,182-8783 | CABLE; | CABLE;TYPE:SERIAL,ADDITIONAL FEATURES EN:DB9 - DB9,5 M,182-8783 | CABLE; |  |  |  | 1068206 @@ RS COMPONENTS PTY LTD | 432615 | [12 empty] | MITUTOYO | 905409 | [12 empty] | RS COMPONENTS PTY LTD | 432-615 |  |  | https://in.rsdelivers.com/product/mitutoyo/905409/mitutoyo-data-acquisition-spc-connecting-cable/0432615 | https://shop.mitutoyo.eu/web/mitutoyo/en/mitutoyo/01.01.04/Digimatic%20Cable,%20Round%206-Pin%20Type/$catalogue/mitutoyoData/PR/905409/index.xhtml | [8 empty] | Enriched | 26121666 Communication cable assembly |  |  | CABLE | COMMUNICATION | TYPE | USB,DB9 TO DB9,SERIAL | IMPEDANCE |  | DIAMETER |  | CONDUCTOR SIZE |  | CORE STRANDS |  | NUMBER OF CONDUCTORS |  | CONDUCTOR MATERIAL |  | JACKET MATERIAL |  | INSULATION MATERIAL |  | LENGTH | 5 M | VOLTAGE RATING |  | TEMPERATURE RATING |  | HAZARD CLASS |  | CERTIFICATION/STANDARD | [45 empty] | Production Completed
STP_009 - Lot7 | Data Enrichment | SMX | OK | 2023-10-16 | 2023-11-17 |  | 1053486 | 1053486 |  |  |  | ERSA | M | 1640 | 1583436GZPCLNT100 | M |  | CABLE;ELEC,ARM,3C/E,120MM,250M/APE,ORNG | CABLE; | CABLE;TYPE:ELECTRICAL,ADDITIONAL FEATURES EN:ARM,3C/E,120MM,250M/APE,ORANGE,XLPESWAPVC | CABLE; |  |  |  | 1072013 @@ METAL MANUFACTURES PTY LTD | APEMXS120E03 | [12 empty] | APEC | APEMXS120E03 | METAL MANUFACTURES PTY LTD | APEMXS120E03 | [14 empty] | https://mm.mmem.com.au/apemxs120e03 | [9 empty] | Enriched | 26121629 Power cable | ARMOR MATERIAL:STEEL WIRE ARMOURED (SWA) |  | CABLE | POWER | TYPE | ELECTRICAL,ARMOURED | VOLTAGE RATING | 0.6/1 KV | CURRENT RATING |  | CONDUCTOR SIZE | 120 MM | NUMBER OF CONDUCTORS |  | CORE STRANDS | 3C+E | CONDUCTOR MATERIAL | ANNEALED COPPER | JACKET MATERIAL | XLPE | INSULATION MATERIAL | PVC | BEND RADIUS |  | TEMPERATURE RATING | 90 DEG C | LENGTH | 250 M | JACKET COLOR | ORANGE | CERTIFICATION/STANDARD | AS/NZS 5000.1 | [44 empty] | Production Completed
STP_009 - Lot7 | Data Enrichment | SMX | OK | 2023-10-16 | 2023-11-17 |  | 1055199 | 1055199 |  |  |  | ERSA | M | 1640 | 1614571GZPCLNT100 | EA |  | CABLE;MINING C,24 V,LG 6 M,WHT,108 W,LNL | CABLE;24 V,LG 6 M | CABLE;TYPE:MINING C,VOLTAGE RATING:24 V,LENGTH:6 M,ADDITIONAL FEATURES EN:WHITE,108 W,LNL,WITH 5M EXTENDED CABLE | CABLE;VOLTAJE:24 V,LONGITUD:6 M |  |  |  | 1075951 @@ EAST WEST LIGHTING PTY LTD | LNL-MC-24/6WH | [10 empty] | EAST WEST LIGHTING PTY LTD | LNL-MC-24/6WH | [18 empty] | URL NOT FOUND | [9 empty] | Cleansed | 39121440 Electrical extension cable | COLOUR:WHITE |  | CABLE | EXTENSION | TYPE | MINING | CONDUCTOR SIZE |  | NUMBER OF CONDUCTORS |  | LENGTH | 6 M | CONDUCTOR MATERIAL |  | CORE STRANDS |  | VOLTAGE RATING | 24 V | DIAMETER |  | INSULATION MATERIAL |  | JACKET MATERIAL |  | END CONNECTION |  | TEMPERATURE RATING |  | HAZARD CLASS |  | CERTIFICATION/STANDARD | [45 empty] | Production Completed
STP_009 - Lot7 | Data Enrichment | SMX | OK | 2023-10-16 | 2023-11-17 |  | 1055588 | 1055588 |  |  |  | ERSA | M | 1640 | 1586253GZPCLNT100 | EA |  | CABLE;HYDRAULIC HOSE ARMOR,2,100 DEG C | CABLE;2,LG 11 M | CABLE;TYPE:HYDRAULIC HOSE ARMOR,NUMBER OF CONDUCTORS:2,TEMPERATURE RATING:100 DEG C,LENGTH:11 M,ADDITIONAL FEATURES EN:TWISTED, SHIELDED PAIR,OD 500 IN | CABLE;NUMERO CONDUCTORES:2,LONGITUD:11 M |  |  |  | 1068304 @@ NVMS PTY LTD | HYDRAULIC HOSE CONNECTOR-RED TEFLON | [10 empty] | NVMS PTY LTD | [19 empty] | URL NOT FOUND | [9 empty] | Cleansed | 39121400 Electrical lugs plugs and connectors | COLOUR:RED,MATERIAL:TEFLON,NUMBER OF CONDUCTORS:2,TEMPERATURE RATING:100 DEG C,LENGTH:11 M,OD:500 IN |  | CONNECTOR | CABLE | TYPE | HYDRAULIC HOSE | TRADE SIZE |  | CABLE SIZE |  | CONNECTION TYPE |  | CONNECTOR MATERIAL |  | CABLE TYPE | ARMOURED,TWISTED,SHIELDED PAIR | HAZARD CLASS |  | CERTIFICATION/STANDARD | [57 empty] | Production Completed
STP_009 - Lot7 | Data Enrichment | SMX | OK | 2023-10-16 | 2023-11-17 |  | 1058135 | 1058135 |  |  |  | ERSA | M | 1640 | 1585908GZPCLNT100 | EA |  | CABLE;ELEC,24 V,250MM,BLU | CABLE;24 V | CABLE;TYPE:ELECTRICAL,VOLTAGE RATING:24 V,ADDITIONAL FEATURES EN:250MM,BLUE | CABLE;VOLTAJE:24 V |  |  |  | 1068181 @@ CNW (MOUNT ISA) ELECT WHOLESALER | LNL-CABLE-250MM-BLUE | [10 empty] | CNW (MOUNT ISA) ELECT WHOLESALER | LNL-CABLE-250MM-BLUE | [18 empty] | URL NOT FOUND | [9 empty] | Cleansed | 26121600 Electrical cable and accessories |  |  | CABLE | ELECTRICAL | TYPE |  | VOLTAGE RATING | 24 V | CURRENT RATING |  | CONDUCTOR SIZE | 250 MM | NUMBER OF CONDUCTORS |  | CORE STRANDS |  | CONDUCTOR MATERIAL |  | JACKET MATERIAL |  | INSULATION MATERIAL |  | FILLER MATERIAL |  | ARMOR TYPE |  | TEMPERATURE RATING |  | LENGTH |  | JACKET COLOUR | BLUE | HAZARD CLASS |  | CERTIFICATION/STANDARD | [41 empty] | Production Completed
STP_009 - Lot7 | Data Enrichment | SMX | OK | 2023-10-16 | 2023-11-17 |  | 1058531 | 1058531 |  |  |  | ERSA | M | 1640 | 1585909GZPCLNT100 | EA |  | CABLE;ELEC,24 V,250MM,RED | CABLE;24 V | CABLE;TYPE:ELECTRICAL,VOLTAGE RATING:24 V,ADDITIONAL FEATURES EN:250MM,RED | CABLE;VOLTAJE:24 V |  |  |  | 1068181 @@ CNW (MOUNT ISA) ELECT WHOLESALER | LNL-CABLE-250MM-RED | [10 empty] | CNW (MOUNT ISA) ELECT WHOLESALER | LNL-CABLE-250MM-RED | [18 empty] | URL NOT FOUND | [9 empty] | Cleansed | 26121600 Electrical cable and accessories |  |  | CABLE | ELECTRICAL | TYPE |  | VOLTAGE RATING | 24 V | CURRENT RATING |  | CONDUCTOR SIZE | 250 MM | NUMBER OF CONDUCTORS |  | CORE STRANDS |  | CONDUCTOR MATERIAL |  | JACKET MATERIAL |  | INSULATION MATERIAL |  | FILLER MATERIAL |  | ARMOR TYPE |  | TEMPERATURE RATING |  | LENGTH |  | JACKET COLOUR | RED | HAZARD CLASS |  | CERTIFICATION/STANDARD | [41 empty] | Production Completed
STP_009 - Lot7 | Data Enrichment | SMX | OK | 2023-10-16 | 2023-11-17 | URL ONLY FOR REFFERENCE | 1058896 | 1058896 |  |  |  | ERSA | M | 1640 | 1585350GZPCLNT100 | EA |  | CABLE;CONCTN,FOR SIGNAL LAMPS | CABLE; | CABLE;TYPE:CONNECTION,ADDITIONAL FEATURES EN:FOR SIGNAL LAMPS,WITH 8-POLE CONNECTORS | CABLE; |  |  |  | 1069796 @@ IFM EFECTOR PTY LTD | E12571 | [12 empty] | IFM EFECTOR PTY LTD | E12571 | [16 empty] | https://onstocktrading.com/ifm-electronic/e12571 | [9 empty] | Cleansed | 39121400 Electrical lugs plugs and connectors | NUMBER OF POLE:8,FOR SIGNAL LAMPS |  | CONNECTOR | CABLE | TYPE |  | TRADE SIZE |  | CABLE SIZE |  | CONNECTION TYPE |  | CONNECTOR MATERIAL |  | CABLE TYPE |  | HAZARD CLASS |  | CERTIFICATION/STANDARD | [57 empty] | Production Completed
STP_009 - Lot7 | Data Enrichment | SMX | PVJ | 2023-10-15 | 2023-11-17 | Processed based on Websource, Conflict w.r.t Input | 1142716 | 1142716 | 1421579 | AU_QM_000267811 |  | ERSA | M | 5915 | 1421579GZPCLNT100 | EA |  | CABLE,CTRL;FLEXIBLE DEG C,12,COPPER,PVC | CABLE,CTRL;FLEXIBLE DEG C,12,COPPER,PVC | CABLE,CONTROL;TYPE:FLEXIBLE DEG C,NUMBER OF CONDUCTORS:12,CONDUCTOR MATERIAL:COPPER,JACKET MATERIAL:PVC,INSULATION MATERIAL:PVC, VOLTAGE RATING:450-750 V,ADDITIONAL FEATURES EN:CABLE12G1.5,MNFR:01)CNW,PTNO:01)0042006 |  | CABLE,CTRL;FLEXIBLE DEG C,12,COPPER,PVCCABLE,CTRL;FLEXIBLEDEG C,12,COPPER,PVC | [16 empty] | LAPP | 0042006 | CNW | 0042006 | [14 empty] | https://e.lapp.com/in/p/cables-for-lift-and-conveyor-technology/oelflex-lift-f-12g1-5-450-750v-0042006 | https://us.rs-online.com/product/lapp-group/0042006/72160195/ | [8 empty] | Enriched | 26121624 Ribbon or flat cable |  | NUMBER OF CONDUCTORS:12,JACKET MATERIAL:PVC,INSULATION MATERIAL:PVC,CABLE DIMENSION:12G1.5 | CABLE | FLAT | TYPE | FLEXIBLE | NUMBER OF WAYS |  | WIDTH | 42 MM | CAPACITANCE |  | IMPEDANCE |  | WIRE SIZE | 1.5 MM2 | CORE STRANDS |  | CONDUCTOR MATERIAL | BARE COPPER | PITCH |  | SHEATH MATERIAL | PVC | SHEATH COLOUR | BLACK | VOLTAGE RATING | 450/750 VAC | TEMPERATURE RATING | -15 TO 70 DEG C | HAZARD CLASS |  | CERTIFICATION/STANDARD | CE,EAC,UKCA | [42 empty] | Production Completed
STP_009 - Lot7 | Data Enrichment | SMX | PVJ | 2023-10-15 | 2023-11-17 |  | 1205457 | 1205457 |  |  |  | ERSA | M | 1600 | 1009315MRM | ROL |  | CABLE,RADIO FREQ:REMOTE COAXIAL CABLE;LM | CABLE,RADIO FREQ:REMOTE COAXIAL CABLE;LM | CABLE,RADIO FREQ:REMOTE COAXIAL CABLE;LMR-400 RG8;ROLL/300M;REMOTE STOPING OPERATIONS | [17 empty] | LMR-400 | [18 empty] | URL NOT FOUND | [9 empty] | Cleansed | 26121606 Coaxial cable | FOR REMOTE STOPING OPERATIONS |  | CABLE | COAXIAL | TYPE | RADIO FREQUENCY | CAPACITANCE |  | IMPEDANCE |  | OUTSIDE DIAMETER |  | CONDUCTOR SIZE | RG8 | CORE STRANDS |  | CONDUCTOR MATERIAL |  | JACKET MATERIAL |  | INSULATION MATERIAL |  | LENGTH | 300 M/ROLL | TEMPERATURE RATING |  | HAZARD CLASS |  | CERTIFICATION/STANDARD | [47 empty] | Production Completed
STP_009 - Lot7 | Data Enrichment | SMX | PVJ | 2023-10-15 | 2023-11-17 |  | 1210994 | 1210994 |  |  |  | ERSA | M | 5920 | 135554MRM | EA |  | CABLE:7.5M CAN CABLE IN CONDUIT; | CABLE:7.5M CAN CABLE IN CONDUIT; | CABLE:7.5M CAN CABLE IN CONDUIT; | [36 empty] | URL NOT FOUND | [9 empty] | Cleansed | 26121600 Electrical cable and accessories | CAN,CABLE IN CONDUIT |  | CABLE | NO MODIFIER | TYPE |  | NUMBER OF CONDUCTORS |  | CONDUCTOR SIZE |  | VOLTAGE RATING |  | CURRENT RATING |  | CONDUCTOR MATERIAL |  | JACKET MATERIAL |  | INSULATION MATERIAL |  | TEMPERATURE RATING |  | LENGTH | 7.5 M | HAZARD CLASS |  | CERTIFICATION/STANDARD | [49 empty] | Production Completed
STP_009 - Lot7 | Data Enrichment | SMX | PVJ | 2023-10-15 | 2023-11-17 |  | 1211478 | 1211478 |  |  |  | ERSA | M | 1600 | 166192MRM | M |  | CABLE:CABLE CIRCULAR 2.5MM 2C&ECC 450/70 | CABLE:CABLE CIRCULAR 2.5MM 2C&ECC 450/70 | CABLE:CABLE CIRCULAR 2.5MM 2C<(>&<)>ECC 450/700V;CIRC 2X2.5E PC PVCPVCSWPVC | [36 empty] | URL NOT FOUND | [9 empty] | Cleansed | 26121600 Electrical cable and accessories | PC |  | CABLE | ELECTRICAL | TYPE | CIRCULAR | VOLTAGE RATING | 450/700 V | CURRENT RATING |  | CONDUCTOR SIZE | 2.5 MM | NUMBER OF CONDUCTORS | 3 | CORE STRANDS |  | CONDUCTOR MATERIAL |  | JACKET MATERIAL | PVC | INSULATION MATERIAL | PVC | FILLER MATERIAL |  | ARMOR TYPE | STEELWIRE | TEMPERATURE RATING |  | LENGTH |  | JACKET COLOUR |  | HAZARD CLASS |  | CERTIFICATION/STANDARD | [41 empty] | Production Completed
STP_009 - Lot7 | Data Enrichment | SMX | PVJ | 2023-10-15 | 2023-11-17 |  | 1211479 | 1211479 |  |  |  | ERSA | M | 1600 | 166194MRM | M |  | CABLE:CABLE CIRCULAR 25MM 4C&ECC;XLP 4X2 | CABLE:CABLE CIRCULAR 25MM 4C&ECC;XLP 4X2 | CABLE:CABLE CIRCULAR 25MM 4C<(>&<)>ECC;XLP 4X25E PCXLPPVC | [36 empty] | URL NOT FOUND | [9 empty] | Cleansed | 26121600 Electrical cable and accessories | PC |  | CABLE | ELECTRICAL | TYPE | CIRCULAR | VOLTAGE RATING |  | CURRENT RATING |  | CONDUCTOR SIZE | 25 MM | NUMBER OF CONDUCTORS | 5 | CORE STRANDS |  | CONDUCTOR MATERIAL |  | JACKET MATERIAL | XLP | INSULATION MATERIAL | PVC | FILLER MATERIAL |  | ARMOR TYPE |  | TEMPERATURE RATING |  | LENGTH |  | JACKET COLOUR |  | HAZARD CLASS |  | CERTIFICATION/STANDARD | [41 empty] | Production Completed
STP_009 - Lot7 | Data Enrichment | SMX | PVJ | 2023-10-15 | 2023-11-17 |  | 1211010 | 1211010 |  |  |  | ERSA | M | 5920 | 135573MRM | EA |  | CABLE:COAX CABLES RG58 (10M BUNDLES CA-1 | CABLE:COAX CABLES RG58 (10M BUNDLES CA-1 | CABLE:COAX CABLES RG58 (10M BUNDLES CA-157); | [17 empty] | CA-157 | [18 empty] | URL NOT FOUND | [9 empty] | Cleansed | 26121606 Coaxial cable | PACKAGE TYPE:BUNDLE |  | CABLE | COAXIAL | TYPE |  | CAPACITANCE |  | IMPEDANCE |  | OUTSIDE DIAMETER |  | CONDUCTOR SIZE | RG58 | CORE STRANDS |  | CONDUCTOR MATERIAL |  | JACKET MATERIAL |  | INSULATION MATERIAL |  | LENGTH | 10 M | TEMPERATURE RATING |  | HAZARD CLASS |  | CERTIFICATION/STANDARD | [47 empty] | Production Completed
STP_009 - Lot7 | Data Enrichment | SMX | PVJ | 2023-10-15 | 2023-11-17 |  | 1212457 | 1212457 |  |  |  | ERSA | M | 1600 | 136681MRM | EA |  | CABLE:ESB BUS CABLES;CONTROL SYSTEM SPAR | CABLE:ESB BUS CABLES;CONTROL SYSTEM SPAR | CABLE:ESB BUS CABLES;CONTROL SYSTEM SPARES; | [36 empty] | URL NOT FOUND | [9 empty] | Cleansed | 26121666 Communication cable assembly | CONTROL SYSTEM SPARES |  | CABLE | COMMUNICATION | TYPE | ESB BUS | IMPEDANCE |  | DIAMETER |  | CONDUCTOR SIZE |  | CORE STRANDS |  | NUMBER OF CONDUCTORS |  | CONDUCTOR MATERIAL |  | JACKET MATERIAL |  | INSULATION MATERIAL |  | LENGTH |  | VOLTAGE RATING |  | TEMPERATURE RATING |  | HAZARD CLASS |  | CERTIFICATION/STANDARD | [45 empty] | Production Completed
STP_009 - Lot7 | Data Enrichment | SMX | PVJ | 2023-10-15 | 2023-11-17 |  | 1014597 | 1014597 |  |  |  | ERSA | M | 1640 | 1616711GZPCLNT100 | EA |  | CABLE;PULL ROD DUMP,WN3_8 | CABLE; | CABLE;TYPE:PULL ROD DUMP,ADDITIONAL FEATURES EN:WN3_8 | CABLE; |  |  |  | 1068354 @@ FINLAY SCREENING & CRUSHING | 14.85.1132 | [10 empty] | FINLAY SCREENING & CRUSHING | 14.85.1132 | [18 empty] | URL NOT FOUND | [9 empty] | Cleansed | 26121600 Electrical cable and accessories | REF:WN3_8 |  | CABLE | NO MODIFIER | TYPE | PULL ROD DUMP | NUMBER OF CONDUCTORS |  | CONDUCTOR SIZE |  | VOLTAGE RATING |  | CURRENT RATING |  | CONDUCTOR MATERIAL |  | JACKET MATERIAL |  | INSULATION MATERIAL |  | TEMPERATURE RATING |  | LENGTH |  | HAZARD CLASS |  | CERTIFICATION/STANDARD | [49 empty] | Production Completed
STP_009 - Lot7 | Data Enrichment | SMX | PVJ | 2023-10-15 | 2023-11-17 |  | 1035972 | 1035972 |  |  |  | ERSA | M | 1640 | 1531633GZPCLNT100 | M |  | CABLE,ELEC;FLEX,H/D 3C+E 6MM,WWC4060ERTC | CABLE,ELEC;FLEX,H/D 3C+E 6MM,WWC4060ERTC | CABLE,ELEC;ADDITIONAL FEATURES:FLEX,H/D 3C+E 6MM,WWC4060ERTC |  |  |  |  | 1072013 @@ METAL MANUFACTURES PTY LTD | WWC4060ERTC | 1068740 @@ METAL MANUFACTURES PTY LTD | WWC4060ERTC | [10 empty] | WWC | 4060ERTC | METAL MANUFACTURES PTY LTD | WWC4060ERTC | [14 empty] | https://www.wwcables.com.au/3c-e-6mm2-tc-cl5-epr-cpe-1kv-h07.html | https://www.wwcables.com.au/pub/media/productattach/1/k/1kv_h07rubber_3c_e_cu_cl5_epr_cpe_4011ertc-4300ertc_.pdf | [8 empty] | Enriched | 26121629 Power cable | ELECTRIC | DIAMETER:17.1 MM | CABLE | POWER | TYPE | FLEXIBLE | VOLTAGE RATING | 0.6/1 KV | CURRENT RATING |  | CONDUCTOR SIZE | 6 MM2 | NUMBER OF CONDUCTORS | 4 | CORE STRANDS |  | CONDUCTOR MATERIAL | TINNED COPPER CLASS 5 | JACKET MATERIAL | CPE | INSULATION MATERIAL | EPR | BEND RADIUS | 70/132 MM | TEMPERATURE RATING | 90 DEG C | LENGTH |  | JACKET COLOR | BLACK | CERTIFICATION/STANDARD | [45 empty] | Production Completed
STP_009 - Lot7 | Data Enrichment | SMX | PVJ | 2023-10-15 | 2023-11-17 |  | 1036275 | 1036275 | 1475131 | AU_QM_000190262 |  | ERSA | M | 1640 | 1475131GZPCLNT100 | M |  | CABLE;CNW,ELEZW95-LOT | CABLE;CNW,ELEZW95-LOT |  |  | CABLE: FLEX CABLE;ELECTRICAL;WELDING FLEX;95MM |  |  | 1068181 @@ CNW (MOUNT ISA) ELECT WHOLESALER | ZW95-100 | [12 empty] | ELECTRA CABLES | ZW95-100 | CNW (MOUNT ISA) ELECT WHOLESALER | ZW95-100 | CNW (MOUNT ISA) ELECT WHOLESALER | ELEZW95-LOT | [12 empty] | https://shop.cnw.com.au/cnw/en/AUD/All-Categories/Cable-%26-Wire/Flexible-%26-Industrial/CABLE-WELDING-FLEX-95MM-2997-0-/p/ELEZW95A10 | https://www.isupplyelectrical.com.au/shop/cable/flexible-welding-cable/95mm-flexible-welding-cables-2960-0-20-zw95/¦https://media.mmem.com.au/Datasheets/Electra/Electra_Flexible_Welding_Cables.pdf | [8 empty] | Enriched | 26121600 Electrical cable and accessories | ELECTRICAL |  | CABLE | WELDING | TYPE | FLEXIBLE | CABLE SIZE | 95 MM2 | VOLTAGE RATING | 0.6/1 KV | CURRENT RATING | 375 A AT 100 PCT DUTY | LENGTH | 100 M | MATERIAL | PLAIN TINNED COPPER | DUTY CYCLE |  | JACKET MATERIAL | PVC | TEMPERATURE RATING |  | HAZARD CLASS |  | CERTIFICATION/STANDARD | AS/NZS 1995 | [50 empty] | Production Completed
STP_009 - Lot7 | Data Enrichment | SMX | PVJ | 2023-10-15 | 2023-11-17 | Processed based on Websource, Conflict w.r.t Input | 1036603 | 1036603 |  |  |  | ERSA | M | 1600 | 1495402GZPCLNT100 | M |  | CABLE,ASSEMBLY;HEATSHRINK M,KIMSMDW40/12 | CABLE,ASSEMBLY;HEATSHRINK M,KIMSMDW40/12 | [5 empty] | 1068181 @@ CNW (MOUNT ISA) ELECT WHOLESALER | SMDW40/12 | 1072012 @@ CNW (TOWNSVILLE) ELECT SUPPLIES | 1495402 | [10 empty] | KIMBERLEYA | SMDW40/12 | CNW (MOUNT ISA) ELECT WHOLESALER | SMDW40/12 | CNW (TOWNSVILLE) ELECT SUPPLIES | 1495402 | [12 empty] | https://shop.cnw.com.au/cnw/en/AUD/AllCategories/Installation/Heat-shrink/HEATSHRINK-MED-WALL-ADHEV-40-12MMX1-2M/p/KIMSMDW40=12B28 | https://shop.cnw.com.au/medias/KIMSMDW40-12.pdf?context=bWFzdGVyfHJvb3R8NzU0NjU5MHxhcHBsaWNhdGlvbi9wZGZ8aDI3L2g5Ny8xMDE2MzkyMzU1MDIzOC9LSU1TTURXNDBfMTIucGRmfGM4NThlYWIwMjFjOGU2ZTRiYTgzNWY3ODE5MWMzYzczZWJiMzdiZThiMDY0MjY5ZTVlZDlhODdjZTA3ODNmNWI | [8 empty] | Enriched | 32131001 Heat sinks | M | SIZE:40 TO 12 MM,SHRINK DIAMETER:12 MM,COLOR:BLACK | HEAT SINK | NO MODIFIER | TYPE | MEDIUM WALL | LENGTH | 1.2 M | WIDTH |  | THICKNESS |  | SHAPE |  | MATERIAL | ADHESIVE LINED CROSS-LINKED POLYOLEFIN | ELECTRICAL RATING | 1 KV | THERMAL RESISTANCE |  | TEMPERATURE RATING | -45 TO 110 DEG C | HAZARD CLASS |  | CERTIFICATION/STANDARD | [51 empty] | Production Completed
STP_009 - Lot7 | Data Enrichment | SMX | PVJ | 2023-10-15 | 2023-11-17 |  | 1036629 | 1036629 |  |  |  | ERSA | M | 4500 | 1514614GZPCLNT100 | M |  | CABLE,COAXIAL;20PE/GIFHD,BEL1505A0101000 | CABLE,COAXIAL;20PE/GIFHD,BEL1505A0101000 | CABLE,COAXIAL;ADDITIONAL FEATURES:20PE/GIFHD,BEL1505A0101000 |  |  |  |  | 1068740 @@ METAL MANUFACTURES PTY LTD | BEL1505A0101000 | 1072013 @@ METAL MANUFACTURES PTY LTD | BEL1505A0101000 | [10 empty] | BELDEN | BEL1505A0101000 | METAL MANUFACTURES PTY LTD | BEL1505A0101000 | [14 empty] | https://tle.mmem.com.au/bel1505a0101000?___pc_id=1100&token=ff8d20c601ba82bca183186f8a9c8ec7&token_id=1431 | https://in.element14.com/belden/1505a-0101000/coaxial-cable-rg-59-u-20awg-75/dp/1731099 | [8 empty] | Enriched | 26121606 Coaxial cable | GIFHD | VOLTAGE RATING:300 V | CABLE | COAXIAL | TYPE |  | CAPACITANCE | 16.3 PF/FT | IMPEDANCE | 75 OHM | OUTSIDE DIAMETER | 5.918 MM | CONDUCTOR SIZE | 20 AWG/RG59 | CORE STRANDS |  | CONDUCTOR MATERIAL | BARE COPPER | JACKET MATERIAL | PVC | INSULATION MATERIAL | POLYETHYLENE | LENGTH | 304.8 M/ROLL | TEMPERATURE RATING | -20 TO 75 DEG C | HAZARD CLASS |  | CERTIFICATION/STANDARD | [47 empty] | Production Completed
STP_009 - Lot7 | Data Enrichment | SMX | PVJ | 2023-10-15 | 2023-11-17 |  | 1049753 | 1049753 |  |  |  | ERSA | M | 5810 | 1581905GZPCLNT100 | EA |  | CABLE;THROT,POW 1600 SPRING LOADED,883 | CABLE; | CABLE;TYPE:THROTTLE,ADDITIONAL FEATURES EN:POW 1600 SPRING LOADED,883 | CABLE; |  |  |  | 1068354 @@ FINLAY SCREENING & CRUSHING | 12290164 | [12 empty] | POWERSCREEN | 12290164 | FINLAY SCREENING & CRUSHING | 12290164 | [14 empty] | https://www.scgsupplies.co.uk/product/screener-parts/powerscreen-screener-parts/throttle-cable-warrior/ | https://www.crushingscreeningparts.com/Visit-Our-Shop/Engine-Department/12290164-Throttle-Cable-12290164-POW | [8 empty] | Cleansed | 26121600 Electrical cable and accessories | FOR POW 1600 SPRING LOADED,883 |  | CABLE | NO MODIFIER | TYPE | THROTTLE | NUMBER OF CONDUCTORS |  | CONDUCTOR SIZE |  | VOLTAGE RATING |  | CURRENT RATING |  | CONDUCTOR MATERIAL |  | JACKET MATERIAL |  | INSULATION MATERIAL |  | TEMPERATURE RATING |  | LENGTH |  | HAZARD CLASS |  | CERTIFICATION/STANDARD | [49 empty] | Production Completed
STP_009 - Lot7 | Data Enrichment | SMX | PVJ | 2023-10-15 | 2023-11-17 |  | 1050360 | 1050360 |  |  |  | ERSA | M | 1600 | 1610099GZPCLNT100 | M |  | CABLE;CTRL,1.5 MM,COPPER,PVC,CLOUR:BLACK | CABLE;1.5 MM,COBRE,PVC,LG 100 M/ROLLO | CABLE;TYPE:CONTROL,CONDUCTOR SIZE:1.5 MM,CONDUCTOR MATERIAL:COPPER,JACKET MATERIAL:PVC,LENGTH:100 M/ROLL,CERTIFICATION/STANDARD: AS/NZS 1125, AS/NZS 5000.1,ADDITIONAL FEATURES EN:CORE:6 CORE + EARTH,CLOUR:BLACK | CABLE;TAMAÃ‘O CONDUCTORES:1.5 MM,MATERIAL CONDUCTOR:COBRE,MATERIAL CAMISA:PVC,LONGITUD:100 M/ROLLO |  |  |  | 1069016 @@ SHERRIFF ELECTRICAL PTY LTD | BL1.56CECO | [10 empty] | SHERRIFF ELECTRICAL PTY LTD | BL1.56CECO | [18 empty] | URL NOT FOUND | [9 empty] | Cleansed | 26121603 Control cable |  |  | CABLE | CONTROL | TYPE |  | DIAMETER |  | CONDUCTOR SIZE | 1.5 MM2 | NUMBER OF CONDUCTORS | 7 | CORE STRANDS |  | CONDUCTOR MATERIAL | COPPER | JACKET MATERIAL | PVC | INSULATION MATERIAL |  | VOLTAGE RATING |  | TEMPERATURE RATING |  | LENGTH | 100 M/ROLL | JACKET COLOUR | BLACK | HAZARD CLASS |  | CERTIFICATION/STANDARD | AS/NZS 1125,AS/NZS 5000.1 | [44 empty] | Production Completed
STP_009 - Lot7 | Data Enrichment | SMX | PVJ | 2023-10-15 | 2023-11-17 | Processed based on Websource, Conflict w.r.t Input | 1051538 | 1051538 |  |  |  | ERSA | M | 1600 | 1575005GZPCLNT100 | EA |  | CABLE,EXTSN;MALE/FEMALE USB A,USB 3.0,1M | CABLE EXTEN; | CABLE,EXTENSION;ADDITIONAL FEATURES EN:MALE/FEMALE USB A,USB 3.0,1M,RS PRO | CABLE EXTENSION; |  |  |  | 1068206 @@ RS COMPONENTS PTY LTD | 475864 | [12 empty] | AMPHENOL INDUSTRIAL | MS3106A-18-1S | [12 empty] | RS COMPONENTS PTY LTD | 475-864 |  |  | https://in.rsdelivers.com/product/amphenol-industrial/ms3106a-18-1s/amphenol-industrial-ms3106a-10-way-cable-mount-mil/0475864 | [9 empty] | Enriched | 39121413 Circular connectors |  | MOUNTING TYPE:CABLE,SHELL SIZE:18,TEMPERATURE RATING:-55 TO 125 DEG C | CONNECTOR | CIRCULAR | TYPE | SOCKET,STRAIGHT | CONNECTION TYPE | FEMALE | CONDUCTOR SIZE |  | ELECTRICAL RATING | 250 VAC,700 VDC | NUMBER OF PINS | 10 | SIZE |  | MATERIAL |  | INSULATION MATERIAL |  | ANGLE |  | STUD/BOLT SIZE |  | HAZARD CLASS |  | CERTIFICATION/STANDARD | [49 empty] | Production Completed
STP_009 - Lot7 | Data Enrichment | SMX | PVJ | 2023-10-15 | 2023-11-17 |  | 1053102 | 1053102 |  |  |  | ERSA | M | 1640 | 1580219GZPCLNT100 | EA |  | CABLE;SL,FTDI CHIP USB TO RS232 USB | CABLE; | CABLE;TYPE:SERIAL,ADDITIONAL FEATURES EN:FTDI CHIP USB TO RS232 USB | CABLE; |  |  |  | 1068206 @@ RS COMPONENTS PTY LTD | 687-7806 | [12 empty] | FTDI CHIP | US232R-100-BULK | [12 empty] | RS COMPONENTS PTY LTD | 687-7806 |  |  | https://ftdichip.com/products/us232r-100-bulk/ | https://uk.rs-online.com/web/p/interface-adapters-converters/6877806 | [8 empty] | Enriched | 26121666 Communication cable assembly |  |  | CABLE | COMMUNICATION | TYPE | SERIAL PREMIUM,USB A FEMALE TO DB-9 MALE RS232 CONVERTER | IMPEDANCE |  | DIAMETER |  | CONDUCTOR SIZE |  | CORE STRANDS |  | NUMBER OF CONDUCTORS | 4 | CONDUCTOR MATERIAL |  | JACKET MATERIAL |  | INSULATION MATERIAL |  | LENGTH | 1 M | VOLTAGE RATING |  | TEMPERATURE RATING | -20 TO 80 DEG C | HAZARD CLASS |  | CERTIFICATION/STANDARD | CE,FCC,UKCA,ROHS | [44 empty] | Production Completed
STP_009 - Lot7 | Data Enrichment | SMX | PVJ | 2023-10-15 | 2023-11-17 |  | 1053319 | 1053319 |  |  |  | ERSA | M | 1640 | 1583635GZPCLNT100 | EA |  | CABLE;ASSY,4S,3 IN VERNIER B WRS 2.50M | CABLE; | CABLE;TYPE:ASSEMBLY,ADDITIONAL FEATURES EN:4S,3 IN VERNIER B WRS 2.50M | CABLE; |  |  |  | 1068100 @@ BERENDSEN FLUID POWER | 190-04329-0250 | [10 empty] | BERENDSEN FLUID POWER | 190-04329-0250 | [18 empty] | URL NOT FOUND | [9 empty] | Cleansed | 26121600 Electrical cable and accessories | 4S,3 IN VERNIER B WRS 2.50M |  | CABLE | ASSEMBLY | TYPE |  | VOLTAGE RATING |  | CURRENT RATING |  | CONDUCTOR SIZE |  | NUMBER OF CONDUCTORS |  | CORE STRANDS |  | CONDUCTOR MATERIAL |  | JACKET MATERIAL |  | INSULATION MATERIAL |  | TEMPERATURE RATING |  | LENGTH |  | JACKET COLOUR |  | HAZARD CLASS |  | CERTIFICATION/STANDARD | [45 empty] | Production Completed
STP_009 - Lot7 | Data Enrichment | SMX | PVJ | 2023-10-15 | 2023-11-17 |  | 1053332 | 1053332 |  |  |  | ERSA | M | 1640 | 1583682GZPCLNT100 | EA |  | CABLE;SQUID,RAJANT LX5,1X ETH,1X USB | CABLE; | CABLE;TYPE:SQUID,ADDITIONAL FEATURES EN:RAJANT LX5,1X ETH,1X USB | CABLE; |  |  |  | 1068116 @@ MINE SITE TECHNOLOGIES PTY LTD | 24534 | [12 empty] | RAJANT | LX5 | MINE SITE TECHNOLOGIES PTY LTD | 24534 | [14 empty] | https://secure.rajant.com/publicFiles/712 | [9 empty] | Enriched | 26121600 Electrical cable and accessories | INCLUDES 1 ETHERNET,1 USB PORT | DEGREE OF PROTECTION:IP67 | CABLE | ASSEMBLY | TYPE | SQUID,SERIAL | VOLTAGE RATING |  | CURRENT RATING |  | CONDUCTOR SIZE |  | NUMBER OF CONDUCTORS |  | CORE STRANDS |  | CONDUCTOR MATERIAL |  | JACKET MATERIAL |  | INSULATION MATERIAL |  | TEMPERATURE RATING |  | LENGTH |  | JACKET COLOUR |  | HAZARD CLASS |  | CERTIFICATION/STANDARD | [45 empty] | Production Completed
STP_009 - Lot7 | Data Enrichment | SMX | PVJ | 2023-10-15 | 2023-11-17 |  | 1053591 | 1053591 |  |  |  | ERSA | M | 4500 | 1577009GZPCLNT100 | EA |  | CABLE;USB-C TO A,3 M BLK,CYG ARMOURED | CABLE; | CABLE;TYPE:USB-C TO A,ADDITIONAL FEATURES EN:3 M BLK,CYG ARMOURED | CABLE; |  |  |  | 1068599 @@ MTI AVIT PTY LIMITED T/A MTI | CY3307PCUSA | [12 empty] | CYGNETT | CY3307PCUSA | MTI AVIT PTY LIMITED T/A MTI | CY3307PCUSA | [14 empty] | https://www.cygnett.com/products/armoured-2-0-usb-c-to-usb-a-3a-60w-cable-3m-black | [9 empty] | Enriched | 26121666 Communication cable assembly | COLOR:BLACK,ARMOURED | ELECTRICAL RATING:3 A,60 W,HOUSING MATERIAL:STAINLESS STEEL | CABLE | COMMUNICATION | TYPE | USB-C TO A | IMPEDANCE |  | DIAMETER |  | CONDUCTOR SIZE |  | CORE STRANDS |  | NUMBER OF CONDUCTORS |  | CONDUCTOR MATERIAL |  | JACKET MATERIAL |  | INSULATION MATERIAL | kevlar | LENGTH | 3 M | VOLTAGE RATING |  | TEMPERATURE RATING |  | HAZARD CLASS |  | CERTIFICATION/STANDARD | [45 empty] | Production Completed
STP_009 - Lot7 | Data Enrichment | SMX | PVJ | 2023-10-15 | 2023-11-17 |  | 1053592 | 1053592 |  |  |  | ERSA | M | 4500 | 1577010GZPCLNT100 | EA |  | CABLE;DISPLAY PORT TO HDMI 4K,2 M,ALOGIC | CABLE; | CABLE;TYPE:DISPLAY PORT TO HDMI 4K,ADDITIONAL FEATURES EN:2 M,ALOGIC | CABLE; |  |  |  | 1068599 @@ MTI AVIT PTY LIMITED T/A MTI | DP-HD4K-02-MM | [12 empty] | ALOGIC | DP-HD4K-02-MM | MTI AVIT PTY LIMITED T/A MTI | DP-HD4K-02-MM | [14 empty] | https://www.pbtech.co.nz/product/CABALG00116/Alogic-DP-HD4K-02-MM-Cable-SmartConnect-DisplayPor | https://www.bpctech.com.au/product/dp-hd4k-02-mm-alogic-2m-smartconnect-displayport-to-hdmi-cable-with-4k-support-male-to-male.html | [8 empty] | Enriched | 26121666 Communication cable assembly |  | C/W 4K SUPPORT CONNECTION:MALE TO MALE | CABLE | COMMUNICATION | TYPE | DISPLAY PORT TO HDMI | IMPEDANCE |  | DIAMETER |  | CONDUCTOR SIZE |  | CORE STRANDS |  | NUMBER OF CONDUCTORS |  | CONDUCTOR MATERIAL |  | JACKET MATERIAL |  | INSULATION MATERIAL |  | LENGTH | 2 M | VOLTAGE RATING |  | TEMPERATURE RATING |  | HAZARD CLASS |  | CERTIFICATION/STANDARD | [45 empty] | Production Completed
STP_009 - Lot7 | Data Enrichment | SMX | PVJ | 2023-10-15 | 2023-11-17 |  | 1053593 | 1053593 |  |  |  | ERSA | M | 4500 | 1577011GZPCLNT100 | EA |  | CABLE;MINI DISPLAY PORT TO HDMI,1.8 M | CABLE; | CABLE;TYPE:MINI DISPLAY PORT TO HDMI,ADDITIONAL FEATURES EN:1.8 M,BELKIN | CABLE; |  |  |  | 1068599 @@ MTI AVIT PTY LIMITED T/A MTI | F2CD080BT06 | [12 empty] | BELKIN | F2CD080BT06 | MTI AVIT PTY LIMITED T/A MTI | F2CD080BT06 | [14 empty] | https://www.belkin.com/mini-displayport-to-hdmi-cable-4k/P-F2CD080.html | https://www.tradeinn.com/techinn/en/belkin-f2cd080bt06-mini-displayport-to-hdmi-1.8m/137466808/p | [8 empty] | Enriched | 26121666 Communication cable assembly |  | COLOR:BLACK/WHITE,C/W 4K SUPPORT | CABLE | COMMUNICATION | TYPE | MINI DISPLAY PORT TO HDMI | IMPEDANCE |  | DIAMETER |  | CONDUCTOR SIZE |  | CORE STRANDS |  | NUMBER OF CONDUCTORS |  | CONDUCTOR MATERIAL |  | JACKET MATERIAL |  | INSULATION MATERIAL |  | LENGTH | 1.8 M | VOLTAGE RATING |  | TEMPERATURE RATING |  | HAZARD CLASS |  | CERTIFICATION/STANDARD | [45 empty] | Production Completed
STP_009 - Lot7 | Data Enrichment | SMX | PVJ | 2023-10-15 | 2023-11-17 | CONDUCTOR SIZE UPDATED AS PER WEBSOURCE | 1054809 | 1054809 |  |  |  | ERSA | M | 1600 | 1585728GZPCLNT100 | M |  | CABLE;THRMCPL,0.2 IN,S24/3/305,ASTM E230 | CABLE; | CABLE;TYPE:THERMOCOUPLE,CONDUCTOR SIZE:0.2 IN,ADDITIONAL FEATURES EN:S24/3/305,ASTM E230,SERIES:305,FIBERGLASS BRAIDED | CABLE; |  |  |  | 1070069 @@ PYROSALES PTY LTD | CA-PS540RM | [12 empty] | PYROSALES PTY LTD | CA-PS540RM | PYROSALES PTY LTD | S24/3/305 | [14 empty] | https://www.pyrosales.com.au/media/blfa_files/3._Cables_and_Accessories_Full_2.pdf | [9 empty] | Enriched | 26121600 Electrical cable and accessories | SERIES:305 |  | CABLE | ELECTRICAL | TYPE | THERMOCOUPLE | VOLTAGE RATING |  | CURRENT RATING |  | CONDUCTOR SIZE | 0.02 IN | NUMBER OF CONDUCTORS |  | CORE STRANDS |  | CONDUCTOR MATERIAL |  | JACKET MATERIAL |  | INSULATION MATERIAL | FIBERGLASS BRAIDED | FILLER MATERIAL |  | ARMOR TYPE |  | TEMPERATURE RATING | 480 DEG C | LENGTH |  | JACKET COLOUR |  | HAZARD CLASS |  | CERTIFICATION/STANDARD | ASTM E 230 | [40 empty] | Production Completed
STP_009 - Lot7 | Data Enrichment | SMX | PVJ | 2023-10-15 | 2023-11-17 |  | 1055197 | 1055197 |  |  |  | ERSA | M | 4100 | 1614489GZPCLNT100 | EA |  | CABLE;MINING D,LG 8 M,AMBR,WIELAND PLUG | CABLE;LG | CABLE;TYPE:MINING D,LENGTH:8 M,ADDITIONAL FEATURES EN:AMBER,WIELAND PLUG,MFR:LNL | CABLE; |  |  |  | 1075951 @@ EAST WEST LIGHTING PTY LTD | LNL-MD-8AMB | [10 empty] | EAST WEST LIGHTING PTY LTD | LNL-MD-8AMB |  |  | LNL | LNL-MD-8AMB | [14 empty] | URL NOT FOUND | [9 empty] | Cleansed | 26121600 Electrical cable and accessories | C/W WIELAND PLUG |  | CABLE | ASSEMBLY | TYPE | MINING D | VOLTAGE RATING |  | CURRENT RATING |  | CONDUCTOR SIZE |  | NUMBER OF CONDUCTORS |  | CORE STRANDS |  | CONDUCTOR MATERIAL |  | JACKET MATERIAL |  | INSULATION MATERIAL |  | TEMPERATURE RATING |  | LENGTH | 8 M | JACKET COLOUR | AMBER | HAZARD CLASS |  | CERTIFICATION/STANDARD | [45 empty] | Production Completed
STP_009 - Lot7 | Data Enrichment | SMX | PVJ | 2023-10-15 | 2023-11-17 |  | 1055219 | 1055219 |  |  |  | ERSA | M | 1640 | 1614687GZPCLNT100 | M |  | CABLE;PULL WIRE,SIZE:4CX1.5SQMM,IMAC | CABLE; | CABLE;TYPE:PULL WIRE,ADDITIONAL FEATURES EN:SIZE:4CX1.5SQMM,IMAC,COLOUR:RED SHEATH | CABLE; |  |  |  | 1069256 @@ AMPCONTROL | 120841 | [12 empty] | AMPCONTROL | 120841 | [16 empty] | https://ampcontrolgroup.com/resource/technical-data-sheet-pullkey | [9 empty] | Cleansed | 26121600 Electrical cable and accessories | IMAC,WIRE |  | CABLE | ELECTRICAL | TYPE | PULL | VOLTAGE RATING |  | CURRENT RATING |  | CONDUCTOR SIZE | 1.5 MM2 | NUMBER OF CONDUCTORS | 4 | CORE STRANDS |  | CONDUCTOR MATERIAL |  | JACKET MATERIAL |  | INSULATION MATERIAL |  | FILLER MATERIAL |  | ARMOR TYPE |  | TEMPERATURE RATING |  | LENGTH |  | JACKET COLOUR | RED | HAZARD CLASS |  | CERTIFICATION/STANDARD | [41 empty] | Production Completed
STP_009 - Lot7 | Data Enrichment | SMX | PVJ | 2023-10-15 | 2023-11-17 |  | 1055365 | 1055365 |  |  |  | ERSA | M | 1640 | 1615991GZPCLNT100 | EA |  | CABLE;CONVERTOR,USB,PRNTR | CABLE; | CABLE;TYPE:CONVERTOR,ADDITIONAL FEATURES EN:USB,PRINTER | CABLE; |  |  |  | 1068181 @@ CNW (MOUNT ISA) ELECT WHOLESALER | WESUSB25D | [12 empty] | WES | USB25D | CNW (MOUNT ISA) ELECT WHOLESALER | WESUSB25D | [14 empty] | https://www.wes.com.au/mediapub/ebook/wescat2023/618/ | https://www.wagneronline.com.au/usb-printer-converter-cable/usb25d-11717/56671/pd/ | [8 empty] | Enriched | 26121666 Communication cable assembly |  |  | CABLE | COMMUNICATION | TYPE | USB-A PRINTER CONVERTER,D25 PARALLEL | IMPEDANCE |  | DIAMETER |  | CONDUCTOR SIZE |  | CORE STRANDS |  | NUMBER OF CONDUCTORS |  | CONDUCTOR MATERIAL |  | JACKET MATERIAL |  | INSULATION MATERIAL |  | LENGTH | 1.2 M | VOLTAGE RATING |  | TEMPERATURE RATING |  | HAZARD CLASS |  | CERTIFICATION/STANDARD | [45 empty] | Production Completed
STP_009 - Lot7 | Data Enrichment | SMX | PVJ | 2023-10-15 | 2023-11-17 |  | 1055455 | 1055455 |  |  |  | ERSA | M | 1640 | 1584318GZPCLNT100 | EA |  | CABLE;USB 2.0,COPPER,PVC,LG 10 M,BLK | CABLE;COBRE,PVC,LG 10 M | CABLE;TYPE:USB 2.0,CONDUCTOR MATERIAL:COPPER,JACKET MATERIAL:PVC,LENGTH:10 M,ADDITIONAL FEATURES EN:BLACK,TYPE ATOB | CABLE;MATERIAL CONDUCTOR:COBRE,MATERIAL CAMISA:PVC,LONGITUD:10 M |  |  |  | 1068961 @@ LINDY AUSTRALIA PTY LTD | 42761 | [12 empty] | LINDY AUSTRALIA PTY LTD | 42761 | [16 empty] | https://www.lindy-international.com/10m-USB-2-0-A-B-Active-Cable-.htm?websale8=ld0101.ld021102&pi=42761 | https://lindy.com/aus/wp-content/uploads/sites/6/2021/04/USB-Campaign-brochure_AU_low.pdf | [8 empty] | Enriched | 39121440 Electrical extension cable | TYPE ATOB,USB VERSION:USB 2.0 | COLOR:BLACK | CABLE | EXTENSION | TYPE | USB A/B ACTIVE | CONDUCTOR SIZE | 26/20 AWG | NUMBER OF CONDUCTORS |  | LENGTH | 10 M | CONDUCTOR MATERIAL | TINNED COPPER | CORE STRANDS |  | VOLTAGE RATING |  | DIAMETER | 5 MM | INSULATION MATERIAL | PLASTIC | JACKET MATERIAL | PVC | END CONNECTION | MALE X MALE | TEMPERATURE RATING | 0 TO 50 DEG C | HAZARD CLASS |  | CERTIFICATION/STANDARD | CE,FCC,ROHS,REACH | [44 empty] | Production Completed
STP_009 - Lot7 | Data Enrichment | SMX | PVJ | 2023-10-15 | 2023-11-17 |  | 1055458 | 1055458 |  |  |  | ERSA | M | 1640 | 1584321GZPCLNT100 | EA |  | CABLE;ANTHRA LINE,COPPER,PVC,0.5M,BLK | CABLE;COBRE,PVC | CABLE;TYPE:ANTHRA LINE,CONDUCTOR MATERIAL:COPPER,JACKET MATERIAL:PVC,ADDITIONAL FEATURES EN:0.5M,BLACK,DISPLAYPORT 1.4 | CABLE;MATERIAL CONDUCTOR:COBRE,MATERIAL CAMISA:PVC |  |  |  | 1068961 @@ LINDY AUSTRALIA PTY LTD | 36480 | [12 empty] | LINDY AUSTRALIA PTY LTD | 36480 | [16 empty] | https://www.lindy-international.com/0-5m-DisplayPort-1-4-Cable-Anthra-Line.htm?websale8=ld0101.ld021102&pi=36480 | [9 empty] | Enriched | 26121666 Communication cable assembly | RANGE:ANTHRA LINE,COLOUR:BLACK,DISPLAYPORT VERSION:DISPLAYPORT1.4 | CONNECTION:MALE TO MALE | CABLE | COMMUNICATION | TYPE | DISPLAYPORT | IMPEDANCE |  | DIAMETER |  | CONDUCTOR SIZE | 28 AWG | CORE STRANDS |  | NUMBER OF CONDUCTORS |  | CONDUCTOR MATERIAL | COPPER | JACKET MATERIAL | PVC | INSULATION MATERIAL |  | LENGTH | 0.5 M | VOLTAGE RATING |  | TEMPERATURE RATING | -20 TO 80 DEG C | HAZARD CLASS |  | CERTIFICATION/STANDARD | ATC,ROHS,REACH,UL | [44 empty] | Production Completed
STP_009 - Lot7 | Data Enrichment | SMX | PVJ | 2023-10-15 | 2023-11-17 |  | 1055586 | 1055586 |  |  |  | ERSA | M | 1640 | 1586251GZPCLNT100 | EA |  | CABLE;JKT,2,STAINLESS STEEL,LG 11 M | CABLE;2,ACERO INOXIDABLE,LG 11 M | CABLE;TYPE:JACKET,NUMBER OF CONDUCTORS:2,CONDUCTOR MATERIAL:STAINLESS STEEL,JACKET MATERIAL:Polycarbonate,LENGTH:11 M,ADDITIONAL FEATURES EN:WITH RED FEP WITH HYDRAULIC HOSE COVER | CABLE;NUMERO CONDUCTORES:2,MATERIAL CONDUCTOR:ACERO INOXIDABLE,LONGITUD:11 M |  |  |  | 1068304 @@ NVMS PTY LTD | CABLE, PAIR RED FEP JACKET, HEAV 0 0 0 AU EA WA 02.11.2022 31.12.9999 20,221,206,030,955.0948160 | [10 empty] | NVMS PTY LTD | CABLE, PAIR RED FEP JACKET, HEAV 0 0 0 AU EA WA 02.11.2022 31.12.9999 20,221,206,030,955.0948160 | [18 empty] | URL NOT FOUND | [9 empty] | Cleansed | 26121600 Electrical cable and accessories | JOCKET COLOUR:RED,C/W HYDRAULIC HOSE COVER |  | CABLE | NO MODIFIER | TYPE |  | NUMBER OF CONDUCTORS | 2 | CONDUCTOR SIZE |  | VOLTAGE RATING |  | CURRENT RATING |  | CONDUCTOR MATERIAL | STAINLESS STEEL | JACKET MATERIAL | POLYCARBONATE/FEP | INSULATION MATERIAL |  | TEMPERATURE RATING |  | LENGTH | 11 M | HAZARD CLASS |  | CERTIFICATION/STANDARD | [49 empty] | Production Completed
STP_009 - Lot7 | Data Enrichment | SMX | PVJ | 2023-10-15 | 2023-11-17 |  | 1055587 | 1055587 |  |  |  | ERSA | M | 1640 | 1586252GZPCLNT100 | EA |  | CABLE;JKT,POLYCARBONATE,200 DEG C | CABLE;,LG | CABLE;TYPE:JACKET,CONDUCTOR MATERIAL:POLYCARBONATE,TEMPERATURE RATING:200 DEG C,LENGTH:21 M,ADDITIONAL FEATURES EN:SHIELDED PAIR CABLE,RED FEP JACKET WITH HEAVY DUTY STAINLESS STEEL OUTER ARMOR | CABLE; |  |  |  | 1068304 @@ NVMS PTY LTD | CABLE,SHEILDED PAIR, RED FEP STE 0 0 0 AU EA WA 02.11.2022 31.12.9999 20,221,206,030,955.3372620 | [10 empty] | NVMS PTY LTD | CABLE,SHEILDED PAIR, RED FEP STE 0 0 0 AU EA WA 02.11.2022 31.12.9999 20,221,206,030,955.3372620 | [18 empty] | URL NOT FOUND | [9 empty] | Cleansed | 26121600 Electrical cable and accessories | JOCKET COLOUR:RED,C/W HEAVY DUTY STAINLESS STEEL OUTER ARMOR |  | CABLE | NO MODIFIER | TYPE | SHIELDED PAIR | NUMBER OF CONDUCTORS |  | CONDUCTOR SIZE |  | VOLTAGE RATING |  | CURRENT RATING |  | CONDUCTOR MATERIAL |  | JACKET MATERIAL | FEP | INSULATION MATERIAL | POLYCARBONATE | TEMPERATURE RATING | 200 DEG C | LENGTH | 21 M | HAZARD CLASS |  | CERTIFICATION/STANDARD | [49 empty] | Production Completed
STP_009 - Lot7 | Data Enrichment | SMX | PVJ | 2023-10-15 | 2023-11-17 |  | 1055589 | 1055589 |  |  |  | ERSA | M | 1640 | 1586254GZPCLNT100 | EA |  | CABLE;JKT,0.5 IN,POLYCARBONATE,100 DEG C | CABLE;,LG | CABLE;TYPE:JACKET,CONDUCTOR SIZE:0.5 IN,CONDUCTOR MATERIAL:POLYCARBONATE,TEMPERATURE RATING:100 DEG C,LENGTH:21 M,ADDITIONAL FEATURES EN:TWISTED, SHIELDED PAIR,WITH HYDRAULIC HOSE OUTER ARMOR | CABLE; |  |  |  | 1068304 @@ NVMS PTY LTD | RED FEP HYDRAULIC HOSE OUTER ARMOR | [10 empty] | NVMS PTY LTD | [19 empty] | URL NOT FOUND | [9 empty] | Cleansed | 26121600 Electrical cable and accessories | JOCKET COLOUR:RED,C/W HYDRAULIC HOSE OUTER ARMOR |  | CABLE | NO MODIFIER | TYPE | TWISTED,SHIELDED PAIR | NUMBER OF CONDUCTORS |  | CONDUCTOR SIZE | 0.5 IN | VOLTAGE RATING |  | CURRENT RATING |  | CONDUCTOR MATERIAL |  | JACKET MATERIAL | FEP | INSULATION MATERIAL | POLYCARBONATE | TEMPERATURE RATING | 100 DEG C | LENGTH | 21 M | HAZARD CLASS |  | CERTIFICATION/STANDARD | [49 empty] | Production Completed
STP_009 - Lot7 | Data Enrichment | SMX | PVJ | 2023-10-15 | 2023-11-17 |  | 1055590 | 1055590 |  |  |  | ERSA | M | 1640 | 1586255GZPCLNT100 | EA |  | CABLE;YELLOW FEP JACKET,0.5 IN,100 DEG C | CABLE;,LG 11 M | CABLE;TYPE:YELLOW FEP JACKET,CONDUCTOR SIZE:0.5 IN,CONDUCTOR MATERIAL:POLYCARBONATE,TEMPERATURE RATING:100 DEG C,LENGTH:11 M, CERTIFICATION/STANDARD:WITH HYDRAULIC HOSE OUTER ARMOR | CABLE;LONGITUD:11 M |  |  |  | 1068304 @@ NVMS PTY LTD | YELLOW FEP HYDARULIC HOSE OUTER ARM | [10 empty] | NVMS PTY LTD | [19 empty] | URL NOT FOUND | [9 empty] | Cleansed | 26121600 Electrical cable and accessories | JACKET COLOR:YELLOW,C/W HYDRAULIC HOSE OUTER ARMOR |  | CABLE | NO MODIFIER | TYPE |  | NUMBER OF CONDUCTORS |  | CONDUCTOR SIZE | 0.5 IN | VOLTAGE RATING |  | CURRENT RATING |  | CONDUCTOR MATERIAL |  | JACKET MATERIAL | FEP | INSULATION MATERIAL | POLYCARBONATE | TEMPERATURE RATING | 100 DEG C | LENGTH | 11 M | HAZARD CLASS |  | CERTIFICATION/STANDARD | [49 empty] | Production Completed
STP_009 - Lot7 | Data Enrichment | SMX | PVJ | 2023-10-15 | 2023-11-17 |  | 1055591 | 1055591 |  |  |  | ERSA | M | 1640 | 1586256GZPCLNT100 | EA |  | CABLE;YELLOW FEP JACKET,0.5 IN,LG 21 M | CABLE;,LG | CABLE;TYPE:YELLOW FEP JACKET,CONDUCTOR SIZE:0.5 IN,CONDUCTOR MATERIAL:POLYCARBONATE,LENGTH:21 M,ADDITIONAL FEATURES EN:TWISTED, SHIELDED PAIR,WITH HYDRAULIC HOSE OUTER ARMOR,PERMANENT MOUNT | CABLE; |  |  |  | 1068304 @@ NVMS PTY LTD | YELLOW FEP HYDRAULIC HOSE OUTER ARM | [10 empty] | NVMS PTY LTD | [19 empty] | URL NOT FOUND | [9 empty] | Cleansed | 26121600 Electrical cable and accessories | JACKET COLOR:YELLOW,C/W HYDRAULIC HOSE OUTER ARMOR,PERMANENT MOUNT |  | CABLE | NO MODIFIER | TYPE | TWISTED,SHIELDED PAIR | NUMBER OF CONDUCTORS |  | CONDUCTOR SIZE | 0.5 IN | VOLTAGE RATING |  | CURRENT RATING |  | CONDUCTOR MATERIAL |  | JACKET MATERIAL | FEP | INSULATION MATERIAL | POLYCARBONATE | TEMPERATURE RATING |  | LENGTH | 21 M | HAZARD CLASS |  | CERTIFICATION/STANDARD | [49 empty] | Production Completed
STP_009 - Lot7 | Data Enrichment | SMX | PVJ | 2023-10-15 | 2023-11-17 |  | 1055644 | 1055644 |  |  |  | ERSA | M | 1600 | 1587310GZPCLNT100 | EA |  | CABLE;SUCTION MAG AND DC CABLE | CABLE; | CABLE;TYPE:SUCTION MAG AND DC CABLE,ADDITIONAL FEATURES EN:.170 x .070 x .170 | CABLE; |  |  |  | 1071809 @@ ASHDOWN ENTERPRISES | 85399 | [10 empty] | ASHDOWN ENTERPRISES | 85399 | [18 empty] | URL NOT FOUND | [9 empty] | Cleansed | 26121600 Electrical cable and accessories | SIZE:0.17X0.07X0.17 |  | CABLE | ELECTRICAL | TYPE | SUCTION MAG AND DC | VOLTAGE RATING |  | CURRENT RATING |  | CONDUCTOR SIZE |  | NUMBER OF CONDUCTORS |  | CORE STRANDS |  | CONDUCTOR MATERIAL |  | JACKET MATERIAL |  | INSULATION MATERIAL |  | FILLER MATERIAL |  | ARMOR TYPE |  | TEMPERATURE RATING |  | LENGTH |  | JACKET COLOUR |  | HAZARD CLASS |  | CERTIFICATION/STANDARD | [41 empty] | Production Completed
STP_009 - Lot7 | Data Enrichment | SMX | PVJ | 2023-10-15 | 2023-11-17 |  | 1055691 | 1055691 |  |  |  | ERSA | M | 1600 | 1586242GZPCLNT100 | M |  | CABLE;PWR,3,16 MM,0.6/1 KV,87 A,EPR,3C+E | CABLE;3,16 MM | CABLE;TYPE:POWER,NUMBER OF CONDUCTORS:3,CONDUCTOR SIZE:16 MM,VOLTAGE RATING:0.6/1 KV,CURRENT RATING:87 A,CONDUCTOR MATERIAL: COPPER TINNED,INSULATION MATERIAL:EPR,ADDITIONAL FEATURES EN:3C+E | CABLE;NUMERO CONDUCTORES:3,TAMAÃ‘O CONDUCTORES:16 MM |  |  |  | 1071835 @@ REXEL AUSTRALIA | PDPFRM4G16 | [10 empty] | REXEL AUSTRALIA | PDPFRM4G16 | [18 empty] | URL NOT FOUND | [9 empty] | Cleansed | 26121629 Power cable |  |  | CABLE | POWER | TYPE |  | VOLTAGE RATING | 0.6/1 KV | CURRENT RATING | 87 A | CONDUCTOR SIZE | 16 MM | NUMBER OF CONDUCTORS | 4 | CORE STRANDS |  | CONDUCTOR MATERIAL | TINNED COPPER | JACKET MATERIAL |  | INSULATION MATERIAL | EPR | BEND RADIUS |  | TEMPERATURE RATING |  | LENGTH |  | JACKET COLOR |  | CERTIFICATION/STANDARD | [45 empty] | Production Completed
STP_009 - Lot7 | Data Enrichment | SMX | PVJ | 2023-10-15 | 2023-11-17 |  | 1055697 | 1055697 |  |  |  | ERSA | M | 1600 | 1605282GZPCLNT100 | EA |  | CABLE;HDMI,2M ACTIVE DISPLAYPORT,W/HDR | CABLE; | CABLE;TYPE:HDMI,ADDITIONAL FEATURES EN:2M ACTIVE DISPLAYPORT,W/HDR,HDMI 2.0, DISPLAYPORT 1.2,BLACK,ROUND | CABLE; |  |  |  | 1068961 @@ LINDY AUSTRALIA PTY LTD | 40926 | [12 empty] | LINDY AUSTRALIA PTY LTD | 40926 | [16 empty] | https://www.lindy-international.com/2m-Active-DisplayPort-to-HDMI-Cable-with-HDR.htm?websale8=ld0101.ld021102&pi=40926 | [9 empty] | Enriched | 26121666 Communication cable assembly | COLOR:BLACK,C/W HDR,ROUND SHAPE,VERSIONS:DISPLAYPORT 1.2,HDMI 2.0 |  | CABLE | COMMUNICATION | TYPE | ACTIVE DISPLAYPORT TO HDMI | IMPEDANCE |  | DIAMETER |  | CONDUCTOR SIZE | 32 AWG | CORE STRANDS |  | NUMBER OF CONDUCTORS |  | CONDUCTOR MATERIAL | TINNED COPPER | JACKET MATERIAL | PVC | INSULATION MATERIAL |  | LENGTH | 2 M | VOLTAGE RATING |  | TEMPERATURE RATING | -20 TO 70 DEG C | HAZARD CLASS |  | CERTIFICATION/STANDARD | CE,FCC,ROHS,REACH | [44 empty] | Production Completed
STP_009 - Lot7 | Data Enrichment | SMX | PVJ | 2023-10-15 | 2023-11-17 | Part Number Updated as per Websource,Series Match | 1055763 | 1055763 |  |  |  | ERSA | M | 1600 | 1607503GZPCLNT100 | EA |  | CABLE,ASSY;MS SOCKET CONNECTOR,2,LG 25 M | ENSAMBLE CABLE;,2,LG | CABLE,ASSEMBLY;TYPE:MS SOCKET CONNECTOR,NUMBER OF CONDUCTORS:2,LENGTH:25 M,ADDITIONAL FEATURES EN:FLY END,OVERBRAIDED ETFE,SCREEN CONNECTED TO CASE | ENSAMBLE CABLE;NUMERO CONDUCTORES:2 |  |  |  | 1068181 @@ CNW (MOUNT ISA) ELECT WHOLESALER | GVSHS-AC001-25 | [12 empty] | HANSFORD SENSORS | HS-AC001-25 | CNW (MOUNT ISA) ELECT WHOLESALER | GVSHS-AC001-25 | [14 empty] | https://gvsensorscomau.wpenginepowered.com/wp-content/uploads/2020/11/HS-AC001.pdf | [9 empty] | Enriched | 26121600 Electrical cable and accessories | MS SOCKET CONNECTOR,FLY END,SCREEN CONNECTED TO CASE |  | CABLE | ASSEMBLY | TYPE |  | VOLTAGE RATING | 600 VAC | CURRENT RATING |  | CONDUCTOR SIZE | 20 AWG | NUMBER OF CONDUCTORS | 2 | CORE STRANDS |  | CONDUCTOR MATERIAL | COPPER | JACKET MATERIAL | FEP | INSULATION MATERIAL | OVERBRAIDED ETFE | TEMPERATURE RATING | -65 TO 150 DEG C | LENGTH | 25 M | JACKET COLOUR | BLACK | HAZARD CLASS |  | CERTIFICATION/STANDARD | [45 empty] | Production Completed
STP_009 - Lot7 | Data Enrichment | SMX | PVJ | 2023-10-15 | 2023-11-17 | Part Number Updated as per Websource | 1055764 | 1055764 |  |  |  | ERSA | M | 1600 | 1607504GZPCLNT100 | EA |  | CABLE,ASSY;SOCKET CONNECTOR,3,LG 25 M | ENSAMBLE CABLE;,3,LG | CABLE,ASSEMBLY;TYPE:SOCKET CONNECTOR,NUMBER OF CONDUCTORS:3,LENGTH:25 M,ADDITIONAL FEATURES EN:MS OVERMOULDED STRAIGHT-FLY END, 19M OF 316SS CONDUIT WITH 25M OF INTERNAL,3 CORE SCREENED HIGH TEMP FEP CABLE,SCREEN CONNECTED TO CASE | ENSAMBLE CABLE;NUMERO CONDUCTORES:3 |  |  |  | 1068181 @@ CNW (MOUNT ISA) ELECT WHOLESALER | GVSHS-AC336C-19-25 | [12 empty] | HANSFORD SENSORS | HS-AC336C-19-25 | CNW (MOUNT ISA) ELECT WHOLESALER | GVSHS-AC336C-19-25 | [14 empty] | https://hansfordsensors.com/wp-content/uploads/2023/05/3-Pin-overmoulded-with-stainless-steel.pdf | [9 empty] | Enriched | 26121600 Electrical cable and accessories | SOCKET CONNECTOR,MS OVERMOULDED STRAIGHT-FLY END,19 M OF 316 STAINLESS STEEL CONDUIT,C/W 25 M OF INTERNAL,SCREEN CONNECTED TO CASE |  | CABLE | ASSEMBLY | TYPE | SCREENED HIGH TEMPERATURE | VOLTAGE RATING | 600/1000 VAC | CURRENT RATING |  | CONDUCTOR SIZE | 20 AWG | NUMBER OF CONDUCTORS | 3 | CORE STRANDS |  | CONDUCTOR MATERIAL | TIN PLATED COPPER | JACKET MATERIAL | FEP | INSULATION MATERIAL | FEP | TEMPERATURE RATING | -80 TO 200 DEG C | LENGTH | 25 M | JACKET COLOUR | BLUE | HAZARD CLASS |  | CERTIFICATION/STANDARD | [45 empty] | Production Completed
STP_009 - Lot7 | Data Enrichment | SMX | PVJ | 2023-10-15 | 2023-11-17 |  | 1056101 | 1056101 |  |  |  | ERSA | M | 5100 | 1585464GZPCLNT100 | EA |  | CABLE; CAT 6,BARE COPPER,SHLDED | CABLE;COBRE DESNUDO | CABLE;TYPE: CAT 6,CONDUCTOR MATERIAL:BARE COPPER,ADDITIONAL FEATURES EN:SHIELDED,FIELD TERMINABLE PLUG | CABLE;MATERIAL CONDUCTOR:COBRE DESNUDO |  |  |  | 1072012 @@ CNW (TOWNSVILLE) ELECT SUPPLIES | WEI90000005 CAT 6 SH | [10 empty] | CNW (TOWNSVILLE) ELECT SUPPLIES | WEI90000005 CAT 6 SH | [18 empty] | URL NOT FOUND | [9 empty] | Cleansed | 26121666 Communication cable assembly | FIELD TERMINABLE PLUG |  | CABLE | COMMUNICATION | TYPE | CAT 6,SHIELDED | IMPEDANCE |  | DIAMETER |  | CONDUCTOR SIZE |  | CORE STRANDS |  | NUMBER OF CONDUCTORS |  | CONDUCTOR MATERIAL | BARE COPPER | JACKET MATERIAL |  | INSULATION MATERIAL |  | LENGTH |  | VOLTAGE RATING |  | TEMPERATURE RATING |  | HAZARD CLASS |  | CERTIFICATION/STANDARD | [45 empty] | Production Completed
STP_009 - Lot7 | Data Enrichment | SMX | PVJ | 2023-10-15 | 2023-11-17 |  | 1056173 | 1056173 |  |  |  | ERSA | M | 1600 | 1587102GZPCLNT100 | EA |  | CABLE,CTRL;1.5 MM2,3,2C+E,BARE COPPER | CABLE CONT;1.5 MM2,3,COBRE DESNUDO,PVC | CABLE,CONTROL;CONDUCTOR SIZE:1.5 MM2,NUMBER OF CONDUCTORS:3,CORE STRANDS:2C+E,CONDUCTOR MATERIAL:BARE COPPER,JACKET MATERIAL:PVC, INSULATION MATERIAL:PVC,VOLTAGE RATING:600/1000 V,JACKET COLOUR:BLACK | CABLE CONTROL;TAMAÃ‘O CONDUCTORES:1.5 MM2,NUMERO CONDUCTORES:3,MATERIAL CONDUCTOR:COBRE DESNUDO,MATERIAL CAMISA:PVC,MATERIAL AISLAMIENTO:PVC,VOLTAJE:600/1000 V,COLOR FORRO:NEGRO |  |  |  | 1068181 @@ CNW (MOUNT ISA) ELECT WHOLESALER | WWC1031UA | [12 empty] | WWC | 1031UA | CNW (MOUNT ISA) ELECT WHOLESALER | WWC1031UA | [14 empty] | https://www.wwcables.com.au/2c-e-1-5mm2-bc-cl2-pvc-pvc-v90-1kv-blk-ctrl.html | https://mm.mmem.com.au/wwc1031ua | [8 empty] | Enriched | 26121603 Control cable |  |  | CABLE | CONTROL | TYPE |  | DIAMETER | 10.4 MM | CONDUCTOR SIZE | 1.5 MM2 | NUMBER OF CONDUCTORS | 3 | CORE STRANDS |  | CONDUCTOR MATERIAL | STRANDED BARE COPPER CLASS 12 | JACKET MATERIAL | PVC | INSULATION MATERIAL | V90 PVC | VOLTAGE RATING | 600/1000 V | TEMPERATURE RATING |  | LENGTH |  | JACKET COLOUR | BLACK | HAZARD CLASS |  | CERTIFICATION/STANDARD | [45 empty] | Production Completed
STP_009 - Lot7 | Data Enrichment | SMX | PVJ | 2023-10-15 | 2023-11-17 |  | 1056247 | 1056247 |  |  |  | ERSA | M | 4500 | 1604893GZPCLNT100 | EA |  | CABLE,EXTSN;USB 2.0,LG 15 M,COLOUR:BLACK | CABLE EXTEN;,LG | CABLE,EXTENSION;TYPE:USB 2.0,LENGTH:15 M,END CONNECTION:MALE TO FEMALE,ADDITIONAL FEATURES EN:COLOUR:BLACK,DATA TRANSFER RATES UP TO 480 MBIT/S | CABLE EXTENSION; |  |  |  | 1068206 @@ RS COMPONENTS PTY LTD | 790-3681 | [14 empty] | RS COMPONENTS PTY LTD | 790-3681 | [14 empty] | https://uk.rs-online.com/web/p/usb-cables/7903681 | [9 empty] | Enriched | 39121440 Electrical extension cable | COLOR:BLACK,DATA TRANSFER RATES UP TO 480 MBIT/S,USB VERSION:USB 2.0 |  | CABLE | EXTENSION | TYPE | USB TO USB | CONDUCTOR SIZE |  | NUMBER OF CONDUCTORS |  | LENGTH | 15 M | CONDUCTOR MATERIAL |  | CORE STRANDS |  | VOLTAGE RATING |  | DIAMETER |  | INSULATION MATERIAL |  | JACKET MATERIAL |  | END CONNECTION | MALE TO FEMALE | TEMPERATURE RATING |  | HAZARD CLASS |  | CERTIFICATION/STANDARD | ROHS | [44 empty] | Production Completed
STP_009 - Lot7 | Data Enrichment | SMX | PVJ | 2023-10-15 | 2023-11-17 |  | 1056577 | 1056577 |  |  |  | ERSA | M | 5915 | 1613645GZPCLNT100 | EA |  | CABLE;THROT,DSL | CABLE; | CABLE;TYPE:THROTTLE,ADDITIONAL FEATURES EN:DIESEL | CABLE; |  |  |  | 1068943 @@ FORK FORCE AUSTRALIA PTY LTD | M30452I02000 | [12 empty] | MAXIMAL | M30452I02000 | FORK FORCE AUSTRALIA PTY LTD | M30452I02000 | [14 empty] | https://www.folangsiforklift.com/Products/ChassisParts/Cables/show_6235.html | https://lippamhe.com/buy-parts-online/ols/products/m30452i02000-accelerator-cable-maximal-4wd-rough-terrain-forklift | [8 empty] | Enriched | 26121800 Automotive cable | DIESEL |  | CABLE | AUTOMOTIVE | TYPE | ACCELERATOR,THROTTLE | CONDUCTOR SIZE |  | LENGTH |  | NUMBER OF CORES |  | NUMBER OF STRANDS |  | CORE MATERIAL |  | INSULATION MATERIAL |  | CONNECTION TYPE |  | TEMPERATURE RATING |  | CERTIFICATION/STANDARD | [53 empty] | Production Completed
STP_009 - Lot7 | Data Enrichment | SMX | PVJ | 2023-10-15 | 2023-11-17 |  | 1056631 | 1056631 |  |  |  | ERSA | M | 1640 | 1614083GZPCLNT100 | EA |  | CABLE,INSTR;COAXIAL,DIA 2.8 MM,26 AWG | CABLE INSTRU;,DIA ,COBRE,PVC,LG 6 FT | CABLE,INSTRUMENT;TYPE:COAXIAL,DIAMETER:2.8 MM,CONDUCTOR SIZE:26 AWG,CORE STRANDS:7X34,CONDUCTOR MATERIAL:COPPER,JACKET MATERIAL: PVC,INSULATION MATERIAL:POLYETHYLENE,LENGTH:6 FT,ADDITIONAL FEATURES EN:L1CM-74-6,STANDARD AND L CONNECTION CABLE FROM LEMO 01 TO MICRODOT,RG174/U | CABLE INSTRUMENTOS;MATERIAL CONDUCTOR:COBRE,MATERIAL CAMISA:PVC,LONGITUD:6 FT |  |  |  | 1072013 @@ METAL MANUFACTURES PTY LTD | EVIU8800299 | [12 empty] | OLYMPUS | L1CM-74-6 | METAL MANUFACTURES PTY LTD | EVIU8800299 | [14 empty] | https://www.unitecd.com/e-catalog/request-information/?lingua=GB&x_artnr=245995 | https://shopndt.eu/L1CM-74-6 | [8 empty] | Cleansed | 26121642 Instrumentation Cable | STANDARD AND L CONECTION FROM LEMO 01 TO MICRODOT,RG174/U |  | CABLE | INSTRUMENT | TYPE | COAXIAL | DIAMETER | 2.8 MM | CONDUCTOR SIZE | 26 AWG/RG174 | NUMBER OF CONDUCTORS |  | CORE STRANDS | 7X34 | CONDUCTOR MATERIAL | COPPER | JACKET MATERIAL | PVC | INSULATION MATERIAL | POLYETHYLENE | END CONNECTION |  | VOLTAGE RATING |  | TEMPERATURE RATING |  | LENGTH | 6 FT | JACKET COLOUR |  | HAZARD CLASS |  | CERTIFICATION/STANDARD | [43 empty] | Production Completed
STP_009 - Lot7 | Data Enrichment | SMX | PVJ | 2023-10-15 | 2023-11-17 |  | 1056757 | 1056757 |  |  |  | ERSA | M | 4500 | 1615189GZPCLNT100 | EA |  | CABLE,COMM;DISPLAY PORT 1.2,LG 10 M | CABLE COMUNIC;,LG 10 M | CABLE,COMMUNICATION;TYPE:DISPLAY PORT 1.2,LENGTH:10 M,ADDITIONAL FEATURES EN:ANTHRA LINE | CABLE COMUNICACION;LONGITUD:10 M |  |  |  | 1068181 @@ CNW (MOUNT ISA) ELECT WHOLESALER | LIN36486 | [12 empty] | LINDY | 36486 | CNW (MOUNT ISA) ELECT WHOLESALER | LIN36486 | [14 empty] | https://www.lindy-international.com/10m-DisplayPort-1-2-Cable-Anthra-Line.htm?websale8=ld0101.ld021102&pi=36486 | [9 empty] | Enriched | 26121666 Communication cable assembly | RANGE:ANTHRA LINE,DISPLAY PORT VERSION:1.2 | HOUSING MATERIAL:ABS | CABLE | COMMUNICATION | TYPE | DISPLAY PORT | IMPEDANCE |  | DIAMETER |  | CONDUCTOR SIZE | 26 AWG | CORE STRANDS |  | NUMBER OF CONDUCTORS |  | CONDUCTOR MATERIAL | TINNED COPPER | JACKET MATERIAL | PVC | INSULATION MATERIAL |  | LENGTH | 10 M | VOLTAGE RATING |  | TEMPERATURE RATING | -10 TO 80 DEG C | HAZARD CLASS |  | CERTIFICATION/STANDARD | ROHS,REACH,UL | [44 empty] | Production Completed
STP_009 - Lot7 | Data Enrichment | SMX | PVJ | 2023-10-15 | 2023-11-17 |  | 1058066 | 1058066 |  |  |  | ERSA | M | 5100 | 1588534GZPCLNT100 | EA |  | CABLE,INSTR;USB FILE TRANSFER, GCAI MINI | CABLE INSTRU; | CABLE,INSTRUMENT;ADDITIONAL FEATURES EN:USB FILE TRANSFER, GCAI MINI R7/ION | CABLE INSTRUMENTOS; |  |  |  | 1071303 @@ BTW COMMUNICATIONS PTY LTD | PMKN4230A | [12 empty] | MOTOROLA | PMKN4230A | BTW COMMUNICATIONS PTY LTD | PMKN4230A | [14 empty] | https://btw.com.au/shop/accessories/service-and-repair/motorola-usb-cable-pmkn4230/ | [9 empty] | Enriched | 26121642 Instrumentation Cable | FOR GCAI MINI R7/ION |  | CABLE | INSTRUMENT | TYPE | USB FILE TRANSFER,PROGRAMMING | DIAMETER |  | CONDUCTOR SIZE |  | NUMBER OF CONDUCTORS |  | CORE STRANDS |  | CONDUCTOR MATERIAL |  | JACKET MATERIAL |  | INSULATION MATERIAL |  | END CONNECTION |  | VOLTAGE RATING |  | TEMPERATURE RATING |  | LENGTH | 150 CM | JACKET COLOUR |  | HAZARD CLASS |  | CERTIFICATION/STANDARD | [43 empty] | Production Completed
STP_009 - Lot7 | Data Enrichment | SMX | PVJ | 2023-10-15 | 2023-11-17 | Processed based on Websource, Conflict w.r.t Input | 1058778 | 1058778 |  |  |  | ERSA | M | 1600 | 1584716GZPCLNT100 | EA |  | CABLE;SHEILDED,CAT6 8P8C,PACK OF 50 | CABLE; | CABLE;TYPE:SHEILDED,ADDITIONAL FEATURES EN:CAT6 8P8C,PACK OF 50,2PC PLUG | CABLE; |  |  |  | 1071835 @@ REXEL AUSTRALIA | CABC68P8CS2P?L | [12 empty] | CABAC | C68P8CS2P?L | REXEL AUSTRALIA | CABC68P8CS2P?L | [14 empty] | https://www.cabac.com.au/p/data-communications-networking/telecom-equipment/rj-plugs/c68p8cs2p-l | https://cdn2.rexel.com.au/medias/sys_Aurexel/sheets/sheets/h74/h55/9049173655582/CABC68P8CS2P-X.pdf¦https://shop.cnw.com.au/cnw/en/AUD/All-Categories/Data/Data-Plug/CAT6-8P8C-SHIELDED-2PC-PLUG-50PACK/p/CABC68P8CS2P-LN05 | [8 empty] | Enriched | 39121402 Electrical plugs | POSITION:8P8C,PACKAGE QUANTITY: 50/PACK,2 PIECE | COLOR:CLEAR,CONDUCTOR OD:1.09 TO 1.15 MM,PIN FINISH:GOLD PLATED | PLUG | ELECTRICAL | TYPE | CAT 6 DATA ,SHIELDED MODULAR | VOLTAGE RATING |  | CURRENT RATING |  | NUMBER OF PINS |  | PIN MATERIAL |  | CONNECTION TYPE | RJ45 | SIZE |  | BODY MATERIAL | POLYCARBONATE | NUMBER OF PHASE |  | HAZARD CLASS |  | CERTIFICATION/STANDARD | UL | [50 empty] | Production Completed
STP_009 - Lot7 | Data Enrichment | SMX | PVJ | 2023-10-15 | 2023-11-17 |  | 1059227 | 1059227 |  |  |  | ERSA | M | 1640 | 1609534GZPCLNT100 | M |  | CABLE;SBM,3,1.5 MM,450 V,26 A,COPPER | CABLE;3,1.5 MM,COBRE | CABLE;TYPE:SUBMERSIBLE,NUMBER OF CONDUCTORS:3,CONDUCTOR SIZE:1.5 MM,VOLTAGE RATING:450 V,CURRENT RATING:26 A,CONDUCTOR MATERIAL: COPPER,ADDITIONAL FEATURES EN:BI CABLE 23 | CABLE;NUMERO CONDUCTORES:3,TAMAÃ‘O CONDUCTORES:1.5 MM,MATERIAL CONDUCTOR:COBRE |  |  |  | 1069016 @@ SHERRIFF ELECTRICAL PTY LTD | CBMRS3G1.51KV90BK | [10 empty] | SHERRIFF ELECTRICAL PTY LTD | CBMRS3G1.51KV90BK | [18 empty] | URL NOT FOUND | [9 empty] | Cleansed | 26121600 Electrical cable and accessories | BI CABLE 23 |  | CABLE | ELECTRICAL | TYPE | SUBMERSIBLE | VOLTAGE RATING | 450 V | CURRENT RATING | 26 A | CONDUCTOR SIZE | 1.5 MM | NUMBER OF CONDUCTORS | 3 | CORE STRANDS |  | CONDUCTOR MATERIAL | COPPER | JACKET MATERIAL |  | INSULATION MATERIAL |  | FILLER MATERIAL |  | ARMOR TYPE |  | TEMPERATURE RATING |  | LENGTH |  | JACKET COLOUR |  | HAZARD CLASS |  | CERTIFICATION/STANDARD | [41 empty] | Production Completed
STP_009 - Lot7 | Data Enrichment | SMX | PVJ | 2023-10-15 | 2023-11-17 |  | 1059335 | 1059335 |  |  |  | ERSA | M | 1640 | 1613688GZPCLNT100 | EA |  | CABLE;STRIP LIGHT JUMPER,LG 2.5 M,IP68 | CABLE;LG | CABLE;TYPE:STRIP LIGHT JUMPER,LENGTH:2.5 M,ADDITIONAL FEATURES EN:MALE AND FEMALE,IP68,HALO | CABLE; |  |  |  | 1069016 @@ SHERRIFF ELECTRICAL PTY LTD | ILAHDC-2.5M | [12 empty] | INNOVATIVE LIGHTING AUSTRALIA | ILAHDC-2.5M | SHERRIFF ELECTRICAL PTY LTD | ILAHDC-2.5M | [14 empty] | https://www.innovativelighting.com.au/product/halo-2-5m-jumper-cable/ | https://shop.cnw.com.au/cnw/en/AUD/All-Categories/Lighting/Strip-Lighting/2-5-METER-JUMPER-CABLE/p/ILAHDC-2.5MSUNLIG | [8 empty] | Enriched | 39121440 Electrical extension cable | BRAND:HALO,ENCLOSURE:IP68 |  | CABLE | EXTENSION | TYPE | LED STRIP LIGHT JUMPER | CONDUCTOR SIZE |  | NUMBER OF CONDUCTORS |  | LENGTH | 2.5 M | CONDUCTOR MATERIAL |  | CORE STRANDS |  | VOLTAGE RATING |  | DIAMETER |  | INSULATION MATERIAL |  | JACKET MATERIAL |  | END CONNECTION | MALE/FEMALE | TEMPERATURE RATING |  | HAZARD CLASS |  | CERTIFICATION/STANDARD | AS/NZS 60598.1 AS/NZS 60598.2.1 AS/NZS 61347.1 AS/NZS 61347.2.13 | [44 empty] | Production Completed
STP_009 - Lot7 | Data Enrichment | SMX | PVJ | 2023-10-15 | 2023-11-17 | SERIES MATCH | 1059519 | 1059519 |  |  |  | ERSA | M | 1640 | 1588549GZPCLNT100 | EA |  | CABLE;UNARMOURED,LG 0.5 M,MALE X MALE | CABLE;LG | CABLE;TYPE:UNARMOURED,LENGTH:0.5 M,ADDITIONAL FEATURES EN:MALE X MALE,JOINER,BRAND:FIREFLY | CABLE; |  |  |  | 1068181 @@ CNW (MOUNT ISA) ELECT WHOLESALER | LED-NA-0.5-MM | [12 empty] | FIREFLY | LED-NA-0.5-MM | CNW (MOUNT ISA) ELECT WHOLESALER | LED-NA-0.5-MM | [14 empty] | https://www.volza.com/p/parts-for-led/export/hsn-code-8544429000/ | [9 empty] | Enriched | 26121600 Electrical cable and accessories | CONNECTION:MALE X MALE,JOINER |  | CABLE | ASSEMBLY | TYPE | UNARMOURED,IOT AUTOMATIC | VOLTAGE RATING |  | CURRENT RATING |  | CONDUCTOR SIZE |  | NUMBER OF CONDUCTORS |  | CORE STRANDS |  | CONDUCTOR MATERIAL |  | JACKET MATERIAL |  | INSULATION MATERIAL |  | TEMPERATURE RATING |  | LENGTH | 0.5 M | JACKET COLOUR |  | HAZARD CLASS |  | CERTIFICATION/STANDARD | [45 empty] | Production Completed
STP_009 - Lot7 | Data Enrichment | SMX | PVJ | 2023-10-15 | 2023-11-17 |  | 1059523 | 1059523 |  |  |  | ERSA | M | 1640 | 1588553GZPCLNT100 | EA |  | CABLE;UNARMOURED,LG 60 M,FEMALE X FEMALE | CABLE;LG | CABLE;TYPE:UNARMOURED,LENGTH:60 M,ADDITIONAL FEATURES EN:FEMALE X FEMALE,OVERMOULDED,PRETERMINATED,BRAND:FIREFLY | CABLE; |  |  |  | 1068181 @@ CNW (MOUNT ISA) ELECT WHOLESALER | LED-NA-60-FF | [12 empty] | FIREFLY | LED-NA-60-FF | CNW (MOUNT ISA) ELECT WHOLESALER | LED-NA-60-FF | [14 empty] | https://www.volza.com/p/parts-for-led/export/hsn-code-8544429000/ | [9 empty] | Enriched | 26121600 Electrical cable and accessories | CONNECTION:FEMALE X FEMALE,OVERMOULDED,PRETERMINATED |  | CABLE | ASSEMBLY | TYPE | UNARMOURED,IOT AUTOMATIC | VOLTAGE RATING |  | CURRENT RATING |  | CONDUCTOR SIZE |  | NUMBER OF CONDUCTORS |  | CORE STRANDS |  | CONDUCTOR MATERIAL |  | JACKET MATERIAL |  | INSULATION MATERIAL |  | TEMPERATURE RATING |  | LENGTH | 60 M | JACKET COLOUR |  | HAZARD CLASS |  | CERTIFICATION/STANDARD | [45 empty] | Production Completed
STP_009 - Lot7 | Data Enrichment | SMX | PVJ | 2023-10-15 | 2023-11-17 |  | 1059526 | 1059526 |  |  |  | ERSA | M | 1640 | 1588556GZPCLNT100 | EA |  | CABLE;LED STRIP LIGHTING,ADPTR,9PINX3PIN | CABLE; | CABLE;TYPE:LED STRIP LIGHTING,ADDITIONAL FEATURES EN:ADAPTER,9PINX3PIN,BRAND:FIREFLY | CABLE; |  |  |  | 1068181 @@ CNW (MOUNT ISA) ELECT WHOLESALER | LED-STRIP-ADAPTER | [10 empty] | FIREFLY |  |  |  | CNW (MOUNT ISA) ELECT WHOLESALER | [15 empty] | URL NOT FOUND | [9 empty] | Cleansed | 26121600 Electrical cable and accessories |  |  | ADAPTER | CABLE | TYPE | LED STRIP LIGHTING | CABLE SIZE |  | CONNECTION TYPE | 9-PIN X 3-PIN | MATERIAL |  | NUMBER OF CONNECTIONS |  | CONDUCTOR SIZE |  | TRADE SIZE |  | COATING/FINISH |  | HAZARD CLASS |  | CERTIFICATION/STANDARD | [53 empty] | Production Completed
STP_009 - Lot7 | Data Enrichment | SMX | PVJ | 2023-10-15 | 2023-11-17 |  | 1060413 | 1060413 |  |  |  | ERSA | M | 2620 | 1588564GZPCLNT100 | EA |  | CABLE;WLDG,50 MM | CABLE; | CABLE;TYPE:WELDING,ADDITIONAL FEATURES EN:50 MM | CABLE; |  |  |  | 1068264 @@ GLOBAL WELDING SUPPLIES (MT ISA) | ELEZW50 | [12 empty] | ELECTRA CABLES | ZW50 | GLOBAL WELDING SUPPLIES (MT ISA) | ELEZW50 | [14 empty] | https://media.mmem.com.au/Datasheets/Electra/Electra_Flexible_Welding_Cables.pdf | https://www.idealelectrical.com/aie/category/Cable/Specialty-Cable/Welding/CABLE-WELDING-FLEXIBLE-50MM-1596-0-20-SDI-ORANGE-50M/ELTZW50-50/p/11124083 | [8 empty] | Enriched | 26121600 Electrical cable and accessories |  |  | CABLE | WELDING | TYPE | FLEXIBLE | CABLE SIZE | 50 MM2 | VOLTAGE RATING | 0.6/1 KV | CURRENT RATING | 100 A AT 100 PCT DUTY | LENGTH |  | MATERIAL | PLAIN TINNED COPPER | DUTY CYCLE |  | JACKET MATERIAL | PVC | TEMPERATURE RATING |  | HAZARD CLASS |  | CERTIFICATION/STANDARD | AS/NZS 1995 | [50 empty] | Production Completed
STP_009 - Lot7 | Data Enrichment | SMX | PVJ | 2023-10-15 | 2023-11-17 | Processed based on Websource, Conflict w.r.t Input,SERIES MATCH | 1061306 | 1061306 |  |  |  | ERSA | M | 4100 | 1557334GZPCLNT100 | M |  | CABLE,ASSY;MINEGLOW MGWXGLO-L-30-36V-DC | ENSAMBLE CABLE; | CABLE,ASSEMBLY;ADDITIONAL FEATURES EN:MINEGLOW MGWXGLO-L-30-36V-DC | ENSAMBLE CABLE; |  |  |  | 1068181 @@ CNW (MOUNT ISA) ELECT WHOLESALER | MINXGLO-L-30-36V-DC | [12 empty] | MINEGLOW | X-GLO-L-30-36V-DC | CNW (MOUNT ISA) ELECT WHOLESALER | MINXGLO-L-30-36V-DC | [14 empty] | https://mineglow.com.au/product/x-glo-60-lr/ | [9 empty] | Enriched | 39112507 Strip lights |  | DEGREE OF PROTECTION:IP67,TEMPERATURE RATING:-20 TO 45/55 DEG C | LIGHT | NO MODIFIER | TYPE | STRIP | LAMP WATTAGE | 9 W | POWER SUPPLY | 36 VDC | COLOUR |  | BALLAST TYPE |  | SOCKET TYPE |  | NUMBER OF LAMPS | 30 | MOUNTING TYPE |  | MATERIAL | PVC/SILICON | HAZARD CLASS |  | CERTIFICATION/STANDARD | [51 empty] | Production Completed
STP_009 - Lot7 | Data Enrichment | SMX | PVJ | 2023-10-15 | 2023-11-17 |  | 1067596 | 1067596 | 1364059 | AU_QM_000164725 |  | ERSA | M | 4900 | 1364059GZPCLNT100 | EA |  | CABLE KIT; VALVE 1-8 (PWM AMP-JPT 2-POL | CABLE KIT; VALVE 1-8 (PWM AMP-JPT 2-POL | CABLE ASSY,SPEC.PURPOSE,ELECT: CABLE KIT; VALVE 1-8 (PWM AMP-JPT 2-POL ); ACCRETION MACHINE; PBSM |  | CABLE ASSY,SPEC.PURPOSE,ELECT:CABLE KIT; VALVE1-8 (PWM AMP-JPT 2-POL |  |  | 1068342 @@ ISADRAULICS | 1364059 | [12 empty] | SCANRECO | PWM AMP-JPT 2-POL | ISADRAULICS | 1364059 | [14 empty] | https://www.manualslib.com/manual/2061359/Scanreco-Rc400-G2b.html?page=46 | [9 empty] | Enriched | 40141636 Valve kits | ASSEMBLY,CABLE: 1 TO 8 (A/B),SPECIAL PURPOSE,ELECTRICAL,PBSM | CABLE LENGTH:2 M | KIT | NO MODIFIER | TYPE | STANDARD SOLENOID VALVE CABLE | CONTENTS |  | NUMBER OF ITEMS |  | HAZARD CLASS |  | CERTIFICATION/STANDARD | [63 empty] | Production Completed
STP_009 - Lot7 | Data Enrichment | SMX | PVJ | 2023-10-15 | 2023-11-17 |  | 1068044 | 1068044 | 1362570 | AU_QM_000162012 |  | ERSA | M | 4900 | 1362570GZPCLNT100 | EA |  | DIGICOM INTELLIGENCE SUBASSEMBLY P49 SKI | DIGICOM INTELLIGENCE SUBASSEMBLY P49 SKI | CABLE ASSY,SPEC.PURPOSE,ELECT: DIGICOM INTELLIGENCE SUBASSEMBLY P49 SKI P |  | CABLE ASSY,SPEC.PURPOSE,ELECT:DIGICOM INTELLIGENCE SUBASSEMBLY P49 SKI |  |  | 1070724 @@ ECAM PTY LTD | 1362570 | [10 empty] | ECAM PTY LTD | 1362570 | [18 empty] | URL NOT FOUND | [9 empty] | Cleansed | 26121600 Electrical cable and accessories | DIGICOM INTELLIGENCE SUBASSEMBLY P49 SKI P |  | CABLE | ASSEMBLY | TYPE | SPECIAL PURPOSE,ELECTRICAL | VOLTAGE RATING |  | CURRENT RATING |  | CONDUCTOR SIZE |  | NUMBER OF CONDUCTORS |  | CORE STRANDS |  | CONDUCTOR MATERIAL |  | JACKET MATERIAL |  | INSULATION MATERIAL |  | TEMPERATURE RATING |  | LENGTH |  | JACKET COLOUR |  | HAZARD CLASS |  | CERTIFICATION/STANDARD | [45 empty] | Production Completed
STP_009 - Lot7 | Data Enrichment | SMX | PVJ | 2023-10-15 | 2023-11-17 |  | 1068045 | 1068045 | 1362571 | AU_QM_000162013 |  | ERSA | M | 4900 | 1362571GZPCLNT100 | EA |  | DIGICOM SPEECH ROUTER SUBASSEMBLY P49 SK | DIGICOM SPEECH ROUTER SUBASSEMBLY P49 SK | CABLE ASSY,SPEC.PURPOSE,ELECT: DIGICOM SPEECH ROUTER SUBASSEMBLY P49 SK IP |  | CABLE ASSY,SPEC.PURPOSE,ELECT:DIGICOM SPEECH ROUTER SUBASSEMBLY P49 SK |  |  | 1070724 @@ ECAM PTY LTD | 1362571 | [10 empty] | ECAM PTY LTD | 1362571 | [18 empty] | URL NOT FOUND | [9 empty] | Cleansed | 26121600 Electrical cable and accessories | DIGICOM SPEECH ROUTER SUBASSEMBLY P49 SK IP |  | CABLE | ASSEMBLY | TYPE | SPECIAL PURPOSE,ELECTRICAL | VOLTAGE RATING |  | CURRENT RATING |  | CONDUCTOR SIZE |  | NUMBER OF CONDUCTORS |  | CORE STRANDS |  | CONDUCTOR MATERIAL |  | JACKET MATERIAL |  | INSULATION MATERIAL |  | TEMPERATURE RATING |  | LENGTH |  | JACKET COLOUR |  | HAZARD CLASS |  | CERTIFICATION/STANDARD | [45 empty] | Production Completed
STP_009 - Lot7 | Data Enrichment | SMX | PVJ | 2023-10-15 | 2023-11-17 |  | 1156773 | 1156773 | 1367476 | AU_QM_000170870 |  | ERSA | M | 1640 | 1367476GZPCLNT100 | EA |  | CABLE;SNSR,8,30 V,-25 TO 80 DEG C,LG 3 M | CABLE;SNSR,8,30 V,-25 TO 80 DEG C,LG 3 M | CABLE;TYPE:SENSOR,NUMBER OF CONDUCTORS:8,VOLTAGE RATING:30 V,TEMPERATURE RATING:-25 TO 80 DEG C,LENGTH:3 M,HAZARD CLASS:IP68, ADDITIONAL FEATURES EN:M12 TERMINATED ONE END, UNTERMINATED AT OTHER END,MNFR:01)CNW,PTNO:01)540319 |  | CABLE: M12; 8 PIN CABLE; TO SUIT P49 SHAFT GATE |  |  | 1068181 @@ CNW (MOUNT ISA) ELECT WHOLESALER | 540319 | [12 empty] | PILZ | 540319 | CNW (MOUNT ISA) ELECT WHOLESALER | 540319 | [14 empty] | https://tlauk.net/safety/safety-accessories/pilz-540319-psen-connection-cable-axial-drag-chain-pur-yellow-ral1003-a-coded-m12-5-pin-straight-socket-to-open-end-3-meters-long | https://www.galco.com/540319-pilz.html | [8 empty] | Enriched | 26121600 Electrical cable and accessories | TERMINATED ONE END,UNTERMINATED AT OTHER END,DEGREE OF PROTECTION:IP68 | CONNECTION TYPE:8-PIN M12 STRAIGHT SOCKET CONNECTOR | CABLE | ASSEMBLY | TYPE | SENSOR | VOLTAGE RATING | 30 V | CURRENT RATING |  | CONDUCTOR SIZE | 0.25 MM2 | NUMBER OF CONDUCTORS | 8 | CORE STRANDS |  | CONDUCTOR MATERIAL | COPPER | JACKET MATERIAL | PUR | INSULATION MATERIAL | PP/TPU | TEMPERATURE RATING | -25 TO 80 DEG C | LENGTH | 3 M | JACKET COLOUR | YELLOW RAL1003 | HAZARD CLASS |  | CERTIFICATION/STANDARD | UL AWM20233,UL/CSA,ROHS | [44 empty] | Production Completed
STP_009 - Lot7 | Data Enrichment | SMX | PVJ | 2023-10-15 | 2023-11-17 |  | 1168132 | 1168132 | 1435980 | AU_QM_000814210 |  | ERSA | M | 4900 | 1435980GZPCLNT100 | EA |  | CABLE,ASSY;POWER, ELECTRICAL,50 MM2,CNW | CABLE,ASSY;POWER, ELECTRICAL,50 MM2,CNW | CABLE,ASSEMBLY;TYPE:POWER, ELECTRICAL,CONDUCTOR SIZE:50 MM2,LENGTH:99.95 M,CERTIFICATION/STANDARD:AS 1747,ADDITIONAL FEATURES EN: ASSEMBLY, 409.1 CSA, CONNECTION TYPE: STRAIGHT PLUG, ELECTRICAL RAT,ING: 1000 V 150 A, NUMBER OF OUTLETS: 2,MNFR:01)CNW,PTNO:01) JTM000814210 |  | CABLE ASSY,POWER,ELEC:50MM2;1000V EXT'N.CABLE;C/W 2 X 150A STR |  |  | 1068181 @@ CNW (MOUNT ISA) ELECT WHOLESALER | JTM000814210 | [10 empty] | CNW (MOUNT ISA) ELECT WHOLESALER | JTM000814210 | [18 empty] | URL NOT FOUND | [9 empty] | Cleansed | 26121600 Electrical cable and accessories | CONNECTION TYPE: STRAIGHT PLUG,NUMBER OF OUTLETS: 2 |  | CABLE | ASSEMBLY | TYPE | POWER,ELECTRICAL | VOLTAGE RATING | 1000 V | CURRENT RATING | 150 A | CONDUCTOR SIZE | 50 MM2 | NUMBER OF CONDUCTORS | 3 | CORE STRANDS |  | CONDUCTOR MATERIAL |  | JACKET MATERIAL |  | INSULATION MATERIAL |  | TEMPERATURE RATING |  | LENGTH | 99.95 M | JACKET COLOUR |  | HAZARD CLASS |  | CERTIFICATION/STANDARD | AS 1747,409.1 CSA | [44 empty] | Production Completed
STP_009 - Lot7 | Data Enrichment | SMX | PVJ | 2023-10-15 | 2023-11-17 |  | 1170000 | 1170000 | 1366956 | AU_QM_000170052 |  | ERSA | M | 1640 | 1366956GZPCLNT100 | EA |  | CABLE;RADIATING PREPARATION TOOL | CABLE;RADIATING PREPARATION TOOL | CABLE;TYPE:RADIATING PREPARATION TOOL,MNFR:01)CNW,PTNO:01)RCX-CPTOOL-US |  | CABLE: RADIATING CABLE PREPARATION TOOL |  |  | 1068181 @@ CNW (MOUNT ISA) ELECT WHOLESALER | RCX-CPTOOL-US | [12 empty] | PROSOFT TECHNOLOGY | RCX-CPTOOL-US | CNW (MOUNT ISA) ELECT WHOLESALER | RCX-CPTOOL-US | [14 empty] | https://www.prosoft-technology.com/content/download/8973/168782/file/Radiating+Cable+Installation+Guide.pdf | [9 empty] | Cleansed | 26121600 Electrical cable and accessories |  |  | TOOL | NO MODIFIER | TYPE | RADIATING CABLE PREPARATION | SIZE |  | MATERIAL |  | HAZARD CLASS |  | CERTIFICATION/STANDARD | [63 empty] | Production Completed
STP_009 - Lot7 | Data Enrichment | SMX | PVJ | 2023-10-15 | 2023-11-17 | NUMBER OF CONDUCTORS UPDATED AS PER WEBSOURCE | 1177340 | 1177340 | 1439304 | AU_QM_000980923 |  | ERSA | M | 1640 | 1439304GZPCLNT100 | EA |  | CABLE,COMM;TELEPHONE JUMPER,DIA 1.9 MM,2 | CABLE,COMM;TELEPHONE JUMPER,DIA 1.9 MM,2 | CABLE,COMMUNICATION;TYPE:TELEPHONE JUMPER,DIAMETER:1.9 MM,CORE STRANDS:(1) 0.5 MM,NUMBER OF CONDUCTORS:2,CONDUCTOR MATERIAL: COPPER,JACKET MATERIAL:PVC,INSULATION MATERIAL:PVC,LENGTH:500 M,ADDITIONAL FEATURES EN:RED/WHITE,MNFR:01)CNW,PTNO:01)OLXJUMPRW500 |  | CABLE,TELEPHONE:1/0.50MM;1-PAIR;RED/WHITE JUMPER CABLE; |  |  | 1068181 @@ CNW (MOUNT ISA) ELECT WHOLESALER | JUMPERWIRE | [12 empty] | OLEX | OLXJUMPRW500 | CNW (MOUNT ISA) ELECT WHOLESALER | JUMPERWIRE | CNW | OLXJUMPRW500 | [12 empty] | https://mm.mmem.com.au/olxjumprw500 | [9 empty] | Enriched | 26121666 Communication cable assembly | COLOR:RED/WHITE |  | CABLE | COMMUNICATION | TYPE | TELEPHONE JUMPER | IMPEDANCE |  | DIAMETER | 1X1.9 MM | CONDUCTOR SIZE | 0.5 MM | CORE STRANDS | (1) 0.5 MM | NUMBER OF CONDUCTORS | 4 | CONDUCTOR MATERIAL | SOLID TINNED COPPER | JACKET MATERIAL | PVC | INSULATION MATERIAL | PVC | LENGTH | 500 M | VOLTAGE RATING |  | TEMPERATURE RATING |  | HAZARD CLASS |  | CERTIFICATION/STANDARD | [45 empty] | Production Completed
STP_009 - Lot7 | Data Enrichment | SMX | PVJ | 2023-10-15 | 2023-11-17 |  | 1179090 | 1179090 |  |  |  | ERSA | M | 1600 | 1544153GZPCLNT100 | EA |  | CABLE,ASSY;MALE USB A,3M,USB 2.0 | ENSAMBLE CABLE; | CABLE,ASSEMBLY;ADDITIONAL FEATURES EN:MALE USB A,3M,USB 2.0 | ENSAMBLE CABLE; |  |  |  | 1068206 @@ RS COMPONENTS PTY LTD | 182-8863 | [26 empty] | RS COMPONENTS PTY LTD | 182-8863 |  |  | https://mt.rsdelivers.com/product/rs-pro/rs-pro-usb-20-cable-male-usb-a-to-male-mini-usb-b/1828863 | [9 empty] | Enriched | 26121666 Communication cable assembly | CONNECTION:MALE TO MALE,USB VERSION:USB 2.0 |  | CABLE | COMMUNICATION | TYPE | USB A TO MINI USB B | IMPEDANCE |  | DIAMETER |  | CONDUCTOR SIZE |  | CORE STRANDS |  | NUMBER OF CONDUCTORS |  | CONDUCTOR MATERIAL |  | JACKET MATERIAL |  | INSULATION MATERIAL |  | LENGTH | 3 M | VOLTAGE RATING |  | TEMPERATURE RATING |  | HAZARD CLASS |  | CERTIFICATION/STANDARD | [45 empty] | Production Completed
STP_009 - Lot7 | Data Enrichment | SMX | PVJ | 2023-10-15 | 2023-11-17 |  | 1179828 | 1179828 |  |  |  | ERSA | M | 5100 | 1509594GZPCLNT100 | EA |  | CABLE;THRMCPL,827-5827,RTD,LG 50 M | CABLE;LG 50 M | CABLE;TYPE:THERMOCOUPLE,827-5827,RTD,LENGTH:50 M,ADDITIONAL FEATURES EN:THERMO AND EXTENSION WIRE,RTD 50M | CABLE;LONGITUD:50 M |  |  |  | 1068206 @@ RS COMPONENTS PTY LTD | 827-5827 | [26 empty] | RS COMPONENTS PTY LTD | 827-5827 |  |  | https://uk.rs-online.com/web/p/thermocouple-extension-wire/8275827 | [9 empty] | Enriched | 39121440 Electrical extension cable |  |  | CABLE | EXTENSION | TYPE | RTD/THERMOCOUPLE,TWISTED,SCREENED | CONDUCTOR SIZE |  | NUMBER OF CONDUCTORS | 4 | LENGTH | 50 M | CONDUCTOR MATERIAL |  | CORE STRANDS | (7) 0.2 MM | VOLTAGE RATING |  | DIAMETER |  | INSULATION MATERIAL | PFA (PERFLOUOALKOXY) | JACKET MATERIAL |  | END CONNECTION |  | TEMPERATURE RATING | 260 DGE C | HAZARD CLASS |  | CERTIFICATION/STANDARD | ROHS | [44 empty] | Production Completed
STP_009 - Lot7 | Data Enrichment | SMX | PVJ | 2023-10-15 | 2023-11-17 |  | 1182808 | 1182808 |  |  |  | ERSA | M | 1600 | 1564521GZPCLNT100 | EA | 3000422 | CABLE,ASSY;CNW,EVALEAD-E,EVAKOOL,12V 1.8 | ENSAMBLE CABLE;CNW,EVALEAD-E | CABLE,ASSEMBLY;MNFR:CNW,PTNO:EVALEAD-E,ADDITIONAL FEATURES EN:EVAKOOL,12V 1.8M ANDERSON TO 2-PIN MILITARY LEAD + CIG TO ANDERSON | ENSAMBLE CABLE;MNFR:CNW,PTNO:EVALEAD-E |  | CNW | EVALEAD-E | 1068181 @@ CNW (MOUNT ISA) ELECT WHOLESALER | EVALEAD-E | [12 empty] | EVAKOOL | LEAD-E | CNW (MOUNT ISA) ELECT WHOLESALER | EVALEAD-E | CNW | EVALEAD-E | [12 empty] | https://www.4x4downunder.com.au/products/evakool-12v-anderson-to-2-pin-military-fridge-lead-cig-to-anderson-adaptor | [9 empty] | Enriched | 26121600 Electrical cable and accessories |  |  | CABLE | ASSEMBLY | TYPE | ANDERSON TO 2-PIN MILITARY FRIDGE LEAD,CIG TO ANDERSON ADAPTOR | VOLTAGE RATING | 12 V | CURRENT RATING |  | CONDUCTOR SIZE |  | NUMBER OF CONDUCTORS |  | CORE STRANDS |  | CONDUCTOR MATERIAL |  | JACKET MATERIAL |  | INSULATION MATERIAL |  | TEMPERATURE RATING |  | LENGTH | 1.8 M | JACKET COLOUR |  | HAZARD CLASS |  | CERTIFICATION/STANDARD | [45 empty] | Production Completed
STP_009 - Lot7 | Data Enrichment | SMX | PVJ | 2023-10-15 | 2023-11-17 |  | 1184755 | 1184755 |  |  |  | ERSA | M | 2620 | 1558666GZPCLNT100 | EA |  | CABLE;WLDG,25MM2,100M ROLL | CABLE; | CABLE;TYPE:WELDING,ADDITIONAL FEATURES EN:25MM2,100M ROLL | CABLE; |  |  |  | 1068301 @@ WELDERS PRO SHOP | LAV90HT-25 | [12 empty] | LINCOLN | LAV90HT-25 | WELDERS PRO SHOP | LAV90HT-25 | [14 empty] | https://d347awuzx0kdse.cloudfront.net/arcweld/product-download/wf16_ds.pdf?v=df0491844ae33fbbccd68d46da9c6f2fed0cfcdc | [9 empty] | Enriched | 26121600 Electrical cable and accessories |  | COLOR:ORANGE,OUTER DIAMETER:10.5 MM | CABLE | WELDING | TYPE | DOUBLE INSULATED | CABLE SIZE | 25 MM2 | VOLTAGE RATING |  | CURRENT RATING | 165 A AT 100 PCT DUTY | LENGTH | 100 M/ROLL | MATERIAL | PLAIN COPPER | DUTY CYCLE | 5 MIN | JACKET MATERIAL | PVC | TEMPERATURE RATING | 105 DEG C | HAZARD CLASS |  | CERTIFICATION/STANDARD | AS/NZS 1995 | [50 empty] | Production Completed
STP_009 - Lot7 | Data Enrichment | SMX | PVJ | 2023-10-15 | 2023-11-17 | SERIES MATCH | 1188182 | 1188182 |  |  |  | ERSA | M | 1640 | 1586679GZPCLNT100 | M |  | CABLE;TR,SCREENEND,4,16 MM2,HCG104ABK | CABLE;4 | CABLE;TYPE:TRAY,SCREENEND,NUMBER OF CONDUCTORS:4,CONDUCTOR SIZE:16 MM2,ADDITIONAL FEATURES EN:HCG104ABK,STRAND COLOUR:RED,GREEN, WHITE,BLACK,INSULATION THICKNESS:0.20 MM | CABLE;NUMERO CONDUCTORES:4 |  |  |  | 1068181 @@ CNW (MOUNT ISA) ELECT WHOLESALER | CMIHCG104ABK | [12 empty] | CMI | HCG104ABK | CNW (MOUNT ISA) ELECT WHOLESALER | CMIHCG104ABK | [14 empty] | https://www.cmielectrical.com.au/product/hcd103 | https://www.cmielectrical.com.au/product/print-pdf?id=6451 | [8 empty] | Enriched | 26121600 Electrical cable and accessories | INSULATION THICKNESS:0.2 MM,STRAND COLOUR:RED,GREEN,WHITE,BLACK | DIAMETER:5.8 MM | CABLE | ELECTRICAL | TYPE | TRAY,SCREENEND,LOAD CELL | VOLTAGE RATING |  | CURRENT RATING |  | CONDUCTOR SIZE | 20 AWG/16 MM2 | NUMBER OF CONDUCTORS | 4 | CORE STRANDS |  | CONDUCTOR MATERIAL | TINNED COPPER | JACKET MATERIAL | PVC V75 | INSULATION MATERIAL | PVC V90 HT | FILLER MATERIAL |  | ARMOR TYPE |  | TEMPERATURE RATING |  | LENGTH | 100/500 M | JACKET COLOUR | BLACK | HAZARD CLASS |  | CERTIFICATION/STANDARD | [41 empty] | Production Completed
STP_009 - Lot7 | Data Enrichment | SMX | PVJ | 2023-10-15 | 2023-11-17 |  | 1188571 | 1188571 |  |  |  | ERSA | M | 1600 | 1585362GZPCLNT100 | EA |  | CABLE,ASSY;CNTNG,W/SOCKET,PN:E11248,5M | ENSAMBLE CABLE; | CABLE,ASSEMBLY;TYPE:CNTNG,ADDITIONAL FEATURES EN:W/SOCKET,PN:E11248,5M,SOCKET CONNECTION:1/2 IN,IFM,F/FLOW MONITOR | ENSAMBLE CABLE; |  |  |  | 1068181 @@ CNW (MOUNT ISA) ELECT WHOLESALER | IFME11248 | [12 empty] | IFM | E11248 | CNW (MOUNT ISA) ELECT WHOLESALER | IFME11248 | [14 empty] | https://www.ifm.com/in/en/product/E11248 | [9 empty] | Enriched | 26121600 Electrical cable and accessories | W/SOCKET,SOCKET CONNECTION:1/2 IN,F FOR FLOW MONITOR | DEGREE OF PROTECTION: IP67 | CABLE | ASSEMBLY | TYPE | CONNECTING | VOLTAGE RATING | 300 VAC | CURRENT RATING |  | CONDUCTOR SIZE | 0.34 MM2 | NUMBER OF CONDUCTORS | 4 | CORE STRANDS |  | CONDUCTOR MATERIAL |  | JACKET MATERIAL | PUR | INSULATION MATERIAL |  | TEMPERATURE RATING | -25 TO 90 DEG C | LENGTH | 5 M | JACKET COLOUR | BLACK | HAZARD CLASS |  | CERTIFICATION/STANDARD | CE,UKCA | [44 empty] | Production Completed
STP_009 - Lot7 | Data Enrichment | SMX | PVJ | 2023-10-15 | 2023-11-17 |  | 1188573 | 1188573 |  |  |  | ERSA | M | 1600 | 1585360GZPCLNT100 | EA |  | CABLE,ASSY;CNTNG,W/SOCKET,PN:E11249,10M | ENSAMBLE CABLE; | CABLE,ASSEMBLY;TYPE:CNTNG,ADDITIONAL FEATURES EN:W/SOCKET,PN:E11249,10M,SOCKET CONNECTION: 1/2 IN,5 PIN, IFM,F/SI5006 FLOW SWITCH | ENSAMBLE CABLE; |  |  |  | 1068181 @@ CNW (MOUNT ISA) ELECT WHOLESALER | IFME11249 | [12 empty] | IFM | E11249 | CNW (MOUNT ISA) ELECT WHOLESALER | IFME11249 | [14 empty] | https://www.ifm.com/in/en/product/E11249 | [9 empty] | Enriched | 26121600 Electrical cable and accessories | W/SOCKET,SOCKET CONNECTION: 1/2 IN,5 PIN,FOR SI5006 FLOW SWITCH | DEGREE OF PROTECTION: IP67 | CABLE | ASSEMBLY | TYPE | CONNECTING | VOLTAGE RATING | 300 VAC | CURRENT RATING |  | CONDUCTOR SIZE | 0.34 MM2 | NUMBER OF CONDUCTORS | 4 | CORE STRANDS |  | CONDUCTOR MATERIAL |  | JACKET MATERIAL | PUR | INSULATION MATERIAL |  | TEMPERATURE RATING | -25 TO 90 DEG C | LENGTH | 10 M | JACKET COLOUR | BLACK | HAZARD CLASS |  | CERTIFICATION/STANDARD | CE,UKCA | [44 empty] | Production Completed
STP_009 - Lot7 | Data Enrichment | SMX | PVJ | 2023-10-15 | 2023-11-17 |  | 1205556 | 1205556 |  |  |  | ERSA | M | 4900 | 271620MRM | EA |  | CABLE ASSY,SPEC.PURPOSE,ELECT:SENSOR CAB | CABLE ASSY,SPEC.PURPOSE,ELECT:SENSOR CAB | CABLE ASSY,SPEC.PURPOSE,ELECT:SENSOR CABLE FOR NBB15-30GM60-B3B-V1;5MLGTH;FEMALE CORDSET SINGLE-ENDED;M12 STRAIGHT A-CODED;4-PIN;PUR CABLE BLACK;UL APPROVED;DRAG CHAIN SUITABLE;TORSION RESI |  |  |  |  | 1079056 @@ CNW (NT) ELECTRICAL WHOLESALERS | V1-G-BK5M-PUR-U | [12 empty] | PEPPER+FUCHS | V1-G-BK5M-PUR-U | CNW (NT) ELECTRICAL WHOLESALERS | V1-G-BK5M-PUR-U | [14 empty] | https://www.pepperl-fuchs.com/india/hi/classid_255.htm?view=productdetails&prodid=44771 | [9 empty] | Enriched | 26121636 Power cord | FOR NBB15-30GM60-B3B-V1,DRAG CHAIN,TORSION RESISTANT,A-CODED | DEGREE OF PROTECTION: IP68/IP69 | CORD | POWER | TYPE | SENSOR,SINGLE-ENDED | VOLTAGE RATING | 250 VAC/DC | CURRENT RATING | 4 A | PLUG TYPE |  | CONNECTION TYPE | M12 STRAIGHT 4-PIN FEMALE | NUMBER OF CONDUCTORS | 4 | CONDUCTOR SIZE | 0.34 MM2 | LENGTH | 5 M | JACKET MATERIAL | TPU | INSULATION MATERIAL | POLYPROPYLENE | COLOUR | BLACK | TEMPERATURE RATING | -40 TO 80 DEG C | HAZARD CLASS |  | CERTIFICATION/STANDARD | UL 1581; DIN EN 60332-2-2,IEC 60754-1,EN 60529 | [44 empty] | Production Completed
STP_009 - Lot7 | Data Enrichment | SMX | PVJ | 2023-10-15 | 2023-11-17 |  | 1206907 | 1206907 |  |  |  | ERSA | M | 5915 | 154219MRM | EA |  | CABLE ASSY,VEH BRAKE:PARKING; No1 PARK B | CABLE ASSY,VEH BRAKE:PARKING; No1 PARK B | CABLE ASSY,VEH BRAKE:PARKING; No1 PARK BRAKE CABLE; VDJ79, HZJ79 |  |  |  |  | 1068114 @@ BELL & MOIR - PARTS ORDERS ONLY | 4641060A80 | [12 empty] | TOYOTA | 4641060A80 | BELL & MOIR - PARTS ORDERS ONLY | 4641060A80 | [14 empty] | https://www.partsnext.com/toyota/46410-60a80-cable-assy-parking-brake-no.1/ |  |  |  | VDJ79, HZJ79 | [5 empty] | Cleansed | 26121600 Electrical cable and accessories | NO 1 |  | CABLE | ASSEMBLY | TYPE | VEHICAL PARKING BRAKE | VOLTAGE RATING |  | CURRENT RATING |  | CONDUCTOR SIZE |  | NUMBER OF CONDUCTORS |  | CORE STRANDS |  | CONDUCTOR MATERIAL |  | JACKET MATERIAL |  | INSULATION MATERIAL |  | TEMPERATURE RATING |  | LENGTH |  | JACKET COLOUR |  | HAZARD CLASS |  | CERTIFICATION/STANDARD | [45 empty] | Production Completed
STP_009 - Lot7 | Data Enrichment | SMX | PVJ | 2023-10-15 | 2023-11-17 |  | 1209236 | 1209236 |  |  |  | ERSA | M | 1600 | 156613MRM | EA |  | CABLE ASSY,POWER,ELEC:15 AMP; POWESL20/1 | CABLE ASSY,POWER,ELEC:15 AMP; POWESL20/1 | CABLE ASSY,POWER,ELEC:15 AMP; POWESL20/15/2.5 20M SCREENED |  |  |  |  | 1079056 @@ CNW (NT) ELECTRICAL WHOLESALERS | POWESL20/15/2.5 | [10 empty] | CNW (NT) ELECTRICAL WHOLESALERS | POWESL20/15/2.5 | [18 empty] | URL NOT FOUND | [9 empty] | Cleansed | 26121600 Electrical cable and accessories | SCREENED |  | CABLE | ASSEMBLY | TYPE | POWER,ELECTRICAL | VOLTAGE RATING |  | CURRENT RATING | 15 A | CONDUCTOR SIZE |  | NUMBER OF CONDUCTORS |  | CORE STRANDS |  | CONDUCTOR MATERIAL |  | JACKET MATERIAL |  | INSULATION MATERIAL |  | TEMPERATURE RATING |  | LENGTH | 20 M | JACKET COLOUR |  | HAZARD CLASS |  | CERTIFICATION/STANDARD | [45 empty] | Production Completed
STP_009 - Lot7 | Data Enrichment | SMX | PVJ | 2023-10-15 | 2023-11-17 |  | 1215813 | 1215813 |  |  |  | ERSA | M | 4090 | 176502MRM | EA |  | CABLE ASSY,POWER,ELEC:BS2008-212-MT200;0 | CABLE ASSY,POWER,ELEC:BS2008-212-MT200;0 | CABLE ASSY,POWER,ELEC:BS2008-212-MT200;0.75KW 240V;10M;W/SUITABLE PLUG AND STARTER;FOR AUS MICROTHERMSAND FLOAT SWITCH |  |  |  |  | 1071921 @@ XYLEM WATER SOLUTIONS AUSTRALIA | 20082120016 | [10 empty] | XYLEM WATER SOLUTIONS AUSTRALIA | 20082120016 | [18 empty] | URL NOT FOUND |  |  |  |  | BS2008-212-MT200 |  |  |  |  | Cleansed | 26121600 Electrical cable and accessories | POWER RATING:0.75 KW |  | CABLE | ASSEMBLY | TYPE | POWER,ELECTRICAL | VOLTAGE RATING | 240 V | CURRENT RATING |  | CONDUCTOR SIZE |  | NUMBER OF CONDUCTORS |  | CORE STRANDS |  | CONDUCTOR MATERIAL |  | JACKET MATERIAL |  | INSULATION MATERIAL |  | TEMPERATURE RATING |  | LENGTH | 10 M | JACKET COLOUR |  | HAZARD CLASS |  | CERTIFICATION/STANDARD | [45 empty] | Production Completed
STP_009 - Lot7 | Data Enrichment | SMX | VNE | 2023-10-15 | 2023-10-16 |  | 1208915 | 1208915 |  |  |  | ERSA | M | 1600 | 133500MRM | SET |  | CABLE ASSY:EVD 4 CABLE KIT;BALL MILL CHI | CABLE ASSY:EVD 4 CABLE KIT;BALL MILL CHI | CABLE ASSY:EVD 4 CABLE KIT;BALL MILL CHILLER; | [36 empty] | URL NOT FOUND |  |  | BALL MILL CHILLER | [6 empty] | CLEANSED | 26121600 Electrical cable and accessories | EVD 4 CABLE KIT |  | CABLE | ASSEMBLY | TYPE |  | VOLTAGE RATING |  | CURRENT RATING |  | CONDUCTOR SIZE |  | NUMBER OF CONDUCTORS |  | CORE STRANDS |  | CONDUCTOR MATERIAL |  | JACKET MATERIAL |  | INSULATION MATERIAL |  | TEMPERATURE RATING |  | LENGTH |  | JACKET COLOUR |  | HAZARD CLASS |  | CERTIFICATION/STANDARD | [45 empty] | Production Completed
STP_009 - Lot7 | Data Enrichment | SMX | VNE | 2023-10-15 | 2023-10-16 |  | 1057950 | 1057950 |  |  |  | ERSA | M | 2620 | 1551926GZPCLNT100 | EA |  | CABLE,ASSY;KIT,3.6 M,12P | ENSAMBLE CABLE; | CABLE,ASSEMBLY;ADDITIONAL FEATURES EN:KIT,3.6 M,12P | ENSAMBLE CABLE; | [35 empty] | URL NOT FOUND | [9 empty] | CLEANSED | 26121600 Electrical cable and accessories | KIT,PINS:12 |  | CABLE | ASSEMBLY | TYPE |  | VOLTAGE RATING |  | CURRENT RATING |  | CONDUCTOR SIZE |  | NUMBER OF CONDUCTORS |  | CORE STRANDS |  | CONDUCTOR MATERIAL |  | JACKET MATERIAL |  | INSULATION MATERIAL |  | TEMPERATURE RATING |  | LENGTH | 3.6 M | JACKET COLOUR |  | HAZARD CLASS |  | CERTIFICATION/STANDARD | [45 empty] | Production Completed
STP_009 - Lot7 | Data Enrichment | SMX | VNE | 2023-10-15 | 2023-10-16 |  | 1039364 | 1039364 | 1414059 | AU_QM_000259608 |  | ERSA | M | 5915 | 1414059GZPCLNT100 | EA |  | CABLE,ELEC;BLDG,0.6-1 KV,1.5 MM2,CU | CABLE,ELEC;BLDG,0.6-1 KV,1.5 MM2,CU | CABLE,ELECTRICAL;TYPE:BUILDING,VOLTAGE RATING:0.6-1 KV,CONDUCTOR SIZE:1.5 MM2,NUMBER OF CONDUCTORS:1,CORE STRANDS:(7) 0.5 MM, CONDUCTOR MATERIAL:COPPER,JACKET MATERIAL:PVC V-90,TEMPERATURE RATING:90 DEG C,LENGTH:100 M,JACKET COLOUR:BLACK,MNFR:01)CNW,PTNO: 01)CBL1.5BWBK |  | CABLE,ELEC;BLDG,0.6-1 KV,1.5 MM2,CUCABLE,ELEC;BUILDING,0.6-1KV,1.5MM2,1 | [16 empty] | CNW | CBL1.5BWBK | [16 empty] | https://shop.cnw.com.au/cnw/en/AUD/AllCategories/Cable-and-Wire/Building-Wire/CABLE-BUILDING-WIRE-1-5MM-BLACK-100M/p/CBL1.5BWBKA03 | [9 empty] | ENRICHED | 26121600 Electrical cable and accessories |  |  | CABLE | ELECTRICAL | TYPE | BUILDING | VOLTAGE RATING | 0.6/1 KV | CURRENT RATING |  | CONDUCTOR SIZE | 1.5 MM2 | NUMBER OF CONDUCTORS | 1 | CORE STRANDS | 7/0.5 MM | CONDUCTOR MATERIAL | COPPER | JACKET MATERIAL | PVC V-90 | INSULATION MATERIAL | PVC | FILLER MATERIAL |  | ARMOR TYPE |  | TEMPERATURE RATING | 90 DEG C | LENGTH | 100 M | JACKET COLOUR | BLACK | HAZARD CLASS |  | CERTIFICATION/STANDARD | AS/NZS 1125,AS/NZS 5000.1,AS/NZS3808 | [40 empty] | Production Completed
STP_009 - Lot7 | Data Enrichment | SMX | VNE | 2023-10-15 | 2023-10-16 |  | 1039979 | 1039979 | 1421711 | AU_QM_000267958 |  | ERSA | M | 5915 | 1421711GZPCLNT100 | EA |  | CABLE,ELEC;FLEX, INDUSTRIAL, HEAVY DUTY | CABLE,ELEC;FLEX, INDUSTRIAL, HEAVY DUTY | CABLE,ELECTRICAL;TYPE:FLEXIBLE, INDUSTRIAL, HEAVY DUTY,VOLTAGE RATING:0.6-1 KV,CURRENT RATING:20 A,CONDUCTOR SIZE:2.5 MM2,NUMBER OF CONDUCTORS:3,CORE STRANDS:(50) 0.25 MM,CONDUCTOR MATERIAL:COPPER,INSULATION MATERIAL:PVC V-90,TEMPERATURE RATING:105 DEG C, LENGTH:100 M,JACKET COLOUR:ORANGE,CERTIFICATION/STANDARD:AS/NZS 1125, 3191, 3808,ADDITIONAL FEATURES EN:HD,MNFR:01)CNW,PTNO:01) CBL2.53CHDOR |  | CABLE,ELEC;FLEX, INDUSTRIAL, HEAVY DUTYCABLE,ELEC;0.6-1KV,20A,2.5MM2,3,COPPER | [16 empty] | CNW | CBL2.53CHDOR | [16 empty] | https://shop.cnw.com.au/cnw/en/AUD/All-Categories/Cable/Flexible-Cable/CABLE-FLEX-2-5MM-3-CORE-HD-ORANGE/p/CBL2.53CHDORA10 | [9 empty] | ENRICHED | 26121600 Electrical cable and accessories |  |  | CABLE | ELECTRICAL | TYPE | HEAVY-DUTY,FLEXIBLE,INDUSTRIAL | VOLTAGE RATING | 250 TO 440 V | CURRENT RATING | 20 A | CONDUCTOR SIZE | 2.5 MM2 | NUMBER OF CONDUCTORS | 3 | CORE STRANDS | 50/0.25 MM | CONDUCTOR MATERIAL | COPPER | JACKET MATERIAL | PVC | INSULATION MATERIAL | PVC V-90 | FILLER MATERIAL |  | ARMOR TYPE |  | TEMPERATURE RATING | 105 DEG C | LENGTH | 100 M | JACKET COLOUR | ORANGE | HAZARD CLASS |  | CERTIFICATION/STANDARD | AS/NZS 1125,AS/NZS 3808,AS/NZS 3191 | [40 empty] | Production Completed
STP_009 - Lot7 | Data Enrichment | SMX | VNE | 2023-10-15 | 2023-10-16 |  | 1040088 | 1040088 | 1419087 | AU_QM_000265104 |  | ERSA | M | 5915 | 1419087GZPCLNT100 | EA |  | CABLE,ELEC;FLEX, ORDINARY DUTY,250-440 V | CABLE,ELEC;FLEX, ORDINARY DUTY,250-440 V | CABLE,ELECTRICAL;TYPE:FLEXIBLE, ORDINARY DUTY,VOLTAGE RATING:250-440 V,CURRENT RATING:10 A,CONDUCTOR SIZE:1 MM2,NUMBER OF CONDUCTORS:5,CORE STRANDS:(32) 0.2 MM,CONDUCTOR MATERIAL:COPPER,INSULATION MATERIAL:PVC V-90,TEMPERATURE RATING:105 DEG C,LENGTH: 100 M,JACKET COLOUR:GREY,CERTIFICATION/STANDARD:AS/NZS 1125, 3808,MNFR:01)CNW,PTNO:01)BI CABLE 19 |  | CABLE,ELEC;FLEX, ORDINARY DUTY,250-440 VCABLE,ELEC;FLEXIBLE, ORDINARY DUTY,10A | [14 empty] | CNW | BI CABLE 19 | [18 empty] | URL NOT FOUND | [9 empty] | CLEANSED | 26121600 Electrical cable and accessories |  |  | CABLE | ELECTRICAL | TYPE | FLEXIBLE,ORDINARY DUTY | VOLTAGE RATING | 250 TO 440 V | CURRENT RATING | 10 A | CONDUCTOR SIZE | 1 MM2 | NUMBER OF CONDUCTORS | 5 | CORE STRANDS | 32/0.2 MM | CONDUCTOR MATERIAL | COPPER | JACKET MATERIAL |  | INSULATION MATERIAL | PVC V-90 | FILLER MATERIAL |  | ARMOR TYPE |  | TEMPERATURE RATING | 105 DEG C | LENGTH | 100 M | JACKET COLOUR | GREY | HAZARD CLASS |  | CERTIFICATION/STANDARD | AS/NZS 1125,3808 | [40 empty] | Production Completed
STP_009 - Lot7 | Data Enrichment | SMX | VNE | 2023-10-15 | 2023-10-16 |  | 1039368 | 1039368 | 1413780 | AU_QM_000259306 |  | ERSA | M | 5915 | 1413780GZPCLNT100 | EA |  | CABLE,ELEC;FLT, FLEX, CRANE CATENARY, PO | CABLE,ELEC;FLT, FLEX, CRANE CATENARY, PO | CABLE,ELECTRICAL;TYPE:FLAT, FLEX, CRANE CATENARY, POWER/CONTROL,VOLTAGE RATING:300-500 V,CONDUCTOR SIZE:1.5 MM2,NUMBER OF CONDUCTORS:12,JACKET MATERIAL:RUBBER,LENGTH:100 M,MNFR:01)CNW,PTNO:01)0041077 FLEX CRANE CABLE |  | CABLE,ELEC;FLT, FLEX, CRANE CATENARY, POCABLE,ELEC;300-500V,1.5MM2,12,RUBBER | [14 empty] | CNW | 0041077 | [18 empty] | URL NOT FOUND | [9 empty] | CLEANSED | 26121624 Ribbon or flat cable | NUMBER OF CONDUCTORS:12,LENGTH:100 M |  | CABLE | FLAT | TYPE | FLEXIBLE,CRANE CATENARY,POWER/CONTROL | NUMBER OF WAYS |  | WIDTH |  | CAPACITANCE |  | IMPEDANCE |  | WIRE SIZE | 1.5 MM2 | CORE STRANDS |  | CONDUCTOR MATERIAL |  | PITCH |  | SHEATH MATERIAL | RUBBER | SHEATH COLOUR |  | VOLTAGE RATING | 300 TO 500 V | TEMPERATURE RATING |  | HAZARD CLASS |  | CERTIFICATION/STANDARD | [43 empty] | Production Completed
STP_009 - Lot7 | Data Enrichment | SMX | VNE | 2023-10-15 | 2023-10-16 |  | 1039790 | 1039790 | 1404742 | AU_QM_000249556 |  | ERSA | M | 5915 | 1404742GZPCLNT100 | EA |  | CABLE,ELEC;FLT, THERMOCOUPLE,0.5 MM2 | CABLE,ELEC;FLT, THERMOCOUPLE,0.5 MM2 | CABLE,ELECTRICAL;TYPE:FLAT, THERMOCOUPLE,CONDUCTOR SIZE:0.5 MM2,NUMBER OF CONDUCTORS:2,LENGTH:500 MM,ADDITIONAL FEATURES EN:20G K FIB/FIB, DEG,MNFR:01)PARTS,PTNO:01)WI-PWK220 |  | CABLE,ELEC;FLT, THERMOCOUPLE,0.5 MM2CABLE,ELEC;FLAT, THERMOCOUPLE,0.5MM2,2 | [16 empty] | PYROSALES | WI-PWK220 | [16 empty] | https://www.pyrosales.com.au/media/blfa_files/3._Cables_and_Accessories_Full_2.pdf | [9 empty] | ENRICHED | 26121624 Ribbon or flat cable | NUMBER OF CONDUCTORS:2,LENGTH:500 MM,20G K FIB/FIB |  | CABLE | FLAT | TYPE | THERMOCOUPLE AND EXTENSION | NUMBER OF WAYS |  | WIDTH |  | CAPACITANCE |  | IMPEDANCE |  | WIRE SIZE | 0.5 MM2 | CORE STRANDS |  | CONDUCTOR MATERIAL |  | PITCH |  | SHEATH MATERIAL | FIBERGLASS | SHEATH COLOUR |  | VOLTAGE RATING |  | TEMPERATURE RATING | 480 DEG C | HAZARD CLASS |  | CERTIFICATION/STANDARD | [43 empty] | Production Completed
STP_009 - Lot7 | Data Enrichment | SMX | VNE | 2023-10-15 | 2023-10-16 |  | 1039830 | 1039830 | 1402972 | AU_QM_000247642 |  | ERSA | M | 5915 | 1402972GZPCLNT100 | EA |  | CABLE,ELEC;FLT,450-750 V,1.5 MM2,CU | CABLE,ELEC;FLT,450-750 V,1.5 MM2,CU | CABLE,ELECTRICAL;TYPE:FLAT,VOLTAGE RATING:450-750 V,CONDUCTOR SIZE:1.5 MM2,NUMBER OF CONDUCTORS:2,CONDUCTOR MATERIAL:COPPER, INSULATION MATERIAL:PVC V-90,TEMPERATURE RATING:90 DEG C,LENGTH:100 M,ADDITIONAL FEATURES EN:ACTIVE 7/.5 TPS,MNFR:01)CNW,PTNO:01) CBL1.5TAF |  | CABLE,ELEC;FLT,450-750 V,1.5 MM2,CUCABLE,ELEC;FLAT,450-750V,1.5MM2,2,100M | [16 empty] | CNW | CBL1.5TAF | [16 empty] | https://shop.cnw.com.au/cnw/en/AUD/All-Categories/Cable/Flat/CABLE-FLAT-1-5MM-TWIN-ACTIVE/p/CBL1.5TAFA05 | [9 empty] | ENRICHED | 26121624 Ribbon or flat cable | NUMBER OF CONDUCTORS:2,LENGTH:100 M,ACTIVE TPS |  | CABLE | FLAT | TYPE |  | NUMBER OF WAYS |  | WIDTH |  | CAPACITANCE |  | IMPEDANCE |  | WIRE SIZE | 1.5 MM2 | CORE STRANDS | 7/0.5 MM | CONDUCTOR MATERIAL | COPPER | PITCH |  | SHEATH MATERIAL | PVC V-90 | SHEATH COLOUR | WHITE | VOLTAGE RATING | 450/750 V | TEMPERATURE RATING | 90 DEG C | HAZARD CLASS |  | CERTIFICATION/STANDARD | AS/NZS 5000.2 | [42 empty] | Production Completed
STP_009 - Lot7 | Data Enrichment | SMX | VNE | 2023-10-15 | 2023-10-16 |  | 1008297 | 1008297 |  |  |  | ERSA | M | 1640 | 1362820GZPCLNT100 | EA |  | CABLE ASSY;VIBRATION ANALYSIS,2PIN,90DEG | CABLE ASSY;VIBRATION ANALYSIS,2PIN,90DEG | CABLE ASSEMBLY;ADDITIONAL FEATURES EN:VIBRATION ANALYSIS,2 PIN MS MOULDED SOCKET CONNECTOR,90 DEG BRACKET WITH BNC BULKHEAD SOCKET & DUSTCAP,OVERBRAIDED ETFE CABLE,SCREENCONNECTED TO CASE AT 2 PIN MS,CABLE LENGTH: 2M |  |  |  |  | 1068454 @@ GVS RELIABILITY PRODUCTS PTY LTD | HS-AC746-02 | 1068652 @@ J BLACKWOOD & SONS | BUYIN | [8 empty] | GVS RELIABILITY PRODUCTS PTY LTD | HS-AC746-02 | [14 empty] | J BLACKWOOD & SONS | BUYIN |  |  | URL NOT FOUND | [9 empty] | CLEANSED | 26121600 Electrical cable and accessories | FOR VIBRATION ANALYSIS,PINS:2,MS MOULDED SOCKET CONNECTOR,90 DEG BRACKET WITH BNC BULKHEAD SOCKET AND DUSTCAP,SCREENCONNECTED TO CASE AT 2 PIN MS |  | CABLE | ASSEMBLY | TYPE |  | VOLTAGE RATING |  | CURRENT RATING |  | CONDUCTOR SIZE |  | NUMBER OF CONDUCTORS |  | CORE STRANDS |  | CONDUCTOR MATERIAL |  | JACKET MATERIAL | OVERBRAIDED ETFE | INSULATION MATERIAL |  | TEMPERATURE RATING |  | LENGTH | 2 M | JACKET COLOUR |  | HAZARD CLASS |  | CERTIFICATION/STANDARD | [45 empty] | Production Completed
STP_009 - Lot7 | Data Enrichment | SMX | VNE | 2023-10-15 | 2023-10-16 |  | 1053320 | 1053320 |  |  |  | ERSA | M | 1640 | 1583638GZPCLNT100 | EA |  | CABLE,ASSY;4S 4 B11,HUB 2.00M | ENSAMBLE CABLE; | CABLE,ASSEMBLY;ADDITIONAL FEATURES EN:4S 4 B11,HUB 2.00M | ENSAMBLE CABLE; |  |  |  | 1068100 @@ BERENDSEN FLUID POWER | B03670200 | [10 empty] | BERENDSEN FLUID POWER | B03670200 | [18 empty] | URL NOT FOUND | [9 empty] | CLEANSED | 26121600 Electrical cable and accessories | 4S 4 B11,FOR HUB |  | CABLE | ASSEMBLY | TYPE |  | VOLTAGE RATING |  | CURRENT RATING |  | CONDUCTOR SIZE |  | NUMBER OF CONDUCTORS |  | CORE STRANDS |  | CONDUCTOR MATERIAL |  | JACKET MATERIAL |  | INSULATION MATERIAL |  | TEMPERATURE RATING |  | LENGTH | 2 M | JACKET COLOUR |  | HAZARD CLASS |  | CERTIFICATION/STANDARD | [45 empty] | Production Completed
STP_009 - Lot7 | Data Enrichment | SMX | VNE | 2023-10-15 | 2023-10-16 |  | 1053797 | 1053797 |  |  |  | ERSA | M | 5700 | 1581556GZPCLNT100 | EA |  | CABLE,ASSY;10M CANBUS,RAMSEY FLEX | ENSAMBLE CABLE; | CABLE,ASSEMBLY;ADDITIONAL FEATURES EN:10M CANBUS,RAMSEY FLEX | ENSAMBLE CABLE; |  |  |  | 1069878 @@ SRO TECHNOLOGY PTY LTD | PT-001496 | [10 empty] | SRO TECHNOLOGY PTY LTD | PT-001496 | [18 empty] | URL NOT FOUND | [9 empty] | CLEANSED | 26121600 Electrical cable and accessories | TRADE NAME:RAMSEY |  | CABLE | ASSEMBLY | TYPE | FLEXIBLE,CANBUS | VOLTAGE RATING |  | CURRENT RATING |  | CONDUCTOR SIZE |  | NUMBER OF CONDUCTORS |  | CORE STRANDS |  | CONDUCTOR MATERIAL |  | JACKET MATERIAL |  | INSULATION MATERIAL |  | TEMPERATURE RATING |  | LENGTH | 10 M | JACKET COLOUR |  | HAZARD CLASS |  | CERTIFICATION/STANDARD | [45 empty] | Production Completed
STP_009 - Lot7 | Data Enrichment | SMX | VNE | 2023-10-15 | 2023-10-16 |  | 1054807 | 1054807 |  |  |  | ERSA | M | 1640 | 1585504GZPCLNT100 | M |  | CABLE,ELEC;FLEX,0.6/1 KV,16 MM,CONDCT CU | CABLE ELEC;0.6/1 KV,16 MM,NEGRO | CABLE,ELECTRICAL;TYPE:FLEXIBLE,VOLTAGE RATING:0.6/1 KV,CONDUCTOR SIZE:16 MM,CONDUCTOR MATERIAL:COPPER,JACKET MATERIAL:RUBBER, INSULATION MATERIAL:R-EP-90 ELASTOMER,JACKET COLOUR:BLACK,ADDITIONAL FEATURES EN:LAUDAN | CABLE ELECTRICO;VOLTAJE:0.6/1 KV,TAMAÃ‘O CONDUCTORES:16 MM,COLOR FORRO:NEGRO |  |  |  | 1068181 @@ CNW (MOUNT ISA) ELECT WHOLESALER | POWFMR4G16BM | [10 empty] | CNW (MOUNT ISA) ELECT WHOLESALER | POWFMR4G16BM | [18 empty] | URL NOT FOUND | [9 empty] | CLEANSED | 26121600 Electrical cable and accessories | LAUDAN |  | CABLE | ELECTRICAL | TYPE | FLEXIBLE | VOLTAGE RATING | 0.6/1 KV | CURRENT RATING |  | CONDUCTOR SIZE | 16 MM | NUMBER OF CONDUCTORS |  | CORE STRANDS |  | CONDUCTOR MATERIAL | COPPER | JACKET MATERIAL | RUBBER | INSULATION MATERIAL | R-EP-90 ELASTOMER | FILLER MATERIAL |  | ARMOR TYPE |  | TEMPERATURE RATING |  | LENGTH |  | JACKET COLOUR | BLACK | HAZARD CLASS |  | CERTIFICATION/STANDARD | [41 empty] | Production Completed
STP_009 - Lot7 | Data Enrichment | SMX | VNE | 2023-10-15 | 2023-10-16 |  | 1055682 | 1055682 |  |  |  | ERSA | M | 1640 | 1584163GZPCLNT100 | M |  | CABLE,ELEC;FLEX,0.6-1 KV,6 MM2,CONDCT CU | CABLE ELEC;,6 MM2,NEGRO | CABLE,ELECTRICAL;TYPE:FLEXIBLE,VOLTAGE RATING:0.6-1 KV,CONDUCTOR SIZE:6 MM2,CONDUCTOR MATERIAL:COPPER,JACKET MATERIAL:CPE, INSULATION MATERIAL:EPR,JACKET COLOUR:BLACK,ADDITIONAL FEATURES EN:3C+N+E,HEAVY DUTY | CABLE ELECTRICO;TAMAÃ‘O CONDUCTORES:6 MM2,COLOR FORRO:NEGRO |  |  |  | 1072013 @@ METAL MANUFACTURES PTY LTD | WWC5060ERTC | [12 empty] | WORLD WIRE CABLES | WWC5060ERTC | METAL MANUFACTURES PTY LTD | [15 empty] | https://mm.mmem.com.au/wwc5060ertc | https://www.jrt.com.au/ajt/category/Cable/Multicore-Circular-Cable/Multicore-Circular/HEAVY-DUTY-RUBBER%3A-5-G-6-0MM2-H07BNF-TC/WWC5060ERTC/p/10779131 | [8 empty] | ENRICHED | 26121600 Electrical cable and accessories |  | CORE DIAMETER:5.2 MM,DIAMETER:19 MM | CABLE | ELECTRICAL | TYPE | HEAVY-DUTY FLEXIBLE | VOLTAGE RATING | 1000 VAC,750 VC | CURRENT RATING |  | CONDUCTOR SIZE | 6 MM2 | NUMBER OF CONDUCTORS | 3+NEUTRAL+EARTH | CORE STRANDS |  | CONDUCTOR MATERIAL | BARE OR TINNED COPPER | JACKET MATERIAL | CPE | INSULATION MATERIAL | EPR | FILLER MATERIAL |  | ARMOR TYPE |  | TEMPERATURE RATING |  | LENGTH |  | JACKET COLOUR | BLACK | HAZARD CLASS |  | CERTIFICATION/STANDARD | AS/NZS 5000.1 | [40 empty] | Production Completed
STP_009 - Lot7 | Data Enrichment | SMX | VNE | 2023-10-15 | 2023-10-16 |  | 1055686 | 1055686 |  |  |  | ERSA | M | 1640 | 1584802GZPCLNT100 | M |  | CABLE,ELEC;TPS TWIN-EARTH,750 V,1.5 MM | CABLE ELEC;750 V,1.5 MM,CONDCTS 3,HILOS | CABLE,ELECTRICAL;TYPE:TPS TWIN-EARTH,VOLTAGE RATING:750 V,CONDUCTOR SIZE:1.5 MM,NUMBER OF CONDUCTORS:3,CORE STRANDS:2, E, CONDUCTOR MATERIAL:COPPER,INSULATION MATERIAL:PVC,TEMPERATURE RATING:-15 TO 70 DEG C,LENGTH:100 M,JACKET COLOUR:BLACK,RED, ADDITIONAL FEATURES EN:STRANDING: 7/050 | CABLE ELECTRICO;VOLTAJE:750 V,TAMAÃ‘O CONDUCTORES:1.5 MM,NUMERO CONDUCTORES:3,,LONGITUD:100 M,COLOR FORRO:NEGRO,ROJO |  |  |  | 1071835 @@ REXEL AUSTRALIA | CBT1.5TEWH | [12 empty] | CABLE FAST MOVING | CBT1.5TEWH | REXEL AUSTRALIA | [15 empty] | https://www.rexel.com.au/are/category/Cable/Flat-Cable/Flats/CABLE-TPS-1-5MM-7-050-2C%2BE-100M-RED-BLACK-EARTH-WHITE-SHEATH/CBT1-5TEWH/p/10551985 | [9 empty] | ENRICHED | 26121600 Electrical cable and accessories |  |  | CABLE | ELECTRICAL | TYPE | TPS TWIN-EARTH | VOLTAGE RATING | 750 V | CURRENT RATING |  | CONDUCTOR SIZE | 1.5 MM2 | NUMBER OF CONDUCTORS | 3 | CORE STRANDS | 7/050 | CONDUCTOR MATERIAL | COPPER | JACKET MATERIAL | PVC | INSULATION MATERIAL | PVC | FILLER MATERIAL |  | ARMOR TYPE |  | TEMPERATURE RATING | -15 TO 90 DEG C | LENGTH | 100 M | JACKET COLOUR | RED,BLACK,EARTH WHITE | HAZARD CLASS |  | CERTIFICATION/STANDARD | [41 empty] | Production Completed
STP_009 - Lot7 | Data Enrichment | SMX | VNE | 2023-10-15 | 2023-10-16 |  | 1057566 | 1057566 |  |  |  | ERSA | M | 1640 | 1588652GZPCLNT100 | EA |  | CABLE,ELEC;ERTHG,CONDCT STL,LG 1 M | CABLE ELEC;LG | CABLE,ELECTRICAL;TYPE:EARTHING,CONDUCTOR MATERIAL:STEEL,LENGTH:1 M,ADDITIONAL FEATURES EN:DB12 1MTR 120MM2 EARTH CABLE | CABLE ELECTRICO; |  |  |  | 1068181 @@ CNW (MOUNT ISA) ELECT WHOLESALER | PPI-1X120DB12BL | [12 empty] | POWER PROTECTION INDUSTRIES | PPI-1X120DB12BL | CNW (MOUNT ISA) ELECT WHOLESALER | [15 empty] | https://www.ppindustries.com.au/product/structural-earthing/ | [9 empty] | CLEANSED | 26121600 Electrical cable and accessories | FOR DB12 |  | CABLE | ELECTRICAL | TYPE | EARTHING | VOLTAGE RATING |  | CURRENT RATING |  | CONDUCTOR SIZE | 120 MM2 | NUMBER OF CONDUCTORS |  | CORE STRANDS |  | CONDUCTOR MATERIAL | STEEL | JACKET MATERIAL |  | INSULATION MATERIAL |  | FILLER MATERIAL |  | ARMOR TYPE |  | TEMPERATURE RATING |  | LENGTH | 1 M | JACKET COLOUR |  | HAZARD CLASS |  | CERTIFICATION/STANDARD | [41 empty] | Production Completed
STP_009 - Lot7 | Data Enrichment | SMX | VNE | 2023-10-15 | 2023-10-16 |  | 1061453 | 1061453 | 1454667 | AU_QM_001235985 |  | ERSA | M | 1640 | 1454667GZPCLNT100 | M |  | CABLE,ELEC;PWR,0.6-1 KV,400 MM2,BLACK | CABLE,ELEC;PWR,0.6-1 KV,400 MM2,BLACK | CABLE,ELECTRICAL;TYPE:POWER,VOLTAGE RATING:0.6-1 KV,CONDUCTOR SIZE:400 MM2,NUMBER OF CONDUCTORS:1,CONDUCTOR MATERIAL:COPPER, TEMPERATURE RATING:110 DEG C,JACKET COLOUR:BLACK,CERTIFICATION/STANDARD:AS/NZS 5000.1,ADDITIONAL FEATURES EN:PC XL TP,MNFR:01)CNW, PTNO:01)BZHE92AA001CXNA |  | CABLE,POWER:1*400MM2;CU PC XL TP;110 DEG. C RATING; |  |  | 1068181 @@ CNW (MOUNT ISA) ELECT WHOLESALER | BZHE92AA001CXNA | [12 empty] | NEXANS | BZHE92AA001CXNA | CNW (MOUNT ISA) ELECT WHOLESALER | [15 empty] | https://www.nexans.com.au/en/products/Halogen-Free-and-Fire-Performance/Low-Fire-Hazard/ENVIROLEX%C2%AE25073.html | https://www.rexel.com.au/are/category/Cable/Building-Wire/Building-Wire/CABLE-FLEXIBLE-SINGLE-CORE-400MM-BLACK/OLXBZHE92AA001CXNA/p/11317751 | [8 empty] | ENRICHED | 26121600 Electrical cable and accessories | PC XL TP | DIAMETER:35.4 MM | CABLE | ELECTRICAL | TYPE | FLEXIBLE,POWER | VOLTAGE RATING | 0.6/1 KV | CURRENT RATING |  | CONDUCTOR SIZE | 400 MM2 | NUMBER OF CONDUCTORS | 1 | CORE STRANDS |  | CONDUCTOR MATERIAL | COPPER | JACKET MATERIAL |  | INSULATION MATERIAL |  | FILLER MATERIAL |  | ARMOR TYPE |  | TEMPERATURE RATING | 110 DEG C | LENGTH |  | JACKET COLOUR | BLACK | HAZARD CLASS |  | CERTIFICATION/STANDARD | AS/NZS 5000.1 | [40 empty] | Production Completed
STP_009 - Lot7 | Data Enrichment | SMX | VNE | 2023-10-15 | 2023-10-16 |  | 1080181 | 1080181 |  |  |  | ERSA | M | 1640 | 1616689GZPCLNT100 | EA | 3000423 | CABLE,ASSY;DRAG,8323330,W/PLUG FOR REMOT | ENSAMBLE CABLE;DRAG,8323330 | CABLE,ASSEMBLY;MNFR:DRAEGER,PTNO:8323330,ADDITIONAL FEATURES EN:W/PLUG FOR REMOTE EC SENSING HEAD,30 M,P8/P5 | ENSAMBLE CABLE;MNFR:DRAEGER,PTNO:8323330 |  | DRAEGER | 8323330 | 1068331 @@ ALLIANCE SAFETY EQUIPMENT P/L | 8323330 | [12 empty] | DRAEGER | 8323330 | ALLIANCE SAFETY EQUIPMENT P/L | [15 empty] | https://www.draegershop.co.uk/draegeruk/en/GBP/Products/Fixed-Gas-Detection/Toxic-Gases-and-Oxygen-Detectors/Dr%C3%A4ger-PointGard-2100-Remote-Cable-%2B-Plug-%2830m%29/p/8323330 | [9 empty] | CLEANSED | 26121600 Electrical cable and accessories | C/W PLUG,FOR REMOTE EC SENSING HEAD,P8/P5 |  | CABLE | ASSEMBLY | TYPE |  | VOLTAGE RATING |  | CURRENT RATING |  | CONDUCTOR SIZE |  | NUMBER OF CONDUCTORS |  | CORE STRANDS |  | CONDUCTOR MATERIAL |  | JACKET MATERIAL |  | INSULATION MATERIAL |  | TEMPERATURE RATING |  | LENGTH | 30 M | JACKET COLOUR |  | HAZARD CLASS |  | CERTIFICATION/STANDARD | [45 empty] | Production Completed
STP_009 - Lot7 | Data Enrichment | SMX | VNE | 2023-10-15 | 2023-10-16 |  | 1080193 | 1080193 |  |  |  | ERSA | M | 1640 | 1616691GZPCLNT100 | EA | 3000423 | CABLE,ASSY;DRAG,8322305,W/PLUG FOR REMOT | ENSAMBLE CABLE;DRAG,8322305 | CABLE,ASSEMBLY;MNFR:DRAEGER,PTNO:8322305,ADDITIONAL FEATURES EN:W/PLUG FOR REMOTE EC SENSING HEAD,5 M,P8/P5 | ENSAMBLE CABLE;MNFR:DRAEGER,PTNO:8322305 |  | DRAEGER | 8322305 | 1068331 @@ ALLIANCE SAFETY EQUIPMENT P/L | 8323305 | [12 empty] | DRAEGER | 8322305 | ALLIANCE SAFETY EQUIPMENT P/L | [15 empty] | https://draeger-mo.com/en/artnr/8325705/5-m-fkm-hose-diameter-3-mm#anchor_properties | https://www.radwell.co.uk/Buy/DRAEGER%20SAFETY/DRAEGER%20SAFTY/8323305/?redirect=true | [8 empty] | ENRICHED | 26121600 Electrical cable and accessories | C/W PLUG,FOR REMOTE EC SENSING HEAD,P8/P5 | DIAMETER:3 MM | CABLE | ASSEMBLY | TYPE | CONNECTOR | VOLTAGE RATING |  | CURRENT RATING |  | CONDUCTOR SIZE |  | NUMBER OF CONDUCTORS |  | CORE STRANDS |  | CONDUCTOR MATERIAL |  | JACKET MATERIAL |  | INSULATION MATERIAL | FKM | TEMPERATURE RATING |  | LENGTH | 5 M | JACKET COLOUR |  | HAZARD CLASS |  | CERTIFICATION/STANDARD | [45 empty] | Production Completed
STP_009 - Lot7 | Data Enrichment | SMX | VNE | 2023-10-15 | 2023-10-16 |  | 1080195 | 1080195 |  |  |  | ERSA | M | 1640 | 1616692GZPCLNT100 | EA | 3000423 | CABLE,ASSY;DRAG,8323315,W/PLUG FOR REMOT | ENSAMBLE CABLE;DRAG,8323315 | CABLE,ASSEMBLY;MNFR:DRAEGER,PTNO:8323315,ADDITIONAL FEATURES EN:W/PLUG FOR REMOTE EC SENSING HEAD,15 M,P8/P5 | ENSAMBLE CABLE;MNFR:DRAEGER,PTNO:8323315 |  | DRAEGER | 8323315 | 1068331 @@ ALLIANCE SAFETY EQUIPMENT P/L | 8323315 | [12 empty] | DRAEGER | 8323315 | ALLIANCE SAFETY EQUIPMENT P/L | [15 empty] | https://www.draeger.com/Content/Documents/Content/Fixed-Gas-Detection-Catalog-ebk-DMC-102097-en-us.pdf | https://www.radwell.co.uk/Buy/DRAGER/DRAGER/8323315/?redirect=true | [8 empty] | CLEANSED | 26121600 Electrical cable and accessories | C/W PLUG,FOR REMOTE EC SENSING HEAD,P8/P5 |  | CABLE | ASSEMBLY | TYPE | CONNECTION | VOLTAGE RATING |  | CURRENT RATING |  | CONDUCTOR SIZE |  | NUMBER OF CONDUCTORS |  | CORE STRANDS |  | CONDUCTOR MATERIAL |  | JACKET MATERIAL |  | INSULATION MATERIAL |  | TEMPERATURE RATING |  | LENGTH | 15 M | JACKET COLOUR |  | HAZARD CLASS |  | CERTIFICATION/STANDARD | [45 empty] | Production Completed
STP_009 - Lot7 | Data Enrichment | SMX | VNE | 2023-10-15 | 2023-10-16 |  | 1082095 | 1082095 |  |  |  | ERSA | M | 1600 | 1586997GZPCLNT100 | EA | 3000418 | CABLE;BORT,5304195,CANBUS B/H | CABLE;BORT,5304195 | CABLE;MNFR:BOART LONGYEAR,PTNO:5304195,ADDITIONAL FEATURES EN:CANBUS B/H | CABLE;MNFR:BOART LONGYEAR,PTNO:5304195 |  | BOART LONGYEAR | 5304195 | 1068617 @@ BOART LONGYEAR PTY LTD | 5304195 | [12 empty] | BOART LONGYEAR | 5304195 | [16 empty] | https://www.scribd.com/document/649492366/LM-Rod-Handler-Spare-Parts-June-2015 | [9 empty] | CLEANSED | 26121609 Network cable |  |  | CABLE | NETWORK | TYPE | CANBUS BULKHEAD | DATA TRANSFER RATE |  | ATTENUATION |  | CAPACITANCE |  | CORE STRANDS |  | DIAMETER |  | SHEATH MATERIAL |  | SHEATH COLOUR |  | LENGTH |  | TEMPERATURE RATING |  | HAZARD CLASS |  | CERTIFICATION/STANDARD | [49 empty] | Production Completed
STP_009 - Lot7 | Data Enrichment | SMX | VNE | 2023-10-15 | 2023-10-16 |  | 1084618 | 1084618 |  |  |  | ERSA | M | 1600 | 1581744GZPCLNT100 | EA | 3000422 | CABLE;CNW,RAYM1LV,LV H/SHK JOINT KIT 2-4 | CABLE;CNW,RAYM1LV | CABLE;MNFR:CNW,PTNO:RAYM1LV,ADDITIONAL FEATURES EN:LV H/SHK JOINT KIT 2-4 CORE | CABLE;MNFR:CNW,PTNO:RAYM1LV |  | CNW | RAYM1LV | 1068181 @@ CNW (MOUNT ISA) ELECT WHOLESALER | RAYM1LV | [12 empty] | RAYCHEM | RAYM1LV | CNW (MOUNT ISA) ELECT WHOLESALER | [15 empty] | https://tle.mmem.com.au/kambah/raym1lv | https://www.rexel.com.au/are/category/Hardware/Cable-Resin/Straight-through-joint/HEATSHRINK-LOW-VOLTAGE-JOINT-KIT-2-4-CORE-1-5-6MM2-MULTICORE/RAYM1LV/p/10281718 | [8 empty] | ENRICHED | 26121600 Electrical cable and accessories | FOR 2-4 CORE | LENGTH:35 MM,DIAMETER:10 MM CONNECTOR | KIT | NO MODIFIER | TYPE | HEATSHRINK LOW VOLTAGE,CABLE JOINT | CONTENTS |  | NUMBER OF ITEMS |  | HAZARD CLASS |  | CERTIFICATION/STANDARD | [63 empty] | Production Completed
STP_009 - Lot7 | Data Enrichment | SMX | VNE | 2023-10-15 | 2023-10-16 |  | 1085900 | 1085900 |  |  |  | ERSA | M | 1600 | 1583137GZPCLNT100 | EA | 3000422 | CABLE;CNW,LNL-LINK N LIGHT C 4.7M,WHT,MI | CABLE;CNW,LNL-LINK N LIGHT C 4.7M | CABLE;MNFR:CNW,PTNO:LNL-LINK N LIGHT C 4.7M,ADDITIONAL FEATURES EN:WHITE,MINING B P49 17C LOADING POCKET | CABLE;MNFR:CNW,PTNO:LNL-LINK N LIGHT C 4.7M |  | CNW | LNL-LINK N LIGHT C 4.7M | 1068181 @@ CNW (MOUNT ISA) ELECT WHOLESALER | LNL-LINK N LIGHT C 4.7M | [10 empty] | CNW (MOUNT ISA) ELECT WHOLESALER | LNL-LINK N LIGHT C 4.7M | [18 empty] | URL NOT FOUND | [9 empty] | CLEANSED | 26121600 Electrical cable and accessories | COLOR:WHITE,MINING B P49 17C LOADING POCKET |  | CABLE | NO MODIFIER | TYPE |  | NUMBER OF CONDUCTORS |  | CONDUCTOR SIZE |  | VOLTAGE RATING |  | CURRENT RATING |  | CONDUCTOR MATERIAL |  | JACKET MATERIAL |  | INSULATION MATERIAL |  | TEMPERATURE RATING |  | LENGTH | 4.7 M | HAZARD CLASS |  | CERTIFICATION/STANDARD | [49 empty] | Production Completed
STP_009 - Lot7 | Data Enrichment | SMX | VNE | 2023-10-15 | 2023-10-16 |  | 1085901 | 1085901 |  |  |  | ERSA | M | 1600 | 1583138GZPCLNT100 | EA | 3000422 | CABLE;CNW,LNL-LINK N LIGHT C 3.5M,WHT,MI | CABLE;CNW,LNL-LINK N LIGHT C 3.5M | CABLE;MNFR:CNW,PTNO:LNL-LINK N LIGHT C 3.5M,ADDITIONAL FEATURES EN:WHITE,MINING B P49 17C LOADING POCKET | CABLE;MNFR:CNW,PTNO:LNL-LINK N LIGHT C 3.5M |  | CNW | LNL-LINK N LIGHT C 3.5M | 1068181 @@ CNW (MOUNT ISA) ELECT WHOLESALER | LNL-LINK N LIGHT C 3.5M | [10 empty] | CNW (MOUNT ISA) ELECT WHOLESALER | LNL-LINK N LIGHT C 3.5M | [18 empty] | URL NOT FOUND | [9 empty] | CLEANSED | 26121600 Electrical cable and accessories | COLOR:WHITE,MINING B P49 17C LOADING POCKET |  | CABLE | NO MODIFIER | TYPE |  | NUMBER OF CONDUCTORS |  | CONDUCTOR SIZE |  | VOLTAGE RATING |  | CURRENT RATING |  | CONDUCTOR MATERIAL |  | JACKET MATERIAL |  | INSULATION MATERIAL |  | TEMPERATURE RATING |  | LENGTH | 3.5 M | HAZARD CLASS |  | CERTIFICATION/STANDARD | [49 empty] | Production Completed
STP_009 - Lot7 | Data Enrichment | SMX | VNE | 2023-10-15 | 2023-10-16 |  | 1086738 | 1086738 |  |  |  | ERSA | M | 1640 | 1577768GZPCLNT100 | EA | 3000422 | CABLE;CNW,TRE0041049,TRAILING,OLFLEX CRA | CABLE;CNW,TRE0041049 | CABLE;MNFR:CNW,PTNO:TRE0041049,ADDITIONAL FEATURES EN:TRAILING,OLFLEX CRANE F 7G2.5 - U62 | CABLE;MNFR:CNW,PTNO:TRE0041049 |  | CNW | TRE0041049 | 1068181 @@ CNW (MOUNT ISA) ELECT WHOLESALER | TRE0041049 | [12 empty] | OLFLEX | F 7G2.5 - U62 | CNW (MOUNT ISA) ELECT WHOLESALER | TRE0041049 | [14 empty] | https://e.lapp.com/in/p/cables-for-lift-and-conveyor-technology/oelflex-crane-f-7g2-5-0041049 | [9 empty] | ENRICHED | 26121624 Ribbon or flat cable |  | CONDUCTOR SIZE:2.5 MM2,INSULATION COLOR:BLACK | CABLE | FLAT | TYPE | FLEXIBLE | NUMBER OF WAYS |  | WIDTH | 35 MM | CAPACITANCE |  | IMPEDANCE |  | WIRE SIZE |  | CORE STRANDS | 7/3.85 MM | CONDUCTOR MATERIAL | BARE COPPER | PITCH |  | SHEATH MATERIAL | RUBBER | SHEATH COLOUR |  | VOLTAGE RATING | 300/500 VAC | TEMPERATURE RATING | -40 TO 80 DEG C | HAZARD CLASS |  | CERTIFICATION/STANDARD | CE,UKCA,EAC | [42 empty] | Production Completed
STP_009 - Lot7 | Data Enrichment | SMX | VNE | 2023-10-15 | 2023-10-16 |  | 1086772 | 1086772 |  |  |  | ERSA | M | 1640 | 1578579GZPCLNT100 | EA | 3000422 | CABLE,INSTR;CNW,IFMEVC015,M12 MALE - FEM | CABLE INSTRU;CNW,IFMEVC015 | CABLE,INSTRUMENT;MNFR:CNW,PTNO:IFMEVC015,ADDITIONAL FEATURES EN:M12 MALE - FEM,250VAC,0.3M | CABLE INSTRUMENTOS;MNFR:CNW,PTNO:IFMEVC015 |  | CNW | IFMEVC015 | 1068181 @@ CNW (MOUNT ISA) ELECT WHOLESALER | IFMEVC015 | [12 empty] | IFM | EVC015 | CNW (MOUNT ISA) ELECT WHOLESALER | [15 empty] | https://www.ifm.com/in/en/product/EVC015 | [9 empty] | ENRICHED | 26121600 Electrical cable and accessories | CONNECTION:M12 MALE X FEMALE | DEGREE OF PROTECTION:IP 65,IP 67,IP 68,IP 69K | CABLE | ASSEMBLY | TYPE | CONNECTION | VOLTAGE RATING | <250/<300 VAC/DC | CURRENT RATING | 4 A | CONDUCTOR SIZE | 0.34 MM2 | NUMBER OF CONDUCTORS | 4 | CORE STRANDS | 0.1 MM | CONDUCTOR MATERIAL |  | JACKET MATERIAL | TPU | INSULATION MATERIAL | POLYURETHANE | TEMPERATURE RATING | -25 TO 90 DEG C | LENGTH | 0.3 M | JACKET COLOUR | BLACK | HAZARD CLASS |  | CERTIFICATION/STANDARD | CE,UKCA,CULUS | [44 empty] | Production Completed
STP_009 - Lot7 | Data Enrichment | SMX | VNE | 2023-10-15 | 2023-10-16 |  | 1086773 | 1086773 |  |  |  | ERSA | M | 1640 | 1578580GZPCLNT100 | EA | 3000422 | CABLE,INSTR;CNW,IFMEVC087,M12 CONCTR,20M | CABLE INSTRU;CNW,IFMEVC087 | CABLE,INSTRUMENT;MNFR:CNW,PTNO:IFMEVC087,ADDITIONAL FEATURES EN:M12 CONCTR,20M,250VAC | CABLE INSTRUMENTOS;MNFR:CNW,PTNO:IFMEVC087 |  | CNW | IFMEVC087 | 1068181 @@ CNW (MOUNT ISA) ELECT WHOLESALER | IFMEVC087 | [12 empty] | IFM | EVC087 | CNW (MOUNT ISA) ELECT WHOLESALER | [15 empty] | https://www.ifm.com/in/en/product/EVC087 | https://us.rs-online.com/product/ifm-efector/evc087/71024740/ | [8 empty] | ENRICHED | 26121600 Electrical cable and accessories | CONNECTION:M12 | DEGREE OF PROTECTION:IP 65,IP 67,IP 68,IP 69K | CABLE | ASSEMBLY | TYPE | CONNECTING | VOLTAGE RATING | <250/<300 VAC/DC | CURRENT RATING | 4 A | CONDUCTOR SIZE | 0.34 MM2 | NUMBER OF CONDUCTORS | 4 | CORE STRANDS | 0.1 MM | CONDUCTOR MATERIAL |  | JACKET MATERIAL | TPU | INSULATION MATERIAL | POLYURETHANE | TEMPERATURE RATING | -25 TO 90 DEG C | LENGTH | 20 M | JACKET COLOUR | BLACK | HAZARD CLASS |  | CERTIFICATION/STANDARD | CE,UKCA,CULUS | [44 empty] | Production Completed
STP_009 - Lot7 | Data Enrichment | SMX | VNE | 2023-10-15 | 2023-10-16 |  | 1086799 | 1086799 |  |  |  | ERSA | M | 1640 | 1579366GZPCLNT100 | EA | 3000422 | CABLE,ELEC;CNW,HYD023102,ZBE 08S-10 PLUG | CABLE ELEC;CNW,HYD023102 | CABLE,ELECTRICAL;MNFR:CNW,PTNO:HYD023102,ADDITIONAL FEATURES EN:ZBE 08S-10 PLUG,10M | CABLE ELECTRICO;MNFR:CNW,PTNO:HYD023102 |  | CNW | HYD023102 | 1068181 @@ CNW (MOUNT ISA) ELECT WHOLESALER | HYD023102 | [10 empty] | CNW (MOUNT ISA) ELECT WHOLESALER | HYD023102 | [18 empty] | URL NOT FOUND | [9 empty] | CLEANSED | 26121600 Electrical cable and accessories | C/W ZBE 08S-10 PLUG |  | CABLE | ASSEMBLY | TYPE |  | VOLTAGE RATING |  | CURRENT RATING |  | CONDUCTOR SIZE |  | NUMBER OF CONDUCTORS |  | CORE STRANDS |  | CONDUCTOR MATERIAL |  | JACKET MATERIAL |  | INSULATION MATERIAL |  | TEMPERATURE RATING |  | LENGTH | 10 M | JACKET COLOUR |  | HAZARD CLASS |  | CERTIFICATION/STANDARD |  | HAZARD CLASS |  | CERTIFICATION/STANDARD | [41 empty] | Production Completed
STP_009 - Lot7 | Data Enrichment | SMX | VNE | 2023-10-15 | 2023-10-16 |  | 1086898 | 1086898 |  |  |  | ERSA | M | 1640 | 1582955GZPCLNT100 | M | 3000422 | CABLE;CNW,TRILP-XXXN/1C120EA,120MM2 V90- | CABLE;CNW,TRILP-XXXN/1C120EA | CABLE;MNFR:CNW,PTNO:TRILP-XXXN/1C120EA,ADDITIONAL FEATURES EN:120MM2 V90-HT SINGLE-INSULATED 105C 0.6/1KV AS/NZS5000.1 PACW | CABLE;MNFR:CNW,PTNO:TRILP-XXXN/1C120EA |  | CNW | TRILP-XXXN/1C120EA | 1068181 @@ CNW (MOUNT ISA) ELECT WHOLESALER | TRILP-XXXN/1C120EA | [10 empty] | CNW (MOUNT ISA) ELECT WHOLESALER | TRILP-XXXN/1C120EA | [18 empty] | URL NOT FOUND | [9 empty] | CLEANSED | 26121613 Insulated or covered cable |  |  | CABLE | ELECTRICAL | TYPE | SINGLE INSULATED | VOLTAGE RATING | 0.6/1 KV | CURRENT RATING |  | CONDUCTOR SIZE | 120 MM2 | NUMBER OF CONDUCTORS |  | CORE STRANDS |  | CONDUCTOR MATERIAL |  | JACKET MATERIAL |  | INSULATION MATERIAL | PVC V90-HT | FILLER MATERIAL |  | ARMOR TYPE |  | TEMPERATURE RATING | 105 DEG C | LENGTH |  | JACKET COLOUR |  | HAZARD CLASS |  | CERTIFICATION/STANDARD | AS/NZS5000.1 PACW | [40 empty] | Production Completed
STP_009 - Lot7 | Data Enrichment | SMX | VNE | 2023-10-15 | 2023-10-16 |  | 1102802 | 1102802 |  |  |  | ERSA | M | 1640 | 1527759GZPCLNT100 | EA |  | CABLE,ELEC;30 M,63A,16/4CE4,ABL PLUG | CABLE,ELEC;30 M,63A,16/4CE4,ABL PLUG | CABLE,ELEC;ADDITIONAL FEATURES:30 M,63A,16/4CE4,ABL PLUG |  |  |  |  | 1072013 @@ METAL MANUFACTURES PTY LTD | SPILG172.30 | 1068740 @@ METAL MANUFACTURES PTY LTD | SPILG172.30 | [8 empty] | METAL MANUFACTURES PTY LTD | SPILG172.30 | [18 empty] | URL NOT FOUND | [9 empty] | CLEANSED | 26121600 Electrical cable and accessories | ABL PLUG,16/4CE4 |  | CABLE | ELECTRICAL | TYPE |  | VOLTAGE RATING |  | CURRENT RATING | 63 A | CONDUCTOR SIZE |  | NUMBER OF CONDUCTORS |  | CORE STRANDS |  | CONDUCTOR MATERIAL |  | JACKET MATERIAL |  | INSULATION MATERIAL |  | FILLER MATERIAL |  | ARMOR TYPE |  | TEMPERATURE RATING |  | LENGTH | 30 M | JACKET COLOUR |  | HAZARD CLASS |  | CERTIFICATION/STANDARD | [41 empty] | Production Completed
STP_009 - Lot7 | Data Enrichment | SMX | VNE | 2023-10-15 | 2023-10-16 |  | 1102827 | 1102827 |  |  |  | ERSA | M | 4500 | 1525215GZPCLNT100 | EA |  | CABLE;PWR,STACKWISE 480,STACK-T1-50CM | CABLE;PWR,STACKWISE 480,STACK-T1-50CM | CABLE;ADDITIONAL FEATURES:PWR,STACKWISE 480,STACK-T1-50CM |  |  |  |  | 1068639 @@ DATA #3 GROUP | STACK-T1-50CM | [12 empty] | CISCO | STACK-T1-50CM | DATA #3 GROUP | [15 empty] | https://www.cisco.com/c/en/us/td/docs/switches/lan/catalyst9300/hardware/install/b_c9300_hig/b_c9300_hig_appendix_0111.html | https://www.router-switch.com/stack-t1-50cm-p-23200.html | [8 empty] | ENRICHED | 26121629 Power cable |  |  | CABLE | POWER | TYPE | STACKING | VOLTAGE RATING |  | CURRENT RATING |  | CONDUCTOR SIZE |  | NUMBER OF CONDUCTORS |  | CORE STRANDS |  | CONDUCTOR MATERIAL |  | JACKET MATERIAL |  | INSULATION MATERIAL |  | BEND RADIUS |  | TEMPERATURE RATING |  | LENGTH | 50 CM | JACKET COLOR |  | CERTIFICATION/STANDARD | [45 empty] | Production Completed
STP_009 - Lot7 | Data Enrichment | SMX | VNE | 2023-10-15 | 2023-10-16 |  | 1102830 | 1102830 |  |  |  | ERSA | M | 4500 | 1525212GZPCLNT100 | EA |  | CABLE;PWR,STACKPOWER,CISCO,CAB-SPWR-30CM | CABLE;PWR,STACKPOWER,CISCO,CAB-SPWR-30CM | CABLE;ADDITIONAL FEATURES:PWR,STACKPOWER,CISCO,CAB-SPWR-30CM |  |  |  |  | 1068639 @@ DATA #3 GROUP | CAB-SPWR-30CM | [12 empty] | CISCO | CAB-SPWR-30CM | [16 empty] | https://www.cisco-supplier.com/products/cisco-catalyst-3850/cab-spwr-30cm-vxvuyb.html | https://www.router-switch.com/cab-spwr-30cm-p-5623.html | [8 empty] | ENRICHED | 26121629 Power cable |  |  | CABLE | POWER | TYPE | CATALYT STACK | VOLTAGE RATING |  | CURRENT RATING |  | CONDUCTOR SIZE |  | NUMBER OF CONDUCTORS |  | CORE STRANDS |  | CONDUCTOR MATERIAL |  | JACKET MATERIAL |  | INSULATION MATERIAL |  | BEND RADIUS |  | TEMPERATURE RATING |  | LENGTH | 1 FT | JACKET COLOR |  | CERTIFICATION/STANDARD | [45 empty] | Production Completed
STP_009 - Lot7 | Data Enrichment | SMX | VNE | 2023-10-15 | 2023-10-16 |  | 1103714 | 1103714 |  |  |  | ERSA | M | 1600 | 1570486GZPCLNT100 | EA | 3000422 | CABLE,ELEC;CNW,NHP889DM4EC10,PVC,YEL,4PI | CABLE ELEC;CNW,NHP889DM4EC10 | CABLE,ELECTRICAL;MNFR:CNW,PTNO:NHP889DM4EC10,ADDITIONAL FEATURES EN:PVC,YELLOW,4PIN,22AWG,BRAID,DC-MICRO-M,10M | CABLE ELECTRICO;MNFR:CNW,PTNO:NHP889DM4EC10 |  | CNW | NHP889DM4EC10 | 1068181 @@ CNW (MOUNT ISA) ELECT WHOLESALER | NHP889DM4EC10 | [10 empty] | CNW (MOUNT ISA) ELECT WHOLESALER | NHP889DM4EC10 | [18 empty] | URL NOT FOUND | [9 empty] | CLEANSED | 26121600 Electrical cable and accessories | CONNECTION:4PIN,DC-MICRO-M |  | CABLE | ELECTRICAL | TYPE | BRAID | VOLTAGE RATING |  | CURRENT RATING |  | CONDUCTOR SIZE | 22 AWG | NUMBER OF CONDUCTORS |  | CORE STRANDS |  | CONDUCTOR MATERIAL |  | JACKET MATERIAL | PVC | INSULATION MATERIAL |  | FILLER MATERIAL |  | ARMOR TYPE |  | TEMPERATURE RATING |  | LENGTH | 10 M | JACKET COLOUR | YELLOW | HAZARD CLASS |  | CERTIFICATION/STANDARD | [41 empty] | Production Completed
STP_009 - Lot7 | Data Enrichment | SMX | VNE | 2023-10-15 | 2023-10-16 |  | 1134567 | 1134567 | 1446310 | AU_QM_001036334 |  | ERSA | M | 5915 | 1446310GZPCLNT100 | EA |  | CABLE 6 B+S; | CABLE 6 B+S; | CABLE: CABLE 6 B+S; (ROLL = 30M) |  | CABLE: CABLE 6 B+S; |  |  | 1071809 @@ ASHDOWN ENTERPRISES | 7091116B | 1068087 @@ ASHDOWN INGRAM | ACX0902 | 1068114 @@ BELL & MOIR - PARTS ORDERS ONLY | 1446310 | [8 empty] | OEX | ACX0902 | ASHDOWN ENTERPRISES | 7091116B | BELL & MOIR - PARTS ORDERS ONLY | 1446310 | [12 empty] | https://www.batteriesdirect.com.au/shop/product/21575/oex-battery-cable-6-b&s-14mm2-black/30-metre-roll.html | https://www.repco.com.au/globes-batteries-electrical/electrical-accessories/automotive-electrical-cable/oex-6-b-s-single-core-battery-cable-black-30m-roll-acx0902/p/A5352523 | [8 empty] | ENRICHED | 26121600 Electrical cable and accessories | GAUGE:6 B AND S |  | CABLE | ELECTRICAL | TYPE | BATTERY | VOLTAGE RATING | UP TO 110 V | CURRENT RATING |  | CONDUCTOR SIZE | 13.36 MM2 | NUMBER OF CONDUCTORS |  | CORE STRANDS | 192/0.3 MM | CONDUCTOR MATERIAL | COPPER | JACKET MATERIAL |  | INSULATION MATERIAL | PVC | FILLER MATERIAL |  | ARMOR TYPE |  | TEMPERATURE RATING | 90 DEG C | LENGTH | 30 M | JACKET COLOUR | BLACK | HAZARD CLASS |  | CERTIFICATION/STANDARD | AS/NZ 3808:2000,ROHS | [40 empty] | Production Completed
STP_009 - Lot7 | Data Enrichment | SMX | VNE | 2023-10-15 | 2023-10-16 |  | 1145021 | 1145021 | 1370123 | AU_QM_000175402 |  | ERSA | M | 5100 | 1370123GZPCLNT100 | EA |  | CABLE,ELEC;SCRTY,CONDCTS 8,INS PVC,GREY | CABLE,ELEC;SCRTY,CONDCTS 8,INS PVC,GREY | CABLE,ELECTRICAL;TYPE:SECURITY,NUMBER OF CONDUCTORS:8,CORE STRANDS:(14) 0.2 MM,CONDUCTOR MATERIAL:COPPER BARE,INSULATION MATERIAL: PVC,TEMPERATURE RATING:-15 TO 70 DEG C,LENGTH:500 M/ROLL,JACKET COLOUR:GREY,ADDITIONAL FEATURES EN:LASER BARRICADE,MNFR:01)CNW, PTNO:01)MC148GY500 |  | CABLE: SECURITY;8-CORE;14/0.20MM;BARE CU;PVC IN |  |  | 1068181 @@ CNW (MOUNT ISA) ELECT WHOLESALER | MC148GY500 | [12 empty] | GARLAND | MC148GY500 | CNW (MOUNT ISA) ELECT WHOLESALER | [15 empty] | https://www.garlandcables.com.au/product/multi-conductor-14-0-20-mm-8-core-pvc-500m/#specifications | https://madisonexpress.com.au/products/mc148gy500/ | [8 empty] | ENRICHED | 26121616 Telecommunications cable | COLOR:GREY,FOR LASER BARRICADE |  | CABLE | COMMUNICATION | TYPE | SECURITY,MULTI-CONDUCTOR | IMPEDANCE |  | DIAMETER | 0.87 MM | CONDUCTOR SIZE | 0.44 MM2 | CORE STRANDS | 14/0.2 MM | NUMBER OF CONDUCTORS | 8 | CONDUCTOR MATERIAL | BARE COPPER | JACKET MATERIAL | PVC | INSULATION MATERIAL | PVC | LENGTH | 500 M/ROLL | VOLTAGE RATING | 1.5 TO 3 KV | TEMPERATURE RATING | -15 TO 70 DEG C | HAZARD CLASS |  | CERTIFICATION/STANDARD | AS/ACIF S008, BS4737-3.30 | [44 empty] | Production Completed
STP_009 - Lot7 | Data Enrichment | SMX | VNE | 2023-10-15 | 2023-10-16 |  | 1147025 | 1147025 |  |  |  | ERSA | M | 1600 | 1530747GZPCLNT100 | EA |  | CABLE,NETWRK;PATCH,2F,ATARD2STST40M23912 | CABLE,NETWRK;PATCH,2F,ATARD2STST40M23912 | CABLE,NETWRK;ADDITIONAL FEATURES:PATCH,2F,ATARD2STST40M23912 |  |  |  |  | 1072013 @@ METAL MANUFACTURES PTY LTD | ATARD2STST40M23912 | [10 empty] | METAL MANUFACTURES PTY LTD | ATARD2STST40M23912 | [18 empty] | URL NOT FOUND | [9 empty] | CLEANSED | 26121609 Network cable |  |  | CABLE | NETWORK | TYPE | PATCH | DATA TRANSFER RATE |  | ATTENUATION |  | CAPACITANCE |  | CORE STRANDS |  | DIAMETER |  | SHEATH MATERIAL |  | SHEATH COLOUR |  | LENGTH | 2 FT | TEMPERATURE RATING |  | HAZARD CLASS |  | CERTIFICATION/STANDARD | [49 empty] | Production Completed
STP_009 - Lot7 | Data Enrichment | SMX | VNE | 2023-10-15 | 2023-10-16 |  | 1148984 | 1148984 |  |  |  | ERSA | M | 1640 | 1533068GZPCLNT100 | EA |  | CABLE,ELEC;185-400MM2,GVKTKN185/400BF400 | CABLE,ELEC;185-400MM2,GVKTKN185/400BF400 | CABLE,ELEC;ADDITIONAL FEATURES:185-400MM2,GVKTKN185/400BF400 |  |  |  |  | 1068181 @@ CNW (MOUNT ISA) ELECT WHOLESALER | TKN185/400BF400 | [10 empty] | CNW (MOUNT ISA) ELECT WHOLESALER | TKN185/400BF400 | [18 empty] | URL NOT FOUND | [9 empty] | CLEANSED | 26121600 Electrical cable and accessories |  |  | CABLE | ELECTRICAL | TYPE |  | VOLTAGE RATING |  | CURRENT RATING |  | CONDUCTOR SIZE | 185 TO 400 MM2 | NUMBER OF CONDUCTORS |  | CORE STRANDS |  | CONDUCTOR MATERIAL |  | JACKET MATERIAL |  | INSULATION MATERIAL |  | FILLER MATERIAL |  | ARMOR TYPE |  | TEMPERATURE RATING |  | LENGTH |  | JACKET COLOUR |  | HAZARD CLASS |  | CERTIFICATION/STANDARD | [41 empty] | Production Completed
STP_009 - Lot7 | Data Enrichment | SMX | VNE | 2023-10-15 | 2023-10-16 |  | 1149966 | 1149966 |  |  |  | ERSA | M | 5100 | 1530716GZPCLNT100 | EA |  | CABLE;CONNECTING W/ SOCKET,< 250 ,EVC706 | CABLE;CONNECTING W/ SOCKET,< 250 ,EVC706 | CABLE;ADDITIONAL FEATURES:CONNECTING W/ SOCKET,< 250 ,EVC706 |  |  |  |  | 1069796 @@ IFM EFECTOR PTY LTD | EVC706 | [12 empty] | IFM EFECTOR PTY LTD | EVC706 | [16 empty] | https://www.ifm.com/in/en/product/EVC706 | [9 empty] | ENRICHED | 26121600 Electrical cable and accessories | C/W SOCKET | DEGREE OF PROTECTION:IP 65,IP 67,IP 68,IP 69K | CABLE | ASSEMBLY | TYPE | CONNECTING | VOLTAGE RATING | <250/<300 VAC/DC | CURRENT RATING | 4 A | CONDUCTOR SIZE | 1 MM2 | NUMBER OF CONDUCTORS | 4 | CORE STRANDS | 32/0.2 MM | CONDUCTOR MATERIAL |  | JACKET MATERIAL | TPU | INSULATION MATERIAL | POLYURETHANE | TEMPERATURE RATING | -25 TO 55 DEG C | LENGTH | 2 M | JACKET COLOUR | ORANGE | HAZARD CLASS |  | CERTIFICATION/STANDARD | CE,UKCA,CULUS | [44 empty] | Production Completed
STP_009 - Lot7 | Data Enrichment | SMX | VNE | 2023-10-15 | 2023-10-16 |  | 1150184 | 1150184 |  |  |  | ERSA | M | 4500 | 1526660GZPCLNT100 | EA |  | CABLE,COMM;CAT6,5 M,ORANGE,CABPLC6OR5 | CABLE,COMM;CAT6,5 M,ORANGE,CABPLC6OR5 | CABLE,COMM;ADDITIONAL FEATURES:CAT6,5 M,ORANGE,CABPLC6OR5 |  |  |  |  | 1068181 @@ CNW (MOUNT ISA) ELECT WHOLESALER | PLC6OR5 | [12 empty] | CABAC | PLC6OR5 | CNW (MOUNT ISA) ELECT WHOLESALER | [15 empty] | https://www.isupplyelectrical.com.au/shop/tv-data/cabinet-racks-ups/cabac-patch-lead-cat6-orange-5m-plc6or5/ | https://www.idealelectrical.com/aie/category/Data-Security-and-Automation/Copper/Patch-cord-copper-%28twisted-pair%29/CAT6-ORANGE-PATCH-LEAD-5-0M/CABPLC6OR5/p/10333548 | [8 empty] | ENRICHED | 26121609 Network cable | COLOR:ORANGE | NUMBER OF PAIRS:4,CONNECTOR:RJ45 | CABLE | COMMUNICATION | TYPE | CAT6 | IMPEDANCE |  | DIAMETER | 6 MM | CONDUCTOR SIZE |  | CORE STRANDS |  | NUMBER OF CONDUCTORS |  | CONDUCTOR MATERIAL | BARE COPPER | JACKET MATERIAL | PVC | INSULATION MATERIAL |  | LENGTH | 5 M | VOLTAGE RATING |  | TEMPERATURE RATING |  | HAZARD CLASS |  | CERTIFICATION/STANDARD | [45 empty] | Production Completed
STP_009 - Lot7 | Data Enrichment | SMX | VNE | 2023-10-15 | 2023-10-16 |  | 1150185 | 1150185 |  |  |  | ERSA | M | 4500 | 1526659GZPCLNT100 | EA |  | CABLE,COMM;CAT6,2 M,ORANGE,CABPLC6OR2 | CABLE,COMM;CAT6,2 M,ORANGE,CABPLC6OR2 | CABLE,COMM;ADDITIONAL FEATURES:CAT6,2 M,ORANGE,CABPLC6OR2 |  |  |  |  | 1068181 @@ CNW (MOUNT ISA) ELECT WHOLESALER | PLC6OR2 | [12 empty] | CABAC | PLC6OR2 | CNW (MOUNT ISA) ELECT WHOLESALER | [15 empty] | https://mm.mmem.com.au/caaplc6or2 | [9 empty] | ENRICHED | 26121609 Network cable | COLOR:ORANGE | NUMBER OF PAIRS:4,CONNECTOR:RJ45 | CABLE | COMMUNICATION | TYPE | UTP PATCH CORD CAT6,SNAGLESS | IMPEDANCE |  | DIAMETER | 6 MM | CONDUCTOR SIZE | 24 AWG | CORE STRANDS | 7/0.2 MM | NUMBER OF CONDUCTORS |  | CONDUCTOR MATERIAL | BARE COPPER | JACKET MATERIAL | PVC | INSULATION MATERIAL |  | LENGTH | 2 M | VOLTAGE RATING |  | TEMPERATURE RATING | -20 TO 75 DEG C | HAZARD CLASS |  | CERTIFICATION/STANDARD | [45 empty] | Production Completed
STP_009 - Lot7 | Data Enrichment | SMX | VNE | 2023-10-15 | 2023-10-16 |  | 1150259 | 1150259 |  |  |  | ERSA | M | 1640 | 1522899GZPCLNT100 | EA |  | CABLE;R1STST25M-4-3981 ,R1STST25M-4-3981 | CABLE;R1STST25M-4-3981 ,R1STST25M-4-3981 | CABLE;ADDITIONAL FEATURES:R1STST25M-4-3981 ,R1STST25M-4-3981 |  |  |  |  | 1068181 @@ CNW (MOUNT ISA) ELECT WHOLESALER | R1STST25M-4-3981 | [10 empty] | CNW (MOUNT ISA) ELECT WHOLESALER | R1STST25M-4-3981 | [18 empty] | URL NOT FOUND | [9 empty] | CLEANSED | 26121600 Electrical cable and accessories |  |  | CABLE | NO MODIFIER | TYPE |  | NUMBER OF CONDUCTORS |  | CONDUCTOR SIZE |  | VOLTAGE RATING |  | CURRENT RATING |  | CONDUCTOR MATERIAL |  | JACKET MATERIAL |  | INSULATION MATERIAL |  | TEMPERATURE RATING |  | LENGTH |  | HAZARD CLASS |  | CERTIFICATION/STANDARD | [49 empty] | Production Completed
STP_009 - Lot7 | Data Enrichment | SMX | VNE | 2023-10-15 | 2023-10-16 |  | 1154691 | 1154691 |  |  |  | ERSA | M | 5100 | 1508776GZPCLNT100 | EA |  | CABLE;LV H/SHK JOINT ,RAYEPKJ0856-0.25IN | CABLE;LV H/SHK JOINT ,RAYEPKJ0856-0.25IN | CABLE;ADDITIONAL FEATURES:LV H/SHK JOINT ,RAYEPKJ0856-0.25IN |  |  |  |  | 1069548 @@ GILBERT LODGE AUSTRALIA PTY LTD | 1508776 | [12 empty] | RAYCHEM | RAYEPKJ0856 | GILBERT LODGE AUSTRALIA PTY LTD | 1508776 | [14 empty] | https://tle.mmem.com.au/rayepkj0856 | [9 empty] | ENRICHED | 39121700 Electrical hardware and supplies | DIAMETER:1/4 IN |  | KIT | NO MODIFIER | TYPE | CABLE JOINTING,HEAT SHRINK,LOW VOLTAGE | CONTENTS |  | NUMBER OF ITEMS |  | HAZARD CLASS |  | CERTIFICATION/STANDARD | [63 empty] | Production Completed
STP_009 - Lot7 | Data Enrichment | SMX | VNE | 2023-10-15 | 2023-10-16 |  | 1154953 | 1154953 |  |  |  | ERSA | M | 5100 | 1496044GZPCLNT100 | EA |  | CABLE;1 M,USB-C-MM-01-S | CABLE;1 M,USB-C-MM-01-S | CABLE;ADDITIONAL FEATURES:1 M,USB-C-MM-01-S |  |  |  |  | 1068541 @@ DATACOM SYSTEMS (AU) PTY LTD- | 1496044 | [10 empty] | DATACOM SYSTEMS (AU) PTY LTD- | 1496044 |  |  |  | USB-C-MM-01-S | [14 empty] | URL NOT FOUND | [9 empty] | CLEANSED | 26121600 Electrical cable and accessories |  |  | CABLE | NO MODIFIER | TYPE |  | NUMBER OF CONDUCTORS |  | CONDUCTOR SIZE |  | VOLTAGE RATING |  | CURRENT RATING |  | CONDUCTOR MATERIAL |  | JACKET MATERIAL |  | INSULATION MATERIAL |  | TEMPERATURE RATING |  | LENGTH | 1 M | HAZARD CLASS |  | CERTIFICATION/STANDARD | [49 empty] | Production Completed
STP_009 - Lot7 | Data Enrichment | SMX | VNE | 2023-10-15 | 2023-10-16 |  | 1155176 | 1155176 |  |  |  | ERSA | M | 1640 | 1514777GZPCLNT100 | EA |  | CABLE;HDMI,30 FT,JHIU0012 | CABLE;HDMI,30 FT,JHIU0012 | CABLE;ADDITIONAL FEATURES:HDMI,30 FT,JHIU0012 |  |  |  |  | 1068599 @@ MTI AVIT PTY LIMITED T/A MTI | JHIU0012 | [12 empty] | JUST HOOK IT UP | JHIU0012 | MTI AVIT PTY LIMITED T/A | [15 empty] | https://www.justhookitupcables.com/product/high-speed-hdmi-cable-with-ethernet-2/ | https://www.harveynorman.co.nz/tv-and-audio/av-accessories/monsterstandard-hdmi-cable-9m.html | [8 empty] | CLEANSED | 26121616 Telecommunications cable |  |  | CABLE | COMMUNICATION | TYPE | HIGH SPEED HDMI | IMPEDANCE |  | DIAMETER |  | CONDUCTOR SIZE |  | CORE STRANDS |  | NUMBER OF CONDUCTORS |  | CONDUCTOR MATERIAL |  | JACKET MATERIAL |  | INSULATION MATERIAL |  | LENGTH | 30 FT | VOLTAGE RATING |  | TEMPERATURE RATING |  | HAZARD CLASS |  | CERTIFICATION/STANDARD | UL | [44 empty] | Production Completed
STP_009 - Lot7 | Data Enrichment | SMX | VNE | 2023-10-15 | 2023-10-16 |  | 1157405 | 1157405 | 1458685 | AU_QM_002002813 |  | ERSA | M | 1640 | 1458685GZPCLNT100 | EA |  | CABLE,ELEC;PWR, HEAVY DUTY,0.6-1 KV,CNW | CABLE,ELEC;PWR, HEAVY DUTY,0.6-1 KV,CNW | CABLE,ELECTRICAL;POWER, HEAVY DUTY,VOLTAGE RATING:0.6-1 KV,CONDUCTOR SIZE:1.5 MM2,NUMBER OF CONDUCTORS:4,CORE STRANDS:(30) 0.25 MM,JACKET MATERIAL:V75,INSULATION MATERIAL:PVC,LENGTH:100 M,JACKET COLOUR:ORANGE,ADDITIONAL FEATURES EN:BROWN, BLUE, BLACK, GREEN/YELLOW,MNFR:01)CNW,PTNO:01)GBGR04AA004OGAAMIM |  | CABLE,POWER:1.5MM2;30/0.25MM;4C;0.6/1KV; |  |  | 1068181 @@ CNW (MOUNT ISA) ELECT WHOLESALER | GBGR04AA004OGAAMIM | [10 empty] | CNW (MOUNT ISA) ELECT WHOLESALER | GBGR04AA004OGAAMIM | [18 empty] | URL NOT FOUND | [9 empty] | CLEANSED | 26121600 Electrical cable and accessories |  |  | CABLE | ELECTRICAL | TYPE | POWER, HEAVY DUTY | VOLTAGE RATING | 0.6 TO 1 KV | CURRENT RATING |  | CONDUCTOR SIZE | 1.5 MM2 | NUMBER OF CONDUCTORS | 4 | CORE STRANDS | 30/0.25 MM | CONDUCTOR MATERIAL |  | JACKET MATERIAL | V75 | INSULATION MATERIAL | PVC | FILLER MATERIAL |  | ARMOR TYPE |  | TEMPERATURE RATING |  | LENGTH | 100 M | JACKET COLOUR | ORANGE,BROWN, BLUE, BLACK, GREEN,YELLOW | HAZARD CLASS |  | CERTIFICATION/STANDARD | [41 empty] | Production Completed
STP_009 - Lot7 | Data Enrichment | SMX | VNE | 2023-10-15 | 2023-10-16 |  | 1159321 | 1159321 | 1427049 | AU_QM_000427575 |  | ERSA | M | 1640 | 1427049GZPCLNT100 | M |  | CABLE,ELEC;FLEX, HEAVY DUTY,0.6-1 KV,CNW | CABLE,ELEC;FLEX, HEAVY DUTY,0.6-1 KV,CNW | CABLE,ELECTRICAL;FLEXIBLE, HEAVY DUTY,VOLTAGE RATING:0.6-1 KV,CONDUCTOR SIZE:4 MM2,NUMBER OF CONDUCTORS:4,CONDUCTOR MATERIAL: COPPER ANNEALED TINNED,CERTIFICATION/STANDARD:AS 3191,ADDITIONAL FEATURES EN:SPECIAL PURPOSE, BUNCHED, R-EP-90, LAID UP, BEDED, BRAID, TAPED, HD,-90-CPE,MNFR:01)CNW,PTNO:01)OLXRDLR56AA004BEAA |  | CABLE,SPECIAL PURPOSE,ELECTRICAL: 4MM2;3C+E;BUNCHED TINNED ANNEAL.COPPER; |  |  | 1072013 @@ METAL MANUFACTURES PTY LTD | R06A90040GAAG0117 | 1068181 @@ CNW (MOUNT ISA) ELECT WHOLESALER | OLXRDLR56AA004BEAA | [8 empty] | METAL MANUFACTURES PTY LTD | R06A90040GAAG0117 |  |  | CNW (MOUNT ISA) ELECT WHOLESALER | OLXRDLR56AA004BEAA | [14 empty] | URL NOT FOUND | [9 empty] | CLEANSED | 26121600 Electrical cable and accessories | SPECIAL PURPOSE,BUNCHED,LAID UP, BEDED,TAPED |  | CABLE | ELECTRICAL | TYPE | FLEXIBLE, HEAVY DUTY,BRAIDED | VOLTAGE RATING | 0.6 TO 1 KV | CURRENT RATING |  | CONDUCTOR SIZE | 4 MM2 | NUMBER OF CONDUCTORS | 4 | CORE STRANDS |  | CONDUCTOR MATERIAL | ANNEALED TINNED COPPER | JACKET MATERIAL | CPE-90 | INSULATION MATERIAL | R-EP-90 | FILLER MATERIAL |  | ARMOR TYPE |  | TEMPERATURE RATING |  | LENGTH |  | JACKET COLOUR |  | HAZARD CLASS |  | CERTIFICATION/STANDARD | AS 3191 | [40 empty] | Production Completed
STP_009 - Lot7 | Data Enrichment | SMX | VNE | 2023-10-15 | 2023-10-16 |  | 1159514 | 1159514 | 1458736 | AU_QM_002011373 |  | ERSA | M | 1640 | 1458736GZPCLNT100 | M |  | CABLE,ELEC;PWR,0.6-1 KV,35 MM2,CONDCTS 4 | CABLE,ELEC;PWR,0.6-1 KV,35 MM2,CONDCTS 4 | CABLE,ELECTRICAL;TYPE:POWER,VOLTAGE RATING:0.6-1 KV,CONDUCTOR SIZE:35 MM2,NUMBER OF CONDUCTORS:4,CORE STRANDS:(19) 1.53 MM,JACKET MA |  | CABLE,POWER:35MM2;19/1.53MM;3C+E;0.6/1KV; |  |  | 1068181 @@ CNW (MOUNT ISA) ELECT WHOLESALER | OLXFNMC18AA003OMAA | [10 empty] | CNW (MOUNT ISA) ELECT WHOLESALER | OLXFNMC18AA003OMAA | [18 empty] | URL NOT FOUND | [9 empty] | CLEANSED | 26121629 Power cable |  |  | CABLE | POWER | TYPE |  | VOLTAGE RATING | 0.6 TO 1 KV | CURRENT RATING |  | CONDUCTOR SIZE | 35 MM2 | NUMBER OF CONDUCTORS | 4 | CORE STRANDS | 19/1.53 MM | CONDUCTOR MATERIAL |  | JACKET MATERIAL |  | INSULATION MATERIAL |  | BEND RADIUS |  | TEMPERATURE RATING |  | LENGTH |  | JACKET COLOR |  | CERTIFICATION/STANDARD | [45 empty] | Production Completed
STP_009 - Lot7 | Data Enrichment | SMX | VNE | 2023-10-15 | 2023-10-16 |  | 1169988 | 1169988 | 1366975 | AU_QM_000170072 |  | ERSA | M | 1640 | 1366975GZPCLNT100 | EA |  | CABLE;PRETERM SHAFT,LG 80 M | CABLE;PRETERM SHAFT,LG 80 M | CABLE;TYPE:PRETERM SHAFT,LENGTH:80 M,MNFR:01)CNW,PTNO:01)RD23MLCLC80M-24-3D9D2-Z1 |  | CABLE: 80M; PRETERM SHAFT |  |  | 1068181 @@ CNW (MOUNT ISA) ELECT WHOLESALER | RD23MLCLC80M-24-3D9D2-Z1 | [10 empty] | CNW (MOUNT ISA) ELECT WHOLESALER | RD23MLCLC80M-24-3D9D2-Z1 | [18 empty] | URL NOT FOUND | [9 empty] | CLEANSED | 26121600 Electrical cable and accessories |  |  | CABLE | NO MODIFIER | TYPE | PRETERM SHAFT | NUMBER OF CONDUCTORS |  | CONDUCTOR SIZE |  | VOLTAGE RATING |  | CURRENT RATING |  | CONDUCTOR MATERIAL |  | JACKET MATERIAL |  | INSULATION MATERIAL |  | TEMPERATURE RATING |  | LENGTH | 80 M | HAZARD CLASS |  | CERTIFICATION/STANDARD | [49 empty] | Production Completed
STP_009 - Lot7 | Data Enrichment | SMX | VNE | 2023-10-15 | 2023-10-16 |  | 1169989 | 1169989 | 1366974 | AU_QM_000170071 |  | ERSA | M | 1640 | 1366974GZPCLNT100 | EA |  | CABLE;PRETERM SHAFT,LG 100 M | CABLE;PRETERM SHAFT,LG 100 M | CABLE;TYPE:PRETERM SHAFT,LENGTH:100 M,MNFR:01)CNW,PTNO:01)RD23MLCLC100M-24-3D9D2-Z1 |  | CABLE: 100M; PRETERM SHAFT |  |  | 1068181 @@ CNW (MOUNT ISA) ELECT WHOLESALER | RD23MLCLC100M-24-3D9D2-Z1 | [10 empty] | CNW (MOUNT ISA) ELECT WHOLESALER | RD23MLCLC100M-24-3D9D2-Z1 | [18 empty] | URL NOT FOUND | [9 empty] | CLEANSED | 26121600 Electrical cable and accessories |  |  | CABLE | NO MODIFIER | TYPE | PRETERM SHAFT | NUMBER OF CONDUCTORS |  | CONDUCTOR SIZE |  | VOLTAGE RATING |  | CURRENT RATING |  | CONDUCTOR MATERIAL |  | JACKET MATERIAL |  | INSULATION MATERIAL |  | TEMPERATURE RATING |  | LENGTH | 100 M | HAZARD CLASS |  | CERTIFICATION/STANDARD | [49 empty] | Production Completed
STP_009 - Lot7 | Data Enrichment | SMX | VNE | 2023-10-15 | 2023-10-16 |  | 1169990 | 1169990 | 1366973 | AU_QM_000170070 |  | ERSA | M | 1640 | 1366973GZPCLNT100 | EA |  | CABLE;PRETERM SHAFT,LG 140 M | CABLE;PRETERM SHAFT,LG 140 M | CABLE;TYPE:PRETERM SHAFT,LENGTH:140 M,MNFR:01)CNW,PTNO:01)RD23MLCLC140M-24-3D9D2-Z1 |  | CABLE: 140M; PRETERM SHAFT |  |  | 1068181 @@ CNW (MOUNT ISA) ELECT WHOLESALER | RD23MLCLC140M-24-3D9D2-Z1 | [10 empty] | CNW (MOUNT ISA) ELECT WHOLESALER | RD23MLCLC140M-24-3D9D2-Z1 | [18 empty] | URL NOT FOUND | [9 empty] | CLEANSED | 26121600 Electrical cable and accessories |  |  | CABLE | NO MODIFIER | TYPE | PRETERM SHAFT | NUMBER OF CONDUCTORS |  | CONDUCTOR SIZE |  | VOLTAGE RATING |  | CURRENT RATING |  | CONDUCTOR MATERIAL |  | JACKET MATERIAL |  | INSULATION MATERIAL |  | TEMPERATURE RATING |  | LENGTH | 140 M | HAZARD CLASS |  | CERTIFICATION/STANDARD | [49 empty] | Production Completed
STP_009 - Lot7 | Data Enrichment | SMX | VNE | 2023-10-15 | 2023-10-16 |  | 1169991 | 1169991 | 1366972 | AU_QM_000170069 |  | ERSA | M | 1640 | 1366972GZPCLNT100 | EA |  | CABLE;PRETERM SHAFT,LG 180 M | CABLE;PRETERM SHAFT,LG 180 M | CABLE;TYPE:PRETERM SHAFT,LENGTH:180 M,MNFR:01)CNW,PTNO:01)RD23MLCLC180M-24-3D9D2-Z1 |  | CABLE: 180M; PRETERM SHAFT |  |  | 1068181 @@ CNW (MOUNT ISA) ELECT WHOLESALER | RD23MLCLC180M-24-3D9D2-Z1 | [10 empty] | CNW (MOUNT ISA) ELECT WHOLESALER | RD23MLCLC180M-24-3D9D2-Z1 | [18 empty] | URL NOT FOUND | [9 empty] | CLEANSED | 26121600 Electrical cable and accessories |  |  | CABLE | NO MODIFIER | TYPE | PRETERM SHAFT | NUMBER OF CONDUCTORS |  | CONDUCTOR SIZE |  | VOLTAGE RATING |  | CURRENT RATING |  | CONDUCTOR MATERIAL |  | JACKET MATERIAL |  | INSULATION MATERIAL |  | TEMPERATURE RATING |  | LENGTH | 180 M | HAZARD CLASS |  | CERTIFICATION/STANDARD | [49 empty] | Production Completed
STP_009 - Lot7 | Data Enrichment | SMX | VNE | 2023-10-15 | 2023-10-16 |  | 1169992 | 1169992 | 1366971 | AU_QM_000170067 |  | ERSA | M | 1640 | 1366971GZPCLNT100 | EA |  | CABLE;PRETERM SHAFT,LG 220 M | CABLE;PRETERM SHAFT,LG 220 M | CABLE;TYPE:PRETERM SHAFT,LENGTH:220 M,MNFR:01)CNW,PTNO:01)RD23MLCLC220M-24-3D9D2-Z1 |  | CABLE: 220M; PRETERM SHAFT |  |  | 1068181 @@ CNW (MOUNT ISA) ELECT WHOLESALER | RD23MLCLC220M-24-3D9D2-Z1 | [10 empty] | CNW (MOUNT ISA) ELECT WHOLESALER | RD23MLCLC220M-24-3D9D2-Z1 | [18 empty] | URL NOT FOUND | [9 empty] | CLEANSED | 26121600 Electrical cable and accessories |  |  | CABLE | NO MODIFIER | TYPE | PRETERM SHAFT | NUMBER OF CONDUCTORS |  | CONDUCTOR SIZE |  | VOLTAGE RATING |  | CURRENT RATING |  | CONDUCTOR MATERIAL |  | JACKET MATERIAL |  | INSULATION MATERIAL |  | TEMPERATURE RATING |  | LENGTH | 220 M | HAZARD CLASS |  | CERTIFICATION/STANDARD | [49 empty] | Production Completed
STP_009 - Lot7 | Data Enrichment | SMX | VNE | 2023-10-15 | 2023-10-16 |  | 1169993 | 1169993 | 1366970 | AU_QM_000170066 |  | ERSA | M | 1640 | 1366970GZPCLNT100 | EA |  | CABLE;PRETERM SHAFT,LG 250 M | CABLE;PRETERM SHAFT,LG 250 M | CABLE;TYPE:PRETERM SHAFT,LENGTH:250 M,MNFR:01)CNW,PTNO:01)RD23MLCLC250M-24-3D9D2-Z1 |  | CABLE: 250M; PRETERM SHAFT |  |  | 1068181 @@ CNW (MOUNT ISA) ELECT WHOLESALER | RD23MLCLC250M-24-3D9D2-Z1 | [10 empty] | CNW (MOUNT ISA) ELECT WHOLESALER | RD23MLCLC250M-24-3D9D2-Z1 | [18 empty] | URL NOT FOUND | [9 empty] | CLEANSED | 26121600 Electrical cable and accessories |  |  | CABLE | NO MODIFIER | TYPE | PRETERM SHAFT | NUMBER OF CONDUCTORS |  | CONDUCTOR SIZE |  | VOLTAGE RATING |  | CURRENT RATING |  | CONDUCTOR MATERIAL |  | JACKET MATERIAL |  | INSULATION MATERIAL |  | TEMPERATURE RATING |  | LENGTH | 250 M | HAZARD CLASS |  | CERTIFICATION/STANDARD | [49 empty] | Production Completed
STP_009 - Lot7 | Data Enrichment | SMX | VNE | 2023-10-15 | 2023-10-16 |  | 1170001 | 1170001 | 1366954 | AU_QM_000170049 |  | ERSA | M | 1640 | 1366954GZPCLNT100 | EA |  | CABLE,SGNL;RADIATING,LG 500 M,BULK 5 GHZ | CABLE,SGNL;RADIATING,LG 500 M,BULK 5 GHZ | CABLE,SIGNAL;TYPE:RADIATING,LENGTH:500 M,ADDITIONAL FEATURES EN:BULK 5 GHZ,MNFR:01)CNW,PTNO:01)RCHB-500M-US |  | CABLE: 500M RADIATING BULK CABLE; 5 GHZ |  |  | 1068181 @@ CNW (MOUNT ISA) ELECT WHOLESALER | RCHB-500M-US | [12 empty] | PROSOFT TECHNOLOGY | RCHB-500M-US | CNW (MOUNT ISA) ELECT WHOLESALER | [15 empty] | https://www.prosoft-technology.com/content/download/8995/168982/file/RCHB_xxxM_DS001.pdf | [9 empty] | ENRICHED | 26121604 Signal cable |  | FREQUENCY RANGE:5 TO 6 GHZ,IMPEDANCE:50 OHM,VELOCITY:88 PCT,DIELECTRIC MATERIAL:CELLULAR POLYETHYLENE,INNER DIAMETER:4.8 MM,JACKET DIAMETER:15.5 MM | CABLE | SIGNAL | TYPE | BULK RADIATING | NUMBER OF CONDUCTORS |  | CONDUCTOR SIZE |  | CONNECTION TYPE |  | CONDUCTOR MATERIAL | COPPER | LENGTH | 500 M SPOOL | VOLTAGE RATING |  | JACKET MATERIAL |  | INSULATION MATERIAL |  | TEMPERATURE RATING | -40 TO 85 DEG C | HAZARD CLASS |  | CERTIFICATION/STANDARD | [49 empty] | Production Completed
STP_009 - Lot7 | Data Enrichment | SMX | VNE | 2023-10-15 | 2023-10-16 |  | 1170567 | 1170567 | 1458724 | AU_QM_002011080 |  | ERSA | M | 1640 | 1458724GZPCLNT100 | M |  | CABLE,ELEC;PWR,0.6-1 KV,1.5 MM2,INS PVC | CABLE,ELEC;PWR,0.6-1 KV,1.5 MM2,INS PVC | CABLE,ELECTRICAL;TYPE:POWER,VOLTAGE RATING:0.6-1 KV,CONDUCTOR SIZE:1.5 MM2,NUMBER OF CONDUCTORS:8,CORE STRANDS:(7) 0.5 MM,JACKET MATERIAL:PVC SWA,INSULATION MATERIAL:PVC,LENGTH:250 M,JACKET COLOUR:ORANGE,CERTIFICATION/STANDARD:AS 3147,ADDITIONAL FEATURES EN: METRE MARKED,MNFR:01)CNW,PTNO:01)OLXBFCP05AA007OMAA |  | CABLE,POWER:1.5MM2;7/0.50MM;7C+E;0.6/1KV; |  |  | 1068181 @@ CNW (MOUNT ISA) ELECT WHOLESALER | OLXBFCP05AA007OMAA | [10 empty] | CNW (MOUNT ISA) ELECT WHOLESALER | OLXBFCP05AA007OMAA | [18 empty] | URL NOT FOUND | [9 empty] | CLEANSED | 26121600 Electrical cable and accessories | METRE MARKED |  | CABLE | ELECTRICAL | TYPE | POWER | VOLTAGE RATING | 0.6 TO 1 KV | CURRENT RATING |  | CONDUCTOR SIZE | 1.5 MM2 | NUMBER OF CONDUCTORS | 8 | CORE STRANDS | 7/0.5 MM | CONDUCTOR MATERIAL |  | JACKET MATERIAL | PVC SWA | INSULATION MATERIAL | PVC | FILLER MATERIAL |  | ARMOR TYPE |  | TEMPERATURE RATING |  | LENGTH | 250 M | JACKET COLOUR | ORANGE | HAZARD CLASS |  | CERTIFICATION/STANDARD | AS 3147 | [40 empty] | Production Completed
STP_009 - Lot7 | Data Enrichment | SMX | VNE | 2023-10-15 | 2023-10-16 |  | 1170568 | 1170568 | 1458723 | AU_QM_002011060 |  | ERSA | M | 1640 | 1458723GZPCLNT100 | M |  | CABLE,ELEC;PWR,0.6-1 KV,1.5 MM2,INS PVC | CABLE,ELEC;PWR,0.6-1 KV,1.5 MM2,INS PVC | CABLE,ELECTRICAL;TYPE:POWER,VOLTAGE RATING:0.6-1 KV,CONDUCTOR SIZE:1.5 MM2,NUMBER OF CONDUCTORS:5,CORE STRANDS:(7) 0.5 MM,JACKET MATERIAL:PVC SWA,INSULATION MATERIAL:PVC,LENGTH:500 M,JACKET COLOUR:ORANGE,CERTIFICATION/STANDARD:AS 3147,ADDITIONAL FEATURES EN: METRE MARKED,MNFR:01)CNW,PTNO:01)OLXGNMP05AA004OMAA |  | CABLE,POWER:1.5MM2;7/0.50MM;4C+E;0.6/1KV; |  |  | 1068181 @@ CNW (MOUNT ISA) ELECT WHOLESALER | OLXGNMP05AA004OMAA | [10 empty] | CNW (MOUNT ISA) ELECT WHOLESALER | OLXGNMP05AA004OMAA | [18 empty] | URL NOT FOUND | [9 empty] | CLEANSED | 26121600 Electrical cable and accessories | METRE MARKED |  | CABLE | ELECTRICAL | TYPE | POWER | VOLTAGE RATING | 0.6 TO 1 KV | CURRENT RATING |  | CONDUCTOR SIZE | 1.5 MM2 | NUMBER OF CONDUCTORS | 5 | CORE STRANDS | 7/0.5 MM | CONDUCTOR MATERIAL |  | JACKET MATERIAL | PVC SWA | INSULATION MATERIAL | PVC | FILLER MATERIAL |  | ARMOR TYPE |  | TEMPERATURE RATING |  | LENGTH | 500 M | JACKET COLOUR | ORANGE | HAZARD CLASS |  | CERTIFICATION/STANDARD | AS 3147 | [40 empty] | Production Completed
STP_009 - Lot7 | Data Enrichment | SMX | VNE | 2023-10-15 | 2023-10-16 |  | 1174626 | 1174626 | 1458684 | AU_QM_002002810 |  | ERSA | M | 1640 | 1458684GZPCLNT100 | EA |  | CABLE,ELEC;POWER EPR/CSP,250/440 V,CMA | CABLE,ELEC;POWER EPR/CSP,250/440 V,CMA | CABLE,ELECTRICAL;TYPE:POWER EPR/CSP,VOLTAGE RATING:250/440 V,CONDUCTOR SIZE:1.5 MM2,NUMBER OF CONDUCTORS:3,CORE STRANDS:(30) 0.25 MM,LENGTH:100 M,ADDITIONAL FEATURES EN:VIR, TRS, BROWN, BLUE, GREEN/YELLOW,MNFR:01)CMA,PTNO:01)RDER54AA003BEAAMIM,MNFR:02)CNW, PTNO:02)TDC03EWCDB 30/0.25MM |  | CABLE,POWER:1.5MM2;30/0.25MM;2C+E;250/440V; |  |  | 1068181 @@ CNW (MOUNT ISA) ELECT WHOLESALER | TDC03EWCDB 30/0.25MM | [10 empty] | CNW (MOUNT ISA) ELECT WHOLESALER | TDC03EWCDB 30/0.25MM |  |  | CMA | RDER54AA003BEAAMIM | [14 empty] | URL NOT FOUND | [9 empty] | CLEANSED | 26121629 Power cable | COLOR:BROWN, BLUE, GREEN/YELLOW |  | CABLE | POWER | TYPE | EPR/CSP,TRS | VOLTAGE RATING | 250/440 V | CURRENT RATING |  | CONDUCTOR SIZE | 1.5 MM2 | NUMBER OF CONDUCTORS | 3 | CORE STRANDS | 30/0.25 MM | CONDUCTOR MATERIAL |  | JACKET MATERIAL |  | INSULATION MATERIAL | VULCANISED INDIAN RUBBER | BEND RADIUS |  | TEMPERATURE RATING |  | LENGTH | 100 M | JACKET COLOR |  | CERTIFICATION/STANDARD | [45 empty] | Production Completed
STP_009 - Lot7 | Data Enrichment | SMX | VNE | 2023-10-15 | 2023-10-16 |  | 1177610 | 1177610 | 1458731 | AU_QM_002011332 |  | ERSA | M | 1640 | 1458731GZPCLNT100 | M |  | CABLE,ELEC;PWR,0.6-1 KV,4 MM2,CONDCTS 3 | CABLE,ELEC;PWR,0.6-1 KV,4 MM2,CONDCTS 3 | CABLE,ELECTRICAL;TYPE:POWER,VOLTAGE RATING:0.6-1 KV,CONDUCTOR SIZE:4 MM2,NUMBER OF CONDUCTORS:3,CORE STRANDS:(7) 0.85 MM,JACKET MATERIAL:PVC SWA V75,INSULATION MATERIAL:PVC,JACKET COLOUR:ORANGE,CERTIFICATION/STANDARD:AS 3147,MNFR:01)CNW,PTNO:01) OLXCNMP09AA002OMAA |  | CABLE,POWER:4MM2;2C+E;7/0.85MM;0.6/1KV;V75; |  |  | 1068181 @@ CNW (MOUNT ISA) ELECT WHOLESALER | OLXCNMP09AA002OMAA | [10 empty] | CNW (MOUNT ISA) ELECT WHOLESALER | OLXCNMP09AA002OMAA | [18 empty] | URL NOT FOUND | [9 empty] | CLEANSED | 26121629 Power cable | ARMOR MATERIAL:STEEL WIRE ARMOURED (SWA) |  | CABLE | POWER | TYPE |  | VOLTAGE RATING | 0.6 TO 1 KV | CURRENT RATING |  | CONDUCTOR SIZE | 4 MM2 | NUMBER OF CONDUCTORS | 3 | CORE STRANDS | 7/0.85 MM | CONDUCTOR MATERIAL |  | JACKET MATERIAL | PVC V75 | INSULATION MATERIAL | PVC | BEND RADIUS |  | TEMPERATURE RATING |  | LENGTH |  | JACKET COLOR | ORANGE | CERTIFICATION/STANDARD | AS 3147 | [44 empty] | Production Completed
STP_009 - Lot7 | Data Enrichment | SMX | VNE | 2023-10-15 | 2023-10-16 |  | 1177612 | 1177612 | 1458712 | AU_QM_002003629 |  | ERSA | M | 1640 | 1458712GZPCLNT100 | EA |  | CABLE,ELEC;CONDCTS 8,STRNDS (7) 0.3 MM | CABLE,ELEC;CONDCTS 8,STRNDS (7) 0.3 MM | CABLE,ELECTRICAL;NUMBER OF CONDUCTORS:8,CORE STRANDS:(7) 0.3 MM,JACKET MATERIAL:PVC,LENGTH:500 M,ADDITIONAL FEATURES EN:SPECIAL PURPOSE,MNFR:01)CNW,PTNO:01)IEC183AA004CXAAMIM |  | CABLE,SPECIAL PURPOSE,ELECTRICAL: 7/0.30MM 4-PAIR; |  |  | 1068181 @@ CNW (MOUNT ISA) ELECT WHOLESALER | IEC183AA004CXAAMIM | [12 empty] | INSTROLEX | IEC183AA004CXAA | CNW (MOUNT ISA) ELECT WHOLESALER | [15 empty] | https://www.nexans.com.au/.rest/catalog/v1/product/pdf/IEC183AA004CXAA | https://shop.cnw.com.au/cnw/en/AUD/All-Categories/Cable-%26-Wire/Special-Application/CABLE-INSTRUMENT-0-5MM-4PR-OS-PVCPVC/p/OLXIEC183AA004CXAAA17 | [8 empty] | ENRICHED | 26121642 Instrumentation Cable |  |  | CABLE | INSTRUMENT | TYPE | TWISTED PAIR,SPECIAL PURPOSE | DIAMETER | 8.4 MM | CONDUCTOR SIZE | 0.5 MM2 | NUMBER OF CONDUCTORS |  | CORE STRANDS | 7/0.3 MM | CONDUCTOR MATERIAL | ANNEALED COPPER | JACKET MATERIAL |  | INSULATION MATERIAL | PVC | END CONNECTION |  | VOLTAGE RATING | 110/150 VAC/DC | TEMPERATURE RATING | 75 DEG C | LENGTH |  | JACKET COLOUR | BLACK | HAZARD CLASS |  | CERTIFICATION/STANDARD | [43 empty] | Production Completed
STP_009 - Lot7 | Data Enrichment | SMX | VNE | 2023-10-15 | 2023-10-18 |  | 1178767 | 1178767 | 1458741 | AU_QM_002011436 |  | ERSA | M | 1640 | 1458741GZPCLNT100 | M |  | CABLE,ELEC;PWR,120 MM2,CONDCTS 4,INS PVC | CABLE,ELEC;PWR,120 MM2,CONDCTS 4,INS PVC | CABLE,ELECTRICAL;TYPE:POWER,CONDUCTOR SIZE:120 MM2,NUMBER OF CONDUCTORS:4,CORE STRANDS:(37) 2.03 MM,JACKET MATERIAL:PVC SWA XLPE, IN |  | CABLE,POWER:120MM2;37/2.03MM;3C+E;XLPE-PVC-SWA-PVC; |  |  | 1068181 @@ CNW (MOUNT ISA) ELECT WHOLESALER | OLXFTMP23DY003OMAA | 1072013 @@ METAL MANUFACTURES PTY LTD | 1458741 | [8 empty] | CNW (MOUNT ISA) ELECT WHOLESALER | OLXFTMP23DY003OMAA |  |  | METAL MANUFACTURES PTY LTD | 1458741 | [14 empty] | URL NOT FOUND | [9 empty] | CLEANSED | 26121629 Power cable | ARMOR MATERIAL:STEEL WIRE ARMOURED (SWA) |  | CABLE | POWER | TYPE |  | VOLTAGE RATING |  | CURRENT RATING |  | CONDUCTOR SIZE | 120 MM2 | NUMBER OF CONDUCTORS | 4 | CORE STRANDS | 37/2.03 MM | CONDUCTOR MATERIAL |  | JACKET MATERIAL | PVC | INSULATION MATERIAL | XLPE | BEND RADIUS |  | TEMPERATURE RATING |  | LENGTH |  | JACKET COLOR |  | CERTIFICATION/STANDARD | [45 empty] | Production Completed
STP_009 - Lot7 | Data Enrichment | SMX | VNE | 2023-10-15 | 2023-10-18 |  | 1178960 | 1178960 | 1458740 | AU_QM_002011407 |  | ERSA | M | 1640 | 1458740GZPCLNT100 | M |  | CABLE,ELEC;PWR,0.6-1 KV,185 MM2,LG 200 M | CABLE,ELEC;PWR,0.6-1 KV,185 MM2,LG 200 M | CABLE,ELECTRICAL;TYPE:POWER,VOLTAGE RATING:0.6-1 KV,CONDUCTOR SIZE:185 MM2,NUMBER OF CONDUCTORS:4,CORE STRANDS:(37) 2.52 MM, JACKET MATERIAL:PVC SWA,LENGTH:200 M,JACKET COLOUR:ORANGE,CERTIFICATION/STANDARD:AS 1026,ADDITIONAL FEATURES EN:METRE MARKED,MNFR: 01)CNW,PTNO:01)OLXFTMP25AA003OMAA |  | CABLE,POWER:185MM2;37/2.52MM;3C+E;0.6/1.0KV; |  |  | 1070067 @@ NEXANS OLEX | 1458740 | 1068181 @@ CNW (MOUNT ISA) ELECT WHOLESALER | OLXFTMP25AA003OMAA | [8 empty] | CNW (MOUNT ISA) ELECT WHOLESALER | OLXFTMP25AA003OMAA |  |  | NEXANS OLEX | 1458740 | [14 empty] | URL NOT FOUND | [9 empty] | CLEANSED | 26121600 Electrical cable and accessories | METRE MARKED |  | CABLE | ELECTRICAL | TYPE | POWER | VOLTAGE RATING | 0.6 TO 1 KV | CURRENT RATING |  | CONDUCTOR SIZE | 185 MM2 | NUMBER OF CONDUCTORS | 4 | CORE STRANDS | 37/2.52 MM | CONDUCTOR MATERIAL |  | JACKET MATERIAL | PVC SWA | INSULATION MATERIAL |  | FILLER MATERIAL |  | ARMOR TYPE |  | TEMPERATURE RATING |  | LENGTH | 200 M | JACKET COLOUR | ORANGE | HAZARD CLASS |  | CERTIFICATION/STANDARD | AS 1026 | [40 empty] | Production Completed
STP_009 - Lot7 | Data Enrichment | SMX | VNE | 2023-10-15 | 2023-10-18 |  | 1183494 | 1183494 |  |  |  | ERSA | M | 1600 | 1562463GZPCLNT100 | EA |  | CABLE,F/OPT;PATCH CORD 12F MTP-MTP SM G6 | CABLE FIBRA OPTICA; | CABLE,FIBER OPTIC;ADDITIONAL FEATURES EN:PATCH CORD 12F MTP-MTP SM G657A1 5.0MM LSZH 200M,MTP STANDARD FEMAL | CABLE FIBRA OPTICA; |  |  |  | 1073096 @@ WARREN & BROWN TECHNOLOGIES PTY LTD | 1562463 | [10 empty] | WARREN & BROWN TECHNOLOGIES PTY LTD | 1562463 | [18 empty] | URL NOT FOUND | [9 empty] | CLEANSED | 26121607 Fiber optic cable | FIBER COUNT:12,FIBER TYPE:SM G657A1 |  | CABLE | FIBER OPTIC | TYPE | PATCH CORD | PROPAGATION MODE |  | NUMBER OF CORES |  | CORE DIAMETER | 5 MM | CABLE CONSTRUCTION | LSZH | SHEATH MATERIAL |  | SHEATH COLOUR |  | END CONNECTION | MTP FEMALE-MTP FEMALE | LENGTH | 200 M | TEMPERATURE RATING |  | HAZARD CLASS |  | CERTIFICATION/STANDARD | [49 empty] | Production Completed
STP_009 - Lot7 | Data Enrichment | SMX | VNE | 2023-10-15 | 2023-10-18 |  | 1183495 | 1183495 |  |  |  | ERSA | M | 1600 | 1562462GZPCLNT100 | EA |  | CABLE,F/OPT;PATCH CORD 12F MTP-MTP SM G6 | CABLE FIBRA OPTICA; | CABLE,FIBER OPTIC;ADDITIONAL FEATURES EN:PATCH CORD 12F MTP-MTP SM G657A1 5.0MM LSZH 150M,MTP STANDARD FEMAL | CABLE FIBRA OPTICA; |  |  |  | 1073096 @@ WARREN & BROWN TECHNOLOGIES PTY LTD | 1562462 | [10 empty] | WARREN & BROWN TECHNOLOGIES PTY LTD | 1562462 | [18 empty] | URL NOT FOUND | [9 empty] | CLEANSED | 26121607 Fiber optic cable | FIBER COUNT:12,FIBER TYPE:SM G657A1 |  | CABLE | FIBER OPTIC | TYPE | PATCH CORD | PROPAGATION MODE |  | NUMBER OF CORES |  | CORE DIAMETER | 5 MM | CABLE CONSTRUCTION | LSZH | SHEATH MATERIAL |  | SHEATH COLOUR |  | END CONNECTION | MTP FEMALE-MTP FEMALE | LENGTH | 150 M | TEMPERATURE RATING |  | HAZARD CLASS |  | CERTIFICATION/STANDARD | [49 empty] | Production Completed
STP_009 - Lot7 | Data Enrichment | SMX | VNE | 2023-10-15 | 2023-10-18 |  | 1183496 | 1183496 |  |  |  | ERSA | M | 1600 | 1562461GZPCLNT100 | EA |  | CABLE,F/OPT;PATCH CORD 12F MTP-MTP SM G6 | CABLE FIBRA OPTICA; | CABLE,FIBER OPTIC;ADDITIONAL FEATURES EN:PATCH CORD 12F MTP-MTP SM G657A1 5.0MM LSZH 100M,MTP STANDARD FEMAL | CABLE FIBRA OPTICA; |  |  |  | 1073096 @@ WARREN & BROWN TECHNOLOGIES PTY LTD | 1562461 | [10 empty] | WARREN & BROWN TECHNOLOGIES PTY LTD | 1562461 | [18 empty] | URL NOT FOUND | [9 empty] | CLEANSED | 26121607 Fiber optic cable | FIBER COUNT:12,FIBER TYPE:SM G657A1 |  | CABLE | FIBER OPTIC | TYPE | PATCH CORD | PROPAGATION MODE |  | NUMBER OF CORES |  | CORE DIAMETER | 5 MM | CABLE CONSTRUCTION | LSZH | SHEATH MATERIAL |  | SHEATH COLOUR |  | END CONNECTION | MTP FEMALE-MTP FEMALE | LENGTH | 100 M | TEMPERATURE RATING |  | HAZARD CLASS |  | CERTIFICATION/STANDARD | [49 empty] | Production Completed
STP_009 - Lot7 | Data Enrichment | SMX | VNE | 2023-10-15 | 2023-10-18 |  | 1183497 | 1183497 |  |  |  | ERSA | M | 1600 | 1562460GZPCLNT100 | EA |  | CABLE,F/OPT;PATCH CORD 12F MTP-MTP SM G6 | CABLE FIBRA OPTICA; | CABLE,FIBER OPTIC;ADDITIONAL FEATURES EN:PATCH CORD 12F MTP-MTP SM G657A1 5.0MM LSZH 50M,MTP STANDARD FEMALE | CABLE FIBRA OPTICA; |  |  |  | 1073096 @@ WARREN & BROWN TECHNOLOGIES PTY LTD | 1562460 | [10 empty] | WARREN & BROWN TECHNOLOGIES PTY LTD | 1562460 | [18 empty] | URL NOT FOUND | [9 empty] | CLEANSED | 26121607 Fiber optic cable | FIBER COUNT:12,FIBER TYPE:SM G657A1 |  | CABLE | FIBER OPTIC | TYPE | PATCH CORD | PROPAGATION MODE |  | NUMBER OF CORES |  | CORE DIAMETER | 5 MM | CABLE CONSTRUCTION | LSZH | SHEATH MATERIAL |  | SHEATH COLOUR |  | END CONNECTION | MTP FEMALE-MTP FEMALE | LENGTH | 50 M | TEMPERATURE RATING |  | HAZARD CLASS |  | CERTIFICATION/STANDARD | [49 empty] | Production Completed
STP_009 - Lot7 | Data Enrichment | SMX | VNE | 2023-10-15 | 2023-10-18 |  | 1184352 | 1184352 |  |  |  | ERSA | M | 4200 | 1559528GZPCLNT100 | EA |  | CABLE,INSTR;USB,A-MINIDIN,8P,PLG | CABLE INSTRU; | CABLE,INSTRUMENT;ADDITIONAL FEATURES EN:USB,A-MINIDIN,8P,PLUG | CABLE INSTRUMENTOS; |  |  |  | 1068877 @@ METROHM AUSTRALIA PTY LTD | 62151000 | [10 empty] | METROHM AUSTRALIA PTY LTD | 62151000 | [18 empty] | https://www.metrohm.com/en_in/products/6/2151/62151000.html | [9 empty] | ENRICHED | 26121603 Control cable |  | CONNECTION:DIN 8-PIN | CABLE | CONTROL | TYPE | USB A-MINI | DIAMETER |  | CONDUCTOR SIZE |  | NUMBER OF CONDUCTORS |  | CORE STRANDS |  | CONDUCTOR MATERIAL |  | JACKET MATERIAL |  | INSULATION MATERIAL |  | VOLTAGE RATING |  | TEMPERATURE RATING |  | LENGTH | 1.8 M | JACKET COLOUR |  | HAZARD CLASS |  | CERTIFICATION/STANDARD | [45 empty] | Production Completed
STP_009 - Lot7 | Data Enrichment | SMX | VNE | 2023-10-15 | 2023-10-18 |  | 1186112 | 1186112 |  |  |  | ERSA | M | 1600 | 1553121GZPCLNT100 | M | 3000422 | CABLE,ELEC;CNW,WOR1524,4C+E 240MM2 BC CL | CABLE ELEC;CNW,WOR1524 | CABLE,ELECTRICAL;MNFR:CNW,PTNO:WOR1524,ADDITIONAL FEATURES EN:4C+E 240MM2 BC CL2/XLPE/PVC/SWA/PVC X90 1KV O/C | CABLE ELECTRICO;MNFR:CNW,PTNO:WOR1524 |  | CNW | WOR1524 | 1068181 @@ CNW (MOUNT ISA) ELECT WHOLESALER | WOR1524 | [10 empty] | CNW (MOUNT ISA) ELECT WHOLESALER | WOR1524 | [18 empty] | URL NOT FOUND | [9 empty] | CLEANSED | 26121600 Electrical cable and accessories | CLASS RATING:CL2 |  | CABLE | ARMORED | TYPE |  | CONDUCTOR SIZE | 240 MM2 | NUMBER OF CONDUCTORS | 4+E | LENGTH |  | ARMOR MATERIAL | STEEL WIRE | OUTER JACKET MATERIAL | PVC X90 | CONDUCTOR MATERIAL | BARE COPPER | VOLTAGE RATING | 1 KV | INSULATION MATERIAL | XLPE | COLOR |  | SHIELDED/UNSHIELDED PAIRS |  | TEMPERATURE RATING |  | OUTSIDE DIAMETER |  | CERTIFICATION/STANDARD | [45 empty] | Production Completed
STP_009 - Lot7 | Data Enrichment | SMX | VNE | 2023-10-15 | 2023-10-18 |  | 1186128 | 1186128 |  |  |  | ERSA | M | 4500 | 1553104GZPCLNT100 | EA |  | CABLE;MULT,LOOM,3 CAMERA,T/S | CABLE; | CABLE;TYPE:MULTI,ADDITIONAL FEATURES EN:LOOM,3 CAMERA,T/S | CABLE; |  |  |  | 1068102 @@ REMOTE CONTROL TECHNOLOGIES P/L | 11929 | [10 empty] | REMOTE CONTROL TECHNOLOGIES P/L | 11929 | [18 empty] | URL NOT FOUND | [9 empty] | CLEANSED | 26121600 Electrical cable and accessories | LOOM,FOR 3 CAMERA,T/S |  | CABLE | NO MODIFIER | TYPE | MULTI | NUMBER OF CONDUCTORS |  | CONDUCTOR SIZE |  | VOLTAGE RATING |  | CURRENT RATING |  | CONDUCTOR MATERIAL |  | JACKET MATERIAL |  | INSULATION MATERIAL |  | TEMPERATURE RATING |  | LENGTH |  | HAZARD CLASS |  | CERTIFICATION/STANDARD | [49 empty] | Production Completed
STP_009 - Lot7 | Data Enrichment | SMX | VNE | 2023-10-15 | 2023-10-18 |  | 1187487 | 1187487 |  |  |  | ERSA | M | 4500 | 1614576GZPCLNT100 | EA |  | CABLE;ADPTR,LG 10 CM,USB-C TO HDMI,BLK | CABLE;LG | CABLE;TYPE:ADAPTER,LENGTH:10 CM,ADDITIONAL FEATURES EN:USB-C TO HDMI,BLK,BRAND:ALOGIC,SKU:UCHD4K-ADP,4K SUPPORT | CABLE; |  |  |  | 1072161 @@ XTRACOM | XT-UCHD4K | [12 empty] | ALOGIC | UCHD4K-ADP | XTRACOM | XT-UCHD4K | [14 empty] | https://alogic.in/products/usb-c-to-hdmi-adapter-with-4k2k-support | [9 empty] | ENRICHED | 26121600 Electrical cable and accessories | FOR 4K SUPPORT | RESOLUTION:3840 X 2160 | ADAPTER | CABLE | TYPE | USSB-C TO HDMI | CABLE SIZE | 10 CM LG | CONNECTION TYPE | MALE X FEMALE | MATERIAL |  | NUMBER OF CONNECTIONS |  | CONDUCTOR SIZE |  | TRADE SIZE |  | COATING/FINISH | BLACK | HAZARD CLASS |  | CERTIFICATION/STANDARD | [53 empty] | Production Completed
STP_009 - Lot7 | Data Enrichment | SMX | VNE | 2023-10-15 | 2023-10-18 |  | 1187612 | 1187612 |  |  |  | ERSA | M | 1640 | 1610879GZPCLNT100 | M |  | CABLE,ELEC;FLEXIBLE WIRE,0.6/1 KV,GREY | CABLE ELEC;0.6/1 KV,0.75 MM2,HILOS 1 | CABLE,ELECTRICAL;TYPE:FLEXIBLE WIRE,VOLTAGE RATING:0.6/1 KV,CONDUCTOR SIZE:0.75 MM2,CORE STRANDS:1,CONDUCTOR MATERIAL:TINNED COPPER,INSULATION MATERIAL:V-90HT PVC,TEMPERATURE RATING:105 DEG C,JACKET COLOUR:GREY,CERTIFICATION/STANDARD:AS/NZS 3191, ADDITIONAL FEATURES EN:BRAND:ELECTRA | CABLE ELECTRICO;VOLTAJE:0.6/1 KV,TAMAÃ‘O CONDUCTORES:0.75 MM2,HILOS NUCLEO:1,VALOR TEMPERATURA:105 DEG C |  |  |  | 1072013 @@ METAL MANUFACTURES PTY LTD | ELCF1075-VTGRY | [12 empty] | ELECTRA | ELCF1075-VTGRY | METAL MANUFACTURES PTY LTD | [15 empty] | https://dw.mmem.com.au/elcf1075-vtgry | https://www.goelectrical.com.au/elcf1075-vtgry | [8 empty] | ENRICHED | 26121613 Insulated or covered cable |  | CONDUCTOR RESISTANCE:26.7 OHM/KM,INSULATION THICKNESS:0.8 MM,DIAMETER:2.8 MM | CABLE | ELECTRICAL | TYPE | FLEXIBLE HEAVY-DUTY,SINGLE INSULATED | VOLTAGE RATING | 0.6/1 KV | CURRENT RATING | 7.5 A | CONDUCTOR SIZE | 0.75 MM2 | NUMBER OF CONDUCTORS | 1 | CORE STRANDS | 24/0.2 MM | CONDUCTOR MATERIAL | TINNED COPPER | JACKET MATERIAL |  | INSULATION MATERIAL | PVC V90-HT | FILLER MATERIAL |  | ARMOR TYPE |  | TEMPERATURE RATING | 105 DEG C | LENGTH |  | JACKET COLOUR | GREY | HAZARD CLASS |  | CERTIFICATION/STANDARD | AS/NZS 3191 | [40 empty] | Production Completed
STP_009 - Lot7 | Data Enrichment | SMX | VNE | 2023-10-15 | 2023-10-18 |  | 1187613 | 1187613 |  |  |  | ERSA | M | 1640 | 1610878GZPCLNT100 | M |  | CABLE,ELEC;FLEX,SINGLE INSULATED,7.5 A | CABLE ELEC;,0.75 MM2,HILOS 1,105 DEG C | CABLE,ELECTRICAL;TYPE:FLEXIBLE,SINGLE INSULATED,VOLTAGE RATING:0.6-1 KV,CURRENT RATING:7.5 A,CONDUCTOR SIZE:0.75 MM2,CORE STRANDS: 1,CONDUCTOR MATERIAL:TINNED COPPER,INSULATION MATERIAL:V-90HT PVC,TEMPERATURE RATING:105 DEG C,JACKET COLOUR:ORANGE, CERTIFICATION/STANDARD:AS/NZS 3191 | CABLE ELECTRICO;TAMAÃ‘O CONDUCTORES:0.75 MM2,HILOS NUCLEO:1,VALOR TEMPERATURA:105 DEG C,COLOR FORRO:NARANJA |  |  |  | 1072013 @@ METAL MANUFACTURES PTY LTD | ELCF1075-VTORE | [12 empty] | ELECTRA | ELCF1075-VTORE | METAL MANUFACTURES PTY LTD | [15 empty] | https://awm.mmem.com.au/elcf1075-vtore | https://www.goelectrical.com.au/elcf1075-vtore | [8 empty] | ENRICHED | 26121613 Insulated or covered cable |  | CONDUCTOR RESISTANCE:26.7 OHM/KM,INSULATION THICKNESS:0.8 MM,DIAMETER:2.8 MM | CABLE | ELECTRICAL | TYPE | FLEXIBLE HEAVY-DUTY,SINGLE INSULATED | VOLTAGE RATING | 0.6 TO 1 KV | CURRENT RATING | 7.5 A | CONDUCTOR SIZE | 0.75 MM2 | NUMBER OF CONDUCTORS | 1 | CORE STRANDS | 24/0.2 MM | CONDUCTOR MATERIAL | TINNED COPPER | JACKET MATERIAL |  | INSULATION MATERIAL | PVC V90-HT | FILLER MATERIAL |  | ARMOR TYPE |  | TEMPERATURE RATING | 105 DEG C | LENGTH |  | JACKET COLOUR | ORANGE | HAZARD CLASS |  | CERTIFICATION/STANDARD | AS/NZS 3191 | [40 empty] | Production Completed
STP_009 - Lot7 | Data Enrichment | SMX | VNE | 2023-10-15 | 2023-10-18 |  | 1187614 | 1187614 |  |  |  | ERSA | M | 1640 | 1610877GZPCLNT100 | M |  | CABLE,ELEC;FLEXI WIRE H/D,0.6/1 KV,PINK | CABLE ELEC;0.6/1 KV,0.75 MM2,HILOS 1 | CABLE,ELECTRICAL;TYPE:FLEXI WIRE H/D,VOLTAGE RATING:0.6/1 KV,CONDUCTOR SIZE:0.75 MM2,CORE STRANDS:1,CONDUCTOR MATERIAL:COPPER, INSULATION MATERIAL:V-90HT PVC,JACKET COLOUR:PINK,ADDITIONAL FEATURES EN:BRAND:ELECTRA | CABLE ELECTRICO;VOLTAJE:0.6/1 KV,TAMAÃ‘O CONDUCTORES:0.75 MM2,HILOS NUCLEO:1 |  |  |  | 1072013 @@ METAL MANUFACTURES PTY LTD | ELCF1075-VTPNK | [12 empty] | ELECTRA | ELCF1075-VTPNK | METAL MANUFACTURES PTY LTD | [15 empty] | https://tle.mmem.com.au/elcf1075-vtpnk?___pc_id=834&token=09d393e429c55667ea17a2b6bc0e6c97&token_id=623 | https://www.goelectrical.com.au/elcf1075-vtpnk | [8 empty] | ENRICHED | 26121600 Electrical cable and accessories |  |  | CABLE | ELECTRICAL | TYPE | FLEXIBLE HEAVY-DUTY | VOLTAGE RATING | 0.6 TO 1 KV | CURRENT RATING |  | CONDUCTOR SIZE | 0.75 MM2 | NUMBER OF CONDUCTORS | 1 | CORE STRANDS |  | CONDUCTOR MATERIAL | COPPER | JACKET MATERIAL |  | INSULATION MATERIAL | PVC V90-HT | FILLER MATERIAL |  | ARMOR TYPE |  | TEMPERATURE RATING |  | LENGTH |  | JACKET COLOUR | PINK | HAZARD CLASS |  | CERTIFICATION/STANDARD | [41 empty] | Production Completed
STP_009 - Lot7 | Data Enrichment | SMX | VNE | 2023-10-15 | 2023-10-18 |  | 1187740 | 1187740 |  |  |  | ERSA | M | 1640 | 1609697GZPCLNT100 | M |  | CABLE,ELEC;FLEX,0.6/1KV,10MM2,4C,CU | CABLE ELEC; | CABLE,ELECTRICAL;TYPE:FLEXIBLE,CONDUCTOR SIZE:10MM2,NUMBER CORE:4,CORE STRANDS:3C+E,VOLTAGE RATING:0.6/1KV,CONDUCTOR MATERIAL:COPPER JACKET COLOUR:BLACK,LENGTH:100 M/ROLL,OUTER SHEATH MATERIAL:RUBBER,ADDITIONAL FEATURES EN:OIL RESISTANT,HO7RN-F 4G10,SUBMERSIBLE | CABLE ELECTRICO; |  |  |  | 1068181 @@ CNW (MOUNT ISA) ELECT WHOLESALER | DKSG-022984 | [12 empty] | TELEFONIKA | H07RN-F 4G10 | CNW (MOUNT ISA) ELECT WHOLESALER | DKSG-022984 | [14 empty] | https://direct.dksh.com.au/Product/Electrical/Cable/Rubber/H07RN-F-Multi-Core/h07rnf-4g10 | https://shop.cnw.com.au/cnw/en/AUD/AllCategories/Cable-and-Wire/Flexible-Cable/CABLE-RUBBER-FLEX-HO7RN-F-4G10/p/DKSG-022984A12 | [8 empty] | ENRICHED | 26121603 Control cable | OIL RESISTANT,SUBMERSIBLE | CURRENT RATING:65 A | CABLE | CONTROL | TYPE | POWER,FLEXIBLE | DIAMETER |  | CONDUCTOR SIZE | 10 MM2 | NUMBER OF CONDUCTORS | 3C+E | CORE STRANDS | 80/0.4 MM | CONDUCTOR MATERIAL | COPPER | JACKET MATERIAL | RUBBER | INSULATION MATERIAL |  | VOLTAGE RATING | 0.6/1 KV | TEMPERATURE RATING |  | LENGTH | 100 M/ROLL | JACKET COLOUR | BLACK | HAZARD CLASS |  | CERTIFICATION/STANDARD | [45 empty] | Production Completed
STP_009 - Lot7 | Data Enrichment | SMX | VNE | 2023-10-15 | 2023-10-18 |  | 1188625 | 1188625 |  |  |  | ERSA | M | 1640 | 1585085GZPCLNT100 | EA |  | CABLE;DELINEATE,50M (2X4MM) | CABLE; | CABLE;TYPE:DELINEATE,ADDITIONAL FEATURES EN:50M (2X4MM),COMPLETE WITH TJOINTS@ 5M | CABLE; |  |  |  | 1068181 @@ CNW (MOUNT ISA) ELECT WHOLESALER | EWLLNL-DELINEATE50 | [10 empty] | CNW (MOUNT ISA) ELECT WHOLESALER | EWLLNL-DELINEATE50 | [18 empty] | URL NOT FOUND | [9 empty] | CLEANSED | 26121600 Electrical cable and accessories | COMPLETE WITH TJOINTS AT 5 M |  | CABLE | NO MODIFIER | TYPE | DELINEATE | NUMBER OF CONDUCTORS | 2 | CONDUCTOR SIZE | 4 MM | VOLTAGE RATING |  | CURRENT RATING |  | CONDUCTOR MATERIAL |  | JACKET MATERIAL |  | INSULATION MATERIAL |  | TEMPERATURE RATING |  | LENGTH | 50 M | HAZARD CLASS |  | CERTIFICATION/STANDARD | [49 empty] | Production Completed
STP_009 - Lot7 | Data Enrichment | SMX | VNE | 2023-10-15 | 2023-10-18 |  | 1188626 | 1188626 |  |  |  | ERSA | M | 1640 | 1585084GZPCLNT100 | EA |  | CABLE;DELINEATE,CONNECTING PS,3M | CABLE; | CABLE;TYPE:DELINEATE,CONNECTING PS,ADDITIONAL FEATURES EN:3M,WITH TRUNK CABLE | CABLE; |  |  |  | 1068181 @@ CNW (MOUNT ISA) ELECT WHOLESALER | EWLLNL-DELINEATE3M | [10 empty] | CNW (MOUNT ISA) ELECT WHOLESALER | EWLLNL-DELINEATE3M | [18 empty] | URL NOT FOUND | [9 empty] | CLEANSED | 26121600 Electrical cable and accessories | C/W TRUNK |  | CABLE | NO MODIFIER | TYPE | CONNECTING PS | NUMBER OF CONDUCTORS |  | CONDUCTOR SIZE |  | VOLTAGE RATING |  | CURRENT RATING |  | CONDUCTOR MATERIAL |  | JACKET MATERIAL |  | INSULATION MATERIAL |  | TEMPERATURE RATING |  | LENGTH | 3 M | HAZARD CLASS |  | CERTIFICATION/STANDARD | [49 empty] | Production Completed
STP_009 - Lot7 | Data Enrichment | SMX | VNE | 2023-10-15 | 2023-10-18 |  | 1188847 | 1188847 |  |  |  | ERSA | M | 4500 | 1576657GZPCLNT100 | EA |  | CABLE;HDMI,ACCESSORY CLICK 3 M,4K VIDEO | CABLE; | CABLE;TYPE:HDMI,ADDITIONAL FEATURES EN:ACCESSORY CLICK 3 M,4K VIDEO,CLK1037 | CABLE; |  |  |  | 1068230 @@ BUNNINGS WAREHOUSE MT ISA | 284443 | [12 empty] | BUNNINGS WAREHOUSE MT ISA | CLK1037 |  | 284443 | [14 empty] | https://www.bunnings.com.au/click-3m-4k-hdmi-cable_p0284443 | [9 empty] | ENRICHED | 26121616 Telecommunications cable | ACCESSORY CLICK,FOR 4K VIDEO | COLOR:BLACK | CABLE | COMMUNICATION | TYPE | HDMI | IMPEDANCE |  | DIAMETER |  | CONDUCTOR SIZE |  | CORE STRANDS |  | NUMBER OF CONDUCTORS |  | CONDUCTOR MATERIAL | METAL | JACKET MATERIAL | ABS,PC | INSULATION MATERIAL |  | LENGTH | 3 M | VOLTAGE RATING |  | TEMPERATURE RATING |  | HAZARD CLASS |  | CERTIFICATION/STANDARD | [45 empty] | Production Completed
STP_009 - Lot7 | Data Enrichment | SMX | VNE | 2023-10-15 | 2023-10-18 |  | 1188848 | 1188848 |  |  |  | ERSA | M | 4500 | 1576656GZPCLNT100 | EA |  | CABLE;HDMI,ACCESSORY CLICK 10 M,4K VIDEO | CABLE; | CABLE;TYPE:HDMI,ADDITIONAL FEATURES EN:ACCESSORY CLICK 10 M,4K VIDEO,CLK1039 | CABLE; |  |  |  | 1068230 @@ BUNNINGS WAREHOUSE MT ISA | 284442 | [12 empty] | BUNNINGS WAREHOUSE MT ISA | CLK1039 |  | 284442 | [14 empty] | https://www.bunnings.com.au/click-10m-4k-hdmi-cable_p0284442 | [9 empty] | ENRICHED | 26121616 Telecommunications cable | ACCESSORY CLICK,FOR 4K VIDEO | COLOR:BLACK | CABLE | COMMUNICATION | TYPE | HDMI | IMPEDANCE |  | DIAMETER |  | CONDUCTOR SIZE |  | CORE STRANDS |  | NUMBER OF CONDUCTORS |  | CONDUCTOR MATERIAL | METAL | JACKET MATERIAL | ABS,PC | INSULATION MATERIAL |  | LENGTH | 10 M | VOLTAGE RATING |  | TEMPERATURE RATING |  | HAZARD CLASS |  | CERTIFICATION/STANDARD | [45 empty] | Production Completed
STP_009 - Lot7 | Data Enrichment | SMX | VNE | 2023-10-15 | 2023-10-18 |  | 1188849 | 1188849 |  |  |  | ERSA | M | 4500 | 1576655GZPCLNT100 | EA |  | CABLE;HDMI,ACCESSORY CLICK 5M 1080P/4K | CABLE; | CABLE;TYPE:HDMI,ADDITIONAL FEATURES EN:ACCESSORY CLICK 5M 1080P/4K,BLK JL1101- 050 | CABLE; |  |  |  | 1068230 @@ BUNNINGS WAREHOUSE MT ISA | 255445 | [12 empty] | BUNNINGS WAREHOUSE MT ISA | JL1101- 050 |  | 255445 | [14 empty] | https://www.bunnings.com.au/click-5m-4k-hdmi-cable_p0255445 | [9 empty] | ENRICHED | 26121616 Telecommunications cable | ACCESSORY CLICK,1080P/4K | COLOR:BLACK | CABLE | COMMUNICATION | TYPE | HDMI | IMPEDANCE |  | DIAMETER |  | CONDUCTOR SIZE |  | CORE STRANDS |  | NUMBER OF CONDUCTORS |  | CONDUCTOR MATERIAL | METAL | JACKET MATERIAL | PVC | INSULATION MATERIAL | PVC | LENGTH | 5 M | VOLTAGE RATING |  | TEMPERATURE RATING |  | HAZARD CLASS |  | CERTIFICATION/STANDARD | [45 empty] | Production Completed
STP_009 - Lot7 | Data Enrichment | SMX | VNE | 2023-10-15 | 2023-10-18 |  | 1189557 | 1189557 |  |  |  | ERSA | M | 1640 | 1575790GZPCLNT100 | EA |  | CABLE;OPGW,48SMOF,2000 M DRUM | CABLE; | CABLE;TYPE:OPGW,ADDITIONAL FEATURES EN:48SMOF,2000 M DRUM | CABLE; |  |  |  | 1068480 @@ HVPOWER MOUNT ISA PTY LTD | OPGW-48B1-115 | [12 empty] | HENGTONG GROUP | OPGW-48B1-115 | HVPOWER MOUNT ISA PTY LTD | [15 empty] | https://www.hengtongaustralia.com/upload/file/2023/03/06/8616abd25bfb49abb28f158b11f39edd.pdf | [9 empty] | ENRICHED | 26121600 Electrical cable and accessories | C/W 48SMOF |  | CABLE | NO MODIFIER | TYPE | OPTICAL GROUND WIRE | NUMBER OF CONDUCTORS |  | CONDUCTOR SIZE |  | VOLTAGE RATING |  | CURRENT RATING |  | CONDUCTOR MATERIAL |  | JACKET MATERIAL |  | INSULATION MATERIAL |  | TEMPERATURE RATING | -10 TO 50 DEG C | LENGTH | 2000 M DRUM | HAZARD CLASS |  | CERTIFICATION/STANDARD | [49 empty] | Production Completed
STP_009 - Lot7 | Data Enrichment | SMX | VNE | 2023-10-15 | 2023-10-18 |  | 1205600 | 1205600 |  |  |  | ERSA | M | 1640 | 271675MRM | EA |  | CABLE:LC PDX 10 METERS | CABLE:LC PDX 10 METERS | CABLE:LC PDX 10 METERS |  |  |  |  | 1069181 @@ METTLER TOLEDO LIMITED | 61043485 | [10 empty] | METTLER TOLEDO LIMITED | 61043485 | [18 empty] | URL NOT FOUND | [9 empty] | CLEANSED | 26121600 Electrical cable and accessories | LC PDX |  | CABLE | NO MODIFIER | TYPE |  | NUMBER OF CONDUCTORS |  | CONDUCTOR SIZE |  | VOLTAGE RATING |  | CURRENT RATING |  | CONDUCTOR MATERIAL |  | JACKET MATERIAL |  | INSULATION MATERIAL |  | TEMPERATURE RATING |  | LENGTH | 10 M | HAZARD CLASS |  | CERTIFICATION/STANDARD | [49 empty] | Production Completed
STP_009 - Lot7 | Data Enrichment | SMX | VNE | 2023-10-15 | 2023-10-18 |  | 1210190 | 1210190 |  |  |  | ERSA | M | 5820 | 161686MRM | EA |  | CABLE,FIBRE OPTIC:M12;8 POLE; 10 METERS; | CABLE,FIBRE OPTIC:M12;8 POLE; 10 METERS; | CABLE,FIBRE OPTIC:M12;8 POLE; 10 METERS;'PSEN CABLE AXIAL |  |  |  |  | 1069037 @@ PILZ SAFE AUTOMATION | PN1210190 | [10 empty] | PILZ SAFE AUTOMATION | PN1210190 | [18 empty] | URL NOT FOUND | [9 empty] | CLEANSED | 26121607 Fiber optic cable | NUMBER OF POLES:8,PSEN |  | CABLE | FIBER OPTIC | TYPE | AXIAL | PROPAGATION MODE |  | NUMBER OF CORES |  | CORE DIAMETER | M12 | CABLE CONSTRUCTION |  | SHEATH MATERIAL |  | SHEATH COLOUR |  | END CONNECTION |  | LENGTH | 10 M | TEMPERATURE RATING |  | HAZARD CLASS |  | CERTIFICATION/STANDARD | [49 empty] | Production Completed