## Sheet1
Project | Activities | Production User | Production Comments | Start Date | End Date | Remarks | Griha ID | MATNR | SAP MATERIAL NUMBER | ELLIPSE | LVORM | MTART | MBRSH | MATKL | BISMT | MEINS | MFRNR | MAKTX_EN | MAKTX_ES | TEXT_EN | TEXT_ES | ENRICHED DATA | Manufacturer Name | P/N | Manufacturer Name 1 | P/N 1 | Manufacturer Name 2 | P/N 2 | Manufacturer Name 3 | P/N 3 | Manufacturer Name 4 | P/N 4 | Manufacturer Name 5 | P/N 5 | Manufacturer Name 6 | P/N 6 | Input MNFR | Input PTNO | Verified MNFR from web | Verified MPN from Web | MNFR 1 | PTNO 1 | MNFR 2 | PTNO 2 | MNFR 3 | PTNO 3 | MNFR 4 | PTNO 4 | MNFR 5 | PTNO 5 | MNFR 6 | PTNO 6 | Vendor NAME | Vendor Part Number | Vendor NAME1 | Vendor Part Number1 | Reference URL | Reference URL1 | Item Number | Equipment Type | Equipment Manufacturer | Equipment Model | Equipment Serial | DWG | DRAWING VERSION | POS/TAG | Enriched/Cleansed | UNSPSC Ver.23.07 | ADDITIONAL FEATURES FROM INPUT | Additional Features from WEBSOURCE | Noun | Modifier | Attribute Name 1 | Attribute Value 1 | Attribute Name 2 | Attribute Value 2 | Attribute Name 3 | Attribute Value 3 | Attribute Name 4 | Attribute Value 4 | Attribute Name 5 | Attribute Value 5 | Attribute Name 6 | Attribute Value 6 | Attribute Name 7 | Attribute Value 7 | Attribute Name 8 | Attribute Value 8 | Attribute Name 9 | Attribute Value 9 | Attribute Name 10 | Attribute Value 10 | Attribute Name 11 | Attribute Value 11 | Attribute Name 12 | Attribute Value 12 | Attribute Name 13 | Attribute Value 13 | Attribute Name 14 | Attribute Value 14 | Attribute Name 15 | Attribute Value 15 | Attribute Name 16 | Attribute Value 16 | Attribute Name 17 | Attribute Value 17 | Attribute Name 18 | Attribute Value 18 | Attribute Name 19 | Attribute Value 19 | Attribute Name 20 | Attribute Value 20 | Attribute Name 21 | Attribute Value 21 | Attribute Name 22 | Attribute Value 22 | Attribute Name 23 | Attribute Value 23 | Attribute Name 24 | Attribute Value 24 | Attribute Name 25 | Attribute Value 25 | Attribute Name 26 | Attribute Value 26 | Attribute Name 27 | Attribute Value 27 | Attribute Name 28 | Attribute Value 28 | Attribute Name 29 | Attribute Value 29 | Attribute Name 30 | Attribute Value 30 | Attribute Name 31 | Attribute Value 31 | Attribute Name 32 | Attribute Value 32 | Attribute Name 33 | Attribute Value 33 | Attribute Name 34 | Attribute Value 34 | Attribute Name 35 | Attribute Value 35 | Attribute Name 36 | Attribute Value 36 | Status
STP_009 - Lot7 | Data Enrichment | NGB | ok | 2023-10-28 | 2023-11-02 |  | 1209605 | 1209605 |  |  |  | ERSA | M | 2200 | 157451MRM | EA |  | ADAPTER,PIPE-COUPLING:90MM-3IN BSP MALE | ADAPTER,PIPE-COUPLING:90MM-3IN BSP MALE | ADAPTER,PIPE-COUPLING:90MM-3IN BSP MALE THREADED ADAPTOR | [36 empty] | URL Not Found | [9 empty] | Cleansed | 40171700 Pipe adapters |  |  | ADAPTER | PIPE | TYPE |  | NOMINAL SIZE | 90 MM X 3 IN | END CONNECTION | MBSP | LENGTH |  | SCHEDULE/WALL THICKNESS |  | PRESSURE CLASS/RATING |  | MATERIAL |  | MATERIAL SPECIFICATION |  | COATING/FINISH |  | TEMPERATURE RATING |  | HAZARD CLASS |  | CERTIFICATION/STANDARD | [49 empty] | Production Completed
STP_009 - Lot7 | Data Enrichment | NGB | ok | 2023-10-28 | 2023-11-02 |  | 1214845 | 1214845 |  |  |  | ERSA | M | 2200 | 777719MRM | EA |  | ADAPTER,STRAIGHT,PIPE TO HOSE:1 1/16-12 | ADAPTER,STRAIGHT,PIPE TO HOSE:1 1/16-12 | ADAPTER,STRAIGHT,PIPE TO HOSE:1 1/16-12 FEMALE;SWIVEL;HOSE SIZE -12FEMALE JIC/SAE 37DEG SWIVEL;(FJ) | [36 empty] | URL Not Found | [9 empty] | Cleansed | 40141700 Hardware and fittings |  |  | ADAPTER | HOSE TO PIPE | TYPE | STRAIGHT | PIPE SIZE | 1-1/16 IN-12 TPI | HOSE SIZE | SIZE -12 | PIPE CONNECTION | FEMALE;SWIVEL | HOSE CONNECTION | FEMALE JIC/SAE 37 DEG SWIVEL | LENGTH |  | SCHEDULE/WALL THICKNESS |  | PRESSURE CLASS/RATING |  | MATERIAL |  | MATERIAL SPECIFICATION |  | COATING/FINISH |  | TEMPERATURE RATING |  | HAZARD CLASS |  | CERTIFICATION/STANDARD | [45 empty] | Production Completed
STP_009 - Lot7 | Data Enrichment | NGB | ok | 2023-10-28 | 2023-11-02 |  | 1214429 | 1214429 |  |  |  | ERSA | M | 2200 | 777455MRM | EA |  | ADAPTER,STRAIGHT,PIPE TO HOSE:1 1/16-12; | ADAPTER,STRAIGHT,PIPE TO HOSE:1 1/16-12; | ADAPTER,STRAIGHT,PIPE TO HOSE:1 1/16-12;SWIVEL;STRAIGHT;HOSE SIZE - 12FEMALE JIC/SAE 37DEG SWIVEL (FJ);2.84" LOA;STEEL;HEX GRIP; | [36 empty] | URL Not Found | [9 empty] | Cleansed | 40141700 Hardware and fittings |  |  | ADAPTER | HOSE TO PIPE | TYPE | STRAIGHT,HEX GRIP | PIPE SIZE | 1-1/16 IN-12 TPI | HOSE SIZE | SIZE -12 | PIPE CONNECTION | SWIVEL | HOSE CONNECTION | FEMALE JIC/SAE 37DEG SWIVEL | LENGTH | 2-27/32 IN | SCHEDULE/WALL THICKNESS |  | PRESSURE CLASS/RATING |  | MATERIAL | STEEL | MATERIAL SPECIFICATION |  | COATING/FINISH |  | TEMPERATURE RATING |  | HAZARD CLASS |  | CERTIFICATION/STANDARD | [45 empty] | Production Completed
STP_009 - Lot7 | Data Enrichment | NGB | ok | 2023-10-28 | 2023-11-02 |  | 1214854 | 1214854 |  |  |  | ERSA | M | 2200 | 777761MRM | EA |  | ADAPTER,STRAIGHT,PIPE TO HOSE:1 1/16-14 | ADAPTER,STRAIGHT,PIPE TO HOSE:1 1/16-14 | ADAPTER,STRAIGHT,PIPE TO HOSE:1 1/16-14 FEMALE;SWIVEL;HOSE SIZE -12;FEMALE SAE 45DEG SWIVEL;(FS); | [36 empty] | URL Not Found | [9 empty] | Cleansed | 40141700 Hardware and fittings |  |  | ADAPTER | HOSE TO PIPE | TYPE | STRAIGHT | PIPE SIZE | 1-1/16 IN-14 TPI | HOSE SIZE | SIZE -12 | PIPE CONNECTION | FEMALE;SWIVEL | HOSE CONNECTION | FEMALE SAE 45 DEG SWIVEL | LENGTH |  | SCHEDULE/WALL THICKNESS |  | PRESSURE CLASS/RATING |  | MATERIAL |  | MATERIAL SPECIFICATION |  | COATING/FINISH |  | TEMPERATURE RATING |  | HAZARD CLASS |  | CERTIFICATION/STANDARD | [45 empty] | Production Completed
STP_009 - Lot7 | Data Enrichment | NGB | ok | 2023-10-28 | 2023-11-02 |  | 1214852 | 1214852 |  |  |  | ERSA | M | 2200 | 777755MRM | EA |  | ADAPTER,STRAIGHT,PIPE TO HOSE:1 11/16-12 | ADAPTER,STRAIGHT,PIPE TO HOSE:1 11/16-12 | ADAPTER,STRAIGHT,PIPE TO HOSE:1 11/16-12 FEMALE;SWIVEL;HOSE SIZE - 20;FEMALE ORS SWIVEL;(FR); | [36 empty] | URL Not Found | [9 empty] | Cleansed | 40141700 Hardware and fittings |  |  | ADAPTER | HOSE TO PIPE | TYPE | STRAIGHT | PIPE SIZE | 1-1/16 IN-12 TPI | HOSE SIZE | SIZE -20 | PIPE CONNECTION | FEMALE;SWIVEL | HOSE CONNECTION | FEMALE ORS SWIVEL | LENGTH |  | SCHEDULE/WALL THICKNESS |  | PRESSURE CLASS/RATING |  | MATERIAL |  | MATERIAL SPECIFICATION |  | COATING/FINISH |  | TEMPERATURE RATING |  | HAZARD CLASS |  | CERTIFICATION/STANDARD | [45 empty] | Production Completed
STP_009 - Lot7 | Data Enrichment | NGB | ok | 2023-10-28 | 2023-11-02 |  | 1214850 | 1214850 |  |  |  | ERSA | M | 2200 | 777743MRM | EA |  | ADAPTER,STRAIGHT,PIPE TO HOSE:1 3/16-12 | ADAPTER,STRAIGHT,PIPE TO HOSE:1 3/16-12 | ADAPTER,STRAIGHT,PIPE TO HOSE:1 3/16-12 FEMALE;SWIVEL;HOSE SIZE - 12;FEMALE ORS SWIVEL;(FR); | [36 empty] | URL Not Found | [9 empty] | Cleansed | 40141700 Hardware and fittings |  |  | ADAPTER | HOSE TO PIPE | TYPE | STRAIGHT | PIPE SIZE | 1-3/16 IN-12 TPI | HOSE SIZE | SIZE -12 | PIPE CONNECTION | FEMALE;SWIVEL | HOSE CONNECTION | FEMALE ORS SWIVEL | LENGTH |  | SCHEDULE/WALL THICKNESS |  | PRESSURE CLASS/RATING |  | MATERIAL |  | MATERIAL SPECIFICATION |  | COATING/FINISH |  | TEMPERATURE RATING |  | HAZARD CLASS |  | CERTIFICATION/STANDARD | [45 empty] | Production Completed
STP_009 - Lot7 | Data Enrichment | NGB | ok | 2023-10-28 | 2023-11-02 |  | 1214784 | 1214784 |  |  |  | ERSA | M | 2200 | 777458MRM | EA |  | ADAPTER,STRAIGHT,PIPE TO HOSE:1 5/16-12; | ADAPTER,STRAIGHT,PIPE TO HOSE:1 5/16-12; | ADAPTER,STRAIGHT,PIPE TO HOSE:1 5/16-12;SWIVEL;STRAIGHT;HOSE SIZE - 12FEMALE JIC/SAE 37DEG SWIVEL (FJ);2.91" LOA;STEEL;HEX GRIP; | [36 empty] | URL Not Found | [9 empty] | Cleansed | 40141700 Hardware and fittings |  |  | ADAPTER | HOSE TO PIPE | TYPE | STRAIGHT,HEX GRIP | PIPE SIZE | 1-5/16 IN-12 TPI | HOSE SIZE | SIZE -12 | PIPE CONNECTION | SWIVEL | HOSE CONNECTION | FEMALE JIC/SAE 37 DEG SWIVEL | LENGTH | 2-29/32 IN | SCHEDULE/WALL THICKNESS |  | PRESSURE CLASS/RATING |  | MATERIAL | STEEL | MATERIAL SPECIFICATION |  | COATING/FINISH |  | TEMPERATURE RATING |  | HAZARD CLASS |  | CERTIFICATION/STANDARD | [45 empty] | Production Completed
STP_009 - Lot7 | Data Enrichment | NGB | ok | 2023-10-28 | 2023-11-02 |  | 1214785 | 1214785 |  |  |  | ERSA | M | 2200 | 777461MRM | EA |  | ADAPTER,STRAIGHT,PIPE TO HOSE:1 5/16-12; | ADAPTER,STRAIGHT,PIPE TO HOSE:1 5/16-12; | ADAPTER,STRAIGHT,PIPE TO HOSE:1 5/16-12;SWIVEL;STRAIGHT;HOSE SIZE - 16FEMALE JIC/SAE 37DEG SWIVEL (FJ);3.29" LOA;STEEL;HEX GRIP; | [36 empty] | URL Not Found | [9 empty] | Cleansed | 40141700 Hardware and fittings |  |  | ADAPTER | HOSE TO PIPE | TYPE | STRAIGHT,HEX GRIP | PIPE SIZE | 1-5/16 IN-12 TPI | HOSE SIZE | SIZE -16 | PIPE CONNECTION | SWIVEL | HOSE CONNECTION | FEMALE JIC/SAE 37DEG SWIVEL | LENGTH | 3-19/64 IN | SCHEDULE/WALL THICKNESS |  | PRESSURE CLASS/RATING |  | MATERIAL | STEEL | MATERIAL SPECIFICATION |  | COATING/FINISH |  | TEMPERATURE RATING |  | HAZARD CLASS |  | CERTIFICATION/STANDARD | [45 empty] | Production Completed
STP_009 - Lot7 | Data Enrichment | NGB | ok | 2023-10-28 | 2023-11-02 |  | 1214851 | 1214851 |  |  |  | ERSA | M | 2200 | 777746MRM | EA |  | ADAPTER,STRAIGHT,PIPE TO HOSE:1 7/16-12 | ADAPTER,STRAIGHT,PIPE TO HOSE:1 7/16-12 | ADAPTER,STRAIGHT,PIPE TO HOSE:1 7/16-12 FEMALE;SWIVEL;HOSE SIZE - 12;FEMALE ORS SWIVEL;(FR); | [36 empty] | URL Not Found | [9 empty] | Cleansed | 40141700 Hardware and fittings |  |  | ADAPTER | HOSE TO PIPE | TYPE | STRAIGHT | PIPE SIZE | 1-7/16 IN-12 TPI | HOSE SIZE | SIZE -12 | PIPE CONNECTION | FEMALE;SWIVEL | HOSE CONNECTION | FEMALE ORS SWIVEL | LENGTH |  | SCHEDULE/WALL THICKNESS |  | PRESSURE CLASS/RATING |  | MATERIAL |  | MATERIAL SPECIFICATION |  | COATING/FINISH |  | TEMPERATURE RATING |  | HAZARD CLASS |  | CERTIFICATION/STANDARD | [45 empty] | Production Completed
STP_009 - Lot7 | Data Enrichment | NGB | ok | 2023-10-28 | 2023-11-02 |  | 1214801 | 1214801 |  |  |  | ERSA | M | 2200 | 777557MRM | EA |  | ADAPTER,STRAIGHT,PIPE TO HOSE:1.19" FLG | ADAPTER,STRAIGHT,PIPE TO HOSE:1.19" FLG | ADAPTER,STRAIGHT,PIPE TO HOSE:1.19" FLG HEAD DIA;HOSE SIZE - 08;SAE CODE 61 SPLIT FLANGE (FL); | [36 empty] | URL Not Found | [9 empty] | Cleansed | 40141700 Hardware and fittings |  |  | ADAPTER | HOSE TO PIPE | TYPE | STRAIGHT | PIPE SIZE | 1-3/16 IN | HOSE SIZE | SIZE -08 | PIPE CONNECTION | FLANGE HEAD | HOSE CONNECTION | SAE CODE 61 SPLIT FLANGE | LENGTH |  | SCHEDULE/WALL THICKNESS |  | PRESSURE CLASS/RATING |  | MATERIAL |  | MATERIAL SPECIFICATION |  | COATING/FINISH |  | TEMPERATURE RATING |  | HAZARD CLASS |  | CERTIFICATION/STANDARD | [45 empty] | Production Completed
STP_009 - Lot7 | Data Enrichment | NGB | ok | 2023-10-28 | 2023-11-02 |  | 1214802 | 1214802 |  |  |  | ERSA | M | 2200 | 777560MRM | EA |  | ADAPTER,STRAIGHT,PIPE TO HOSE:1.50" FLG | ADAPTER,STRAIGHT,PIPE TO HOSE:1.50" FLG | ADAPTER,STRAIGHT,PIPE TO HOSE:1.50" FLG HEAD DIA;HOSE SIZE - 08;SAE CODE 61 SPLIT FLANGE (FL); | [36 empty] | URL Not Found | [9 empty] | Cleansed | 40141700 Hardware and fittings |  |  | ADAPTER | HOSE TO PIPE | TYPE | STRAIGHT | PIPE SIZE | 1-1/2 IN | HOSE SIZE | SIZE -08 | PIPE CONNECTION | FLANGE HEAD | HOSE CONNECTION | SAE CODE 61 SPLIT FLANGE | LENGTH |  | SCHEDULE/WALL THICKNESS |  | PRESSURE CLASS/RATING |  | MATERIAL |  | MATERIAL SPECIFICATION |  | COATING/FINISH |  | TEMPERATURE RATING |  | HAZARD CLASS |  | CERTIFICATION/STANDARD | [45 empty] | Production Completed
STP_009 - Lot7 | Data Enrichment | NGB | ok | 2023-10-28 | 2023-11-02 |  | 1214804 | 1214804 |  |  |  | ERSA | M | 2200 | 777575MRM | EA |  | ADAPTER,STRAIGHT,PIPE TO HOSE:1.75" FLG | ADAPTER,STRAIGHT,PIPE TO HOSE:1.75" FLG | ADAPTER,STRAIGHT,PIPE TO HOSE:1.75" FLG HEAD DIA;HOSE SIZE - 16; SAECODE 61 SPLIT FLANGE (FL); | [36 empty] | URL Not Found | [9 empty] | Cleansed | 40141700 Hardware and fittings |  |  | ADAPTER | HOSE TO PIPE | TYPE | STRAIGHT | PIPE SIZE | 1-3/4 IN | HOSE SIZE | SIZE -16 | PIPE CONNECTION | FLANGE HEAD | HOSE CONNECTION | SAE CODE 61 SPLIT FLANGE | LENGTH |  | SCHEDULE/WALL THICKNESS |  | PRESSURE CLASS/RATING |  | MATERIAL |  | MATERIAL SPECIFICATION |  | COATING/FINISH |  | TEMPERATURE RATING |  | HAZARD CLASS |  | CERTIFICATION/STANDARD | [45 empty] | Production Completed
STP_009 - Lot7 | Data Enrichment | NGB | ok | 2023-10-28 | 2023-11-02 |  | 1214422 | 1214422 |  |  |  | ERSA | M | 2200 | 777434MRM | EA |  | ADAPTER,STRAIGHT,PIPE TO HOSE:1/2-20;SWI | ADAPTER,STRAIGHT,PIPE TO HOSE:1/2-20;SWI | ADAPTER,STRAIGHT,PIPE TO HOSE:1/2-20;SWIVEL;STRAIGHT;HOSE SIZE - 04;FEMALE JIC/SAE 37DEG SWIVEL (FJ);1.98" LOA;STEEL;HEX GRIP; | [36 empty] | URL Not Found | [9 empty] | Cleansed | 40141700 Hardware and fittings |  |  | ADAPTER | HOSE TO PIPE | TYPE | STRAIGHT,HEX GRIP | PIPE SIZE | 1/2 IN-20 TPI | HOSE SIZE | SIZE -04 | PIPE CONNECTION | SWIVEL | HOSE CONNECTION | FEMALE JIC/SAE 37 DEG SWIVEL | LENGTH | 1-63/64 IN | SCHEDULE/WALL THICKNESS |  | PRESSURE CLASS/RATING |  | MATERIAL | STEEL | MATERIAL SPECIFICATION |  | COATING/FINISH |  | TEMPERATURE RATING |  | HAZARD CLASS |  | CERTIFICATION/STANDARD | [45 empty] | Production Completed
STP_009 - Lot7 | Data Enrichment | NGB | ok | 2023-10-28 | 2023-11-02 |  | 1216667 | 1216667 |  |  |  | ERSA | M | 3700 | 7128050MRM | EA |  | ADAPTER,STRAIGHT,PIPE TO HOSE:1/2IN M.BS | ADAPTER,STRAIGHT,PIPE TO HOSE:1/2IN M.BS | ADAPTER,STRAIGHT,PIPE TO HOSE:1/2IN M.BSPP X 3/4IN JIC; WATER SEPARATOR ASSY; ROBOLT H320-30C ROOF BOLTER | [36 empty] | URL Not Found |  |  | ROOF BOLTER | ROBOLT | H320-30C |  |  |  |  | Cleansed | 40141700 Hardware and fittings | WATER SEPARATOR ASSEMBLY |  | ADAPTER | HOSE TO PIPE | TYPE | STRAIGHT | PIPE SIZE | 1/2 IN | HOSE SIZE | 3/4 IN | PIPE CONNECTION | MBSPP | HOSE CONNECTION | JIC | LENGTH |  | SCHEDULE/WALL THICKNESS |  | PRESSURE CLASS/RATING |  | MATERIAL |  | MATERIAL SPECIFICATION |  | COATING/FINISH |  | TEMPERATURE RATING |  | HAZARD CLASS |  | CERTIFICATION/STANDARD | [45 empty] | Production Completed
STP_009 - Lot7 | Data Enrichment | NGB | ok | 2023-10-28 | 2023-11-02 |  | 1216839 | 1216839 |  |  |  | ERSA | M | 2200 | 564724MRM | EA |  | ADAPTER,STRAIGHT,PIPE TO HOSE:1/4"M.BSP | ADAPTER,STRAIGHT,PIPE TO HOSE:1/4"M.BSP | ADAPTER,STRAIGHT,PIPE TO HOSE:1/4"M.BSP X 1/2" HOSE BARB;BRASS; | [36 empty] | URL Not Found | [9 empty] | Cleansed | 40141700 Hardware and fittings |  |  | ADAPTER | HOSE TO PIPE | TYPE | STRAIGHT | PIPE SIZE | 1/4 IN | HOSE SIZE | 1/2 IN | PIPE CONNECTION | MBSP | HOSE CONNECTION | HOSE BARB | LENGTH |  | SCHEDULE/WALL THICKNESS |  | PRESSURE CLASS/RATING |  | MATERIAL | BRASS | MATERIAL SPECIFICATION |  | COATING/FINISH |  | TEMPERATURE RATING |  | HAZARD CLASS |  | CERTIFICATION/STANDARD | [45 empty] | Production Completed
STP_009 - Lot7 | Data Enrichment | NGB | ok | 2023-10-28 | 2023-11-02 |  | 1216668 | 1216668 |  |  |  | ERSA | M | 2200 | 7128057MRM | EA |  | ADAPTER,STRAIGHT,PIPE TO HOSE:1/8"M.BSPP | ADAPTER,STRAIGHT,PIPE TO HOSE:1/8"M.BSPP | ADAPTER,STRAIGHT,PIPE TO HOSE:1/8"M.BSPP X 7/16"JIC;OIL RECEIVER ASSY;ROBOLT H320-30C ROOF BOLTER | [36 empty] | URL Not Found |  |  | ROOF BOLTER | ROBOLT | H320-30C |  |  |  |  | Cleansed | 40141700 Hardware and fittings | OIL RECEIVER ASSEMBLY |  | ADAPTER | HOSE TO PIPE | TYPE | STRAIGHT | PIPE SIZE | 1/8 IN | HOSE SIZE | 7/16 IN | PIPE CONNECTION | MBSPP | HOSE CONNECTION | JIC | LENGTH |  | SCHEDULE/WALL THICKNESS |  | PRESSURE CLASS/RATING |  | MATERIAL |  | MATERIAL SPECIFICATION |  | COATING/FINISH |  | TEMPERATURE RATING |  | HAZARD CLASS |  | CERTIFICATION/STANDARD | [45 empty] | Production Completed
STP_009 - Lot7 | Data Enrichment | NGB | ok | 2023-10-28 | 2023-11-02 |  | 1214847 | 1214847 |  |  |  | ERSA | M | 2200 | 777731MRM | EA |  | ADAPTER,STRAIGHT,PIPE TO HOSE:11/16-16 F | ADAPTER,STRAIGHT,PIPE TO HOSE:11/16-16 F | ADAPTER,STRAIGHT,PIPE TO HOSE:11/16-16 FEMALE;ORS;HOSE SIZE - 04;FEMALE ORS SWIVEL;(FR); | [36 empty] | URL Not Found | [9 empty] | Cleansed | 40141700 Hardware and fittings |  |  | ADAPTER | HOSE TO PIPE | TYPE | STRAIGHT | PIPE SIZE | 11/16 IN-16 TPI | HOSE SIZE | SIZE -04 | PIPE CONNECTION | FEMALE ORS | HOSE CONNECTION | FEMALE ORS SWIVEL | LENGTH |  | SCHEDULE/WALL THICKNESS |  | PRESSURE CLASS/RATING |  | MATERIAL |  | MATERIAL SPECIFICATION |  | COATING/FINISH |  | TEMPERATURE RATING |  | HAZARD CLASS |  | CERTIFICATION/STANDARD | [45 empty] | Production Completed
STP_009 - Lot7 | Data Enrichment | NGB | ok | 2023-10-28 | 2023-11-02 |  | 1214848 | 1214848 |  |  |  | ERSA | M | 2200 | 777734MRM | EA |  | ADAPTER,STRAIGHT,PIPE TO HOSE:11/16-16 F | ADAPTER,STRAIGHT,PIPE TO HOSE:11/16-16 F | ADAPTER,STRAIGHT,PIPE TO HOSE:11/16-16 FEMALE;ORS;HOSE SIZE - 06;FEMALE ORS SWIVEL;(FR); | [36 empty] | URL Not Found | [9 empty] | Cleansed | 40141700 Hardware and fittings |  |  | ADAPTER | HOSE TO PIPE | TYPE | STRAIGHT | PIPE SIZE | 11/16 IN-16 TPI | HOSE SIZE | SIZE -06 | PIPE CONNECTION | FEMALE ORS | HOSE CONNECTION | FEMALE ORS SWIVEL | LENGTH |  | SCHEDULE/WALL THICKNESS |  | PRESSURE CLASS/RATING |  | MATERIAL |  | MATERIAL SPECIFICATION |  | COATING/FINISH |  | TEMPERATURE RATING |  | HAZARD CLASS |  | CERTIFICATION/STANDARD | [45 empty] | Production Completed
STP_009 - Lot7 | Data Enrichment | NGB | ok | 2023-10-28 | 2023-11-02 |  | 1214849 | 1214849 |  |  |  | ERSA | M | 2200 | 777740MRM | EA |  | ADAPTER,STRAIGHT,PIPE TO HOSE:13/16-16 F | ADAPTER,STRAIGHT,PIPE TO HOSE:13/16-16 F | ADAPTER,STRAIGHT,PIPE TO HOSE:13/16-16 FEMALE;ORS;HOSE SIZE - 08;FEMALE ORS SWIVEL;(FR); | [36 empty] | URL Not Found | [9 empty] | Cleansed | 40141700 Hardware and fittings |  |  | ADAPTER | HOSE TO PIPE | TYPE | STRAIGHT | PIPE SIZE | 13/16 IN-16 TPI | HOSE SIZE | SIZE -08 | PIPE CONNECTION | FEMALE ORS | HOSE CONNECTION | FEMALE ORS SWIVEL | LENGTH |  | SCHEDULE/WALL THICKNESS |  | PRESSURE CLASS/RATING |  | MATERIAL |  | MATERIAL SPECIFICATION |  | COATING/FINISH |  | TEMPERATURE RATING |  | HAZARD CLASS |  | CERTIFICATION/STANDARD | [45 empty] | Production Completed
STP_009 - Lot7 | Data Enrichment | NGB | ok | 2023-10-28 | 2023-11-02 |  | 1214803 | 1214803 |  |  |  | ERSA | M | 2200 | 777572MRM | EA |  | ADAPTER,STRAIGHT,PIPE TO HOSE:2.00" FLG | ADAPTER,STRAIGHT,PIPE TO HOSE:2.00" FLG | ADAPTER,STRAIGHT,PIPE TO HOSE:2.00" FLG HEAD DIA;HOSE SIZE - 12;SAE CODE 61 SPLIT FLANGE (FL); | [36 empty] | URL Not Found | [9 empty] | Cleansed | 40141700 Hardware and fittings |  |  | ADAPTER | HOSE TO PIPE | TYPE | STRAIGHT | PIPE SIZE | 2 IN | HOSE SIZE | SIZE -12 | PIPE CONNECTION | FLANGE HEAD | HOSE CONNECTION | SAE CODE 61 SPLIT FLANGE | LENGTH |  | SCHEDULE/WALL THICKNESS |  | PRESSURE CLASS/RATING |  | MATERIAL |  | MATERIAL SPECIFICATION |  | COATING/FINISH |  | TEMPERATURE RATING |  | HAZARD CLASS |  | CERTIFICATION/STANDARD | [45 empty] | Production Completed
STP_009 - Lot7 | Data Enrichment | NGB | ok | 2023-10-28 | 2023-11-02 |  | 1214805 | 1214805 |  |  |  | ERSA | M | 2200 | 777578MRM | EA |  | ADAPTER,STRAIGHT,PIPE TO HOSE:2.00" FLG | ADAPTER,STRAIGHT,PIPE TO HOSE:2.00" FLG | ADAPTER,STRAIGHT,PIPE TO HOSE:2.00" FLG HEAD DIA;HOSE SIZE - 20;SAE CODE 61 SPLIT FLANGE (FL); | [36 empty] | URL Not Found | [9 empty] | Cleansed | 40141700 Hardware and fittings |  |  | ADAPTER | HOSE TO PIPE | TYPE | STRAIGHT | PIPE SIZE | 2 IN | HOSE SIZE | SIZE -20 | PIPE CONNECTION | FLANGE HEAD | HOSE CONNECTION | SAE CODE 61 SPLIT FLANGE | LENGTH |  | SCHEDULE/WALL THICKNESS |  | PRESSURE CLASS/RATING |  | MATERIAL |  | MATERIAL SPECIFICATION |  | COATING/FINISH |  | TEMPERATURE RATING |  | HAZARD CLASS |  | CERTIFICATION/STANDARD | [45 empty] | Production Completed
STP_009 - Lot7 | Data Enrichment | NGB | ok | 2023-10-28 | 2023-11-02 |  | 1214424 | 1214424 |  |  |  | ERSA | M | 2200 | 777440MRM | EA |  | ADAPTER,STRAIGHT,PIPE TO HOSE:3/4-16;SWI | ADAPTER,STRAIGHT,PIPE TO HOSE:3/4-16;SWI | ADAPTER,STRAIGHT,PIPE TO HOSE:3/4-16;SWIVEL;STRAIGHT;HOSE SIZE - 06;FEMALE JIC/SAE 37DEG SWIVEL (FJ);2.31" LOA;STEEL;HEX GRIP; | [36 empty] | URL Not Found | [9 empty] | Cleansed | 40141700 Hardware and fittings |  |  | ADAPTER | HOSE TO PIPE | TYPE | STRAIGHT,HEX GRIP | PIPE SIZE | 3/4 IN-16 TPI | HOSE SIZE | SIZE -06 | PIPE CONNECTION | SWIVEL | HOSE CONNECTION | FEMALE JIC/SAE 37DEG SWIVEL | LENGTH | 2-5/16 IN | SCHEDULE/WALL THICKNESS |  | PRESSURE CLASS/RATING |  | MATERIAL | STEEL | MATERIAL SPECIFICATION |  | COATING/FINISH |  | TEMPERATURE RATING |  | HAZARD CLASS |  | CERTIFICATION/STANDARD | [45 empty] | Production Completed
STP_009 - Lot7 | Data Enrichment | NGB | ok | 2023-10-28 | 2023-11-02 |  | 1214425 | 1214425 |  |  |  | ERSA | M | 2200 | 777443MRM | EA |  | ADAPTER,STRAIGHT,PIPE TO HOSE:3/4-16;SWI | ADAPTER,STRAIGHT,PIPE TO HOSE:3/4-16;SWI | ADAPTER,STRAIGHT,PIPE TO HOSE:3/4-16;SWIVEL;STRAIGHT;HOSE SIZE - 08;FEMALE JIC/SAE 37DEG SWIVEL (FJ);2.63" LOA;STEEL;HEX GRIP; | [36 empty] | URL Not Found | [9 empty] | Cleansed | 40141700 Hardware and fittings |  |  | ADAPTER | HOSE TO PIPE | TYPE | STRAIGHT,HEX GRIP | PIPE SIZE | 3/4 IN-16 TPI | HOSE SIZE | SIZE -08 | PIPE CONNECTION | SWIVEL | HOSE CONNECTION | FEMALE JIC/SAE 37 DEG SWIVEL | LENGTH | 2-5/8 IN | SCHEDULE/WALL THICKNESS |  | PRESSURE CLASS/RATING |  | MATERIAL | STEEL | MATERIAL SPECIFICATION |  | COATING/FINISH |  | TEMPERATURE RATING |  | HAZARD CLASS |  | CERTIFICATION/STANDARD | [45 empty] | Production Completed
STP_009 - Lot7 | Data Enrichment | NGB | ok | 2023-10-28 | 2023-11-02 |  | 1214853 | 1214853 |  |  |  | ERSA | M | 2200 | 777758MRM | EA |  | ADAPTER,STRAIGHT,PIPE TO HOSE:5/8-18 FEM | ADAPTER,STRAIGHT,PIPE TO HOSE:5/8-18 FEM | ADAPTER,STRAIGHT,PIPE TO HOSE:5/8-18 FEMALE;SWIVEL;HOSE SIZE - 06;FEMALE SAE 45DEG SWIVEL;(FS); | [36 empty] | URL Not Found | [9 empty] | Cleansed | 40141700 Hardware and fittings |  |  | ADAPTER | HOSE TO PIPE | TYPE | STRAIGHT | PIPE SIZE | 5/8 IN-18 TPI | HOSE SIZE | SIZE -06 | PIPE CONNECTION | FEMALE;SWIVEL | HOSE CONNECTION | FEMALE SAE 45 DEG SWIVEL | LENGTH |  | SCHEDULE/WALL THICKNESS |  | PRESSURE CLASS/RATING |  | MATERIAL |  | MATERIAL SPECIFICATION |  | COATING/FINISH |  | TEMPERATURE RATING |  | HAZARD CLASS |  | CERTIFICATION/STANDARD | [45 empty] | Production Completed
STP_009 - Lot7 | Data Enrichment | NGB | ok | 2023-10-28 | 2023-11-02 |  | 1214426 | 1214426 |  |  |  | ERSA | M | 2200 | 777446MRM | EA |  | ADAPTER,STRAIGHT,PIPE TO HOSE:7/ 8-14;SW | ADAPTER,STRAIGHT,PIPE TO HOSE:7/ 8-14;SW | ADAPTER,STRAIGHT,PIPE TO HOSE:7/ 8-14;SWIVEL;STRAIGHT;HOSE SIZE - 08;FEMALE JIC/SAE 37DEG SWIVEL (FJ);2.64" LOA;STEEL;HEX GRIP; | [36 empty] | URL Not Found | [9 empty] | Cleansed | 40141700 Hardware and fittings |  |  | ADAPTER | HOSE TO PIPE | TYPE | STRAIGHT,HEX GRIP | PIPE SIZE | 7/8 IN-14 TPI | HOSE SIZE | SIZE -08 | PIPE CONNECTION | SWIVEL | HOSE CONNECTION | FEMALE JIC/SAE 37 DEG SWIVEL | LENGTH | 2-41/64 IN | SCHEDULE/WALL THICKNESS |  | PRESSURE CLASS/RATING |  | MATERIAL | STEEL | MATERIAL SPECIFICATION |  | COATING/FINISH |  | TEMPERATURE RATING |  | HAZARD CLASS |  | CERTIFICATION/STANDARD | [45 empty] | Production Completed
STP_009 - Lot7 | Data Enrichment | NGB | ok | 2023-10-28 | 2023-11-02 |  | 1214423 | 1214423 |  |  |  | ERSA | M | 2200 | 777437MRM | EA |  | ADAPTER,STRAIGHT,PIPE TO HOSE:9/16-18;SW | ADAPTER,STRAIGHT,PIPE TO HOSE:9/16-18;SW | ADAPTER,STRAIGHT,PIPE TO HOSE:9/16-18;SWIVEL;STRAIGHT;HOSE SIZE - 06;FEMALE JIC/SAE 37DEG SWIVEL (FJ);2.28" LOA;STEEL;HEX GRIP; | [36 empty] | URL Not Found | [9 empty] | Cleansed | 40141700 Hardware and fittings |  |  | ADAPTER | HOSE TO PIPE | TYPE | STRAIGHT,HEX GRIP | PIPE SIZE | 9/16 IN-18 TPI | HOSE SIZE | SIZE -06 | PIPE CONNECTION | SWIVEL | HOSE CONNECTION | FEMALE JIC/SAE 37 DEG SWIVEL | LENGTH | 2-9/32 IN | SCHEDULE/WALL THICKNESS |  | PRESSURE CLASS/RATING |  | MATERIAL | STEEL | MATERIAL SPECIFICATION |  | COATING/FINISH |  | TEMPERATURE RATING |  | HAZARD CLASS |  | CERTIFICATION/STANDARD | [45 empty] | Production Completed
STP_009 - Lot7 | Data Enrichment | NGB | ok | 2023-10-28 | 2023-11-02 |  | 1206851 | 1206851 |  |  |  | ERSA | M | 2200 | 682411MRM | EA |  | ADAPTER,STRAIGHT,PIPE TO HOSE:CAT 3N2898 | ADAPTER,STRAIGHT,PIPE TO HOSE:CAT 3N2898 | ADAPTER,STRAIGHT,PIPE TO HOSE:CAT 3N2898 OIL LEVEL GAUGE CONNECTOR; | [36 empty] | URL Not Found |  |  | OIL LEVEL GAUGE CONNECTOR | CATERPILLAR | 3N-2898 |  |  |  |  | Cleansed | 40141700 Hardware and fittings |  |  | ADAPTER | HOSE TO PIPE | TYPE | STRAIGHT | PIPE SIZE |  | HOSE SIZE |  | PIPE CONNECTION |  | HOSE CONNECTION |  | LENGTH |  | SCHEDULE/WALL THICKNESS |  | PRESSURE CLASS/RATING |  | MATERIAL |  | MATERIAL SPECIFICATION |  | COATING/FINISH |  | TEMPERATURE RATING |  | HAZARD CLASS |  | CERTIFICATION/STANDARD | [45 empty] | Production Completed
STP_009 - Lot7 | Data Enrichment | NGB | ok | 2023-10-28 | 2023-11-02 |  | 1209249 | 1209249 |  |  |  | ERSA | M | 3000 | 156750MRM | EA |  | ADAPTER,STRAIGHT,PIPE TO HOSE:DIN 20078 | ADAPTER,STRAIGHT,PIPE TO HOSE:DIN 20078 | ADAPTER,STRAIGHT,PIPE TO HOSE:DIN 20078 STRAIGHT LIGHT; 343-1C-4224 1/5 INCH LIGHT; TO SUIT L250 COMPAIR COMPRESSOR | [36 empty] | URL Not Found |  |  | COMPAIR COMPRESSOR |  | L250 |  |  |  |  | Cleansed | 40141700 Hardware and fittings | DIN 20078 STRAIGHT LIGHT,343-1C-4224 1/5 INCH LIGHT |  | ADAPTER | HOSE TO PIPE | TYPE | STRAIGHT | PIPE SIZE |  | HOSE SIZE |  | PIPE CONNECTION |  | HOSE CONNECTION |  | LENGTH |  | SCHEDULE/WALL THICKNESS |  | PRESSURE CLASS/RATING |  | MATERIAL |  | MATERIAL SPECIFICATION |  | COATING/FINISH |  | TEMPERATURE RATING |  | HAZARD CLASS |  | CERTIFICATION/STANDARD | [45 empty] | Production Completed
STP_009 - Lot7 | Data Enrichment | NGB | ok | 2023-10-28 | 2023-11-02 |  | 1214126 | 1214126 |  |  |  | ERSA | M | 2200 | 367076MRM | EA |  | ADAPTER,STRAIGHT,PIPE TO HOSE:FEED HOSE | ADAPTER,STRAIGHT,PIPE TO HOSE:FEED HOSE | ADAPTER,STRAIGHT,PIPE TO HOSE:FEED HOSE TAILPIECE;38MM NOM SIZE;STAINLESS STEEL;LAROX 132/144 PRESSURE FILTERS | [36 empty] | URL Not Found |  |  | PRESSURE FILTERS | LAROX | 132/144 |  |  |  |  | Cleansed | 40141700 Hardware and fittings |  |  | ADAPTER | HOSE TO PIPE | TYPE | STRAIGHT | PIPE SIZE |  | HOSE SIZE | 38 MM | PIPE CONNECTION |  | HOSE CONNECTION | HOSE TAIL | LENGTH |  | SCHEDULE/WALL THICKNESS |  | PRESSURE CLASS/RATING |  | MATERIAL | STAINLESS STEEL | MATERIAL SPECIFICATION |  | COATING/FINISH |  | TEMPERATURE RATING |  | HAZARD CLASS |  | CERTIFICATION/STANDARD | [45 empty] | Production Completed
STP_009 - Lot7 | Data Enrichment | NGB | ok | 2023-10-28 | 2023-11-02 |  | 1218528 | 1218528 |  |  |  | ERSA | M | 2200 | 9175MRM | EA |  | ADAPTER,STRAIGHT,PIPE TO HOSE:G5/8IN;BSP | ADAPTER,STRAIGHT,PIPE TO HOSE:G5/8IN;BSP | ADAPTER,STRAIGHT,PIPE TO HOSE:G5/8IN;BSP FEMALE SWIVEL;HOSE SIZE 10;TTC 1 PICE FITTING; | [36 empty] | URL Not Found | [9 empty] | Cleansed | 40141700 Hardware and fittings | TTC 1 PIECE FITTING |  | ADAPTER | HOSE TO PIPE | TYPE | STRAIGHT | PIPE SIZE | 5/8 IN | HOSE SIZE | SIZE 10 | PIPE CONNECTION | BSP FEMALE SWIVEL | HOSE CONNECTION |  | LENGTH |  | SCHEDULE/WALL THICKNESS |  | PRESSURE CLASS/RATING |  | MATERIAL |  | MATERIAL SPECIFICATION |  | COATING/FINISH |  | TEMPERATURE RATING |  | HAZARD CLASS |  | CERTIFICATION/STANDARD | [45 empty] | Production Completed
STP_009 - Lot7 | Data Enrichment | NGB | ok | 2023-10-28 | 2023-11-02 |  | 1210248 | 1210248 |  |  |  | ERSA | M | 5955 | 774026MRM | EA |  | ADAPTER,STRAIGHT,PIPE TO HOSE:H205D HOSE | ADAPTER,STRAIGHT,PIPE TO HOSE:H205D HOSE | ADAPTER,STRAIGHT,PIPE TO HOSE:H205D HOSE SUPPORT ADAPTOR;HOSE SUPPORT ASSY;H205D POWER CLASS MINIMATIC JUMBO | [36 empty] | URL Not Found |  |  | POWER CLASS MINIMATIC JUMBO |  | H205D |  |  |  |  | Cleansed | 40141700 Hardware and fittings | HOSE SUPPORT ASSEMBLY |  | ADAPTER | HOSE TO PIPE | TYPE | STRAIGHT | PIPE SIZE |  | HOSE SIZE |  | PIPE CONNECTION |  | HOSE CONNECTION |  | LENGTH |  | SCHEDULE/WALL THICKNESS |  | PRESSURE CLASS/RATING |  | MATERIAL |  | MATERIAL SPECIFICATION |  | COATING/FINISH |  | TEMPERATURE RATING |  | HAZARD CLASS |  | CERTIFICATION/STANDARD | [45 empty] | Production Completed
STP_009 - Lot7 | Data Enrichment | NGB | ok | 2023-10-28 | 2023-11-02 |  | 1210591 | 1210591 |  |  |  | ERSA | M | 5955 | 774218MRM | EA |  | ADAPTER,STRAIGHT,PIPE TO HOSE:H320/H205D | ADAPTER,STRAIGHT,PIPE TO HOSE:H320/H205D | ADAPTER,STRAIGHT,PIPE TO HOSE:H320/H205D OIL COOLER ADAPTER;ROBOLT H320-30C ROOF BOLTERH205D POWER CLASS MINIMATIC JUMBO | [36 empty] | URL Not Found |  |  | ROOF BOLTER,POWER CLASS MINIMATIC JUMBO | ROBOLT | H320-30C,H205D |  |  |  |  | Cleansed | 40141700 Hardware and fittings | OIL COOLER |  | ADAPTER | HOSE TO PIPE | TYPE | STRAIGHT | PIPE SIZE |  | HOSE SIZE |  | PIPE CONNECTION |  | HOSE CONNECTION |  | LENGTH |  | SCHEDULE/WALL THICKNESS |  | PRESSURE CLASS/RATING |  | MATERIAL |  | MATERIAL SPECIFICATION |  | COATING/FINISH |  | TEMPERATURE RATING |  | HAZARD CLASS |  | CERTIFICATION/STANDARD | [45 empty] | Production Completed
STP_009 - Lot7 | Data Enrichment | NGB | ok | 2023-10-28 | 2023-11-02 |  | 1203279 | 1203279 |  |  |  | ERSA | M | 5955 | 980410MRM | EA |  | ADAPTER,STRAIGHT,PIPE TO HOSE:HOSETAIL;A | ADAPTER,STRAIGHT,PIPE TO HOSE:HOSETAIL;A | ADAPTER,STRAIGHT,PIPE TO HOSE:HOSETAIL;ACTUATION HOSE;1/8"NOM.SIZE;QUELL FIRE SUPPRESSION SYSTEM | [36 empty] | URL Not Found | [9 empty] | Cleansed | 40141700 Hardware and fittings | QUELL FIRE SUPPRESSION SYSTEM |  | ADAPTER | HOSE TO PIPE | TYPE | STRAIGHT | PIPE SIZE |  | HOSE SIZE | 1/8 IN | PIPE CONNECTION |  | HOSE CONNECTION | HOSE TAIL | LENGTH |  | SCHEDULE/WALL THICKNESS |  | PRESSURE CLASS/RATING |  | MATERIAL |  | MATERIAL SPECIFICATION |  | COATING/FINISH |  | TEMPERATURE RATING |  | HAZARD CLASS |  | CERTIFICATION/STANDARD | [45 empty] | Production Completed
STP_009 - Lot7 | Data Enrichment | NGB | ok | 2023-10-28 | 2023-11-02 |  | 1209325 | 1209325 |  |  |  | ERSA | M | 2200 | 1147149MRM | EA |  | ADAPTER,STRAIGHT,PIPE TO HOSE:JIC STRAIG | ADAPTER,STRAIGHT,PIPE TO HOSE:JIC STRAIG | ADAPTER,STRAIGHT,PIPE TO HOSE:JIC STRAIGHT FEMALE;HYDRAULIC HOSE FITTING; | [36 empty] | URL Not Found | [9 empty] | Cleansed | 40141700 Hardware and fittings |  |  | ADAPTER | HOSE TO PIPE | TYPE | STRAIGHT,HYDRAULIC | PIPE SIZE |  | HOSE SIZE |  | PIPE CONNECTION |  | HOSE CONNECTION | JIC FEMALE | LENGTH |  | SCHEDULE/WALL THICKNESS |  | PRESSURE CLASS/RATING |  | MATERIAL |  | MATERIAL SPECIFICATION |  | COATING/FINISH |  | TEMPERATURE RATING |  | HAZARD CLASS |  | CERTIFICATION/STANDARD | [45 empty] | Production Completed
STP_009 - Lot7 | Data Enrichment | NGB | ok | 2023-10-28 | 2023-11-02 |  | 1209329 | 1209329 |  |  |  | ERSA | M | 2200 | 1151851MRM | EA |  | ADAPTER,STRAIGHT,PIPE TO HOSE:JIC STRAIG | ADAPTER,STRAIGHT,PIPE TO HOSE:JIC STRAIG | ADAPTER,STRAIGHT,PIPE TO HOSE:JIC STRAIGHT FEMALE;17/8"; | [36 empty] | URL Not Found | [9 empty] | Cleansed | 40141700 Hardware and fittings |  |  | ADAPTER | HOSE TO PIPE | TYPE | STRAIGHT | PIPE SIZE |  | HOSE SIZE | 1-7/8 IN | PIPE CONNECTION |  | HOSE CONNECTION | JIC FEMALE | LENGTH |  | SCHEDULE/WALL THICKNESS |  | PRESSURE CLASS/RATING |  | MATERIAL |  | MATERIAL SPECIFICATION |  | COATING/FINISH |  | TEMPERATURE RATING |  | HAZARD CLASS |  | CERTIFICATION/STANDARD | [45 empty] | Production Completed
STP_009 - Lot7 | Data Enrichment | NGB | ok | 2023-10-28 | 2023-11-02 |  | 1204881 | 1204881 |  |  |  | ERSA | M | 5820 | 149983MRM | EA |  | ADAPTER,STRAIGHT,PIPE TO HOSE:LAROX FILT | ADAPTER,STRAIGHT,PIPE TO HOSE:LAROX FILT | ADAPTER,STRAIGHT,PIPE TO HOSE:LAROX FILTER PRESS HOSE TAIL PARKER STYLE SUIT PARKER HOSE | [36 empty] | URL Not Found |  |  | FILTER PRESS | LAROX | [5 empty] | Cleansed | 40141700 Hardware and fittings | FOR PARKER HOSE |  | ADAPTER | HOSE TO PIPE | TYPE | STRAIGHT | PIPE SIZE |  | HOSE SIZE |  | PIPE CONNECTION |  | HOSE CONNECTION | HOSE TAIL | LENGTH |  | SCHEDULE/WALL THICKNESS |  | PRESSURE CLASS/RATING |  | MATERIAL |  | MATERIAL SPECIFICATION |  | COATING/FINISH |  | TEMPERATURE RATING |  | HAZARD CLASS |  | CERTIFICATION/STANDARD | [45 empty] | Production Completed
STP_009 - Lot7 | Data Enrichment | NGB | ok | 2023-10-28 | 2023-11-02 |  | 1204813 | 1204813 |  |  |  | ERSA | M | 5955 | 1000976MRM | EA |  | ADAPTER,STRAIGHT,PIPE TO HOSE:R1700 FIRE | ADAPTER,STRAIGHT,PIPE TO HOSE:R1700 FIRE | ADAPTER,STRAIGHT,PIPE TO HOSE:R1700 FIRE HOSE COUPLING;ELPHINSTONE R1700 II LHD | [36 empty] | URL Not Found |  |  | LHD | ELPHINSTONE | R1700 II |  |  |  |  | Cleansed | 40141700 Hardware and fittings | FIRE HOSE COUPLING |  | ADAPTER | HOSE TO PIPE | TYPE | STRAIGHT | PIPE SIZE |  | HOSE SIZE |  | PIPE CONNECTION |  | HOSE CONNECTION |  | LENGTH |  | SCHEDULE/WALL THICKNESS |  | PRESSURE CLASS/RATING |  | MATERIAL |  | MATERIAL SPECIFICATION |  | COATING/FINISH |  | TEMPERATURE RATING |  | HAZARD CLASS |  | CERTIFICATION/STANDARD | [45 empty] | Production Completed
STP_009 - Lot7 | Data Enrichment | NGB | ok | 2023-10-28 | 2023-11-02 |  | 1218547 | 1218547 |  |  |  | ERSA | M | 2200 | 9605MRM | EA |  | ADAPTER,STRAIGHT,PIPE TO HOSE:SIZE 8;MAL | ADAPTER,STRAIGHT,PIPE TO HOSE:SIZE 8;MAL | ADAPTER,STRAIGHT,PIPE TO HOSE:SIZE 8;MALE O RING;STRAIGHT;3/4IN-16;STEEL BEADLOCK;AUTOMOTIVE AIRCONDITIONER FITTING; | [36 empty] | URL Not Found | [9 empty] | Cleansed | 40141700 Hardware and fittings | AUTOMOTIVE AIR CONDITIONER FITTING |  | ADAPTER | HOSE TO PIPE | TYPE | STRAIGHT | PIPE SIZE | 3/4 IN-16 TPI | HOSE SIZE | SIZE 8 | PIPE CONNECTION | BEADLOCK | HOSE CONNECTION | MALE O-RING | LENGTH |  | SCHEDULE/WALL THICKNESS |  | PRESSURE CLASS/RATING |  | MATERIAL | STEEL | MATERIAL SPECIFICATION |  | COATING/FINISH |  | TEMPERATURE RATING |  | HAZARD CLASS |  | CERTIFICATION/STANDARD | [45 empty] | Production Completed
STP_009 - Lot7 | Data Enrichment | NGB | ok | 2023-10-28 | 2023-11-02 |  | 1214860 | 1214860 |  |  |  | ERSA | M | 5955 | 777812MRM | EA |  | ADAPTER,STRAIGHT,PIPE TO HOSE:TMS FILTER | ADAPTER,STRAIGHT,PIPE TO HOSE:TMS FILTER | ADAPTER,STRAIGHT,PIPE TO HOSE:TMS FILTER R3/4" ADAPTER ASSY;CABOLT H520H205D MINIMATIC JUMBO | [36 empty] | URL Not Found |  |  | MINIMATIC JUMBO | CABOLT | H520H205D |  |  |  |  | Cleansed | 40141700 Hardware and fittings | TMS FILTER R3/4" ADAPTER ASSEMBLY |  | ADAPTER | HOSE TO PIPE | TYPE | STRAIGHT | PIPE SIZE |  | HOSE SIZE |  | PIPE CONNECTION |  | HOSE CONNECTION |  | LENGTH |  | SCHEDULE/WALL THICKNESS |  | PRESSURE CLASS/RATING |  | MATERIAL |  | MATERIAL SPECIFICATION |  | COATING/FINISH |  | TEMPERATURE RATING |  | HAZARD CLASS |  | CERTIFICATION/STANDARD | [45 empty] | Production Completed
STP_009 - Lot7 | Data Enrichment | NGB | ok | 2023-10-28 | 2023-11-02 |  | 1213594 | 1213594 |  |  |  | ERSA | M | 5955 | 776723MRM | EA |  | ADAPTER,STRAIGHT,PIPE TO HOSE:TORO T450D | ADAPTER,STRAIGHT,PIPE TO HOSE:TORO T450D | ADAPTER,STRAIGHT,PIPE TO HOSE:TORO T450D HYDRAULIC ADAPTER;HYDRAULIC SYSTEM;TAMROCK TORO T450D LOADER | [36 empty] | URL Not Found |  |  | LOADER | TAMROCK TORO | T450D |  |  |  |  | Cleansed | 40141700 Hardware and fittings |  |  | ADAPTER | HOSE TO PIPE | TYPE | STRAIGHT,HYDRAULIC | PIPE SIZE |  | HOSE SIZE |  | PIPE CONNECTION |  | HOSE CONNECTION |  | LENGTH |  | SCHEDULE/WALL THICKNESS |  | PRESSURE CLASS/RATING |  | MATERIAL |  | MATERIAL SPECIFICATION |  | COATING/FINISH |  | TEMPERATURE RATING |  | HAZARD CLASS |  | CERTIFICATION/STANDARD | [45 empty] | Production Completed
STP_009 - Lot7 | Data Enrichment | NGB | ok | 2023-10-28 | 2023-11-02 |  | 1060995 | 1060995 |  |  |  | ERSA | M | 2200 | 1223827GZPCLNT100 | EA |  | ADAPTER,TUBE-PIPE;1/2 IN,3/8 IN,TUBE | ADAPTER,TUBE-PIPE;1/2 IN,3/8 IN,TUBE | ADAPTER,TUBE TO PIPE;TUBE SIZE:1/2 IN,PIPE SIZE:3/8 IN,TUBE CONNECTION:TUBE,PIPE CONNECTION:FNPT,MATERIAL:STAINLESS STEEL | [36 empty] | URL Not Found | [9 empty] | Cleansed | 40141700 Hardware and fittings |  |  | ADAPTER | TUBE TO PIPE | TYPE |  | TUBE SIZE | 1/2 IN | PIPE SIZE | 3/8 IN | TUBE CONNECTION | TUBE | PIPE CONNECTION | FNPT | LENGTH |  | SCHEDULE/WALL THICKNESS |  | PRESSURE CLASS/RATING |  | MATERIAL | STAINLESS STEEL | MATERIAL SPECIFICATION |  | COATING/FINISH |  | TEMPERATURE RATING |  | HAZARD CLASS |  | CERTIFICATION/STANDARD | [45 empty] | Production Completed
STP_009 - Lot7 | Data Enrichment | NGB | ok | 2023-10-28 | 2023-11-02 |  | 1060928 | 1060928 |  |  |  | ERSA | M | 2200 | 1223608GZPCLNT100 | EA |  | ADAPTER,TUBE-PIPE;1/2 IN,5/8 IN,TUBE | ADAPTER,TUBE-PIPE;1/2 IN,5/8 IN,TUBE | ADAPTER,TUBE TO PIPE;TUBE SIZE:1/2 IN,PIPE SIZE:5/8 IN,TUBE CONNECTION:TUBE,PIPE CONNECTION:FNPT,MATERIAL:STAINLESS STEEL | [36 empty] | URL Not Found | [9 empty] | Cleansed | 40141700 Hardware and fittings |  |  | ADAPTER | TUBE TO PIPE | TYPE |  | TUBE SIZE | 1/2 IN | PIPE SIZE | 5/8 IN | TUBE CONNECTION | TUBE | PIPE CONNECTION | FNPT | LENGTH |  | SCHEDULE/WALL THICKNESS |  | PRESSURE CLASS/RATING |  | MATERIAL | STAINLESS STEEL | MATERIAL SPECIFICATION |  | COATING/FINISH |  | TEMPERATURE RATING |  | HAZARD CLASS |  | CERTIFICATION/STANDARD | [45 empty] | Production Completed
STP_009 - Lot7 | Data Enrichment | NGB | ok | 2023-10-28 | 2023-11-02 |  | 1043602 | 1043602 | 1408203 | AU_QM_000253306 |  | ERSA | M | 5915 | 1408203GZPCLNT100 | EA |  | ADAPTER,TUBE-PIPE;28 MM,1 IN,SCKT,SS,HT | ADAPTER,TUBE-PIPE;28 MM,1 IN,SCKT,SS,HT | ADAPTER,TUBE TO PIPE;TUBE SIZE:28 MM,PIPE SIZE:1 IN,TUBE CONNECTION:SOCKET,PIPE CONNECTION:11 BSPT,MATERIAL:STAINLESS STEEL, ADDITIO |  | ADAPTER,TUBE-PIPE;28 MM,1 IN,SCKT,SS,HTADAPTER,TUBE-PIPE;28MM,1IN,SOCKET,HT | [34 empty] | URL Not Found | [9 empty] | Cleansed | 40141700 Hardware and fittings |  |  | ADAPTER | TUBE TO PIPE | TYPE |  | TUBE SIZE | 28 MM | PIPE SIZE | 1 IN-11 TPI | TUBE CONNECTION | SOCKET | PIPE CONNECTION | BSPT | LENGTH |  | SCHEDULE/WALL THICKNESS |  | PRESSURE CLASS/RATING |  | MATERIAL | STAINLESS STEEL | MATERIAL SPECIFICATION |  | COATING/FINISH |  | TEMPERATURE RATING |  | HAZARD CLASS |  | CERTIFICATION/STANDARD | [45 empty] | Production Completed
STP_009 - Lot7 | Data Enrichment | NGB | ok | 2023-10-28 | 2023-11-02 |  | 1014396 | 1014396 |  |  |  | ERSA | M | 2200 | 1324633GZPCLNT100 | EA |  | ADAPTER,TUBE-PIPE;5/8 IN,1/2 IN,SS316 | ADAPTER,TUBE-PIPE;5/8 IN,1/2 IN,SS316 | ADAPTER,TUBE TO PIPE;TUBE SIZE:5/8 IN,PIPE SIZE:1/2 IN,TUBE CONNECTION:TUBE,PIPE CONNECTION:MNPTF,MATERIAL:STAINLESS STEEL316,ADDITIONAL FEATURESEN:THREAD S IZE DIA 7/8 IN-20 TPI CONICAL,WITH NUT AND TAPERED SLEEVE,MNFR:SWAGELOK CANADA LTD,SS-1010-1-8 |  |  |  | SS-1010-1-8 | [14 empty] | SWAGELOK LTD | SS-1010-1-8 | [16 empty] | https://products.swagelok.com/en/c/straights/p/SS-1010-1-8 | [9 empty] | Cleansed | 40141700 Hardware and fittings | THREAD SIZE:7/8 IN-20 TPI CONICAL,C/W NUT AND TAPERED SLEEVE |  | ADAPTER | TUBE TO PIPE | TYPE |  | TUBE SIZE | 5/8 IN | PIPE SIZE | 1/2 IN | TUBE CONNECTION | TUBE | PIPE CONNECTION | MNPTF | LENGTH |  | SCHEDULE/WALL THICKNESS |  | PRESSURE CLASS/RATING |  | MATERIAL | STAINLESS STEEL 316 | MATERIAL SPECIFICATION |  | COATING/FINISH |  | TEMPERATURE RATING |  | HAZARD CLASS |  | CERTIFICATION/STANDARD | [45 empty] | Production Completed
STP_009 - Lot7 | Data Enrichment | NGB | ok | 2023-10-28 | 2023-11-02 |  | 1073099 | 1073099 |  |  |  | ERSA | M | 2200 | 1184350GZPCLNT100 | EA | 3000355 | ADAPTER,TUBE-PIPE;SWAG,3/8 IN,3/8 IN | ADAPTADOR TUBO TUBE;SWAG,3/8 IN,3/8 IN | ADAPTER,TUBE TO PIPE;MNFR:SWAGELOK LTDTUBE SIZE:3/8 IN,PIPE SIZE:3/8 IN,TUBE CONNECTION:SWAGELOK,PIPE CONNECTION:FNPT,MATERIAL: STAINLESS STEEL 316,ADDITIONAL FEATURES EN:NO BULKHEAD,HEAD,CLEANING PROCESS,STANDARD CLEANING AND,PACKAGING (SC-10) | ADAPTADOR TUBO TUBERIA;MNFR:SWAGELOK LTDTAMAÃ‘O TUBO:3/8 IN,TAMAÃ‘O TUBERIA:3/8 IN |  | SWAGELOK LTD | [13 empty] | SWAGELOK LTD | [19 empty] | URL Not Found | [9 empty] | Cleansed | 40141700 Hardware and fittings | W/O BULKHEAD,CLEANING PROCESS:SC-10 STANDARD CLEANING AND PACKAGING |  | ADAPTER | TUBE TO PIPE | TYPE |  | TUBE SIZE | 3/8 IN | PIPE SIZE | 3/8 IN | TUBE CONNECTION |  | PIPE CONNECTION | FNPT | LENGTH |  | SCHEDULE/WALL THICKNESS |  | PRESSURE CLASS/RATING |  | MATERIAL | STAINLESS STEEL 316 | MATERIAL SPECIFICATION |  | COATING/FINISH |  | TEMPERATURE RATING |  | HAZARD CLASS |  | CERTIFICATION/STANDARD | [45 empty] | Production Completed
STP_009 - Lot7 | Data Enrichment | NGB | ok | 2023-10-28 | 2023-11-02 |  | 1017031 | 1017031 |  |  |  | ERSA | M | 1620 | 1145108GZPCLNT100 | EA | 3000355 | ADAPTER,TUBE-PIPE;SWAG,SS-200-1-2,STRAIG | ADAPTADOR TUBO TUBE;SWAG,SS-200-1-2,DERE | ADAPTER,TUBE TO PIPE;MNFR:SWAGELOK LTD,PTNO:SS-200-1-2,TYPE:STRAIGHT,TUBE SIZE:1/8 IN,PIPE SIZE:1/8 IN,TUBE CONNECTION:SWAGELOK, PIPE CONNECTION:MNPT,MATERIAL:STAINLESS STEEL 316 | ADAPTADOR TUBO TUBERIA;MNFR:SWAGELOK LTD,PTNO:SS-200-1-2,TIPO:DERECHO,TAMAÃ‘O TUBO:1/8 IN,TAMAÃ‘O TUBERIA:1/8 IN,CONEXION TUBO: SWAGELOK,CONEXION TUBERIA:MNPT,MATERIAL:ACERO INOXIDABLE 316 |  | SWAGELOK LTD | SS-200-1-2 | [14 empty] | SWAGELOK LTD | SS-200-1-2 | [16 empty] | https://products.swagelok.com/en/c/straights/p/SS-200-1-2 | [9 empty] | Cleansed | 40141700 Hardware and fittings |  |  | ADAPTER | TUBE TO PIPE | TYPE | STRAIGHT | TUBE SIZE | 1/8 IN | PIPE SIZE | 1/8 IN | TUBE CONNECTION |  | PIPE CONNECTION | MNPT | LENGTH |  | SCHEDULE/WALL THICKNESS |  | PRESSURE CLASS/RATING |  | MATERIAL | STAINLESS STEEL 316 | MATERIAL SPECIFICATION |  | COATING/FINISH |  | TEMPERATURE RATING |  | HAZARD CLASS |  | CERTIFICATION/STANDARD | [45 empty] | Production Completed
STP_009 - Lot7 | Data Enrichment | NGB | ok | 2023-10-28 | 2023-11-02 |  | 1017032 | 1017032 |  |  |  | ERSA | M | 1620 | 1145109GZPCLNT100 | EA | 3000355 | ADAPTER,TUBE-PIPE;SWAG,SS-500-1-2,STRAIG | ADAPTADOR TUBO TUBE;SWAG,SS-500-1-2,DERE | ADAPTER,TUBE TO PIPE;MNFR:SWAGELOK LTD,PTNO:SS-500-1-2,TYPE:STRAIGHT,TUBE SIZE:5/16 IN,PIPE SIZE:1/8 IN,TUBE CONNECTION:SWAGELOK, PIPE CONNECTION:MNPT,MATERIAL:STAINLESS STEEL 316 | ADAPTADOR TUBO TUBERIA;MNFR:SWAGELOK LTD,PTNO:SS-500-1-2,TIPO:DERECHO,TAMAÃ‘O TUBO:5/16 IN,TAMAÃ‘O TUBERIA:1/8 IN,CONEXION TUBO: SWAGELOK,CONEXION TUBERIA:MNPT,MATERIAL:ACERO INOXIDABLE 316 |  | SWAGELOK LTD | SS-500-1-2 | [14 empty] | SWAGELOK LTD | SS-500-1-2 | [16 empty] | https://products.swagelok.com/en/c/straights/p/SS-500-1-2 | [9 empty] | Cleansed | 40141700 Hardware and fittings |  |  | ADAPTER | TUBE TO PIPE | TYPE | STRAIGHT | TUBE SIZE | 5/16 IN | PIPE SIZE | 1/8 IN | TUBE CONNECTION |  | PIPE CONNECTION | MNPT | LENGTH |  | SCHEDULE/WALL THICKNESS |  | PRESSURE CLASS/RATING |  | MATERIAL | STAINLESS STEEL 316 | MATERIAL SPECIFICATION |  | COATING/FINISH |  | TEMPERATURE RATING |  | HAZARD CLASS |  | CERTIFICATION/STANDARD | [45 empty] | Production Completed
STP_009 - Lot7 | Data Enrichment | NGB | ok | 2023-10-28 | 2023-11-02 |  | 1017039 | 1017039 |  |  |  | ERSA | M | 1620 | 1145100GZPCLNT100 | EA | 3000355 | ADAPTER,TUBE-PIPE;SWAG,SS-500-1-4,STRAIG | ADAPTADOR TUBO TUBE;SWAG,SS-500-1-4,DERE | ADAPTER,TUBE TO PIPE;MNFR:SWAGELOK LTD,PTNO:SS-500-1-4,TYPE:STRAIGHT,TUBE SIZE:5/16 IN,PIPE SIZE:1/4 IN,TUBE CONNECTION:SWAGELOK, PIPE CONNECTION:MNPT,MATERIAL:STAINLESS STEEL 316 | ADAPTADOR TUBO TUBERIA;MNFR:SWAGELOK LTD,PTNO:SS-500-1-4,TIPO:DERECHO,TAMAÃ‘O TUBO:5/16 IN,TAMAÃ‘O TUBERIA:1/4 IN,CONEXION TUBO: SWAGELOK,CONEXION TUBERIA:MNPT,MATERIAL:ACERO INOXIDABLE 316 |  | SWAGELOK LTD | SS-500-1-4 | [14 empty] | SWAGELOK LTD | SS-500-1-4 | [16 empty] | https://products.swagelok.com/en/c/straights/p/SS-500-1-4?q=SS-500-1-4 | [9 empty] | Cleansed | 40141700 Hardware and fittings |  |  | ADAPTER | TUBE TO PIPE | TYPE | STRAIGHT | TUBE SIZE | 5/16 IN | PIPE SIZE | 1/4 IN | TUBE CONNECTION |  | PIPE CONNECTION | MNPT | LENGTH |  | SCHEDULE/WALL THICKNESS |  | PRESSURE CLASS/RATING |  | MATERIAL | STAINLESS STEEL 316 | MATERIAL SPECIFICATION |  | COATING/FINISH |  | TEMPERATURE RATING |  | HAZARD CLASS |  | CERTIFICATION/STANDARD | [45 empty] | Production Completed
STP_009 - Lot7 | Data Enrichment | NGB | ok | 2023-10-28 | 2023-11-02 |  | 1017040 | 1017040 |  |  |  | ERSA | M | 1620 | 1145102GZPCLNT100 | EA | 3000355 | ADAPTER,TUBE-PIPE;SWAG,SS-500-1-6,STRAIG | ADAPTADOR TUBO TUBE;SWAG,SS-500-1-6,DERE | ADAPTER,TUBE TO PIPE;MNFR:SWAGELOK LTD,PTNO:SS-500-1-6,TYPE:STRAIGHT,TUBE SIZE:5/16 IN,PIPE SIZE:3/8 IN,TUBE CONNECTION:SWAGELOK, PIPE CONNECTION:MNPT,MATERIAL:STAINLESS STEEL 316 | ADAPTADOR TUBO TUBERIA;MNFR:SWAGELOK LTD,PTNO:SS-500-1-6,TIPO:DERECHO,TAMAÃ‘O TUBO:5/16 IN,TAMAÃ‘O TUBERIA:3/8 IN,CONEXION TUBO: SWAGELOK,CONEXION TUBERIA:MNPT,MATERIAL:ACERO INOXIDABLE 316 |  | SWAGELOK LTD | SS-500-1-6 | [14 empty] | SWAGELOK LTD | SS-500-1-6 | [16 empty] | https://products.swagelok.com/en/c/straights/p/SS-500-1-6 | [9 empty] | Cleansed | 40141700 Hardware and fittings |  |  | ADAPTER | TUBE TO PIPE | TYPE | STRAIGHT | TUBE SIZE | 5/16 IN | PIPE SIZE | 3/8 IN | TUBE CONNECTION |  | PIPE CONNECTION | MNPT | LENGTH |  | SCHEDULE/WALL THICKNESS |  | PRESSURE CLASS/RATING |  | MATERIAL | STAINLESS STEEL 316 | MATERIAL SPECIFICATION |  | COATING/FINISH |  | TEMPERATURE RATING |  | HAZARD CLASS |  | CERTIFICATION/STANDARD | [45 empty] | Production Completed
STP_009 - Lot7 | Data Enrichment | NGB | ok | 2023-10-28 | 2023-11-02 |  | 1017033 | 1017033 |  |  |  | ERSA | M | 2200 | 1004204GZPCLNT100 | EA | 3000355 | ADAPTER,TUBE-PIPE;SWAG,SS-600-7-4,3/8 IN | ADAPTADOR TUBO TUBE;SWAG,SS-600-7-4,3/8 | ADAPTER,TUBE TO PIPE;MNFR:SWAGELOK LTD,PTNO:SS-600-7-4,TUBE SIZE:3/8 IN,PIPE SIZE:1/4 IN,TUBE CONNECTION:MALE COMPRESSION,PIPE CONNECTION:FNPTF,MATERIAL:STAINLESS STEEL 316,ADDITIONAL FEATURES EN:THREAD SIZE 9/16,IN-20 TPI,THREAD,TYPE MALE,WITH NUT,AND TAPERED SLEEVE | ADAPTADOR TUBO TUBERIA;MNFR:SWAGELOK LTD,PTNO:SS-600-7-4,TAMAÃ‘O TUBO:3/8 IN,TAMAÃ‘O TUBERIA:1/4 IN |  | SWAGELOK LTD | SS-600-7-4 | [14 empty] | SWAGELOK LTD | SS-600-7-4 | [16 empty] | https://products.swagelok.com/en/c/straights/p/SS-600-7-4?q=SS-600-7-4 | [9 empty] | Cleansed | 40141700 Hardware and fittings | THREAD SIZE:9/16 IN-20 TPI,THREAD TYPE:MALE,C/W NUT AND TAPERED SLEEVE |  | ADAPTER | TUBE TO PIPE | TYPE |  | TUBE SIZE | 3/8 IN | PIPE SIZE | 1/4 IN | TUBE CONNECTION |  | PIPE CONNECTION | FNPTF | LENGTH |  | SCHEDULE/WALL THICKNESS |  | PRESSURE CLASS/RATING |  | MATERIAL | STAINLESS STEEL 316 | MATERIAL SPECIFICATION |  | COATING/FINISH |  | TEMPERATURE RATING |  | HAZARD CLASS |  | CERTIFICATION/STANDARD | [45 empty] | Production Completed
STP_009 - Lot7 | Data Enrichment | NGB | ok | 2023-10-28 | 2023-11-02 |  | 1017037 | 1017037 |  |  |  | ERSA | M | 2200 | 1027023GZPCLNT100 | EA | 3000355 | ADAPTER,TUBE-PIPE;SWAG,SS-810-1-4,STRAIG | ADAPTADOR TUBO TUBE;SWAG,SS-810-1-4,DERE | ADAPTER,TUBE TO PIPE;MNFR:SWAGELOK LTD,PTNO:SS-810-1-4,TYPE:STRAIGHT,TUBE SIZE:1/2 IN,PIPE SIZE:1/4 IN,TUBE CONNECTION:SWAGELOK, PIPE CONNECTION:MNPT,LENGTH:1.71 IN,PRESSURE CLASS/RATING:8000 PSI,MATERIAL:1.4401 STAINLESS,STEEL 316,MATERIAL SPECIFICATION: ASTM A276,ASME SA479 | ADAPTADOR TUBO TUBERIA;MNFR:SWAGELOK LTD,PTNO:SS-810-1-4,TIPO:DERECHO,TAMAÃ‘O TUBO:1/2 IN,TAMAÃ‘O TUBERIA:1/4 IN,,LONGITUD:1.71 IN, CLASE/VALOR PRESION:8000 PSI,,ESPECIFICACION MATERIAL:ASTM A276,ASME SA479 |  | SWAGELOK LTD | SS-810-1-4 | [14 empty] | SWAGELOK LTD | SS-810-1-4 | [16 empty] | https://products.swagelok.com/en/c/straights/p/SS-810-1-4?q=SS-810-1-4 | [9 empty] | Cleansed | 40141700 Hardware and fittings |  |  | ADAPTER | TUBE TO PIPE | TYPE | STRAIGHT | TUBE SIZE | 1/2 IN | PIPE SIZE | 1/4 IN | TUBE CONNECTION |  | PIPE CONNECTION | MNPT | LENGTH | 1-45/64 IN | SCHEDULE/WALL THICKNESS |  | PRESSURE CLASS/RATING | 8000 PSI | MATERIAL | STAINLESS,STEEL 316/1.4401 | MATERIAL SPECIFICATION |  | COATING/FINISH |  | TEMPERATURE RATING |  | HAZARD CLASS |  | CERTIFICATION/STANDARD | ASTM A276,ASME SA479 | [44 empty] | Production Completed
STP_009 - Lot7 | Data Enrichment | NGB | ok | 2023-10-28 | 2023-11-02 |  | 1043556 | 1043556 | 1408736 | AU_QM_000253887 |  | ERSA | M | 5915 | 1408736GZPCLNT100 | EA |  | ADAPTER,TUBE-PIPE;T/R,28 MM,1 IN,11 BSPT | ADAPTER,TUBE-PIPE;T/R,28 MM,1 IN,11 BSPT | ADAPTER,TUBE TO PIPE;TYPE:T/R,TUBE SIZE:28 MM,PIPE SIZE:1 IN,PIPE CONNECTION:11 BSPT,MATERIAL:STAINLESS STEEL,ADDITIONAL FEATURES EN |  | ADAPTER,TUBE-PIPE;T/R,28 MM,1 IN,11 BSPTADAPTER,TUBE-PIPE;T/R,28MM,1IN,11BSPT | [34 empty] | URL Not Found | [9 empty] | Cleansed | 40141700 Hardware and fittings |  |  | ADAPTER | TUBE TO PIPE | TYPE |  | TUBE SIZE | 28 MM | PIPE SIZE | 1 IN-11 TPI | TUBE CONNECTION |  | PIPE CONNECTION | BSPT | LENGTH |  | SCHEDULE/WALL THICKNESS |  | PRESSURE CLASS/RATING |  | MATERIAL | STAINLESS STEEL | MATERIAL SPECIFICATION |  | COATING/FINISH |  | TEMPERATURE RATING |  | HAZARD CLASS |  | CERTIFICATION/STANDARD | [45 empty] | Production Completed
STP_009 - Lot7 | Data Enrichment | NGB | ok | 2023-10-28 | 2023-11-02 |  | 1215688 | 1215688 |  |  |  | ERSA | M | 3300 | 1304120MRM | EA |  | ADAPTER:APAPTORCAT 349DL EX142 | ADAPTER:APAPTORCAT 349DL EX142 | ADAPTER:APAPTORCAT 349DL EX142 | [16 empty] | CATERPILLAR | [19 empty] | URL Not Found |  |  |  |  | 349DL EX142 |  |  |  |  | Cleansed | 40141700 Hardware and fittings |  |  | ADAPTER | NO MODIFIER | TYPE |  | SIZE |  | MATERIAL |  | HAZARD CLASS |  | CERTIFICATION/STANDARD | [63 empty] | Production Completed
STP_009 - Lot7 | Data Enrichment | NGB | ok | 2023-10-28 | 2023-11-02 |  | 1071802 | 1071802 |  |  |  | ERSA | M | 3730 | 1304586GZPCLNT100 | EA | 3000003 | ADAPTER;CAT,0616737 | ADAPTADOR;CAT,0616737 | ADAPTER;MNFR:CATERPILLAR,PTNO:0616737 | ADAPTADOR;MNFR:CATERPILLAR,PTNO:0616737 |  | CATERPILLAR | 0616737 | [14 empty] | CATERPILLAR | 061-6737 | [16 empty] | https://parts.cat.com/en/catcorp/061-6737 | [9 empty] | Cleansed | 40141700 Hardware and fittings |  |  | ADAPTER | NO MODIFIER | TYPE |  | SIZE |  | MATERIAL |  | HAZARD CLASS |  | CERTIFICATION/STANDARD | [63 empty] | Production Completed
STP_009 - Lot7 | Data Enrichment | NGB | ok | 2023-10-28 | 2023-11-02 |  | 1073503 | 1073503 |  |  |  | ERSA | M | 3730 | 1084620GZPCLNT100 | EA | 3000003 | ADAPTER;CAT,1025829,ASSY | ADAPTADOR;CAT,1025829,ENSAMBLE | ADAPTER;MNFR:CATERPILLAR,PTNO:1025829,ADDITIONAL FEATURES EN:ASSEMBLY | ADAPTADOR;MNFR:CATERPILLAR,PTNO:1025829,CARACTERISTICAS ADICIONALES ES:ENSAMBLE |  | CATERPILLAR | 1025829 | [14 empty] | CATERPILLAR | 102-5829 | [16 empty] | https://parts.cat.com/en/catcorp/102-5829 | [9 empty] | Enriched | 40141700 Hardware and fittings | ASSEMBLY | THREAD SIZE:1-5/16 IN-12 TPI | ADAPTER | NO MODIFIER | TYPE | OIL FILTER | SIZE | 87 IDX122 ODX53 LG MM | MATERIAL | ALUMINUM | HAZARD CLASS |  | CERTIFICATION/STANDARD | [63 empty] | Production Completed
STP_009 - Lot7 | Data Enrichment | NGB | ok | 2023-10-28 | 2023-11-02 |  | 1017230 | 1017230 |  |  |  | ERSA | M | 3730 | 1060815GZPCLNT100 | EA | 3000003 | ADAPTER;CAT,1296400 | ADAPTER;CAT,1296400 | ADAPTER;MNFR:CATERPILLAR,PTNO:1296400 |  |  | CATERPILLAR | 1296400 | [14 empty] | CATERPILLAR | 129-6400 | [16 empty] | https://parts.cat.com/en/catcorp/129-6400 | [9 empty] | Enriched | 40171700 Pipe adapters |  | OUTSIDE DIAMETER:107 MM | ADAPTER | PIPE | TYPE | AIR | NOMINAL SIZE | 73 MM | END CONNECTION |  | LENGTH | 75.1 MM | SCHEDULE/WALL THICKNESS |  | PRESSURE CLASS/RATING |  | MATERIAL | ALUMINUM | MATERIAL SPECIFICATION |  | COATING/FINISH |  | TEMPERATURE RATING |  | HAZARD CLASS |  | CERTIFICATION/STANDARD | [49 empty] | Production Completed
STP_009 - Lot7 | Data Enrichment | NGB | ok | 2023-10-28 | 2023-11-02 |  | 1073466 | 1073466 |  |  |  | ERSA | M | 3730 | 1086747GZPCLNT100 | EA | 3000003 | ADAPTER;CAT,1324455 | ADAPTADOR;CAT,1324455 | ADAPTER;MNFR:CATERPILLAR,PTNO:1324455 | ADAPTADOR;MNFR:CATERPILLAR,PTNO:1324455 |  | CATERPILLAR | 1324455 | [14 empty] | CATERPILLAR | 132-4455 | [16 empty] | https://parts.cat.com/en/catcorp/132-4455 | [9 empty] | Enriched | 27112800 Tool attachments and accessories |  | SIZE:19.61 IDX43.48 ODX28 WD MM,NUMBER OF TEETH:13 INTERNAL & EXTENAL | ADAPTER | DRIVE | TYPE | SPLINED PUMP | DRIVE END STYLE |  | DRIVE END SIZE MALE |  | DRIVE END SIZE FEMALE |  | LOCK END STYLE |  | LOCK END SIZE |  | OVERALL LENGTH | 28 MM | MATERIAL | HARDENED STEEL | MATERIAL SPECIFICATION |  | COATING/FINISH |  | HAZARD CLASS |  | CERTIFICATION/STANDARD | [49 empty] | Production Completed
STP_009 - Lot7 | Data Enrichment | NGB | ok | 2023-10-28 | 2023-11-02 |  | 1073869 | 1073869 |  |  |  | ERSA | M | 3730 | 1090321GZPCLNT100 | EA | 3000003 | ADAPTER;CAT,1790092 | ADAPTADOR;CAT,1790092 | ADAPTER;MNFR:CATERPILLAR,PTNO:1790092 | ADAPTADOR;MNFR:CATERPILLAR,PTNO:1790092 |  | CATERPILLAR | 1790092 | [14 empty] | CATERPILLAR | 179-0092 | [16 empty] | https://parts.cat.com/en/catcorp/179-0092 | [9 empty] | Enriched | 40141700 Hardware and fittings |  |  | ADAPTER | NO MODIFIER | TYPE | DAMPER | SIZE | 198.1 LGX193 WDX66 HT MM | MATERIAL |  | HAZARD CLASS |  | CERTIFICATION/STANDARD | [63 empty] | Production Completed
STP_009 - Lot7 | Data Enrichment | NGB | ok | 2023-10-28 | 2023-11-02 |  | 1008031 | 1008031 |  |  |  | ERSA | M | 5000 | 1611395GZPCLNT100 | EA | 3000010 | ADAPTER,TUBE-PIPE;SAN,817-095-99 | ADAPTADOR TUBO TUBE;SAN,817-095-99 | ADAPTER,TUBE TO PIPE;MNFR:SANDVIK,PTNO:817-095-99,ADDITIONAL FEATURES EN:STRAIGHT,HYDRAULIC,TUBE SIZE:3/4 IN,PIPE SIZE:3/4 IN, TUBE CONNECTION:JIC,PIPE CONNECTION:14 BSPP,LENGTH:42.2 MM,MATERIAL:STEEL | ADAPTADOR TUBO TUBERIA;MNFR:SANDVIK,PTNO:817-095-99 |  | SANDVIK | 817-095-99 | 1068527 @@ Enzed Mount Isa(RKM Investments) | 8-12F4OMXS | 1068336 @@ SANDVIK MINING & CONSTRUCTION | 817-095-99 | [10 empty] | PARKER HANNIFIN | 8-12F4OMXS | SANDVIK MINING & CONSTRUCTION | 817-095-99 | ENZED MOUNT ISA(RKM INVESTMENTS) | [13 empty] | https://www.parker.com/parkerimages/euro_tfd/cat/english/Katalog%20PDFs/TRIPLE%20LOK/Tube%20to%20Male%20BSPP/F4OMX.pdf | [9 empty] | Enriched | 40141700 Hardware and fittings |  |  | ADAPTER | TUBE TO PIPE | TYPE | STRAIGHT,HYDRAULIC | TUBE SIZE | 3/4 IN-16 TPI | PIPE SIZE | 3/4 IN-14 TPI | TUBE CONNECTION | JIC FLARE 37 DEG | PIPE CONNECTION | MALE BSPP | LENGTH | 42.2 MM | SCHEDULE/WALL THICKNESS |  | PRESSURE CLASS/RATING | 280 BAR | MATERIAL | STEEL | MATERIAL SPECIFICATION |  | COATING/FINISH |  | TEMPERATURE RATING |  | HAZARD CLASS |  | CERTIFICATION/STANDARD | [45 empty] | Production Completed
STP_009 - Lot7 | Data Enrichment | NGB | ok | 2023-10-28 | 2023-11-02 |  | 1008052 | 1008052 |  |  |  | ERSA | M | 5000 | 1611324GZPCLNT100 | EA | 3000010 | ADAPTER,TUBE-PIPE;SAN,81670059 | ADAPTADOR TUBO TUBE;SAN,81670059 | ADAPTER,TUBE TO PIPE;MNFR:SANDVIK,PTNO:81670059,ADDITIONAL FEATURES EN:HYDRAULIC,TUBE SIZE:1-5/16 IN,PIPE SIZE:1 IN, TUBE CONNECTION:JIC FLARE 37 DEG,PIPE CONNECTION:11 BSPP, PRESSURE CLASS/RATING:280 BAR,MATERIAL:STEEL | ADAPTADOR TUBO TUBERIA;MNFR:SANDVIK,PTNO:81670059 |  | SANDVIK | 81670059 | 1068527 @@ Enzed Mount Isa(RKM Investments) | 16F42EDMXS | 1068336 @@ SANDVIK MINING & CONSTRUCTION | AF10140030 | [10 empty] | PARKER HANNIFIN | 16F42EDMXS | SANDVIK MINING & CONSTRUCTION | 81670059 | SANDVIK MINING & CONSTRUCTION | AF10140030 | ENZED MOUNT ISA(RKM INVESTMENTS) | [11 empty] | https://www.parker.com/parkerimages/euro_tfd/cat/english/Katalog%20PDFs/TRIPLE%20LOK/Tube%20to%20Male%20BSPP/F42EDMX.pdf | [9 empty] | Enriched | 40141700 Hardware and fittings |  |  | ADAPTER | TUBE TO PIPE | TYPE | HYDRAULIC | TUBE SIZE | 1 IN-11 TPI | PIPE SIZE | 1 5/16 IN-12 TPI | TUBE CONNECTION | JIC FLARE 37 DEG | PIPE CONNECTION | MALE BSPP | LENGTH | 55 MM | SCHEDULE/WALL THICKNESS |  | PRESSURE CLASS/RATING | 280 BAR | MATERIAL | STEEL | MATERIAL SPECIFICATION |  | COATING/FINISH |  | TEMPERATURE RATING |  | HAZARD CLASS |  | CERTIFICATION/STANDARD | [45 empty] | Production Completed
STP_009 - Lot7 | Data Enrichment | NGB | ok | 2023-10-28 | 2023-11-02 |  | 1008053 | 1008053 |  |  |  | ERSA | M | 5000 | 1611323GZPCLNT100 | EA | 3000010 | ADAPTER,TUBE-PIPE;SAN,810-139-09 | ADAPTADOR TUBO TUBE;SAN,810-139-09 | ADAPTER,TUBE TO PIPE;MNFR:SANDVIK,PTNO:810-139-09,ADDITIONAL FEATURES EN:STRAIGHT,HYDRAULIC,TUBE SIZE:1-1/16 IN,PIPE SIZE:1 IN, ,TUBE CONNECTION:JIC FLARE 37 DEG,PIPE CONNECTION: 11 BSPP,PRESSURE CLASS/RATING:4000 PSI,MATERIAL:STEEL | ADAPTADOR TUBO TUBERIA;MNFR:SANDVIK,PTNO:810-139-09 |  | SANDVIK | 810-139-09 | 1068527 @@ Enzed Mount Isa(RKM Investments) | 12-16F4OMXS | [12 empty] | PARKER HANNIFIN | 12-16F4OMXS | SANDVIK MINING & CONSTRUCTION | 810-139-09 | ENZED MOUNT ISA(RKM INVESTMENTS) | [13 empty] | https://www.parker.com/parkerimages/euro_tfd/cat/english/Katalog%20PDFs/TRIPLE%20LOK/Tube%20to%20Male%20BSPP/F4OMX.pdf | [9 empty] | Enriched | 40141700 Hardware and fittings |  |  | ADAPTER | TUBE TO PIPE | TYPE | STRAIGHT,HYDRAULIC | TUBE SIZE | 1-1/16 IN | PIPE SIZE | 1 IN-11 TPI | TUBE CONNECTION | JIC FLARE 37 DEG | PIPE CONNECTION | MALE BSPP | LENGTH | 53 MM | SCHEDULE/WALL THICKNESS |  | PRESSURE CLASS/RATING | 280 BAR | MATERIAL | STEEL | MATERIAL SPECIFICATION |  | COATING/FINISH |  | TEMPERATURE RATING |  | HAZARD CLASS |  | CERTIFICATION/STANDARD | [45 empty] | Production Completed
STP_009 - Lot7 | Data Enrichment | NGB | ok | 2023-10-28 | 2023-11-02 |  | 1008054 | 1008054 |  |  |  | ERSA | M | 5000 | 1611322GZPCLNT100 | EA | 3000010 | ADAPTER,TUBE-PIPE;SAN,4220528 | ADAPTADOR TUBO TUBE;SAN,4220528 | ADAPTER,TUBE TO PIPE;MNFR:SANDVIK,PTNO:4220528,ADDITIONAL FEATURES EN:STRAIGHT, HYDRAULIC,TUBE SIZE:7/8 IN,PIPE SIZE:1/2 IN, TUBE CONNECTION:JIC FLARE 37 DEG,PIPE CONNECTION: 14 BSPP,PRESSURE CLASS/RATING:5000 PSI,MATERIAL:STEEL | ADAPTADOR TUBO TUBERIA;MNFR:SANDVIK,PTNO:4220528 |  | SANDVIK | 4220528 | 1068527 @@ Enzed Mount Isa(RKM Investments) | 10F42EDMXS | [12 empty] | PARKER HANNIFIN | 10F42EDMXS | SANDVIK MINING & CONSTRUCTION | 4220528 | ENZED MOUNT ISA(RKM INVESTMENTS) | [13 empty] | https://www.parker.com/parkerimages/euro_tfd/cat/english/Katalog%20PDFs/TRIPLE%20LOK/Tube%20to%20Male%20BSPP/F42EDMX.pdf | [9 empty] | Enriched | 40141700 Hardware and fittings |  |  | ADAPTER | TUBE TO PIPE | TYPE | STRAIGHT,HYDRAULIC | TUBE SIZE | 1/2 IN-14 TPI | PIPE SIZE | 7/8 IN-14 TPI | TUBE CONNECTION | JIC FLARE 37 DEG | PIPE CONNECTION | MALE BSPP | LENGTH | 45 MM | SCHEDULE/WALL THICKNESS |  | PRESSURE CLASS/RATING | 350 BAR | MATERIAL | STEEL | MATERIAL SPECIFICATION |  | COATING/FINISH |  | TEMPERATURE RATING |  | HAZARD CLASS |  | CERTIFICATION/STANDARD | [45 empty] | Production Completed
STP_009 - Lot7 | Data Enrichment | NGB | ok | 2023-10-28 | 2023-11-02 | Pipe Size Conflict,Processed based on Websource | 1008055 | 1008055 |  |  |  | ERSA | M | 5000 | 1611321GZPCLNT100 | EA | 3000010 | ADAPTER,TUBE-PIPE;SAN,81709469 | ADAPTADOR TUBO TUBE;SAN,81709469 | ADAPTER,TUBE TO PIPE;MNFR:SANDVIK,PTNO:81709469,ADDITIONAL FEATURES EN:HYDRAULIC,TUBE SIZE:3/4 IN,PIPE SIZE:1/2 IN, TUBE CONNECTION:JIC FLARE 37 DEG,PIPE CONNECTION:14 BSPP,LENGTH:45.7 MM,MATERIAL:STEEL | ADAPTADOR TUBO TUBERIA;MNFR:SANDVIK,PTNO:81709469 |  | SANDVIK | 81709469 | 1068527 @@ Enzed Mount Isa(RKM Investments) | 8-12F42EDMXS | 1068336 @@ SANDVIK MINING & CONSTRUCTION | 81709469 | [10 empty] | PARKER HANNIFIN | 8-12F42EDMXS | SANDVIK MINING & CONSTRUCTION | 81709469 | ENZED MOUNT ISA(RKM INVESTMENTS) | [13 empty] | https://www.parker.com/parkerimages/euro_tfd/cat/english/Katalog%20PDFs/TRIPLE%20LOK/Tube%20to%20Male%20BSPP/F42EDMX.pdf | [9 empty] | Enriched | 40141700 Hardware and fittings |  |  | ADAPTER | TUBE TO PIPE | TYPE | HYDRAULIC | TUBE SIZE | 3/4 IN-14 TPI | PIPE SIZE | 3/4 IN-16 TPI | TUBE CONNECTION | JIC FLARE 37 DEG | PIPE CONNECTION | MALE BSPP | LENGTH | 46 MM | SCHEDULE/WALL THICKNESS |  | PRESSURE CLASS/RATING | 350 BAR | MATERIAL | STEEL | MATERIAL SPECIFICATION |  | COATING/FINISH |  | TEMPERATURE RATING |  | HAZARD CLASS |  | CERTIFICATION/STANDARD | [45 empty] | Production Completed
STP_009 - Lot7 | Data Enrichment | NGB | ok | 2023-10-28 | 2023-11-02 |  | 1017487 | 1017487 |  |  |  | ERSA | M | 5910 | 1131139GZPCLNT100 | EA | 3000331 | ADAPTER,TUBE-HSE;PRKH,10643-4-4,STRAIGHT | ADAPTADOR TUBO MANG;PRKH,10643-4-4,DEREC | ADAPTER,TUBE TO HOSE;MNFR:PARKER HANNIFIN,PTNO:10643-4-4,TYPE:STRAIGHT,TUBE SIZE:1/4 IN,HOSE SIZE:1/4 IN,TUBE CONNECTION:37 DEG FLARE FEMALE JIC,HOSE CONNECTION:HOSE,LENGTH:1.94 IN,MATERIAL:STEEL,COATING/FINISH:ZINC PLATED,CERTIFICATION/STANDARD:SAE 100R2 | ADAPTADOR TUBO MANGUERA;MNFR:PARKER HANNIFIN,PTNO:10643-4-4,TIPO:DERECHO,TAMAÃ‘O TUBO:1/4 IN,TAMAÃ‘O MANGUERA:1/4 IN,CONEXION TUBO: FLAMA 37 GRAD HEMBRA JIC,CONEXION MANGUERA:MANGUERA,LONGITUD:1.94 IN,MATERIAL:ACERO,RECUBRIMIENTO/ACABADO:CHAPADO EN ZINC, CERTIFICACION/NORMA:SAE 100R2 |  | PARKER HANNIFIN | 10643-4-4 | 1068527 @@ Enzed Mount Isa(RKM Investments) | 10643-4-4 | [10 empty] | ENZED MOUNT ISA(RKM INVESTMENTS) |  | PARKER HANNIFIN | 10643-4-4 | [16 empty] | https://portal.westwardparts.com/documents/20151/0/10643.pdf | [9 empty] | Enriched | 40141700 Hardware and fittings |  |  | ADAPTER | TUBE TO HOSE | TYPE | STRAIGHT | TUBE SIZE | 1/4 IN | HOSE SIZE | 1/4 IN | TUBE CONNECTION | 37 DEG FLARE FEMALE JIC | HOSE CONNECTION | SWIVEL | LENGTH | 1-15/16 IN | PRESSURE CLASS/RATING |  | MATERIAL | STEEL | MATERIAL SPECIFICATION |  | COATING/FINISH | ZINC PLATED | TEMPERATURE RATING |  | HAZARD CLASS |  | CERTIFICATION/STANDARD | SAE 100R2 | [46 empty] | Production Completed
STP_009 - Lot7 | Data Enrichment | NGB | ok | 2023-10-28 | 2023-11-02 |  | 1054314 | 1054314 |  |  |  | ERSA | M | 2200 | 1615170GZPCLNT100 | EA |  | ADAPTER,PIPE;ROLL GROOVE,NOM 150 MM,PIPE | ADAPTADOR TUBE; | ADAPTER,PIPE;TYPE:ROLL GROOVE,NOMINAL SIZE:150 MM,END CONNECTION:PIPE,MATERIAL:GALVANISED,ADDITIONAL FEATURES EN:TABLE E FLANGE | ADAPTADOR TUBERIA; |  |  |  | 1068155 @@ REECE PTY LTD | 1007147 | [12 empty] | REECE PTY LTD | 1007147 | [16 empty] | https://www.reece.com.au/product/roll-groove-table-e-flange-adaptor-1007147?query=1007147 | [9 empty] | Enriched | 40171700 Pipe adapters |  |  | ADAPTER | PIPE | TYPE | ROLL GROOVE | NOMINAL SIZE | 150 MM | END CONNECTION | TABLE E FLANGE | LENGTH |  | SCHEDULE/WALL THICKNESS |  | PRESSURE CLASS/RATING |  | MATERIAL |  | MATERIAL SPECIFICATION |  | COATING/FINISH | GALVANIZED | TEMPERATURE RATING |  | HAZARD CLASS |  | CERTIFICATION/STANDARD | [49 empty] | Production Completed
STP_009 - Lot7 | Data Enrichment | NGB | ok | 2023-10-28 | 2023-11-02 |  | 1055829 | 1055829 |  |  |  | ERSA | M | 2210 | 1608604GZPCLNT100 | EA |  | ADAPTER,PIPE;MALE,NOM 16X20 MM,BSP,PP | ADAPTADOR TUBE; | ADAPTER,PIPE;TYPE:MALE,NOMINAL SIZE:16X20 MM,END CONNECTION:BSP,MATERIAL:POLYPROPYLENE,ADDITIONAL FEATURES EN:NO.7020,MALE THREADS ARE TAPERED,FEMALE THREADS ARE PARALLEL.,BRAND:PLASSON | ADAPTADOR TUBERIA; |  |  |  | 1068155 @@ REECE PTY LTD | 1504605 | [12 empty] | REECE PTY LTD | 1504605 | [16 empty] | https://www.reece.com.au/product/plasson-male-adaptor-no-7020-16mm-od-x-20mm-male-1504605?query=1504605 | [9 empty] | Enriched | 40171700 Pipe adapters | FEMALE THREADS ARE PARALLEL |  | ADAPTER | PIPE | TYPE |  | NOMINAL SIZE | 16X20 MM | END CONNECTION | MBSP | LENGTH |  | SCHEDULE/WALL THICKNESS |  | PRESSURE CLASS/RATING |  | MATERIAL | POLYPROPYLENE | MATERIAL SPECIFICATION |  | COATING/FINISH |  | TEMPERATURE RATING |  | HAZARD CLASS |  | CERTIFICATION/STANDARD | ISO 14236,AS/NZS 4129,ISO 7/1,BS 21,DIN 2999,UNI 9561,NEN 3258,AS 1722,DIN 8076 | [48 empty] | Production Completed
STP_009 - Lot7 | Data Enrichment | NGB | ok | 2023-10-28 | 2023-11-02 |  | 1055833 | 1055833 |  |  |  | ERSA | M | 2210 | 1608608GZPCLNT100 | EA |  | ADAPTER,PIPE;FEMALE,NOM 16X15 MM,BSP,PP | ADAPTADOR TUBE;HEMBRA | ADAPTER,PIPE;TYPE:FEMALE,NOMINAL SIZE:16X15 MM,END CONNECTION:BSP,MATERIAL:POLYPROPYLENE,ADDITIONAL FEATURES EN:NO.7030,BRAND: PLASSON | ADAPTADOR TUBERIA;TIPO:HEMBRA |  |  |  | 1068155 @@ REECE PTY LTD | 1505600 | [12 empty] | REECE PTY LTD | 1505600 | [16 empty] | https://www.reece.com.au/product/plasson-female-adaptor-no-7030-16mm-od-x-15mm-1505600?query=1505600 | [9 empty] | Enriched | 40171700 Pipe adapters | BRAND:PLASSON |  | ADAPTER | PIPE | TYPE |  | NOMINAL SIZE | 16X15 MM | END CONNECTION | FBSP | LENGTH |  | SCHEDULE/WALL THICKNESS |  | PRESSURE CLASS/RATING |  | MATERIAL | POLYPROPYLENE | MATERIAL SPECIFICATION |  | COATING/FINISH |  | TEMPERATURE RATING |  | HAZARD CLASS |  | CERTIFICATION/STANDARD | ISO 14236,AS/NZS 4129,ISO 7/1,BS 21,DIN 2999,UNI 9561,NEN 3258,AS 1722,DIN 8076 | [48 empty] | Production Completed
STP_009 - Lot7 | Data Enrichment | NGB | ok | 2023-10-28 | 2023-11-02 |  | 1056747 | 1056747 |  |  |  | ERSA | M | 2200 | 1615176GZPCLNT100 | EA |  | ADAPTER,PIPE;FEMALE,NO.7030,NOM 90 MM,PP | ADAPTADOR TUBE; | ADAPTER,PIPE;TYPE:FEMALE,NO.7030,NOMINAL SIZE:90 MM,END CONNECTION:BSP,MATERIAL:POLYPROPYLENE,ADDITIONAL FEATURES EN:ISO14236, AS/NZS 4129,ISO7/1,BS21,DIN2999,UNI9561,NEN3258,AS1722,DIN8076 | ADAPTADOR TUBERIA; |  |  |  | 1068155 @@ REECE PTY LTD | 1505665 | [12 empty] | REECE PTY LTD | 1505665 | [16 empty] | https://www.reece.com.au/product/plasson-female-adaptor-no-7030-90mm-od-x-80mm-1505665?query=1505665 | [9 empty] | Cleansed | 40171700 Pipe adapters |  |  | ADAPTER | PIPE | TYPE |  | NOMINAL SIZE | 90X75 MM | END CONNECTION | FBSP | LENGTH |  | SCHEDULE/WALL THICKNESS |  | PRESSURE CLASS/RATING |  | MATERIAL | POLYPROPYLENE | MATERIAL SPECIFICATION |  | COATING/FINISH |  | TEMPERATURE RATING |  | HAZARD CLASS |  | CERTIFICATION/STANDARD | ISO 14236,AS/NZS 4129,ISO 7/1,BS 21,DIN 2999,UNI 9561,NEN 3258,AS 1722,DIN 8076 | [48 empty] | Production Completed
STP_009 - Lot7 | Data Enrichment | NGB | ok | 2023-10-28 | 2023-11-02 | Processed based on Websource, Conflict w.r.t Input | 1060120 | 1060120 |  |  |  | ERSA | M | 2200 | 1615016GZPCLNT100 | EA |  | ADAPTER,TUBE;NOM 28 MM X 3/4 IN,X96055 | ADAPTADOR TUBO;ACERO INOXIDABLE 316 | ADAPTER,TUBE;NOMINAL SIZE:28 MM X 3/4 IN,END CONNECTION:MALE BSPT/R,MATERIAL:STAINLESS STEEL 316,ADDITIONAL FEATURES EN:X96055, THREADED,FEMALE SOCKET | ADAPTADOR TUBO;MATERIAL:ACERO INOXIDABLE 316 |  |  |  | 1069275 @@ KEMBLA WIRE & ROD | X96055 | [12 empty] | KEMBLA WIRE & ROD | X96055 | [16 empty] | https://www.kembla.com/wp-content/uploads/2019/03/KemPress-Stainless-Design-Installation-Guide-LR.pdf | [9 empty] | Enriched | 40141700 Hardware and fittings |  |  | ADAPTER | TUBE TO PIPE | TYPE |  | TUBE SIZE | 28 MM | PIPE SIZE | 3/4 IN | TUBE CONNECTION | FEMALE SOCKET | PIPE CONNECTION | MALE BSPT/R | LENGTH | 72 MM | SCHEDULE/WALL THICKNESS |  | PRESSURE CLASS/RATING |  | MATERIAL | STAINLESS STEEL 316 | MATERIAL SPECIFICATION |  | COATING/FINISH |  | TEMPERATURE RATING |  | HAZARD CLASS |  | CERTIFICATION/STANDARD | [45 empty] | Production Completed
STP_009 - Lot7 | Data Enrichment | NGB | ok | 2023-10-28 | 2023-11-02 | Processed based on Websource, Conflict w.r.t Input | 1060121 | 1060121 |  |  |  | ERSA | M | 2200 | 1615017GZPCLNT100 | EA |  | ADAPTER,TUBE;NOM 28 MM X 1 IN,X96056 | ADAPTADOR TUBO;ACERO INOXIDABLE 316 | ADAPTER,TUBE;NOMINAL SIZE:28 MM X 1 IN,END CONNECTION:MALE BSPT/R,MATERIAL:STAINLESS STEEL 316,ADDITIONAL FEATURES EN:X96056, THREADED,FEMALE SOCKET | ADAPTADOR TUBO;MATERIAL:ACERO INOXIDABLE 316 |  |  |  | 1069275 @@ KEMBLA WIRE & ROD | X96056 | [12 empty] | KEMBLA WIRE & ROD | X96056 | [16 empty] | https://www.kembla.com/wp-content/uploads/2019/03/KemPress-Stainless-Design-Installation-Guide-LR.pdf | [9 empty] | Enriched | 40141700 Hardware and fittings |  |  | ADAPTER | TUBE TO PIPE | TYPE |  | TUBE SIZE | 28 MM | PIPE SIZE | 1 IN | TUBE CONNECTION | FEMALE SOCKET | PIPE CONNECTION | MALE BSPT/R | LENGTH | 74 MM | SCHEDULE/WALL THICKNESS |  | PRESSURE CLASS/RATING |  | MATERIAL | STAINLESS STEEL 316 | MATERIAL SPECIFICATION |  | COATING/FINISH |  | TEMPERATURE RATING |  | HAZARD CLASS |  | CERTIFICATION/STANDARD | [45 empty] | Production Completed
STP_009 - Lot7 | Data Enrichment | NGB | ok | 2023-10-28 | 2023-11-02 | Processed based on Websource, Conflict w.r.t Input | 1060122 | 1060122 |  |  |  | ERSA | M | 2200 | 1615018GZPCLNT100 | EA |  | ADAPTER,TUBE;NOM 54 MM X 2 IN,X96060 | ADAPTADOR TUBO;ACERO INOXIDABLE 316 | ADAPTER,TUBE;NOMINAL SIZE:54 MM X 2 IN,END CONNECTION:MALE BSPT/R,MATERIAL:STAINLESS STEEL 316,ADDITIONAL FEATURES EN:X96060, THREADED,FEMALE SOCKET | ADAPTADOR TUBO;MATERIAL:ACERO INOXIDABLE 316 |  |  |  | 1069275 @@ KEMBLA WIRE & ROD | X96060 | [12 empty] | KEMBLA WIRE & ROD | X96060 | [16 empty] | https://www.kembla.com/wp-content/uploads/2019/03/KemPress-Stainless-Design-Installation-Guide-LR.pdf | [9 empty] | Enriched | 40141700 Hardware and fittings |  |  | ADAPTER | TUBE TO PIPE | TYPE |  | TUBE SIZE | 54 MM | PIPE SIZE | 2 IN | TUBE CONNECTION | FEMALE SOCKET | PIPE CONNECTION | MALE BSPT/R | LENGTH | 107 MM | SCHEDULE/WALL THICKNESS |  | PRESSURE CLASS/RATING |  | MATERIAL | STAINLESS STEEL 316 | MATERIAL SPECIFICATION |  | COATING/FINISH |  | TEMPERATURE RATING |  | HAZARD CLASS |  | CERTIFICATION/STANDARD | [45 empty] | Production Completed
STP_009 - Lot7 | Data Enrichment | NGB | ok | 2023-10-28 | 2023-11-02 | Processed based on Websource, Conflict w.r.t Input | 1060123 | 1060123 |  |  |  | ERSA | M | 2200 | 1615019GZPCLNT100 | EA |  | ADAPTER,TUBE;NOM 28 MM X 3/4 IN,X96203 | ADAPTADOR TUBO;ACERO INOXIDABLE 316 | ADAPTER,TUBE;NOMINAL SIZE:28 MM X 3/4 IN,END CONNECTION:FEMALE BSPP/RP,MATERIAL:STAINLESS STEEL 316,ADDITIONAL FEATURES EN:X96203, THREADED,TUBE END | ADAPTADOR TUBO;MATERIAL:ACERO INOXIDABLE 316 |  |  |  | 1069275 @@ KEMBLA WIRE & ROD | X96203 | [12 empty] | KEMBLA WIRE & ROD | X96203 | [16 empty] | https://www.kembla.com/wp-content/uploads/2019/03/KemPress-Stainless-Design-Installation-Guide-LR.pdf | [9 empty] | Enriched | 40141700 Hardware and fittings |  |  | ADAPTER | TUBE TO PIPE | TYPE |  | TUBE SIZE | 28 MM | PIPE SIZE | 3/4 IN | TUBE CONNECTION | TUBE END | PIPE CONNECTION | FEMALE BSPP/RP | LENGTH | 78 MM | SCHEDULE/WALL THICKNESS |  | PRESSURE CLASS/RATING |  | MATERIAL | STAINLESS STEEL 316 | MATERIAL SPECIFICATION |  | COATING/FINISH |  | TEMPERATURE RATING |  | HAZARD CLASS |  | CERTIFICATION/STANDARD | [45 empty] | Production Completed
STP_009 - Lot7 | Data Enrichment | NGB | ok | 2023-10-28 | 2023-11-02 | Processed based on Websource, Conflict w.r.t Input | 1060124 | 1060124 |  |  |  | ERSA | M | 2200 | 1615020GZPCLNT100 | EA |  | ADAPTER,TUBE;NOM 28 MM X 3/4 IN,X96165 | ADAPTADOR TUBO;ACERO INOXIDABLE 316 | ADAPTER,TUBE;NOMINAL SIZE:28 MM X 3/4 IN,END CONNECTION:FEMALE BSPT/R,MATERIAL:STAINLESS STEEL 316,ADDITIONAL FEATURES EN:X96165, THREADED,FEMALE SOCKET | ADAPTADOR TUBO;MATERIAL:ACERO INOXIDABLE 316 |  |  |  | 1069275 @@ KEMBLA WIRE & ROD | X96165 | [12 empty] | KEMBLA WIRE & ROD | X96165 | [16 empty] | https://www.kembla.com/wp-content/uploads/2019/03/KemPress-Stainless-Design-Installation-Guide-LR.pdf | [9 empty] | Enriched | 40141700 Hardware and fittings |  |  | ADAPTER | TUBE TO PIPE | TYPE |  | TUBE SIZE | 28 MM | PIPE SIZE | 3/4 IN | TUBE CONNECTION | FEMALE SOCKET | PIPE CONNECTION | FEMALE BSPT/R | LENGTH | 76 MM | SCHEDULE/WALL THICKNESS |  | PRESSURE CLASS/RATING |  | MATERIAL | STAINLESS STEEL 316 | MATERIAL SPECIFICATION |  | COATING/FINISH |  | TEMPERATURE RATING |  | HAZARD CLASS |  | CERTIFICATION/STANDARD | [45 empty] | Production Completed
STP_009 - Lot7 | Data Enrichment | NGB | ok | 2023-10-28 | 2023-11-02 | Processed based on Websource, Conflict w.r.t Input | 1060132 | 1060132 |  |  |  | ERSA | M | 2200 | 1615194GZPCLNT100 | EA |  | ADAPTER,TUBE;NOM 28 MM X 1 IN,X96156 | ADAPTADOR TUBO;ACERO INOXIDABLE 316 | ADAPTER,TUBE;NOMINAL SIZE:28 MM X 1 IN,END CONNECTION:FEMALE BSPT/R,MATERIAL:STAINLESS STEEL 316,ADDITIONAL FEATURES EN:X96156, THREADED,FEMALE SOCKET | ADAPTADOR TUBO;MATERIAL:ACERO INOXIDABLE 316 |  |  |  | 1069275 @@ KEMBLA WIRE & ROD | X96156 | [12 empty] | KEMBLA WIRE & ROD | X96156 | [16 empty] | https://www.kembla.com/wp-content/uploads/2019/03/KemPress-Stainless-Design-Installation-Guide-LR.pdf | [9 empty] | Enriched | 40141700 Hardware and fittings |  |  | ADAPTER | TUBE TO PIPE | TYPE |  | TUBE SIZE | 28 MM | PIPE SIZE | 1 IN | TUBE CONNECTION | FEMALE SOCKET | PIPE CONNECTION | FEMALE BSPT/R | LENGTH | 79 MM | SCHEDULE/WALL THICKNESS |  | PRESSURE CLASS/RATING |  | MATERIAL | STAINLESS STEEL 316 | MATERIAL SPECIFICATION |  | COATING/FINISH |  | TEMPERATURE RATING |  | HAZARD CLASS |  | CERTIFICATION/STANDARD | [45 empty] | Production Completed
STP_009 - Lot7 | Data Enrichment | NGB | ok | 2023-10-28 | 2023-11-02 | Processed based on Websource, Conflict w.r.t Input | 1060133 | 1060133 |  |  |  | ERSA | M | 2200 | 1615195GZPCLNT100 | EA |  | ADAPTER,TUBE;NOM 54 MM X 2 IN,X96159 | ADAPTADOR TUBO;ACERO INOXIDABLE 316 | ADAPTER,TUBE;NOMINAL SIZE:54 MM X 2 IN,END CONNECTION:FEMALE BSPT/R,MATERIAL:STAINLESS STEEL 316,ADDITIONAL FEATURES EN:X96159, THREADED,FEMALE SOCKET | ADAPTADOR TUBO;MATERIAL:ACERO INOXIDABLE 316 |  |  |  | 1069275 @@ KEMBLA WIRE & ROD | X96159 | [12 empty] | KEMBLA WIRE & ROD | X96159 | [16 empty] | https://www.kembla.com/wp-content/uploads/2019/03/KemPress-Stainless-Design-Installation-Guide-LR.pdf | [9 empty] | Enriched | 40141700 Hardware and fittings |  |  | ADAPTER | TUBE TO PIPE | TYPE |  | TUBE SIZE | 54 MM | PIPE SIZE | 2 IN | TUBE CONNECTION | FEMALE SOCKET | PIPE CONNECTION | FEMALE BSPT/R | LENGTH | 107 MM | SCHEDULE/WALL THICKNESS |  | PRESSURE CLASS/RATING |  | MATERIAL | STAINLESS STEEL 316 | MATERIAL SPECIFICATION |  | COATING/FINISH |  | TEMPERATURE RATING |  | HAZARD CLASS |  | CERTIFICATION/STANDARD | [45 empty] | Production Completed
STP_009 - Lot7 | Data Enrichment | NGB | ok | 2023-10-28 | 2023-11-02 | Processed based on Websource, Conflict w.r.t Input | 1060172 | 1060172 |  |  |  | ERSA | M | 2200 | 1615312GZPCLNT100 | EA |  | ADAPTER,TUBE;NOM 28 MM X 3/4 IN,X96068 | ADAPTADOR TUBO;ACERO INOXIDABLE 316 | ADAPTER,TUBE;NOMINAL SIZE:28 MM X 3/4 IN,END CONNECTION:MALE BSPT/R X FEMALE SOCKET,MATERIAL:STAINLESS STEEL 316,ADDITIONAL FEATURES EN:X96068,THREADED | ADAPTADOR TUBO;MATERIAL:ACERO INOXIDABLE 316 |  |  |  | 1069275 @@ KEMBLA WIRE & ROD | X96068 | [12 empty] | KEMBLA WIRE & ROD | X96068 | [16 empty] | https://www.kembla.com/wp-content/uploads/2019/03/KemPress-Stainless-Design-Installation-Guide-LR.pdf | [9 empty] | Enriched | 40141700 Hardware and fittings |  |  | ADAPTER | TUBE TO PIPE | TYPE |  | TUBE SIZE | 28 MM | PIPE SIZE | 3/4 IN | TUBE CONNECTION | FEMALE SOCKET | PIPE CONNECTION | MALE BSPT/R | LENGTH | 72 MM | SCHEDULE/WALL THICKNESS |  | PRESSURE CLASS/RATING |  | MATERIAL | STAINLESS STEEL 316 | MATERIAL SPECIFICATION |  | COATING/FINISH |  | TEMPERATURE RATING |  | HAZARD CLASS |  | CERTIFICATION/STANDARD | [45 empty] | Production Completed
STP_009 - Lot7 | Data Enrichment | NGB | ok | 2023-10-28 | 2023-11-02 | Processed based on Websource, Conflict w.r.t Input | 1060173 | 1060173 |  |  |  | ERSA | M | 2200 | 1615313GZPCLNT100 | EA |  | ADAPTER,TUBE;NOM 28 MM X 1 IN,X96069,THD | ADAPTADOR TUBO;ACERO INOXIDABLE 316 | ADAPTER,TUBE;NOMINAL SIZE:28 MM X 1 IN,END CONNECTION:MALE BSPT/R X FEMALE SOCKET,MATERIAL:STAINLESS STEEL 316,ADDITIONAL FEATURES EN:X96069,THREADED | ADAPTADOR TUBO;MATERIAL:ACERO INOXIDABLE 316 |  |  |  | 1069275 @@ KEMBLA WIRE & ROD | X96069 | [12 empty] | KEMBLA WIRE & ROD | X96069 | [16 empty] | https://www.kembla.com/wp-content/uploads/2019/03/KemPress-Stainless-Design-Installation-Guide-LR.pdf | [9 empty] | Enriched | 40141700 Hardware and fittings |  |  | ADAPTER | TUBE TO PIPE | TYPE |  | TUBE SIZE | 28 MM | PIPE SIZE | 1 IN | TUBE CONNECTION | FEMALE SOCKET | PIPE CONNECTION | MALE BSPT/R | LENGTH | 74 MM | SCHEDULE/WALL THICKNESS |  | PRESSURE CLASS/RATING |  | MATERIAL | STAINLESS STEEL 316 | MATERIAL SPECIFICATION |  | COATING/FINISH |  | TEMPERATURE RATING |  | HAZARD CLASS |  | CERTIFICATION/STANDARD | [45 empty] | Production Completed
STP_009 - Lot7 | Data Enrichment | NGB | ok | 2023-10-28 | 2023-11-02 | Processed based on Websource, Conflict w.r.t Input | 1060174 | 1060174 |  |  |  | ERSA | M | 2200 | 1615314GZPCLNT100 | EA |  | ADAPTER,TUBE;NOM 54 MM X 2 IN,X96073,THD | ADAPTADOR TUBO;ACERO INOXIDABLE 316 | ADAPTER,TUBE;NOMINAL SIZE:54 MM X 2 IN,END CONNECTION:MALE BSPT/R X FEMALE SOCKET,MATERIAL:STAINLESS STEEL 316,ADDITIONAL FEATURES EN:X96073,THREADED | ADAPTADOR TUBO;MATERIAL:ACERO INOXIDABLE 316 |  |  |  | 1069275 @@ KEMBLA WIRE & ROD | X96073 | [12 empty] | KEMBLA WIRE & ROD | X96073 | [16 empty] | https://www.kembla.com/wp-content/uploads/2019/03/KemPress-Stainless-Design-Installation-Guide-LR.pdf | [9 empty] | Enriched | 40141700 Hardware and fittings |  |  | ADAPTER | TUBE TO PIPE | TYPE |  | TUBE SIZE | 54 MM | PIPE SIZE | 2 IN | TUBE CONNECTION | FEMALE SOCKET | PIPE CONNECTION | MALE BSPT/R | LENGTH | 107 MM | SCHEDULE/WALL THICKNESS |  | PRESSURE CLASS/RATING |  | MATERIAL | STAINLESS STEEL 316 | MATERIAL SPECIFICATION |  | COATING/FINISH |  | TEMPERATURE RATING |  | HAZARD CLASS |  | CERTIFICATION/STANDARD | [45 empty] | Production Completed
STP_009 - Lot7 | Data Enrichment | NGB | ok | 2023-10-28 | 2023-11-02 | Processed based on Websource, Conflict w.r.t Input | 1103528 | 1103528 |  |  |  | ERSA | M | 1600 | 1570687GZPCLNT100 | EA |  | ADAPTER,TUBE;NOM 4 MM,PUSH IN | ADAPTADOR TUBO; | ADAPTER,TUBE;NOMINAL SIZE:4 MM,END CONNECTION:PUSH IN,ADDITIONAL FEATURES EN:STRAIGHT,4MM,PKT10 | ADAPTADOR TUBO; |  |  |  | 1068206 @@ RS COMPONENTS PTY LTD | 916-0870 | [12 empty] | RS COMPONENTS PTY LTD | 916-0870 | [16 empty] | https://uk.rs-online.com/web/p/pneumatic-fittings/9160870 | [9 empty] | Enriched | 40183109 Tube adapter | PACKAGE QUANTITY:10/PK |  | ADAPTER | TUBE | TYPE | STRAIGHT | NOMINAL SIZE | 4 MM | END CONNECTION | PUSH-IN | LENGTH |  | PRESSURE CLASS/RATING | 10 BAR | MATERIAL | POLYOXYMETHYLENE | MATERIAL SPECIFICATION |  | COATING/FINISH | NICKEL PLATED | HAZARD CLASS |  | CERTIFICATION/STANDARD | [53 empty] | Production Completed
STP_009 - Lot7 | Data Enrichment | NGB | ok | 2023-10-28 | 2023-11-02 | Processed based on Websource, Conflict w.r.t Input | 1109549 | 1109549 |  |  |  | ERSA | M | 5910 | 1431543GZPCLNT100 | EA |  | CAT EQUIPMENT SERVICE; | CAT EQUIPMENT SERVICE; | ADAPTER,TUBE-HOSE: CAT EQUIPMENT SERVICE; |  |  |  |  | 1068181 @@ CNW (MOUNT ISA) ELECT WHOLESALER | 1431543 | 1068303 @@ ALFAGOMMA AUSTRALIA PTY LTD | R1A3051000-1200 | 1068196 @@ HASTINGS DEERING(AUSTRALIA) LTD | 7K3176 | [6 empty] | CNW (MOUNT ISA) ELECT WHOLESALER | 1431543 | CATERPILLAR | 7K-3176 | ALFAGOMMA AUSTRALIA PTY LTD | R1A3051000-1200 | HASTINGS DEERING(AUSTRALIA) LTD | [13 empty] | https://parts.cat.com/en/catcorp/7K-3176 | [9 empty] | Enriched | 31163000 Couplings |  |  | COUPLING | NO MODIFIER | TYPE |  | SIZE | 38.5 MM LG | MATERIAL |  | CONNECTION TYPE |  | TEMPERATURE RATING |  | HAZARD CLASS |  | CERTIFICATION/STANDARD | [59 empty] | Production Completed
STP_009 - Lot7 | Data Enrichment | NGB | ok | 2023-10-28 | 2023-11-02 | Processed based on Websource, Conflict w.r.t Input | 1112681 | 1112681 | 1467671 | AU_QM_007127805 |  | ERSA | M | 5910 | 1467671GZPCLNT100 | EA |  | AUTO LUBRICATION SYSTEM ADAPTER; | AUTO LUBRICATION SYSTEM ADAPTER; | ADAPTER,TUBE-HOSE: AUTO LUBRICATION SYSTEM ADAPTER; 1/2"TUBE;SS;8-TX-SS; RUWOLT 84 X 60 DOUBLE TOGGLE JAW CRUSHER |  | ADAPTER,TUBE-HOSE:AUTO LUBRICATION SYSTEM ADAPTER; |  |  | 1068226 @@ BRADKEN RESOURCES PTY LIMITED | 713 | 1068164 @@ BRADKEN RESOURCES PTY LIMITED | 713 | [8 empty] | BRADKEN RESOURCES PTY LIMITED | 713 | PARKER HANNIFIN | 8-TX-SS | [16 empty] | https://www.parker.com/parkerimages/euro_tfd/cat/english/Katalog%20PDFs/TRIPLE%20LOK/Auxiliary%20Components/TX.pdf | https://ph.parker.com/us/en/product/triple-lok-37-flare-jic-tube-fittings-and-adapters/8-tx-ss |  | DOUBLE TOGGLE JAW CRUSHER,84 X 60 | RUWOLT | [5 empty] | Enriched | 40183109 Tube adapter |  |  | ADAPTER | TUBE | TYPE |  | NOMINAL SIZE | 8 MM | END CONNECTION | 37 DEG FLARE JIC | LENGTH | 11 MM | PRESSURE CLASS/RATING |  | MATERIAL | STAINLESS STEEL | MATERIAL SPECIFICATION |  | COATING/FINISH |  | HAZARD CLASS |  | CERTIFICATION/STANDARD | SAE 070105 | [52 empty] | Production Completed
STP_009 - Lot7 | Data Enrichment | NGB | ok | 2023-10-28 | 2023-11-02 | Processed based on Websource, Conflict w.r.t Input | 1139655 | 1139655 | 1431542 | AU_QM_000734111 |  | ERSA | M | 5910 | 1431542GZPCLNT100 | EA |  | CAT EQUIPMENT SERVICE; | CAT EQUIPMENT SERVICE; | ADAPTER,TUBE-HOSE: CAT EQUIPMENT SERVICE; |  | ADAPTER,TUBE-HOSE:CAT EQUIPMENT SERVICE; |  |  | 1068181 @@ CNW (MOUNT ISA) ELECT WHOLESALER | 1431542 | 1068196 @@ HASTINGS DEERING(AUSTRALIA) LTD | 5P3928 | [8 empty] | CNW (MOUNT ISA) ELECT WHOLESALER | 1431542 | CATERPILLAR | 5P-3928 | HASTINGS DEERING(AUSTRALIA) LTD | [15 empty] | https://parts.cat.com/en/catcorp/5P-3928 | [9 empty] | Enriched | 40141700 Hardware and fittings |  | LENGTH:44 MM | COUPLING | NO MODIFIER | TYPE | THREADED SELF-SEALING,REFRIGERANT | SIZE | 1-7/16 IN-16 TPI X 1-1/4 IN-18 TPI | MATERIAL | STEEL | CONNECTION TYPE | MALE X FEMALE | TEMPERATURE RATING |  | HAZARD CLASS |  | CERTIFICATION/STANDARD | [59 empty] | Production Completed
STP_009 - Lot7 | Data Enrichment | NGB | ok | 2023-10-28 | 2023-11-02 | Processed based on Websource, Conflict w.r.t Input | 1218390 | 1218390 |  |  |  | ERSA | M | 3300 | 270654MRM | EA |  | ADAPTER,TOOTH,SURFACE RIPPING:ADAPTER CO | ADAPTER,TOOTH,SURFACE RIPPING:ADAPTER CO | ADAPTER,TOOTH,SURFACE RIPPING:ADAPTER COVER; 993 WHEEL LOADER |  |  |  |  | 1068196 @@ HASTINGS DEERING(AUSTRALIA) LTD | 2642060 | 1078952 @@ FOUNDER ENTERPRISES PTY LTD | FC2642060C | [10 empty] | CATERPILLAR | 264-2060 | HASTINGS DEERING (AUSTRALIA) LTD |  | FOUNDER ENTERPRISES PTY LTD | FC2642060C | [12 empty] | https://parts.cat.com/en/catcorp/264-2060 |  |  | WHEEL LOADER |  | 993 |  |  |  |  | Cleansed | 23153100 Industrial machinery components and accessories |  |  | COVER | NO MODIFIER | TYPE | TOOTH,SURFACE RIPPING,ADAPTER | SIZE |  | MATERIAL |  | HAZARD CLASS |  | CERTIFICATION/STANDARD | [63 empty] | Production Completed
STP_009 - Lot7 | Data Enrichment | NGB | ok | 2023-10-28 | 2023-11-02 | Processed based on Websource, Conflict w.r.t Input | 1218391 | 1218391 |  |  |  | ERSA | M | 3300 | 270655MRM | EA |  | ADAPTER,TOOTH,SURFACE RIPPING:L/R ADAPTE | ADAPTER,TOOTH,SURFACE RIPPING:L/R ADAPTE | ADAPTER,TOOTH,SURFACE RIPPING:L/R ADAPTER COVER;993 WHEEL LOADER |  |  |  |  | 1068196 @@ HASTINGS DEERING(AUSTRALIA) LTD | 2642061 | [12 empty] | CATERPILLAR | 264-2061 | HASTINGS DEERING (AUSTRALIA) LTD | [15 empty] | https://parts.cat.com/en/catcorp/264-2061 |  |  | WHEEL LOADER |  | 993 |  |  |  |  | Cleansed | 23153100 Industrial machinery components and accessories |  |  | COVER | NO MODIFIER | TYPE | TOOTH,SURFACE RIPPING,LEFT/RIGHT ADAPTER | SIZE |  | MATERIAL |  | HAZARD CLASS |  | CERTIFICATION/STANDARD | [63 empty] | Production Completed
STP_009 - Lot7 | Data Enrichment | NGB | ok | 2023-10-28 | 2023-11-02 | Processed based on Websource, Conflict w.r.t Input | 1218403 | 1218403 |  |  |  | ERSA | M | 3300 | 270668MRM | EA |  | ADAPTER,TOOTH,SURFACE RIPPING:L/R SIDE W | ADAPTER,TOOTH,SURFACE RIPPING:L/R SIDE W | ADAPTER,TOOTH,SURFACE RIPPING:L/R SIDE WING COVER ADAPTER; 993 WHEEL LOADER |  |  |  |  | 1068196 @@ HASTINGS DEERING(AUSTRALIA) LTD | 1380032 | [12 empty] | CATERPILLAR | 138-0032 | HASTINGS DEERING (AUSTRALIA) LTD | [15 empty] | https://parts.cat.com/en/catcorp/138-0032 |  |  | WHEEL LOADER |  | 993 |  |  |  |  | Cleansed | 23153100 Industrial machinery components and accessories |  |  | COVER | NO MODIFIER | TYPE | TOOTH,SURFACE RIPPING,LEFT/RIGHT SIDE WING ADAPTER | SIZE |  | MATERIAL |  | HAZARD CLASS |  | CERTIFICATION/STANDARD | [63 empty] | Production Completed