## Sheet1
Project | Activities | Production User | Production Comments | Start Date | End Date | Remarks | Griha ID | MATNR | SAP MATERIAL NUMBER | ELLIPSE | LVORM | MTART | MBRSH | MATKL | BISMT | MEINS | MFRNR | MAKTX_EN | MAKTX_ES | TEXT_EN | TEXT_ES | ENRICHED DATA | Manufacturer Name | P/N | Manufacturer Name 1 | P/N 1 | Manufacturer Name 2 | P/N 2 | Manufacturer Name 3 | P/N 3 | Manufacturer Name 4 | P/N 4 | Manufacturer Name 5 | P/N 5 | Manufacturer Name 6 | P/N 6 | Input MNFR | Input PTNO | Verified MNFR from web | Verified MPN from Web | MNFR 1 | PTNO 1 | MNFR 2 | PTNO 2 | MNFR 3 | PTNO 3 | MNFR 4 | PTNO 4 | MNFR 5 | PTNO 5 | MNFR 6 | PTNO 6 | Vendor NAME | Vendor Part Number | Vendor NAME1 | Vendor Part Number1 | Reference URL | Reference URL1 | Item Number | Equipment Type | Equipment Manufacturer | Equipment Model | Equipment Serial | DWG | DRAWING VERSION | POS/TAG | Enriched/Cleansed | UNSPSC Ver.23.07 | ADDITIONAL FEATURES FROM INPUT | Additional Features from WEBSOURCE | Noun | Modifier | Attribute Name 1 | Attribute Value 1 | Attribute Name 2 | Attribute Value 2 | Attribute Name 3 | Attribute Value 3 | Attribute Name 4 | Attribute Value 4 | Attribute Name 5 | Attribute Value 5 | Attribute Name 6 | Attribute Value 6 | Attribute Name 7 | Attribute Value 7 | Attribute Name 8 | Attribute Value 8 | Attribute Name 9 | Attribute Value 9 | Attribute Name 10 | Attribute Value 10 | Attribute Name 11 | Attribute Value 11 | Attribute Name 12 | Attribute Value 12 | Attribute Name 13 | Attribute Value 13 | Attribute Name 14 | Attribute Value 14 | Attribute Name 15 | Attribute Value 15 | Attribute Name 16 | Attribute Value 16 | Attribute Name 17 | Attribute Value 17 | Attribute Name 18 | Attribute Value 18 | Attribute Name 19 | Attribute Value 19 | Attribute Name 20 | Attribute Value 20 | Attribute Name 21 | Attribute Value 21 | Attribute Name 22 | Attribute Value 22 | Attribute Name 23 | Attribute Value 23 | Attribute Name 24 | Attribute Value 24 | Attribute Name 25 | Attribute Value 25 | Attribute Name 26 | Attribute Value 26 | Attribute Name 27 | Attribute Value 27 | Attribute Name 28 | Attribute Value 28 | Attribute Name 29 | Attribute Value 29 | Attribute Name 30 | Attribute Value 30 | Attribute Name 31 | Attribute Value 31 | Attribute Name 32 | Attribute Value 32 | Attribute Name 33 | Attribute Value 33 | Attribute Name 34 | Attribute Value 34 | Attribute Name 35 | Attribute Value 35 | Attribute Name 36 | Attribute Value 36 | Status
STP_009 - Lot7 | Data Enrichment | CIR | ok | 2023-11-02 | 6th-nov |  | 1114933 | 1114933 | 1427357 | AU_QM_000457598 |  | ERSA | M | 4500 | 1427357GZPCLNT100 | EA |  | BOARD,CIRCT;CARD ASSEMBLY, REF/RAMP INTE | BOARD,CIRCT;CARD ASSEMBLY, REF/RAMP INTE | BOARD,CIRCUIT;ADDITIONAL FEATURES EN:CARD ASSEMBLY, REF/RAMP INTERFACE BOARD ISS.5,MCKENZIE AND HOLLAND MO,THER PLATE PLATING75KW RE |  | CIRCUIT CARD ASSEMBLY:REF/RAMP INTERFACE BOARD ISS.5; | [44 empty] | CLEANSED | 39121500 Electrical controls and accessories | CARD ASSEMBLY,REF/RAMP INTERFACE BOARD ISS.5,MCKENZIE AND HOLLAND MOTHER PLATE,PLATING75KW RE |  | BOARD | CIRCUIT | TYPE |  | FUNCTION |  | HAZARD CLASS |  | CERTIFICATION/STANDARD | [65 empty] | Production Completed
STP_009 - Lot7 | Data Enrichment | CIR | ok | 2023-11-02 | 6th-nov | Processed as per websource,conflict wrt input | 1176441 | 1176441 | 1434920 | AU_QM_000771890 |  | ERSA | M | 1600 | 1434920GZPCLNT100 | EA |  | BOARD,CIRCT;CARD ASSEMBLY:110/240 V AC P | BOARD,CIRCT;CARD ASSEMBLY:110/240 V AC P | BOARD,CIRCUIT;ADDITIONAL FEATURES EN:CARD ASSEMBLY:110/240 V AC POWER SUPPLY,MNFR:01)TOSHIBA,PTNO:01)TPS261**S |  | CIRCUIT CARD ASSEMBLY:110/240VAC POWER SUPPLY; | [16 empty] | TOSHIBA | TPS261**S | [16 empty] | https://axxacnc.com/plc-power-supply-unit-psu-tps261-s-toshiba-tps261-s-tps261s/ | [9 empty] | ENRICHED | 39121004 Power supply units |  |  | POWER SUPPLY | NO MODIFIER | TYPE | PLC | INPUT RATING | 110/240 VAC | OUTPUT VOLTAGE RATING | 24 VDC | OUTPUT CURRENT RATING | 53 VA | NUMBER OF OUTPUTS |  | POWER RATING |  | CONNECTION TYPE |  | HAZARD CLASS |  | CERTIFICATION/STANDARD | [55 empty] | Production Completed
STP_009 - Lot7 | Data Enrichment | CIR | ok | 2023-11-02 | 6th-nov |  | 1062377 | 1062377 | 1445068 | AU_QM_001008389 | X | ERSA | M | 1600 | 1445068GZPCLNT100 | EA |  | BOARD,CIRCT;CONTROL | BOARD,CIRCT;CONTROL | BOARD,CIRCUIT;TYPE:CONTROL,ADDITIONAL FEATURES EN:CARD ASSEMBLY, RATING: 100-110 V AC/DC,MNFR:01)TOSHIBA,PTNO:01)3J9G |  | CIRCUIT CARD ASSEMBLY:100-110V AC/DC (CONTROL) | [16 empty] | TOSHIBA | 3J9G | [16 empty] | https://aeliyamarinetech.com/product/toshiba-3j9g-0002-a-pcb-card | [9 empty] | CLEANSED | 39121500 Electrical controls and accessories | CARD ASSEMBLY,RATING: 100 TO 110 V AC/DC |  | BOARD | CIRCUIT | TYPE | CONTROL | FUNCTION |  | HAZARD CLASS |  | CERTIFICATION/STANDARD | [65 empty] | Production Completed
STP_009 - Lot7 | Data Enrichment | CIR | ok | 2023-11-02 | 6th-nov |  | 1114934 | 1114934 | 1427358 | AU_QM_000457606 |  | ERSA | M | 4500 | 1427358GZPCLNT100 | EA |  | BOARD,CIRCT;CONTROLLER,E RKPAW30/2500 | BOARD,CIRCT;CONTROLLER,E RKPAW30/2500 | BOARD,CIRCUIT;TYPE:CONTROLLER,ADDITIONAL FEATURES EN:3 PHASE, CARD ASSEMBLY SUIT MOTHER PLATE PLATING RECTIFIER,75KW,TYP,E RKPAW30/2 |  | CIRCUIT CARD ASSEMBLY:3 PHASE,CONTROLLER,SUIT MCKENZIE & | [15 empty] | RKPAW30/2 |  |  |  | RKPAW30/2500 | [24 empty] | CLEANSED | 39121500 Electrical controls and accessories | 3 PHASE,CARD ASSEMBLY SUIT MOTHER PLATE PLATING RECTIFIER,75 KW,TYP E |  | BOARD | CIRCUIT | TYPE | CONTROLLER | FUNCTION |  | HAZARD CLASS |  | CERTIFICATION/STANDARD | [65 empty] | Production Completed
STP_009 - Lot7 | Data Enrichment | CIR | ok | 2023-11-02 | 6th-nov |  | 1170616 | 1170616 | 1453749 | AU_QM_001216217 |  | ERSA | M | 4500 | 1453749GZPCLNT100 | EA |  | BOARD,CIRCT;REMOTE RECEIVER,CNW | BOARD,CIRCT;REMOTE RECEIVER,CNW | BOARD,CIRCUIT;TYPE:REMOTE RECEIVER,MNFR:01)CNW,PTNO:01)NESFMR-24001 |  | PRINTED CIRCUIT BOARD;REMOTE RECEIVER;ELSEMA; | [14 empty] | CNW | NESFMR-24001 | [28 empty] | CLEANSED | 39121500 Electrical controls and accessories |  |  | BOARD | CIRCUIT | TYPE | REMOTE RECEIVER | FUNCTION |  | HAZARD CLASS |  | CERTIFICATION/STANDARD | [65 empty] | Production Completed
STP_009 - Lot7 | Data Enrichment | CIR | ok | 2023-11-02 | 6th-nov |  | 1134768 | 1134768 | 1423098 | AU_QM_000269496 |  | ERSA | M | 5915 | 1423098GZPCLNT100 | EA |  | BOARD,DISTR;12P,DELIVERY PLEASE.JUDI / | BOARD,DISTR;12P,DELIVERY PLEASE.JUDI / | BOARD,DISTR;MNFR: ,PTNO:12P,DELIVERY PLEASE.JUDI / |  | BOARD,DISTR;12P,DELIVERY PLEASE.JUDI /BOARD,DISTR;12P,DELIVERY PLEASE.JUDI / | [44 empty] | CLEANSED | 39121100 Distribution and control centers and accessories | 12P,DELIVERY PLEASE JUDI |  | BOARD | DISTRIBUTION | TYPE |  | ELECTRICAL RATING |  | NUMBER OF WAYS |  | CONNECTION TYPE |  | MATERIAL |  | SIZE |  | COLOUR |  | DEGREE OF PROTECTION |  | MOUNTING TYPE |  | HAZARD CLASS |  | CERTIFICATION/STANDARD | [51 empty] | Production Completed
STP_009 - Lot7 | Data Enrichment | CIR | ok | 2023-11-02 | 6th-nov |  | 1043128 | 1043128 | 1419616 | AU_QM_000265686 |  | ERSA | M | 5915 | 1419616GZPCLNT100 | EA |  | BOARD,DISTR;SINGLE PHASE,440 V | BOARD,DISTR;SINGLE PHASE,440 V | BOARD,DISTRIBUTION;TYPE:SINGLE PHASE,ELECTRICAL RATING:440 V,ADDITIONAL FEATURES EN:20L CRUSH AND CONV STORE - ELECTRICAL DARREN - A |  | BOARD,DISTR;SINGLE PHASE,440 VBOARD,DISTR;SINGLE PHASE,440V,20L CRUSH | [44 empty] | CLEANSED | 39121100 Distribution and control centers and accessories | NUMBER OF PHASE:1,20L CRUSH AND CONV STORE,ELECTRICAL DARREN-A |  | BOARD | DISTRIBUTION | TYPE |  | ELECTRICAL RATING | 440 V | NUMBER OF WAYS |  | CONNECTION TYPE |  | MATERIAL |  | SIZE |  | COLOUR |  | DEGREE OF PROTECTION |  | MOUNTING TYPE |  | HAZARD CLASS |  | CERTIFICATION/STANDARD | [51 empty] | Production Completed
STP_009 - Lot7 | Data Enrichment | CIR | ok | 2023-11-02 | 6th-nov |  | 1043127 | 1043127 | 1419617 | AU_QM_000265687 |  | ERSA | M | 5915 | 1419617GZPCLNT100 | EA |  | BOARD,DISTR;SINGLE PHASE,440 V | BOARD,DISTR;SINGLE PHASE,440 V | BOARD,DISTRIBUTION;TYPE:SINGLE PHASE,ELECTRICAL RATING:440 V,ADDITIONAL FEATURES EN:20L CRUSH AND CONV STOREDARREN - HOLD FOR ANDREW |  | BOARD,DISTR;SINGLE PHASE,440 VBOARD,DISTR;SINGLE PHASE,440V,20L CRUSH | [44 empty] | CLEANSED | 39121100 Distribution and control centers and accessories | NUMBER OF PHASE:1,20L CRUSH AND CONV STOREDARREN-HOLD FOR ANDREW |  | BOARD | DISTRIBUTION | TYPE |  | ELECTRICAL RATING | 440 V | NUMBER OF WAYS |  | CONNECTION TYPE |  | MATERIAL |  | SIZE |  | COLOUR |  | DEGREE OF PROTECTION |  | MOUNTING TYPE |  | HAZARD CLASS |  | CERTIFICATION/STANDARD | [51 empty] | Production Completed
STP_009 - Lot7 | Data Enrichment | CIR | ok | 2023-11-02 | 6th-nov |  | 1183594 | 1183594 |  |  |  | ERSA | M | 4050 | 1562231GZPCLNT100 | EA |  | BOARD,DSPLY;PORCELIAN,MGNTC,WHITEBAORD 2 | PANEL VISUAL; | BOARD,DISPLAY;ADDITIONAL FEATURES EN:PORCELIAN,MAGNETIC,WHITEBAORD 2100X1200MM | PANEL VISUALIZACION; | [45 empty] | CLEANSED | 45111603 Projection screens or displays |  |  | BOARD | DISPLAY | TYPE | MAGNETIC,WHITEBAORD | DISPLAY SIZE | 2100X1200 MM | DISPLAY TYPE |  | MATERIAL | PORCELIAN | COLOUR |  | HAZARD CLASS |  | CERTIFICATION/STANDARD | [59 empty] | Production Completed
STP_009 - Lot7 | Data Enrichment | CIR | ok | 2023-11-02 | 6th-nov |  | 1111990 | 1111990 | 1419940 | AU_QM_000266041 |  | ERSA | M | 5915 | 1419940GZPCLNT100 | EA |  | BOARD,PRINT CIRCT;2P384802/5 | BOARD,PRINT CIRCT;2P384802/5 | BOARD,PRINT CIRCT;MNFR: ,PTNO:2P384802/5 |  | BOARD,PRINT CIRCT;2P384802/5BOARD,PRINT CIRCT;2P384802/5 | [15 empty] | 2P384802/5 | [28 empty] | CLEANSED | 32101502 Printed circuit assemblies PCAs |  |  | BOARD | PRINTED CIRCUIT | TYPE |  | LAYER COUNT |  | PLATING FINISH |  | MATERIAL |  | THICKNESS |  | SOLDER MASK COLOUR |  | MIN HOLE SIZE |  | ELECTRICAL RATING |  | SIZE |  | HAZARD CLASS |  | CERTIFICATION/STANDARD | [51 empty] | Production Completed
STP_009 - Lot7 | Data Enrichment | CIR | ok | 2023-11-02 | 6th-nov |  | 1111607 | 1111607 | 1402371 | AU_QM_000246992 |  | ERSA | M | 5915 | 1402371GZPCLNT100 | EA |  | BOARD,PRINT CIRCT;PR01708SC | BOARD,PRINT CIRCT;PR01708SC | BOARD,PRINT CIRCT;MNFR: ,PTNO:PR01708SC |  | BOARD,PRINT CIRCT;PR01708SCBOARD,PRINT CIRCT;PR01708SC | [17 empty] | PR01708SC | [16 empty] | https://www.sentinel-laboratories.com/products/pureflo-esm-spares-and-accessories-printed-circuit-board-pr01708sp | [9 empty] | CLEANSED | 32101502 Printed circuit assemblies PCAs |  |  | BOARD | PRINTED CIRCUIT | TYPE |  | LAYER COUNT |  | PLATING FINISH |  | MATERIAL |  | THICKNESS |  | SOLDER MASK COLOUR |  | MIN HOLE SIZE |  | ELECTRICAL RATING |  | SIZE |  | HAZARD CLASS |  | CERTIFICATION/STANDARD | [51 empty] | Production Completed
STP_009 - Lot7 | Data Enrichment | CIR | ok | 2023-11-02 | 6th-nov |  | 1114307 | 1114307 |  |  |  | ERSA | M | 2700 | 1571493GZPCLNT100 | EA |  | BOARD,WRITNG;WHITEBOARD,BLK,280X360MM | PIZARRA; | BOARD,WRITING;ADDITIONAL FEATURES EN:WHITEBOARD,BLK,280X360MM | PIZARRA; | [45 empty] | CLEANSED | 44111905 Dry erase boards or accessories |  |  | BOARD | WRITING | TYPE | WHITEBOARD | LENGTH | 360 MM | WIDTH | 280 MM | THICKNESS |  | MOUNTING TYPE |  | MATERIAL |  | COLOUR | BLACK | PACKAGE TYPE |  | HAZARD CLASS |  | CERTIFICATION/STANDARD | [53 empty] | Production Completed
STP_009 - Lot7 | Data Enrichment | CIR | ok | 2023-11-02 | 6th-nov |  | 1114308 | 1114308 |  |  |  | ERSA | M | 2700 | 1571492GZPCLNT100 | EA |  | BOARD,WRITNG;WHITEBOARD,QUARTET | PIZARRA; | BOARD,WRITING;ADDITIONAL FEATURES EN:WHITEBOARD,QUARTET | PIZARRA; | [45 empty] | CLEANSED | 44111905 Dry erase boards or accessories |  |  | BOARD | WRITING | TYPE | WHITEBOARD,QUARTET | LENGTH |  | WIDTH |  | THICKNESS |  | MOUNTING TYPE |  | MATERIAL |  | COLOUR |  | PACKAGE TYPE |  | HAZARD CLASS |  | CERTIFICATION/STANDARD | [53 empty] | Production Completed
STP_009 - Lot7 | Data Enrichment | CIR | ok | 2023-11-02 | 6th-nov |  | 1104274 | 1104274 |  |  |  | ERSA | M | 1600 | 1505687GZPCLNT100 | EA |  | BOARD;B&RARPV201015 | BOARD;B&RARPV201015 | BOARD;ADDITIONAL FEATURES:B&RARPV201015 | [17 empty] | B&RARPV201015 | [28 empty] | CLEANSED | 39121500 Electrical controls and accessories |  |  | BOARD | NO MODIFIER | TYPE |  | SIZE |  | MATERIAL |  | HAZARD CLASS |  | CERTIFICATION/STANDARD | [63 empty] | Production Completed
STP_009 - Lot7 | Data Enrichment | CIR | ok | 2023-11-02 | 6th-nov |  | 1026330 | 1026330 | 1378092 | AU_QM_000217373 |  | ERSA | M | 4045 | 1378092GZPCLNT100 | EA | 3000001 | BOARD;EPI,9106 2196 04 | BOARD;EPI,9106 2196 04 | BOARD;MNFR:EPIROC,PTNO:9106 2196 04 |  | BOARD;EPI,9106 2196 04BOARD;EPI,9106 2196 04 | EPIROC | 9106 2196 04 | [12 empty] | EPIROC | 9106 2196 04 | [28 empty] | CLEANSED | 39121500 Electrical controls and accessories |  |  | BOARD | NO MODIFIER | TYPE |  | SIZE |  | MATERIAL |  | HAZARD CLASS |  | CERTIFICATION/STANDARD | [63 empty] | Production Completed
STP_009 - Lot7 | Data Enrichment | CIR | ok | 2023-11-02 | 6th-nov |  | 1026329 | 1026329 | 1378093 | AU_QM_000217374 |  | ERSA | M | 4045 | 1378093GZPCLNT100 | EA | 3000001 | BOARD;EPI,9106 2196 05 | BOARD;EPI,9106 2196 05 | BOARD;MNFR:EPIROC,PTNO:9106 2196 05 |  | BOARD;EPI,9106 2196 05BOARD;EPI,9106 2196 05 | EPIROC | 9106 2196 05 | [12 empty] | EPIROC | 9106 2196 05 | [28 empty] | CLEANSED | 39121500 Electrical controls and accessories |  |  | BOARD | NO MODIFIER | TYPE |  | SIZE |  | MATERIAL |  | HAZARD CLASS |  | CERTIFICATION/STANDARD | [63 empty] | Production Completed
STP_009 - Lot7 | Data Enrichment | CIR | ok | 2023-11-02 | 6th-nov |  | 1026325 | 1026325 | 1378153 | AU_QM_000217440 |  | ERSA | M | 4045 | 1378153GZPCLNT100 | EA | 3000001 | BOARD;EPI,9106 9719 50 | BOARD;EPI,9106 9719 50 | BOARD;MNFR:EPIROC,PTNO:9106 9719 50 |  | BOARD;EPI,9106 9719 50BOARD;EPI,9106 9719 50 | EPIROC | 9106 9719 50 | [12 empty] | EPIROC | 9106 9719 50 | [28 empty] | CLEANSED | 39121500 Electrical controls and accessories |  |  | BOARD | NO MODIFIER | TYPE |  | SIZE |  | MATERIAL |  | HAZARD CLASS |  | CERTIFICATION/STANDARD | [63 empty] | Production Completed
STP_009 - Lot7 | Data Enrichment | CIR | ok | 2023-11-02 | 6th-nov |  | 1026324 | 1026324 | 1378154 | AU_QM_000217441 |  | ERSA | M | 4045 | 1378154GZPCLNT100 | EA | 3000001 | BOARD;EPI,9106 9719 51 | BOARD;EPI,9106 9719 51 | BOARD;MNFR:EPIROC,PTNO:9106 9719 51 |  | BOARD;EPI,9106 9719 51BOARD;EPI,9106 9719 51 | EPIROC | 9106 9719 51 | [12 empty] | EPIROC | 9106 9719 51 | [28 empty] | CLEANSED | 39121500 Electrical controls and accessories |  |  | BOARD | NO MODIFIER | TYPE |  | SIZE |  | MATERIAL |  | HAZARD CLASS |  | CERTIFICATION/STANDARD | [63 empty] | Production Completed
STP_009 - Lot7 | Data Enrichment | CIR | ok | 2023-11-02 | 6th-nov |  | 1026323 | 1026323 | 1378156 | AU_QM_000217443 |  | ERSA | M | 4045 | 1378156GZPCLNT100 | EA | 3000001 | BOARD;EPI,9106 9720 50 | BOARD;EPI,9106 9720 50 | BOARD;MNFR:EPIROC,PTNO:9106 9720 50 |  | BOARD;EPI,9106 9720 50BOARD;EPI,9106 9720 50 | EPIROC | 9106 9720 50 | [12 empty] | EPIROC | 9106 9720 50 | [28 empty] | CLEANSED | 39121500 Electrical controls and accessories |  |  | BOARD | NO MODIFIER | TYPE |  | SIZE |  | MATERIAL |  | HAZARD CLASS |  | CERTIFICATION/STANDARD | [63 empty] | Production Completed
STP_009 - Lot7 | Data Enrichment | CIR | ok | 2023-11-02 | 6th-nov |  | 1026327 | 1026327 | 1378096 | AU_QM_000217377 |  | ERSA | M | 4045 | 1378096GZPCLNT100 | EA | 3000001 | BOARD;EPI,9106 9767 73 | BOARD;EPI,9106 9767 73 | BOARD;MNFR:EPIROC,PTNO:9106 9767 73 |  | BOARD;EPI,9106 9767 73BOARD;EPI,9106 9767 73 | EPIROC | 9106 9767 73 | [12 empty] | EPIROC | 9106 9767 73 | [28 empty] | CLEANSED | 39121500 Electrical controls and accessories |  |  | BOARD | NO MODIFIER | TYPE |  | SIZE |  | MATERIAL |  | HAZARD CLASS |  | CERTIFICATION/STANDARD | [63 empty] | Production Completed
STP_009 - Lot7 | Data Enrichment | CIR | ok | 2023-11-02 | 6th-nov |  | 1026328 | 1026328 | 1378095 | AU_QM_000217376 |  | ERSA | M | 4045 | 1378095GZPCLNT100 | EA | 3000001 | BOARD;EPI,9106 9767 75 | BOARD;EPI,9106 9767 75 | BOARD;MNFR:EPIROC,PTNO:9106 9767 75 |  | BOARD;EPI,9106 9767 75BOARD;EPI,9106 9767 75 | EPIROC | 9106 9767 75 | [12 empty] | EPIROC | 9106 9767 75 | [28 empty] | CLEANSED | 39121500 Electrical controls and accessories |  |  | BOARD | NO MODIFIER | TYPE |  | SIZE |  | MATERIAL |  | HAZARD CLASS |  | CERTIFICATION/STANDARD | [63 empty] | Production Completed
STP_009 - Lot7 | Data Enrichment | CIR | ok | 2023-11-02 | 6th-nov |  | 1111155 | 1111155 | 1415995 | AU_QM_000261716 |  | ERSA | M | 5915 | 1415995GZPCLNT100 | EA |  | BOARD;MAN-PB-0002069 | BOARD;MAN-PB-0002069 | BOARD;MNFR: ,PTNO:MAN-PB-0002069 |  | BOARD;MAN-PB-0002069BOARD;MAN-PB-0002069 | [15 empty] | MAN-PB-0002069 | [28 empty] | CLEANSED | 39121500 Electrical controls and accessories |  |  | BOARD | NO MODIFIER | TYPE |  | SIZE |  | MATERIAL |  | HAZARD CLASS |  | CERTIFICATION/STANDARD | [63 empty] | Production Completed
STP_009 - Lot7 | Data Enrichment | CIR | ok | 2023-11-02 | 6th-nov |  | 1026182 | 1026182 | 1392679 | AU_QM_000235983 |  | ERSA | M | 4045 | 1392679GZPCLNT100 | EA | 3000012 | BOARD;TOY,8401460160 | BOARD;TOY,8401460160 | BOARD;MNFR:TOYOTA,PTNO:8401460160 |  | OEM-E-LISTBOARD;TOY,8401460160 | TOYOTA | 8401460160 | [14 empty] | TOYOTA | 8401460160 | [16 empty] | https://partsouq.com/en/search/all?q=8401460160 | https://www.fitinpart.sg/index.php?route=product/product&product_id=3722680 | [8 empty] | CLEANSED | 39121500 Electrical controls and accessories |  |  | BOARD | NO MODIFIER | TYPE |  | SIZE |  | MATERIAL |  | HAZARD CLASS |  | CERTIFICATION/STANDARD | [63 empty] | Production Completed
STP_009 - Lot7 | Data Enrichment | CIR | ok_sent2 | 2023-11-02 | 3rd-nov |  | 1044428 | 1044428 | 1415153 | AU_QM_000260796 |  | ERSA | M | 5915 | 1415153GZPCLNT100 | EA |  | CHARGER,BATT;14-18 V,UIRED URGENT | CHARGER,BATT;14-18 V,UIRED URGENT | CHARGER,BATTERY;OUTPUT VOLTAGE RATING:14-18 V,ADDITIONAL FEATURES EN:LION, AS PER ITEM 2 OF QUOTE REFNO. 90211379010,UIRED URGENT, M |  | CHARGER,BATT;14-18 V,UIRED URGENTCHARGER,BATRY;14-18V,LION; AS PER ITEM | [15 empty] | 90211379010 | [20 empty] | 2 | [7 empty] | CLEANSED | 26111704 Battery chargers | UIRED URGENT |  | CHARGER | BATTERY | TYPE | LITHIUM ION | OUTPUT VOLTAGE RATING | 14 TO 18 V | CHARGING CAPACITY |  | INPUT VOLTAGE |  | CURRENT RATING |  | SIZE |  | NUMBER OF BATTERIES |  | CHARGING TIME |  | TEMPERATURE RATING |  | HAZARD CLASS |  | CERTIFICATION/STANDARD | [51 empty] | Production Completed
STP_009 - Lot7 | Data Enrichment | CIR | ok_sent2 | 2023-11-02 | 3rd-nov |  | 1044490 | 1044490 | 1412844 | AU_QM_000258331 |  | ERSA | M | 5915 | 1412844GZPCLNT100 | EA |  | CHARGER,BATT;6 | CHARGER,BATT;6 | CHARGER,BATTERY;NUMBER OF BATTERIES:6,MNFR:01)PARTS,PTNO:01)V-WPLN4215 |  | CHARGER,BATT;6CHARGER,BATRY;6,V-WPLN4215 | [16 empty] | MOTOROLA | WPLN4215 | [16 empty] | https://www.motorolasolutions.com/en_xu/products/two-way-radio-accessories/charger-accessories/multi-unit-chargers/wpln4215.html#tabaccessoryinfo | [9 empty] | ENRICHED | 26111704 Battery chargers |  |  | CHARGER | BATTERY | TYPE | MULTI-UNIT | OUTPUT VOLTAGE RATING |  | CHARGING CAPACITY |  | INPUT VOLTAGE |  | CURRENT RATING |  | SIZE |  | NUMBER OF BATTERIES | 6 | CHARGING TIME |  | TEMPERATURE RATING |  | HAZARD CLASS |  | CERTIFICATION/STANDARD | [51 empty] | Production Completed
STP_009 - Lot7 | Data Enrichment | CIR | ok_sent2 | 2023-11-02 | 3rd-nov |  | 1087558 | 1087558 |  |  |  | ERSA | M | 4090 | 1581990GZPCLNT100 | EA | 3000422 | CHARGER,BATT;CNW,CTEK CT14000 CHARGER,CT | CARGADOR BATER;CNW,CTEK CT14000 CHARGER | CHARGER,BATTERY;MNFR:CNW,PTNO:CTEK CT14000 CHARGER,ADDITIONAL FEATURES EN:CTEK CT14000 CHARGER 24V 14A | CARGADOR BATERIA;MNFR:CNW,PTNO:CTEK CT14000 CHARGER |  | CNW | CTEK CT14000 CHARGER | [12 empty] | CNW | CTEK CT14000 CHARGER | [28 empty] | CLEANSED | 26111704 Battery chargers |  |  | CHARGER | BATTERY | TYPE |  | OUTPUT VOLTAGE RATING | 24 V | CHARGING CAPACITY |  | INPUT VOLTAGE |  | CURRENT RATING | 14 A | SIZE |  | NUMBER OF BATTERIES |  | CHARGING TIME |  | TEMPERATURE RATING |  | HAZARD CLASS |  | CERTIFICATION/STANDARD | [51 empty] | Production Completed
STP_009 - Lot7 | Data Enrichment | CIR | ok_sent2 | 2023-11-02 | 3rd-nov |  | 1159359 | 1159359 | 1422104 | AU_QM_000268394 |  | ERSA | M | 5915 | 1422104GZPCLNT100 | EA |  | CHARGER,BATT;DUAL WIRELESS,10 V,1 A HR,2 | CARGADOR BATER;,1 A HR,12 V,2 | CHARGER,BATTERY;TYPE:DUAL WIRELESS,OUTPUT VOLTAGE RATING:10 V,CHARGING CAPACITY:1 A HR,INPUT VOLTAGE:12 V,CURRENT RATING: 2.1 A, SIZE:WD 209.3 X HT 88.5 X DP 96.5 MM,NUMBER OF BATTERIES:2,ADDITIONAL FEATURES EN:MNFR:SAMSUNG,PTNO:EP-N6100TBEGAU | CARGADOR BATERIA;CAPACIDAD CARGAR:1 A HR,VOLTAJE ENTRADA:12 V,<(> ,<)>NUMERO BATERIAS:2 | CHARGER,BATT;DUAL WIRELESS,10 V,1 A HR,2CHARGER,BATRY;DUAL WIRELESS, FAST,10V,2 | [14 empty] | SAMSUNG | EP-N6100TBEGAU | [18 empty] | https://usermanual.wiki/Samsung-Electronics-Co/EPN6100/info | [9 empty] | CLEANSED | 26111704 Battery chargers |  |  | CHARGER | BATTERY | TYPE | DUAL WIRELESS | OUTPUT VOLTAGE RATING | 10 V | CHARGING CAPACITY | 1 A HR | INPUT VOLTAGE | 12 V | CURRENT RATING | 2.1 A | SIZE | 209.3 WDX88.5 HTX96.5 DP MM | NUMBER OF BATTERIES | 2 | CHARGING TIME |  | TEMPERATURE RATING |  | HAZARD CLASS |  | CERTIFICATION/STANDARD | [51 empty] | Production Completed
STP_009 - Lot7 | Data Enrichment | CIR | ok | 2023-11-02 | 6th-nov |  | 1111459 | 1111459 | 1409760 | AU_QM_000254985 |  | ERSA | M | 5915 | 1409760GZPCLNT100 | EA |  | CHARGER,BATT;HA-Z303 | CHARGER,BATT;HA-Z303 | CHARGER,BATT;MNFR: ,PTNO:HA-Z303 |  | CHARGER,BATT;HA-Z303CHARGER,BATRY;HA-Z303 | [16 empty] | ROHDE & SCHWARZ | HA-Z303 | [16 empty] | https://scdn.rohde-schwarz.com/ur/pws/dl_downloads/dl_common_library/dl_brochures_and_datasheets/pdf_1/RTH_App_Solution_Sheet_-_Electric_Installation_Debugging_v1.1.pdf | https://in.element14.com/rohde-schwarz/ha-z303/battery-charger-lithium-ion-battery/dp/2706815 | [8 empty] | CLEANSED | 26111704 Battery chargers |  |  | CHARGER | BATTERY | TYPE |  | OUTPUT VOLTAGE RATING |  | CHARGING CAPACITY |  | INPUT VOLTAGE |  | CURRENT RATING |  | SIZE |  | NUMBER OF BATTERIES |  | CHARGING TIME |  | TEMPERATURE RATING |  | HAZARD CLASS |  | CERTIFICATION/STANDARD | [51 empty] | Production Completed
STP_009 - Lot7 | Data Enrichment | CIR | ok_sent2 | 2023-11-02 | 3rd-nov |  | 1035213 | 1035213 | 1393628 | AU_QM_000237103 |  | ERSA | M | 5920 | 1393628GZPCLNT100 | EA | 3000004 | CHARGER,BATT;HIT,UC18YSL3 | CHARGER,BATT;HIT,UC18YSL3 | CHARGER,BATTERY;MNFR:HITACHI,PTNO:UC18YSL3 |  | OEM-E-LISTCHARGER,BATTERY;HIT,UC18YSL3 | HITACHI | UC18YSL3 | [14 empty] | HITACHI | UC18YSL3 | [16 empty] | https://nationalpowertools.com.au/product/new-hitachi-hikoki-rapid-battery-charger-with-usb-port-18v-slide-uc18ysl3 | [9 empty] | ENRICHED | 26111704 Battery chargers |  | C/W USB PORT | CHARGER | BATTERY | TYPE | LITHIUM ION | OUTPUT VOLTAGE RATING | 18 V | CHARGING CAPACITY |  | INPUT VOLTAGE | 14.4 V | CURRENT RATING |  | SIZE |  | NUMBER OF BATTERIES |  | CHARGING TIME |  | TEMPERATURE RATING |  | HAZARD CLASS |  | CERTIFICATION/STANDARD | [51 empty] | Production Completed
STP_009 - Lot7 | Data Enrichment | CIR | ok | 2023-11-02 | 6th-nov |  | 1111192 | 1111192 | 1413307 | AU_QM_000258800 |  | ERSA | M | 5915 | 1413307GZPCLNT100 | EA |  | CHARGER,BATT;MOTO-CHARGE-6-D,PMPN4293A | CHARGER,BATT;MOTO-CHARGE-6-D,PMPN4293A | CHARGER,BATT;MNFR: ,PTNO:MOTO-CHARGE-6-D,PMPN4293A |  | CHARGER,BATT;MOTO-CHARGE-6-D,PMPN4293ACHARGER,BATRY;MOTO-CHARGE-6-D,PMPN4293A | [16 empty] | MOTOROLA | PMPN4293A |  | MOTO-CHARGE-6-D | [14 empty] | https://shop.motorolasolutions.com.au/product/impres-2-multi-unit-charger-with-display-pmpn4293#compatible_products | https://btw.com.au/shop/accessories/chargers/motorola-impres-2-multi-unit-charger-6-bay-pmpn4293-pmpn4293a/ | [8 empty] | ENRICHED | 26111704 Battery chargers |  |  | CHARGER | BATTERY | TYPE | MULTI-UNIT | OUTPUT VOLTAGE RATING |  | CHARGING CAPACITY |  | INPUT VOLTAGE |  | CURRENT RATING | 1.5 A | SIZE |  | NUMBER OF BATTERIES |  | CHARGING TIME |  | TEMPERATURE RATING |  | HAZARD CLASS |  | CERTIFICATION/STANDARD | [51 empty] | Production Completed
STP_009 - Lot7 | Data Enrichment | CIR | ok_sent2 | 2023-11-02 | 3rd-nov |  | 1044941 | 1044941 | 1403566 | AU_QM_000248288 |  | ERSA | M | 5915 | 1403566GZPCLNT100 | EA |  | CHARGER,BATT;REPLCMNT | CHARGER,BATT;REPLCMNT | CHARGER,BATTERY;ADDITIONAL FEATURES EN:REPLACEMENT,MNFR:01)PARTS,PTNO:01)16092 |  | CHARGER,BATT;REPLCMNTCHARGER,BATRY;REPLACEMENT,16092 | [15 empty] | 16092 | [28 empty] | CLEANSED | 26111704 Battery chargers | REPLACEMENT |  | CHARGER | BATTERY | TYPE |  | OUTPUT VOLTAGE RATING |  | CHARGING CAPACITY |  | INPUT VOLTAGE |  | CURRENT RATING |  | SIZE |  | NUMBER OF BATTERIES |  | CHARGING TIME |  | TEMPERATURE RATING |  | HAZARD CLASS |  | CERTIFICATION/STANDARD | [51 empty] | Production Completed
STP_009 - Lot7 | Data Enrichment | CIR | ok_sent2 | 2023-11-02 | 3rd-nov |  | 1215472 | 1215472 |  |  |  | ERSA | M | 1600 | 175339MRM | EA |  | CHARGER,BATTERY:12V;PYROKOS;MODULE;MRM32 | CHARGER,BATTERY:12V;PYROKOS;MODULE;MRM32 | CHARGER,BATTERY:12V;PYROKOS;MODULE;MRM3200PU | [16 empty] | PYROKOS | MRM3200PU | [28 empty] | CLEANSED | 26111704 Battery chargers |  |  | CHARGER | BATTERY | TYPE |  | OUTPUT VOLTAGE RATING | 12 V | CHARGING CAPACITY |  | INPUT VOLTAGE |  | CURRENT RATING |  | SIZE |  | NUMBER OF BATTERIES |  | CHARGING TIME |  | TEMPERATURE RATING |  | HAZARD CLASS |  | CERTIFICATION/STANDARD | [51 empty] | Production Completed
STP_009 - Lot7 | Data Enrichment | CIR | ok_sent2 | 2023-11-02 | 3rd-nov |  | 1216957 | 1216957 |  |  |  | ERSA | M | 4090 | 147469MRM | EA |  | CHARGER,BATTERY:MOTOROLA 6 BAY BATTERY C | CHARGER,BATTERY:MOTOROLA 6 BAY BATTERY C | CHARGER,BATTERY:MOTOROLA 6 BAY BATTERY CHARGER, GOOD FOR3000 <(>&<)> 4000 SERIES RADIOS. NO DISPLAY | [40 empty] | MOTOROLA | [5 empty] | CLEANSED | 26111704 Battery chargers | GOOD FOR 3000,4000 SERIES RADIOS,NO DISPLAY |  | CHARGER | BATTERY | TYPE |  | OUTPUT VOLTAGE RATING |  | CHARGING CAPACITY |  | INPUT VOLTAGE |  | CURRENT RATING |  | SIZE |  | NUMBER OF BATTERIES | 6 | CHARGING TIME |  | TEMPERATURE RATING |  | HAZARD CLASS |  | CERTIFICATION/STANDARD | [51 empty] | Production Completed
STP_009 - Lot7 | Data Enrichment | CIR | ok_sent2 | 2023-11-02 | 3rd-nov |  | 1217422 | 1217422 |  |  |  | ERSA | M | 4090 | 833087MRM | EA |  | CHARGER,BATTERY:MOTOROLA GP328 HAND HELD | CHARGER,BATTERY:MOTOROLA GP328 HAND HELD | CHARGER,BATTERY:MOTOROLA GP328 HAND HELD RADIO | [39 empty] | HAND HELD RADIO | MOTOROLA | GP328 |  |  |  |  | CLEANSED | 26111704 Battery chargers |  |  | CHARGER | BATTERY | TYPE |  | OUTPUT VOLTAGE RATING |  | CHARGING CAPACITY |  | INPUT VOLTAGE |  | CURRENT RATING |  | SIZE |  | NUMBER OF BATTERIES |  | CHARGING TIME |  | TEMPERATURE RATING |  | HAZARD CLASS |  | CERTIFICATION/STANDARD | [51 empty] | Production Completed
STP_009 - Lot7 | Data Enrichment | CIR | ok_sent2 | 2023-11-02 | 3rd-nov |  | 1204735 | 1204735 |  |  |  | ERSA | M | 1600 | 626491MRM | EA |  | CHARGER,BATTERY:RADIO 6 UNIT MULTI;14VDC | CHARGER,BATTERY:RADIO 6 UNIT MULTI;14VDC | CHARGER,BATTERY:RADIO 6 UNIT MULTI;14VDC 9.3A INPUT14VDC 1.55A OUTPUT | [39 empty] | RADIO 6 UNIT MULTI | [6 empty] | CLEANSED | 26111704 Battery chargers |  |  | CHARGER | BATTERY | TYPE |  | OUTPUT VOLTAGE RATING | 14 VDC | CHARGING CAPACITY |  | INPUT VOLTAGE | 14 VDC | CURRENT RATING | 9.3 A,1.55 A | SIZE |  | NUMBER OF BATTERIES |  | CHARGING TIME |  | TEMPERATURE RATING |  | HAZARD CLASS |  | CERTIFICATION/STANDARD | [51 empty] | Production Completed
STP_009 - Lot7 | Data Enrichment | CIR | ok_sent2 | 2023-11-02 | 3rd-nov |  | 1204736 | 1204736 |  |  |  | ERSA | M | 1600 | 626496MRM | EA |  | CHARGER,BATTERY:RADIO SINGLE UNIT | CHARGER,BATTERY:RADIO SINGLE UNIT | CHARGER,BATTERY:RADIO SINGLE UNIT | [39 empty] | RADIO SINGLE UNIT | [6 empty] | CLEANSED | 26111704 Battery chargers |  |  | CHARGER | BATTERY | TYPE |  | OUTPUT VOLTAGE RATING |  | CHARGING CAPACITY |  | INPUT VOLTAGE |  | CURRENT RATING |  | SIZE |  | NUMBER OF BATTERIES |  | CHARGING TIME |  | TEMPERATURE RATING |  | HAZARD CLASS |  | CERTIFICATION/STANDARD | [51 empty] | Production Completed
STP_009 - Lot7 | Data Enrichment | CIR | ok_sent2 | 2023-11-02 | 3rd-nov |  | 1209294 | 1209294 |  |  |  | ERSA | M | 5915 | 157165MRM | EA |  | CHARGER,BATTERY:REDARC 12V 30A; BATTERY | CHARGER,BATTERY:REDARC 12V 30A; BATTERY | CHARGER,BATTERY:REDARC 12V 30A; BATTERY MANAGEMENT SYSTEM | [40 empty] | REDARC | [5 empty] | CLEANSED | 26111704 Battery chargers | BATTERY MANAGEMENT SYSTEM |  | CHARGER | BATTERY | TYPE |  | OUTPUT VOLTAGE RATING | 12 V | CHARGING CAPACITY |  | INPUT VOLTAGE |  | CURRENT RATING | 30 A | SIZE |  | NUMBER OF BATTERIES |  | CHARGING TIME |  | TEMPERATURE RATING |  | HAZARD CLASS |  | CERTIFICATION/STANDARD | [51 empty] | Production Completed
STP_009 - Lot7 | Data Enrichment | CIR | ok | 2023-11-02 | 6th-nov |  | 1013342 | 1013342 |  |  |  | ERSA | M | 1600 | 1615353GZPCLNT100 | EA | 3000424 | BOARD,CIRCT;ECAM,FIN-PCB-00420,PRINTED,0 | PLACA CIRCUIT;ECAM,FIN-PCB-00420 | BOARD,CIRCUIT;MNFR:ECAM,PTNO:FIN-PCB-00420,ADDITIONAL FEATURES EN:PRINTED,08050304 6W FEM H/C TO 10W RIBBON | PLACA CIRCUITOS;MNFR:ECAM,PTNO:FIN-PCB-00420 |  | ECAM | FIN-PCB-00420 | 1070724 @@ ECAM PTY LTD | FIN-PCB-00420 | [10 empty] | ECAM | FIN-PCB-00420 | [5 empty] | 08050304 | [22 empty] | CLEANSED | 32101502 Printed circuit assemblies PCAs | 6W FEM H/C TO 10W RIBBON |  | BOARD | PRINTED CIRCUIT | TYPE |  | LAYER COUNT |  | PLATING FINISH |  | MATERIAL |  | THICKNESS |  | SOLDER MASK COLOUR |  | MIN HOLE SIZE |  | ELECTRICAL RATING |  | SIZE |  | HAZARD CLASS |  | CERTIFICATION/STANDARD | [51 empty] | Production Completed
STP_009 - Lot7 | Data Enrichment | CIR | ok | 2023-11-02 | 6th-nov |  | 1013343 | 1013343 |  |  |  | ERSA | M | 1600 | 1615354GZPCLNT100 | EA | 3000424 | BOARD,CIRCT;ECAM,FIN-PCB-00500,05020103 | PLACA CIRCUIT;ECAM,FIN-PCB-00500 | BOARD,CIRCUIT;MNFR:ECAM,PTNO:FIN-PCB-00500,ADDITIONAL FEATURES EN:05020103,16W SMALL H/C FEMALE TO 16W RIBBON | PLACA CIRCUITOS;MNFR:ECAM,PTNO:FIN-PCB-00500 |  | ECAM | FIN-PCB-00500 | 1070724 @@ ECAM PTY LTD | FIN-PCB-00500 | [10 empty] | ECAM | FIN-PCB-00500 | [5 empty] | 05020103 | [22 empty] | CLEANSED | 32101502 Printed circuit assemblies PCAs | 16W SMALL H/C FEMALE TO 16W RIBBON |  | BOARD | PRINTED CIRCUIT | TYPE |  | LAYER COUNT |  | PLATING FINISH |  | MATERIAL |  | THICKNESS |  | SOLDER MASK COLOUR |  | MIN HOLE SIZE |  | ELECTRICAL RATING |  | SIZE |  | HAZARD CLASS |  | CERTIFICATION/STANDARD | [51 empty] | Production Completed
STP_009 - Lot7 | Data Enrichment | CIR | ok | 2023-11-02 | 6th-nov |  | 1013347 | 1013347 |  |  |  | ERSA | M | 1600 | 1615358GZPCLNT100 | EA | 3000424 | BOARD,CIRCT;ECAM,FIN-PCB-00321,PRINTED,1 | PLACA CIRCUIT;ECAM,FIN-PCB-00321 | BOARD,CIRCUIT;MNFR:ECAM,PTNO:FIN-PCB-00321,ADDITIONAL FEATURES EN:PRINTED,15010401 & 17051701 DIG. H/C 10W FEM LAN RJ45 | PLACA CIRCUITOS;MNFR:ECAM,PTNO:FIN-PCB-00321 |  | ECAM | FIN-PCB-00321 | 1070724 @@ ECAM PTY LTD | FIN-PCB-00321 | [10 empty] | ECAM | FIN-PCB-00321 | [5 empty] | 15010401 |  | 17051701 | [20 empty] | CLEANSED | 32101502 Printed circuit assemblies PCAs | DIG. H/C 10W FEM LAN RJ45 |  | BOARD | PRINTED CIRCUIT | TYPE |  | LAYER COUNT |  | PLATING FINISH |  | MATERIAL |  | THICKNESS |  | SOLDER MASK COLOUR |  | MIN HOLE SIZE |  | ELECTRICAL RATING |  | SIZE |  | HAZARD CLASS |  | CERTIFICATION/STANDARD | [51 empty] | Production Completed
STP_009 - Lot7 | Data Enrichment | CIR | ok_sent2 | 2023-11-02 | 3rd-nov |  | 1013385 | 1013385 |  |  |  | ERSA | M | 3700 | 1615700GZPCLNT100 | EA | 3000001 | CHARGER,BATT;EPI,3217967408 | CARGADOR BATER;EPI,3217967408 | CHARGER,BATTERY;MNFR:EPIROC,PTNO:3217967408 | CARGADOR BATERIA;MNFR:EPIROC,PTNO:3217967408 |  | EPIROC | 3217967408 | 1068108 @@ EPIROC AUSTRALIA PTY LTD | 3217967408 | [12 empty] | EPIROC | 3217967408 | EPIROC AUSTRALIA PTY LTD | [15 empty] | https://www.aircompressorstrade.com/genuine-ultimate-atlas-copco-spare-parts-catalog-section-27/ | [9 empty] | CLEANSED | 26111704 Battery chargers |  |  | CHARGER | BATTERY | TYPE |  | OUTPUT VOLTAGE RATING |  | CHARGING CAPACITY |  | INPUT VOLTAGE |  | CURRENT RATING |  | SIZE |  | NUMBER OF BATTERIES |  | CHARGING TIME |  | TEMPERATURE RATING |  | HAZARD CLASS |  | CERTIFICATION/STANDARD | [51 empty] | Production Completed
STP_009 - Lot7 | Data Enrichment | CIR | ok | 2023-11-02 | 6th-nov |  | 1013741 | 1013741 |  |  |  | ERSA | M | 5000 | 1560316GZPCLNT100 | EA | 3000010 | BOARD,CIRCT;SAN,BG00819132,INTEGRATION,G | PLACA CIRCUIT;SAN,BG00819132 | BOARD,CIRCUIT;MNFR:SANDVIK,PTNO:BG00819132,ADDITIONAL FEATURES EN:INTEGRATION,GYRO,CARD,COMPONENT | PLACA CIRCUITOS;MNFR:SANDVIK,PTNO:BG00819132 |  | SANDVIK | BG00819132 | 1068336 @@ SANDVIK MINING & CONSTRUCTION | BG00819132 | [10 empty] | SANDVIK | BG00819132 | [28 empty] | CLEANSED | 39121500 Electrical controls and accessories | INTEGRATION,GYRO,CARD,COMPONENT |  | BOARD | CIRCUIT | TYPE |  | FUNCTION |  | HAZARD CLASS |  | CERTIFICATION/STANDARD | [65 empty] | Production Completed
STP_009 - Lot7 | Data Enrichment | CIR | ok | 2023-11-02 | 6th-nov | Processed as per websource,conflict wrt input | 1015638 | 1015638 |  |  |  | ERSA | M | 1600 | 1508137GZPCLNT100 | EA |  | BOARD,IP/OP;NHP,1734IB8S | BOARD,IP/OP;NHP,1734IB8S | BOARD,IP/OP;ADDITIONAL FEATURES:NHP,1734IB8S |  |  |  |  | 1068083 @@ NHP ELECTRICAL ENGINEERING PROD | 1734IB8S | [10 empty] | NHP ELECTRICAL ENGINEERING PROD |  | ALLEN BRADLEY | 1734-IB8S | [26 empty] | ENRICHED | 39121552 Electrical control modules |  |  | MODULE | INPUT/OUTPUT | TYPE | SAFETY DIGITAL | VOLTAGE RATING | 24 VDC | CURRENT RATING |  | INTERFACE TYPE | PNP | I/O POINTS | 8 INPUTS,8 OUTPUTS | RELATIVE HUMIDITY | 95 PER RH | TERMINAL TYPE |  | MOUNTING TYPE |  | SIZE |  | ENCLOSURE TYPE |  | TEMPERATURE RATING | -20 TO 55 DEG C | CERTIFICATION/STANDARD | [49 empty] | Production Completed
STP_009 - Lot7 | Data Enrichment | CIR | ok_sent2 | 2023-11-02 | 3rd-nov |  | 1015777 | 1015777 |  |  |  | ERSA | M | 1610 | 1616773GZPCLNT100 | EA |  | CHARGER,BATT;AUTOMTC,12 V,6 A,MECCALTE | CARGADOR BATER;12 V | CHARGER,BATTERY;TYPE:AUTOMATIC,INPUT VOLTAGE:12 V,CURRENT RATING:6 A,ADDITIONAL FEATURES EN:MECCALTE,SUIT KOBOTA GENERATOR | CARGADOR BATERIA;VOLTAJE ENTRADA:12 V |  |  |  | 1068602 @@ MCGHIE ENTERPRISES QLD PTY LTD | MAS0612R | [10 empty] | MCGHIE ENTERPRISES QLD PTY LTD |  | MECCALTE | MAS0612R | [16 empty] | https://www.macfarlanegenerators.com.au/products/2046/meccalte-automatic-battery-charger-12v-6a-mas0612r | [9 empty] | CLEANSED | 26111704 Battery chargers | SUIT KOBOTA GENERATOR |  | CHARGER | BATTERY | TYPE | AUTOMATIC | OUTPUT VOLTAGE RATING |  | CHARGING CAPACITY |  | INPUT VOLTAGE | 12 V | CURRENT RATING | 6 A | SIZE |  | NUMBER OF BATTERIES |  | CHARGING TIME |  | TEMPERATURE RATING |  | HAZARD CLASS |  | CERTIFICATION/STANDARD | [51 empty] | Production Completed
STP_009 - Lot7 | Data Enrichment | CIR | ok_sent2 | 2023-11-02 | 3rd-nov |  | 1036853 | 1036853 |  |  |  | ERSA | M | 1600 | 1569238GZPCLNT100 | EA |  | CHARGER,BATT;264VAC,SNPGS2404 | CARGADOR BATER; | CHARGER,BATTERY;CURRENT RATING:264VAC,ADDITIONAL FEATURES EN:AC/DC,DC UPS,1966-264VAC IN,27.6V OUT,SNPGS2404 | CARGADOR BATERIA; |  |  |  | 1072013 @@ METAL MANUFACTURES PTY LTD | SNPGS2404 | [10 empty] | METAL MANUFACTURES PTY LTD | SNPGS2404 | [28 empty] | CLEANSED | 26111704 Battery chargers | FOR AC/DC,DC UPS |  | CHARGER | BATTERY | TYPE |  | OUTPUT VOLTAGE RATING | 27.6 V | CHARGING CAPACITY |  | INPUT VOLTAGE | 1966 TO 264 VAC | CURRENT RATING |  | SIZE |  | NUMBER OF BATTERIES |  | CHARGING TIME |  | TEMPERATURE RATING |  | HAZARD CLASS |  | CERTIFICATION/STANDARD | [51 empty] | Production Completed
STP_009 - Lot7 | Data Enrichment | CIR | ok_sent2 | 2023-11-02 | 3rd-nov |  | 1036854 | 1036854 |  |  |  | ERSA | M | 1600 | 1569237GZPCLNT100 | EA |  | CHARGER,BATT;230VAC,SNPSR100C24TX-HI | CARGADOR BATER; | CHARGER,BATTERY;CURRENT RATING:230VAC,ADDITIONAL FEATURES EN:AC/DC,SMART,DC UPS,27.6V OUT,SNPSR100C24TX-HI | CARGADOR BATERIA; |  |  |  | 1072013 @@ METAL MANUFACTURES PTY LTD | SNPSR100C24TX-HI | [10 empty] | METAL MANUFACTURES PTY LTD | SNPSR100C24TX-HI | [28 empty] | CLEANSED | 26111704 Battery chargers | FOR AC/DC,SMART,DC UPS |  | CHARGER | BATTERY | TYPE |  | OUTPUT VOLTAGE RATING | 27.6 V | CHARGING CAPACITY |  | INPUT VOLTAGE | 230 VAC | CURRENT RATING |  | SIZE |  | NUMBER OF BATTERIES |  | CHARGING TIME |  | TEMPERATURE RATING |  | HAZARD CLASS |  | CERTIFICATION/STANDARD | [51 empty] | Production Completed
STP_009 - Lot7 | Data Enrichment | CIR | ok_sent2 | 2023-11-02 | 3rd-nov |  | 1036855 | 1036855 |  |  |  | ERSA | M | 1600 | 1569236GZPCLNT100 | EA |  | CHARGER,BATT;230VAC,SNPSR100C30TX-HI | CARGADOR BATER; | CHARGER,BATTERY;CURRENT RATING:230VAC,ADDITIONAL FEATURES EN:AC/DC,DC UPS,34.5V OUT,SNPSR100C30TX-HI | CARGADOR BATERIA; |  |  |  | 1072013 @@ METAL MANUFACTURES PTY LTD | SNPSR100C30TX-HI | [10 empty] | METAL MANUFACTURES PTY LTD | SNPSR100C30TX-HI | [28 empty] | CLEANSED | 26111704 Battery chargers | FOR AC/DC,DC UPS |  | CHARGER | BATTERY | TYPE |  | OUTPUT VOLTAGE RATING | 34.5 V | CHARGING CAPACITY |  | INPUT VOLTAGE | 230 VAC | CURRENT RATING |  | SIZE |  | NUMBER OF BATTERIES |  | CHARGING TIME |  | TEMPERATURE RATING |  | HAZARD CLASS |  | CERTIFICATION/STANDARD | [51 empty] | Production Completed
STP_009 - Lot7 | Data Enrichment | CIR | ok_sent2 | 2023-11-02 | 3rd-nov |  | 1051037 | 1051037 |  |  |  | ERSA | M | 1600 | 1578913GZPCLNT100 | EA |  | CHARGER,BATT;DC,DUAL INP,50A IN-VEHICLE | CARGADOR BATER; | CHARGER,BATTERY;CURRENT RATING:DC,ADDITIONAL FEATURES EN:DUAL INP,50A IN-VEHICLE | CARGADOR BATERIA; |  |  |  | 1068740 @@ METAL MANUFACTURES PTY LTD | RDABCDC1250D | [10 empty] | METAL MANUFACTURES PTY LTD | RDABCDC1250D | [21 empty] | IN-VEHICLE | [6 empty] | CLEANSED | 26111704 Battery chargers |  |  | CHARGER | BATTERY | TYPE | DUAL | OUTPUT VOLTAGE RATING |  | CHARGING CAPACITY |  | INPUT VOLTAGE |  | CURRENT RATING | 50 A | SIZE |  | NUMBER OF BATTERIES |  | CHARGING TIME |  | TEMPERATURE RATING |  | HAZARD CLASS |  | CERTIFICATION/STANDARD | [51 empty] | Production Completed
STP_009 - Lot7 | Data Enrichment | CIR | ok | 2023-11-02 | 6th-nov |  | 1051602 | 1051602 |  |  |  | ERSA | M | 1600 | 1580971GZPCLNT100 | EA |  | BOARD,PRINT CIRCT;DAI4010154 | PLACA CIRCUIT IMPRSN; | BOARD,PRINTED CIRCUIT;ADDITIONAL FEATURES EN:DAI4010154 | PLACA CIRCUITO IMPRESO; |  |  |  | 1072013 @@ METAL MANUFACTURES PTY LTD | DAI4010154 | [10 empty] | METAL MANUFACTURES PTY LTD | DAI4010154 | [28 empty] | CLEANSED | 32101502 Printed circuit assemblies PCAs |  |  | BOARD | PRINTED CIRCUIT | TYPE |  | LAYER COUNT |  | PLATING FINISH |  | MATERIAL |  | THICKNESS |  | SOLDER MASK COLOUR |  | MIN HOLE SIZE |  | ELECTRICAL RATING |  | SIZE |  | HAZARD CLASS |  | CERTIFICATION/STANDARD | [51 empty] | Production Completed
STP_009 - Lot7 | Data Enrichment | CIR | ok_sent2 | 2023-11-02 | 3rd-nov |  | 1051861 | 1051861 |  |  |  | ERSA | M | 4005 | 1577862GZPCLNT100 | EA |  | CHARGER,BATT;6/12V,AUTOMTC,4A,8 STAGE | CARGADOR BATER; | CHARGER,BATTERY;CURRENT RATING:6/12V,ADDITIONAL FEATURES EN:AUTOMATIC,4A,8 STAGE | CARGADOR BATERIA; |  |  |  | 1068391 @@ BOSS | AC040 | [10 empty] | BOSS | AC040 | [28 empty] | CLEANSED | 26111704 Battery chargers |  |  | CHARGER | BATTERY | TYPE | AUTOMATIC,8 STAGE | OUTPUT VOLTAGE RATING | 12 V | CHARGING CAPACITY |  | INPUT VOLTAGE | 6 V | CURRENT RATING | 4 A | SIZE |  | NUMBER OF BATTERIES |  | CHARGING TIME |  | TEMPERATURE RATING |  | HAZARD CLASS |  | CERTIFICATION/STANDARD | [51 empty] | Production Completed
STP_009 - Lot7 | Data Enrichment | CIR | ok | 2023-11-02 | 6th-nov |  | 1052083 | 1052083 |  |  |  | ERSA | M | 1600 | 1579733GZPCLNT100 | EA |  | BOARD,CIRCT;PWB ASSY,SUIT SRC71-80 | PLACA CIRCUIT; | BOARD,CIRCUIT;ADDITIONAL FEATURES EN:PWB ASSY,SUIT SRC71-80 | PLACA CIRCUITOS; |  |  |  | 1068740 @@ METAL MANUFACTURES PTY LTD | MHIRCR505A100L | [10 empty] | METAL MANUFACTURES PTY LTD | MHIRCR505A100L | [28 empty] | CLEANSED | 39121500 Electrical controls and accessories | PWB ASSY,SUIT SRC71-80 |  | BOARD | CIRCUIT | TYPE |  | FUNCTION |  | HAZARD CLASS |  | CERTIFICATION/STANDARD | [65 empty] | Production Completed
STP_009 - Lot7 | Data Enrichment | CIR | ok_sent2 | 2023-11-02 | 3rd-nov |  | 1054280 | 1054280 |  |  |  | ERSA | M | 1600 | 1614437GZPCLNT100 | EA |  | CHARGER,BATT;FULLY AUTOMATIC,12/24 V | CARGADOR BATER;12/24 V | CHARGER,BATTERY;TYPE:FULLY AUTOMATIC,INPUT VOLTAGE:12/24 V,CURRENT RATING:25 A,SIZE:260X135X70 MM,HAZARD CLASS:IPX4,ADDITIONAL FEATURES EN:SWITCH MODE,BRAND:HULK | CARGADOR BATERIA;VOLTAJE ENTRADA:12/24 V |  |  |  | 1068132 @@ ATLAS BATTERIES MOUNT ISA | HU6558 | [10 empty] | HULK |  |  |  | ATLAS BATTERIES MOUNT ISA | HU6558 | [24 empty] | CLEANSED | 26111704 Battery chargers | SWITCH MODE |  | CHARGER | BATTERY | TYPE | FULLY AUTOMATIC | OUTPUT VOLTAGE RATING | 24 V | CHARGING CAPACITY |  | INPUT VOLTAGE | 12 V | CURRENT RATING | 25 A | SIZE | 260X135X70 MM | NUMBER OF BATTERIES |  | CHARGING TIME |  | TEMPERATURE RATING |  | HAZARD CLASS | IPX4 | CERTIFICATION/STANDARD | [51 empty] | Production Completed
STP_009 - Lot7 | Data Enrichment | CIR | ok | 2023-11-02 | 6th-nov |  | 1054915 | 1054915 |  |  |  | ERSA | M | 4090 | 1607296GZPCLNT100 | EA |  | CHARGER;BATRY,MULTI-PLUG,PT:R310030 | CARGADOR;FOR ARGO BELT UNIT | CHARGER;TYPE:BATTERY,ADDITIONAL FEATURES EN:MULTI-PLUG,PT:R310030 | CARGADOR;CARACTERISTICAS ADICIONALES ES:FOR ARGO BELT UNIT |  |  |  | 1068391 @@ BOSS | R310030 | [10 empty] | BOSS | R310030 | [28 empty] | CLEANSED | 26111704 Battery chargers |  |  | CHARGER | BATTERY | TYPE | MULTI-PLUG | OUTPUT VOLTAGE RATING |  | CHARGING CAPACITY |  | INPUT VOLTAGE |  | CURRENT RATING |  | SIZE |  | NUMBER OF BATTERIES |  | CHARGING TIME |  | TEMPERATURE RATING |  | HAZARD CLASS |  | CERTIFICATION/STANDARD | [51 empty] | Production Completed
STP_009 - Lot7 | Data Enrichment | CIR | ok_sent2 | 2023-11-02 | 3rd-nov |  | 1054982 | 1054982 |  |  |  | ERSA | M | 1630 | 1608284GZPCLNT100 | EA |  | CHARGER,BATT;6 AMP,TO SUIT TOX90058 | CARGADOR BATER; | CHARGER,BATTERY;CURRENT RATING:6 AMP,ADDITIONAL FEATURES EN:TO SUIT TOX90058 | CARGADOR BATERIA; |  |  |  | 1071809 @@ ASHDOWN ENTERPRISES | TOX90058-BAT | 1068087 @@ ASHDOWN INGRAM | 1608284 | [8 empty] | ASHDOWN ENTERPRISES |  |  | TOX90058-BAT |  |  | ASHDOWN INGRAM | 1608284 | [12 empty] | https://www.repco.co.nz/brands/mastercool/mastercool-battery-to-suit-tox90058-vacuum-pump-tox90058-bat/p/A6050141 | [9 empty] | CLEANSED | 26111704 Battery chargers | TO SUIT TOX90058 |  | CHARGER | BATTERY | TYPE |  | OUTPUT VOLTAGE RATING |  | CHARGING CAPACITY |  | INPUT VOLTAGE |  | CURRENT RATING | 6 A | SIZE |  | NUMBER OF BATTERIES |  | CHARGING TIME |  | TEMPERATURE RATING |  | HAZARD CLASS |  | CERTIFICATION/STANDARD | [51 empty] | Production Completed
STP_009 - Lot7 | Data Enrichment | CIR | ok_sent2 | 2023-11-02 | 3rd-nov |  | 1055185 | 1055185 |  |  |  | ERSA | M | 1600 | 1614394GZPCLNT100 | EA |  | CHARGER,BATT;AC LEAD,12 V,1A | CARGADOR BATER;12 V | CHARGER,BATTERY;TYPE:AC LEAD,INPUT VOLTAGE:12 V,CURRENT RATING:1A,ADDITIONAL FEATURES EN:F/DPM-RTAND MPM-4M | CARGADOR BATERIA;VOLTAJE ENTRADA:12 V |  |  |  | 1070399 @@ PACIFIC DATA SYSTEMS AUSTRALIA | DPM-RT-BATT-CHARGER | [10 empty] | PACIFIC DATA SYSTEMS AUSTRALIA | DPM-RT-BATT-CHARGER | [28 empty] | CLEANSED | 26111704 Battery chargers | FOR DPM-RTAND MPM-4M |  | CHARGER | BATTERY | TYPE | AC LEAD | OUTPUT VOLTAGE RATING |  | CHARGING CAPACITY |  | INPUT VOLTAGE | 12 V | CURRENT RATING | 1 A | SIZE |  | NUMBER OF BATTERIES |  | CHARGING TIME |  | TEMPERATURE RATING |  | HAZARD CLASS |  | CERTIFICATION/STANDARD | [51 empty] | Production Completed
STP_009 - Lot7 | Data Enrichment | CIR | ok | 2023-11-02 | 6th-nov |  | 1055216 | 1055216 |  |  |  | ERSA | M | 5935 | 1614658GZPCLNT100 | EA |  | CHARGER;BATRY,REMOTE F/TM70 | CARGADOR; | CHARGER;TYPE:BATTERY,ADDITIONAL FEATURES EN:REMOTE F/TM70 | CARGADOR; |  |  |  | 1068181 @@ CNW (MOUNT ISA) ELECT WHOLESALER | ICT11301900 | [10 empty] | CNW (MOUNT ISA) ELECT WHOLESALER | ICT11301900 | [28 empty] | CLEANSED | 26111704 Battery chargers | REMOTE FOR TM70 |  | CHARGER | BATTERY | TYPE |  | OUTPUT VOLTAGE RATING |  | CHARGING CAPACITY |  | INPUT VOLTAGE |  | CURRENT RATING |  | SIZE |  | NUMBER OF BATTERIES |  | CHARGING TIME |  | TEMPERATURE RATING |  | HAZARD CLASS |  | CERTIFICATION/STANDARD | [51 empty] | Production Completed
STP_009 - Lot7 | Data Enrichment | CIR | ok | 2023-11-02 | 6th-nov |  | 1055409 | 1055409 |  |  |  | ERSA | M | 1600 | 1616443GZPCLNT100 | EA |  | BOARD,CIRCT;CONTROL,COM3 INTRFC,B:TRANE | PLACA CIRCUIT;CONTROLAR | BOARD,CIRCUIT;TYPE:CONTROL,ADDITIONAL FEATURES EN:COM3 INTRFC,B:TRANE | PLACA CIRCUITOS;TIPO:CONTROLAR |  |  |  | 1068500 @@ ACTROL PARTS PTY LTD | BRD02951 | [10 empty] | ACTROL PARTS PTY LTD | BRD02951 | [28 empty] | CLEANSED | 39121500 Electrical controls and accessories | COM3 INTRFC,B:TRANE |  | BOARD | CIRCUIT | TYPE | CONTROL | FUNCTION |  | HAZARD CLASS |  | CERTIFICATION/STANDARD | [65 empty] | Production Completed
STP_009 - Lot7 | Data Enrichment | CIR | ok_sent2 | 2023-11-02 | 3rd-nov |  | 1055410 | 1055410 |  |  |  | ERSA | M | 1600 | 1616036GZPCLNT100 | EA |  | CHARGER,BATT;8A,NOCO,PN:GENIUS2X4,4-BANK | CARGADOR BATER; | CHARGER,BATTERY;CURRENT RATING:8A,ADDITIONAL FEATURES EN:NOCO,PN:GENIUS2X4,4-BANK | CARGADOR BATERIA; |  |  |  | 1068181 @@ CNW (MOUNT ISA) ELECT WHOLESALER | SYD185215 | [12 empty] | NOCO | GENIUS2X4 | CNW (MOUNT ISA) ELECT WHOLESALER | SYD185215 | [14 empty] | https://no.co/genius2x4 | https://no.co/media/nocodownloads/format/g/e/genius_multi-bank_sell_sheet_1.11.2021_1.pdf | [8 empty] | ENRICHED | 26111704 Battery chargers |  |  | CHARGER | BATTERY | TYPE | 4-BANK | OUTPUT VOLTAGE RATING | 12 V | CHARGING CAPACITY |  | INPUT VOLTAGE | 6 V | CURRENT RATING | 8 A | SIZE | 145X239X58 MM | NUMBER OF BATTERIES |  | CHARGING TIME |  | TEMPERATURE RATING | -20 TO 40 DEG C | HAZARD CLASS |  | CERTIFICATION/STANDARD | [51 empty] | Production Completed
STP_009 - Lot7 | Data Enrichment | CIR | ok_sent2 | 2023-11-02 | 3rd-nov |  | 1055469 | 1055469 |  |  |  | ERSA | M | 1600 | 1584333GZPCLNT100 | EA |  | CHARGER,BATT;25 A,12&24V | CARGADOR BATER; | CHARGER,BATTERY;CURRENT RATING:25 A,ADDITIONAL FEATURES EN:12&24V | CARGADOR BATERIA; |  |  |  | 1071809 @@ ASHDOWN ENTERPRISES | BC-325-24 | [10 empty] | ASHDOWN ENTERPRISES |  | DURST | BC-325-24 | [16 empty] | https://durst.com.au/product/bc-325-24-carry/ | [9 empty] | CLEANSED | 26111704 Battery chargers |  |  | CHARGER | BATTERY | TYPE |  | OUTPUT VOLTAGE RATING | 24 V | CHARGING CAPACITY |  | INPUT VOLTAGE | 12 V | CURRENT RATING | 25 A | SIZE |  | NUMBER OF BATTERIES |  | CHARGING TIME |  | TEMPERATURE RATING |  | HAZARD CLASS |  | CERTIFICATION/STANDARD | [51 empty] | Production Completed
STP_009 - Lot7 | Data Enrichment | CIR | ok_sent2 | 2023-11-02 | 3rd-nov |  | 1055470 | 1055470 |  |  |  | ERSA | M | 1600 | 1584334GZPCLNT100 | EA |  | CHARGER,BATT;12 V,40 A | CARGADOR BATER;12 V | CHARGER,BATTERY;INPUT VOLTAGE:12 V,CURRENT RATING:40 A | CARGADOR BATERIA;VOLTAJE ENTRADA:12 V |  |  |  | 1071809 @@ ASHDOWN ENTERPRISES | BC-430 | [10 empty] | ASHDOWN ENTERPRISES |  | DURST | BC-430 | [16 empty] | https://durst.com.au/product/bc-430-carry/ | [9 empty] | CLEANSED | 26111704 Battery chargers |  |  | CHARGER | BATTERY | TYPE |  | OUTPUT VOLTAGE RATING |  | CHARGING CAPACITY |  | INPUT VOLTAGE | 12 V | CURRENT RATING | 40 A | SIZE |  | NUMBER OF BATTERIES |  | CHARGING TIME |  | TEMPERATURE RATING |  | HAZARD CLASS |  | CERTIFICATION/STANDARD | [51 empty] | Production Completed
STP_009 - Lot7 | Data Enrichment | CIR | ok_sent2 | 2023-11-02 | 3rd-nov |  | 1055471 | 1055471 |  |  |  | ERSA | M | 1600 | 1584335GZPCLNT100 | EA |  | CHARGER,BATT;21 A,6/12/24 V | CARGADOR BATER; | CHARGER,BATTERY;CURRENT RATING:21 A,SIZE:,ADDITIONAL FEATURES EN:6/12/24 V | CARGADOR BATERIA; |  |  |  | 1068087 @@ ASHDOWN INGRAM | 1584335 | 1071809 @@ ASHDOWN ENTERPRISES | HDBC35 | [8 empty] | ASHDOWN INGRAM | 1584335 |  |  |  |  | ASHDOWN ENTERPRISES | HDBC35 | [22 empty] | CLEANSED | 26111704 Battery chargers |  |  | CHARGER | BATTERY | TYPE |  | OUTPUT VOLTAGE RATING | 24 V | CHARGING CAPACITY |  | INPUT VOLTAGE | 6 TO 12 V | CURRENT RATING | 21 A | SIZE |  | NUMBER OF BATTERIES |  | CHARGING TIME |  | TEMPERATURE RATING |  | HAZARD CLASS |  | CERTIFICATION/STANDARD | [51 empty] | Production Completed
STP_009 - Lot7 | Data Enrichment | CIR | ok | 2023-11-02 | 6th-nov |  | 1055866 | 1055866 |  |  |  | ERSA | M | 1600 | 1608989GZPCLNT100 | EA |  | BOARD,PRINT CIRCT;AIR CONDITIONING | PLACA CIRCUIT IMPRSN; | BOARD,PRINTED CIRCUIT;TYPE:AIR CONDITIONING,ADDITIONAL FEATURES EN:OUTDOOR MAIN,MODEL:PCB-RZQ140LV1/RZQ160LV1A,BRAND:DAIKIN | PLACA CIRCUITO IMPRESO; |  |  |  | 1068181 @@ CNW (MOUNT ISA) ELECT WHOLESALER | STA4015893 | [12 empty] | DAIKIN | PCB-RZQ140LV1/RZQ160LV1A | CNW (MOUNT ISA) ELECT WHOLESALER | STA4015893 | [14 empty] | https://www.statewideapp.com.au/daikin-aircon-outdoor-main-pcb-rzq140lv1rzq160lv1a-4015893 | [9 empty] | CLEANSED | 32101502 Printed circuit assemblies PCAs |  |  | BOARD | PRINTED CIRCUIT | TYPE | AIR CONDITIONING,OUTDOOR MAIN | LAYER COUNT |  | PLATING FINISH |  | MATERIAL |  | THICKNESS |  | SOLDER MASK COLOUR |  | MIN HOLE SIZE |  | ELECTRICAL RATING |  | SIZE |  | HAZARD CLASS |  | CERTIFICATION/STANDARD | [51 empty] | Production Completed
STP_009 - Lot7 | Data Enrichment | CIR | ok_sent2 | 2023-11-02 | 3rd-nov |  | 1055882 | 1055882 |  |  |  | ERSA | M | 1600 | 1609308GZPCLNT100 | EA |  | CHARGER,BATT;BLUE SMART,230 V,15 A,IP65 | CARGADOR BATER;230 V | CHARGER,BATTERY;TYPE:BLUE SMART,INPUT VOLTAGE:230 V,CURRENT RATING:15 A,CERTIFICATION/STANDARD:IP65,ADDITIONAL FEATURES EN:12/15 (1),AU/NZ,BLUE COLOUR,INCLUDES:ALLIGATOR CLIPS & M8 EYELETS,BRAND:VICTRON ENERGY | CARGADOR BATERIA;VOLTAJE ENTRADA:230 V |  |  |  | 1068132 @@ ATLAS BATTERIES MOUNT ISA | BPC121531014R | [10 empty] | VICTRON ENERGY |  |  |  | ATLAS BATTERIES MOUNT ISA | BPC121531014R | [24 empty] | CLEANSED | 26111704 Battery chargers | ENCLOSURE:IP65,12/15 (1),AU/NZ,BLUE COLOUR,INCLUDES:ALLIGATOR CLIPS AND M8 EYELETS |  | CHARGER | BATTERY | TYPE | BLUE SMART | OUTPUT VOLTAGE RATING |  | CHARGING CAPACITY |  | INPUT VOLTAGE | 230 V | CURRENT RATING | 15 A | SIZE |  | NUMBER OF BATTERIES |  | CHARGING TIME |  | TEMPERATURE RATING |  | HAZARD CLASS |  | CERTIFICATION/STANDARD | [51 empty] | Production Completed
STP_009 - Lot7 | Data Enrichment | CIR | ok | 2023-11-02 | 6th-nov |  | 1055949 | 1055949 |  |  |  | ERSA | M | 4500 | 1609881GZPCLNT100 | EA |  | BOARD,CIRCT;REMOTE RECEIVER,LR71 | PLACA CIRCUIT; | BOARD,CIRCUIT;TYPE:REMOTE RECEIVER,ADDITIONAL FEATURES EN:LR71 | PLACA CIRCUITOS; |  |  |  | 1068181 @@ CNW (MOUNT ISA) ELECT WHOLESALER | ICT11292760 | [10 empty] | CNW (MOUNT ISA) ELECT WHOLESALER | ICT11292760 | [5 empty] | LR71 | [22 empty] | CLEANSED | 39121500 Electrical controls and accessories |  |  | BOARD | CIRCUIT | TYPE | REMOTE RECEIVER | FUNCTION |  | HAZARD CLASS |  | CERTIFICATION/STANDARD | [65 empty] | Production Completed
STP_009 - Lot7 | Data Enrichment | CIR | ok | 2023-11-02 | 6th-nov |  | 1056025 | 1056025 |  |  |  | ERSA | M | 1600 | 1614067GZPCLNT100 | EA |  | BOARD,PRINT CIRCT;TIMER CARD,24VDC,5 WAY | PLACA CIRCUIT IMPRSN; | BOARD,PRINTED CIRCUIT;TYPE:TIMER CARD,ADDITIONAL FEATURES EN:24VDC,5 WAY,FOR BLOB AND L72 BATCH PLANT AIR SOLENOIDS | PLACA CIRCUITO IMPRESO; |  |  |  | 1070988 @@ DUST COLLECTION SERVICES PTY LTD | DCS507K | [10 empty] | DUST COLLECTION SERVICES PTY LTD | DCS507K | [28 empty] | CLEANSED | 32101502 Printed circuit assemblies PCAs | 24 VDC,5 WAY,FOR BLOB AND L72 BATCH PLANT AIR SOLENOIDS |  | BOARD | PRINTED CIRCUIT | TYPE | TIMER CARD | LAYER COUNT |  | PLATING FINISH |  | MATERIAL |  | THICKNESS |  | SOLDER MASK COLOUR |  | MIN HOLE SIZE |  | ELECTRICAL RATING |  | SIZE |  | HAZARD CLASS |  | CERTIFICATION/STANDARD | [51 empty] | Production Completed
STP_009 - Lot7 | Data Enrichment | CIR | ok | 2023-11-02 | 6th-nov |  | 1056343 | 1056343 |  |  |  | ERSA | M | 1600 | 1607711GZPCLNT100 | EA |  | BOARD,CIRCT;PCB,RCV505A351A MAIN,INVRTR | PLACA CIRCUIT; | BOARD,CIRCUIT;TYPE:PCB,ADDITIONAL FEATURES EN:RCV505A351A MAIN,INVERTER | PLACA CIRCUITOS; |  |  |  | 1068500 @@ ACTROL PARTS PTY LTD | 101 | [10 empty] | ACTROL PARTS PTY LTD | 101 |  |  |  | RCV505A351A | [24 empty] | CLEANSED | 32101502 Printed circuit assemblies PCAs |  |  | BOARD | PRINTED CIRCUIT | TYPE | MAIN,INVERTER | LAYER COUNT |  | PLATING FINISH |  | MATERIAL |  | THICKNESS |  | SOLDER MASK COLOUR |  | MIN HOLE SIZE |  | ELECTRICAL RATING |  | SIZE |  | HAZARD CLASS |  | CERTIFICATION/STANDARD | [51 empty] | Production Completed
STP_009 - Lot7 | Data Enrichment | CIR | ok | 2023-11-02 | 6th-nov |  | 1056616 | 1056616 |  |  |  | ERSA | M | 4015 | 1613967GZPCLNT100 | EA |  | BOARD,CIRCT;PHOTO DISPLAY PCB | PLACA CIRCUIT; | BOARD,CIRCUIT;TYPE:PHOTO DISPLAY PCB,ADDITIONAL FEATURES EN:FOR FTXS50LVMA,BRAND:DAIKIN | PLACA CIRCUITOS; |  |  |  | 1068500 @@ ACTROL PARTS PTY LTD | 4005659 | [10 empty] | ACTROL PARTS PTY LTD | 4005659 | [22 empty] | DAIKIN | FTXS50LVMA |  |  |  |  | CLEANSED | 32101502 Printed circuit assemblies PCAs |  |  | BOARD | PRINTED CIRCUIT | TYPE | PHOTO DISPLAY | LAYER COUNT |  | PLATING FINISH |  | MATERIAL |  | THICKNESS |  | SOLDER MASK COLOUR |  | MIN HOLE SIZE |  | ELECTRICAL RATING |  | SIZE |  | HAZARD CLASS |  | CERTIFICATION/STANDARD | [51 empty] | Production Completed
STP_009 - Lot7 | Data Enrichment | CIR | ok | 2023-11-02 | 6th-nov |  | 1056617 | 1056617 |  |  |  | ERSA | M | 4015 | 1613968GZPCLNT100 | EA |  | BOARD,CIRCT;CONTROL PCB,FOR FTXS50LVMA | PLACA CIRCUIT; | BOARD,CIRCUIT;TYPE:CONTROL PCB,ADDITIONAL FEATURES EN:FOR FTXS50LVMA,BRAND:DAIKIN | PLACA CIRCUITOS; |  |  |  | 1068500 @@ ACTROL PARTS PTY LTD | 4007240 | [10 empty] | ACTROL PARTS PTY LTD |  | DAIKIN | 4007240 | [16 empty] | https://www.blackwoods.com.au/electrical/hvac/hvac-control-thermostat/daikin-4007240-aircon-indoor-control-pcb/p/01663641 |  |  |  | DAIKIN | FTXS50LVMA |  |  |  |  | CLEANSED | 32101502 Printed circuit assemblies PCAs |  |  | BOARD | PRINTED CIRCUIT | TYPE | CONTROL | LAYER COUNT |  | PLATING FINISH |  | MATERIAL |  | THICKNESS |  | SOLDER MASK COLOUR |  | MIN HOLE SIZE |  | ELECTRICAL RATING |  | SIZE |  | HAZARD CLASS |  | CERTIFICATION/STANDARD | [51 empty] | Production Completed
STP_009 - Lot7 | Data Enrichment | CIR | ok_sent2 | 2023-11-02 | 3rd-nov |  | 1057700 | 1057700 |  |  |  | ERSA | M | 1600 | 1614466GZPCLNT100 | EA |  | CHARGER,BATT;AUTOMTC,30 AMP-HOURS | CARGADOR BATER;,-20 TO 40 DEG C | CHARGER,BATTERY;TYPE:AUTOMATIC,CHARGING CAPACITY:30 AMP-HOURS,INPUT VOLTAGE:120V-240V AC,CURRENT RATING:10 AMPS DC,SIZE:180X92X59 MM,TEMPERATURE RATING:-20 TO 40 DEG C,ADDITIONAL FEATURES EN:NOCO GENIUS BATTERY CHARGER | CARGADOR BATERIA;VALOR TEMPERATURA:-20 TO 40 DEG C |  |  |  | 1068181 @@ CNW (MOUNT ISA) ELECT WHOLESALER | GENIUS10AU | [10 empty] | CNW (MOUNT ISA) ELECT WHOLESALER |  | NOCO | GENIUS10AU | [16 empty] | https://no.co/genius10 | https://no.co/media/nocodownloads/format/g/e/genius10_data_sheet_8.22.2022.pdf | [8 empty] | ENRICHED | 26111704 Battery chargers |  |  | CHARGER | BATTERY | TYPE | AUTOMATIC | OUTPUT VOLTAGE RATING | 12 V | CHARGING CAPACITY | 30 A HR | INPUT VOLTAGE | 120 TO 240 VAC | CURRENT RATING | 10 A | SIZE | 180X92X59 MM | NUMBER OF BATTERIES |  | CHARGING TIME |  | TEMPERATURE RATING | -20 TO 40 DEG C | HAZARD CLASS |  | CERTIFICATION/STANDARD | [51 empty] | Production Completed
STP_009 - Lot7 | Data Enrichment | CIR | ok_sent2 | 2023-11-02 | 3rd-nov |  | 1058415 | 1058415 |  |  |  | ERSA | M | 4090 | 1608026GZPCLNT100 | EA |  | CHARGER,BATT;60 V,2A | CARGADOR BATER; | CHARGER,BATTERY;CURRENT RATING:60 V,2A | CARGADOR BATERIA; |  |  |  | 1068391 @@ BOSS | 81802 | [10 empty] | BOSS | 81802 | [28 empty] | CLEANSED | 26111704 Battery chargers |  |  | CHARGER | BATTERY | TYPE |  | OUTPUT VOLTAGE RATING | 60 V | CHARGING CAPACITY |  | INPUT VOLTAGE |  | CURRENT RATING | 2 A | SIZE |  | NUMBER OF BATTERIES |  | CHARGING TIME |  | TEMPERATURE RATING |  | HAZARD CLASS |  | CERTIFICATION/STANDARD | [51 empty] | Production Completed
STP_009 - Lot7 | Data Enrichment | CIR | ok | 2023-11-02 | 6th-nov |  | 1059479 | 1059479 |  |  |  | ERSA | M | 4090 | 1614302GZPCLNT100 | EA |  | BOARD,DSPLY;MAGNETIC,450 X 600 MM,WHITE | PANEL VISUAL; | BOARD,DISPLAY;TYPE:MAGNETIC,DISPLAY SIZE:450 X 600 MM,COLOUR:WHITE | PANEL VISUALIZACION; |  |  |  | 1068254 @@ MOUNT ISA MINING SUPPLIES P/L | WB450600 | [10 empty] | MOUNT ISA MINING SUPPLIES P/L | WB450600 | [28 empty] | CLEANSED | 39121100 Distribution and control centers and accessories |  |  | BOARD | DISTRIBUTION | TYPE | MAGNETIC | ELECTRICAL RATING |  | NUMBER OF WAYS |  | CONNECTION TYPE |  | MATERIAL |  | SIZE | 450X600 MM | COLOUR | WHITE | DEGREE OF PROTECTION |  | MOUNTING TYPE |  | HAZARD CLASS |  | CERTIFICATION/STANDARD | [51 empty] | Production Completed
STP_009 - Lot7 | Data Enrichment | CIR | ok_sent2 | 2023-11-02 | 3rd-nov |  | 1060051 | 1060051 |  |  |  | ERSA | M | 1600 | 1609731GZPCLNT100 | EA |  | CHARGER,BATT;10 AMP,OLYMPIC GENGEP-200 | CARGADOR BATER; | CHARGER,BATTERY;CURRENT RATING:10 AMP,ADDITIONAL FEATURES EN:OLYMPIC GENGEP-200 | CARGADOR BATERIA; |  |  |  | 1068181 @@ CNW (MOUNT ISA) ELECT WHOLESALER | GEP 200- 1162 | [10 empty] | CNW (MOUNT ISA) ELECT WHOLESALER | GEP 200- 1162 | [23 empty] | OLYMPIC GENGEP-200 |  |  |  |  | CLEANSED | 26111704 Battery chargers |  |  | CHARGER | BATTERY | TYPE |  | OUTPUT VOLTAGE RATING |  | CHARGING CAPACITY |  | INPUT VOLTAGE |  | CURRENT RATING | 10 A | SIZE |  | NUMBER OF BATTERIES |  | CHARGING TIME |  | TEMPERATURE RATING |  | HAZARD CLASS |  | CERTIFICATION/STANDARD | [51 empty] | Production Completed
STP_009 - Lot7 | Data Enrichment | CIR | ok_sent2 | 2023-11-02 | 3rd-nov |  | 1060052 | 1060052 |  |  |  | ERSA | M | 1600 | 1610516GZPCLNT100 | EA |  | CHARGER,BATT;SOLAR TRICKLE,12 VDC,15 W | CARGADOR BATER;12 VDC | CHARGER,BATTERY;TYPE:SOLAR TRICKLE,OUTPUT VOLTAGE RATING:12 VDC,CURRENT RATING:15 W,ADDITIONAL FEATURES EN:WITH CROCKSKIN | CARGADOR BATERIA;VOLTAJE NOMINAL SALIDA:12 VDC |  |  |  | 1068740 @@ METAL MANUFACTURES PTY LTD | KORHKPSOLT1512V | [10 empty] | METAL MANUFACTURES PTY LTD | KORHKPSOLT1512V | [28 empty] | CLEANSED | 26111704 Battery chargers | POWER:15 W,C/W CROCKSKIN |  | CHARGER | BATTERY | TYPE | SOLAR TRICKLE | OUTPUT VOLTAGE RATING | 12 VDC | CHARGING CAPACITY |  | INPUT VOLTAGE |  | CURRENT RATING |  | SIZE |  | NUMBER OF BATTERIES |  | CHARGING TIME |  | TEMPERATURE RATING |  | HAZARD CLASS |  | CERTIFICATION/STANDARD | [51 empty] | Production Completed
STP_009 - Lot7 | Data Enrichment | CIR | ok | 2023-11-02 | 6th-nov |  | 1060274 | 1060274 |  |  |  | ERSA | M | 1600 | 1616407GZPCLNT100 | EA |  | BOARD,PRINT CIRCT;MCU DEVELOPMENT | PLACA CIRCUIT IMPRSN; | BOARD,PRINTED CIRCUIT;TYPE:MCU DEVELOPMENT,ADDITIONAL FEATURES EN:BEAGLEBONE BLACK | PLACA CIRCUITO IMPRESO; |  |  |  | 1068206 @@ RS COMPONENTS PTY LTD | 125-2411 | [10 empty] | RS COMPONENTS PTY LTD | 125-2411 | BEAGLEBONE | [17 empty] | https://www.beagleboard.org/boards/beaglebone-black | https://za.rs-online.com/web/p/microcontroller-development-tools/1252411 | [8 empty] | CLEANSED | 32101502 Printed circuit assemblies PCAs |  |  | BOARD | PRINTED CIRCUIT | TYPE | MCU DEVELOPMENT | LAYER COUNT |  | PLATING FINISH | BLACK | MATERIAL |  | THICKNESS |  | SOLDER MASK COLOUR |  | MIN HOLE SIZE |  | ELECTRICAL RATING |  | SIZE |  | HAZARD CLASS |  | CERTIFICATION/STANDARD | [51 empty] | Production Completed
STP_009 - Lot7 | Data Enrichment | CIR | ok | 2023-11-02 | 6th-nov | CHAR Limit in function attribute | 1060277 | 1060277 |  |  |  | ERSA | M | 1600 | 1616410GZPCLNT100 | EA |  | BOARD,CIRCT;CLICK SHIELD,MIKROBUS | PLACA CIRCUIT; | BOARD,CIRCUIT;TYPE:CLICK SHIELD,ADDITIONAL FEATURES EN:MIKROBUS,MNFR:MIKROELEKTRONIKA | PLACA CIRCUITOS; |  |  |  | 1068206 @@ RS COMPONENTS PTY LTD | 823-1883 | [12 empty] | MIKROELEKTRONIKA | MIKROE-1581 | [12 empty] | RS COMPONENTS PTY LTD | 823-1883 |  |  | https://www.mikroe.com/arduino-uno-click-shield | https://in.rsdelivers.com/product/mikroelektronika/mikroe-1581/mikroelektronika-mikrobus/8231883 | [8 empty] | ENRICHED | 39121500 Electrical controls and accessories | MODEL:MIKROBUS |  | BOARD | CIRCUIT | TYPE | CLICK SHIELD | FUNCTION | GSM,GPS,WIFI,ZIGBEE,BLUETOOTH OR THUNDER DETECTION,PROXIMITY AND COLOR SENSING | HAZARD CLASS |  | CERTIFICATION/STANDARD | [65 empty] | Production Completed
STP_009 - Lot7 | Data Enrichment | CIR | ok_sent2 | 2023-11-02 | 3rd-nov |  | 1061260 | 1061260 |  |  |  | ERSA | M | 1600 | 1582136GZPCLNT100 | EA |  | CHARGER,BATT;,CRANE REMOTE,TBEAB22030 | CARGADOR BATER; | CHARGER,BATTERY;CURRENT RATING:,ADDITIONAL FEATURES EN:CRANE REMOTE,TBEAB22030 | CARGADOR BATERIA; |  |  |  | 1068282 @@ BRETT TWYFORD ENTERPRISES | TBEAB22030 | [10 empty] | BRETT TWYFORD ENTERPRISES | TBEAB22030 | [28 empty] | CLEANSED | 26111704 Battery chargers | CRANE REMOTE |  | CHARGER | BATTERY | TYPE |  | OUTPUT VOLTAGE RATING |  | CHARGING CAPACITY |  | INPUT VOLTAGE |  | CURRENT RATING |  | SIZE |  | NUMBER OF BATTERIES |  | CHARGING TIME |  | TEMPERATURE RATING |  | HAZARD CLASS |  | CERTIFICATION/STANDARD | [51 empty] | Production Completed
STP_009 - Lot7 | Data Enrichment | CIR | ok | 2023-11-02 | 6th-nov |  | 1068547 | 1068547 | 1362537 | AU_QM_000161975 |  | ERSA | M | 4500 | 1362537GZPCLNT100 | EA |  | BOARD,PRINT CIRCT;ECAM,FIN-DIG-17025 | BOARD,PRINT CIRCT;ECAM,FIN-DIG-17025 | BOARD,PRINTED CIRCUIT;MNFR:ECAM,PTNO:FIN-DIG-17025,ADDITIONAL FEATURES EN:CIRCUIT CARD ASSEMBLY,PCB 16081201, DIGICOM HEAD GEAR LF MANAGEMENT |  | CIRCUIT CARD ASSEMBLY:PCB 16081201 DIGICOM HEADGEAR LF MANAGEM |  |  | 1070724 @@ ECAM PTY LTD | FIN-DIG-17025 | [10 empty] | ECAM PTY LTD | FIN-DIG-17025 |  |  |  | 16081201 | [17 empty] | DIGICOM HEAD GEAR LF MANAGEMENT | [6 empty] | CLEANSED | 32101502 Printed circuit assemblies PCAs | CARD ASSEMBLY |  | BOARD | PRINTED CIRCUIT | TYPE |  | LAYER COUNT |  | PLATING FINISH |  | MATERIAL |  | THICKNESS |  | SOLDER MASK COLOUR |  | MIN HOLE SIZE |  | ELECTRICAL RATING |  | SIZE |  | HAZARD CLASS |  | CERTIFICATION/STANDARD | [51 empty] | Production Completed
STP_009 - Lot7 | Data Enrichment | CIR | ok | 2023-11-02 | 6th-nov |  | 1083959 | 1083959 |  |  |  | ERSA | M | 1600 | 1512953GZPCLNT100 | EA | 3000293 | BOARD;INDT,42852 | PLACA IMPR;INDT,42852 | BOARD;MNFR:INDUCTOTHERM CORP,PTNO:42852 | PLACA IMPRESA;NOMBRE DEL FABRICANTE:INDUCTOTHERM CORP,NUMERO DE PIEZA DEL FABRICANTE:42852 |  | INDUCTOTHERM CORP | 42852 | 1071998 @@ INDUCTOTHERM (MELTING) PTY LTD | 42852 | [10 empty] | INDUCTOTHERM CORP | 42852 | [28 empty] | CLEANSED | 39121500 Electrical controls and accessories |  |  | BOARD | NO MODIFIER | TYPE |  | SIZE |  | MATERIAL |  | HAZARD CLASS |  | CERTIFICATION/STANDARD | [63 empty] | Production Completed
STP_009 - Lot7 | Data Enrichment | CIR | ok | 2023-11-02 | 6th-nov |  | 1083960 | 1083960 |  |  |  | ERSA | M | 1600 | 1512952GZPCLNT100 | EA | 3000293 | BOARD;INDT,5002420 | PLACA IMPR;INDT,5002420 | BOARD;MNFR:INDUCTOTHERM CORP,PTNO:5002420 | PLACA IMPRESA;NOMBRE DEL FABRICANTE:INDUCTOTHERM CORP,NUMERO DE PIEZA DEL FABRICANTE:5002420 |  | INDUCTOTHERM CORP | 5002420 | 1071998 @@ INDUCTOTHERM (MELTING) PTY LTD | 5002420 | [10 empty] | INDUCTOTHERM CORP | 5002420 | [28 empty] | CLEANSED | 39121500 Electrical controls and accessories |  |  | BOARD | NO MODIFIER | TYPE |  | SIZE |  | MATERIAL |  | HAZARD CLASS |  | CERTIFICATION/STANDARD | [63 empty] | Production Completed
STP_009 - Lot7 | Data Enrichment | CIR | ok | 2023-11-02 | 6th-nov |  | 1083961 | 1083961 |  |  |  | ERSA | M | 1600 | 1512951GZPCLNT100 | EA | 3000293 | BOARD;INDT,3900361 | PLACA IMPR;INDT,3900361 | BOARD;MNFR:INDUCTOTHERM CORP,PTNO:3900361 | PLACA IMPRESA;NOMBRE DEL FABRICANTE:INDUCTOTHERM CORP,NUMERO DE PIEZA DEL FABRICANTE:3900361 |  | INDUCTOTHERM CORP | 3900361 | 1071998 @@ INDUCTOTHERM (MELTING) PTY LTD | 3900361 | [10 empty] | INDUCTOTHERM CORP | 3900361 | [28 empty] | CLEANSED | 39121500 Electrical controls and accessories |  |  | BOARD | NO MODIFIER | TYPE |  | SIZE |  | MATERIAL |  | HAZARD CLASS |  | CERTIFICATION/STANDARD | [63 empty] | Production Completed
STP_009 - Lot7 | Data Enrichment | CIR | ok | 2023-11-02 | 6th-nov |  | 1083962 | 1083962 |  |  |  | ERSA | M | 1600 | 1512950GZPCLNT100 | EA | 3000293 | BOARD;INDT,5000960 | PLACA IMPR;INDT,5000960 | BOARD;MNFR:INDUCTOTHERM CORP,PTNO:5000960 | PLACA IMPRESA;NOMBRE DEL FABRICANTE:INDUCTOTHERM CORP,NUMERO DE PIEZA DEL FABRICANTE:5000960 |  | INDUCTOTHERM CORP | 5000960 | 1071998 @@ INDUCTOTHERM (MELTING) PTY LTD | 5000960 | [10 empty] | INDUCTOTHERM CORP | 5000960 | [28 empty] | CLEANSED | 39121500 Electrical controls and accessories |  |  | BOARD | NO MODIFIER | TYPE |  | SIZE |  | MATERIAL |  | HAZARD CLASS |  | CERTIFICATION/STANDARD | [63 empty] | Production Completed
STP_009 - Lot7 | Data Enrichment | CIR | ok | 2023-11-02 | 6th-nov |  | 1083964 | 1083964 |  |  |  | ERSA | M | 1600 | 1512788GZPCLNT100 | EA | 3000293 | BOARD;INDT,5000281 | PLACA IMPR;INDT,5000281 | BOARD;MNFR:INDUCTOTHERM CORP,PTNO:5000281 | PLACA IMPRESA;NOMBRE DEL FABRICANTE:INDUCTOTHERM CORP,NUMERO DE PIEZA DEL FABRICANTE:5000281 |  | INDUCTOTHERM CORP | 5000281 | 1071998 @@ INDUCTOTHERM (MELTING) PTY LTD | 5000281 | [10 empty] | INDUCTOTHERM CORP | 5000281 | [18 empty] | http://automationrecovery.com/products/PERCEPTRON-500-0281-REVISION-A-CIRCUIT-BOARD,/?ProductID=70834 | [9 empty] | CLEANSED | 39121500 Electrical controls and accessories |  |  | BOARD | NO MODIFIER | TYPE |  | SIZE |  | MATERIAL |  | HAZARD CLASS |  | CERTIFICATION/STANDARD | [63 empty] | Production Completed
STP_009 - Lot7 | Data Enrichment | CIR | ok_sent2 | 2023-11-02 | 3rd-nov |  | 1084599 | 1084599 |  |  |  | ERSA | M | 1600 | 1580887GZPCLNT100 | EA | 3000422 | CHARGER,BATT;CNW,HELSR750HL48FSU,AC,48V | CARGADOR BATER;CNW,HELSR750HL48FSU | CHARGER,BATTERY;MNFR:CNW,PTNO:HELSR750HL48FSU,ADDITIONAL FEATURES EN:AC,48V 750W DC PS / FLOAT 110V AC INPUT | CARGADOR BATERIA;MNFR:CNW,PTNO:HELSR750HL48FSU |  | CNW | HELSR750HL48FSU | 1068181 @@ CNW (MOUNT ISA) ELECT WHOLESALER | HELSR750HL48FSU | [10 empty] | CNW | HELSR750HL48FSU |  |  | CNW (MOUNT ISA) ELECT WHOLESALER | HELSR750HL48FSU | [24 empty] | CLEANSED | 26111704 Battery chargers | POWER: 750 W, DC PS/FLOAT |  | CHARGER | BATTERY | TYPE |  | OUTPUT VOLTAGE RATING | 48 V | CHARGING CAPACITY |  | INPUT VOLTAGE | 110 VAC | CURRENT RATING |  | SIZE |  | NUMBER OF BATTERIES |  | CHARGING TIME |  | TEMPERATURE RATING |  | HAZARD CLASS |  | CERTIFICATION/STANDARD | [51 empty] | Production Completed
STP_009 - Lot7 | Data Enrichment | CIR | ok | 2023-11-02 | 6th-nov |  | 1085013 | 1085013 |  |  |  | ERSA | M | 1600 | 1574575GZPCLNT100 | EA | 3000422 | BOARD,DISTR;CNW,NHPMANXPD0013871 | PANEL DISTRIB;CNW,NHPMANXPD0013871 | BOARD,DISTRIBUTION;MNFR:CNW,PTNO:NHPMANXPD0013871 | PANEL DISTRIBUCION;MNFR:CNW,PTNO:NHPMANXPD0013871 |  | CNW | NHPMANXPD0013871 | 1068181 @@ CNW (MOUNT ISA) ELECT WHOLESALER | NHPMANXPD0013871 | [10 empty] | CNW | NHPMANXPD0013871 | [28 empty] | CLEANSED | 39121100 Distribution and control centers and accessories |  |  | BOARD | DISTRIBUTION | TYPE |  | ELECTRICAL RATING |  | NUMBER OF WAYS |  | CONNECTION TYPE |  | MATERIAL |  | SIZE |  | COLOUR |  | DEGREE OF PROTECTION |  | MOUNTING TYPE |  | HAZARD CLASS |  | CERTIFICATION/STANDARD | [51 empty] | Production Completed
STP_009 - Lot7 | Data Enrichment | CIR | ok_sent2 | 2023-11-02 | 3rd-nov |  | 1085824 | 1085824 |  |  |  | ERSA | M | 5000 | 1581146GZPCLNT100 | EA | 3000001 | CHARGER,BATT;EPI,91060713105,105A | CARGADOR BATER;EPI,91060713105 | CHARGER,BATTERY;MNFR:EPIROC,PTNO:91060713105,ADDITIONAL FEATURES EN:105A | CARGADOR BATERIA;MNFR:EPIROC,PTNO:91060713105 |  | EPIROC | 91060713105 | 1068410 @@ MAINTENANCE TECHNIQUE PTY LTD | 91060713105 | [10 empty] | EPIROC | 91060713105 |  |  | MAINTENANCE TECHNIQUE PTY LTD | 91060713105 | [24 empty] | CLEANSED | 26111704 Battery chargers |  |  | CHARGER | BATTERY | TYPE |  | OUTPUT VOLTAGE RATING |  | CHARGING CAPACITY |  | INPUT VOLTAGE |  | CURRENT RATING | 105 A | SIZE |  | NUMBER OF BATTERIES |  | CHARGING TIME |  | TEMPERATURE RATING |  | HAZARD CLASS |  | CERTIFICATION/STANDARD | [51 empty] | Production Completed
STP_009 - Lot7 | Data Enrichment | CIR | ok | 2023-11-02 | 6th-nov | Processed as per websource,conflict wrt input | 1085843 | 1085843 |  |  |  | ERSA | M | 5000 | 1583389GZPCLNT100 | EA | 3000010 | BOARD;SAN,S1BA-2236-1930,2036 5/8X36 IN | PLACA IMPR;SAN,S1BA-2236-1930 | BOARD;MNFR:SANDVIK,PTNO:S1BA-2236-1930,ADDITIONAL FEATURES EN:2036 5/8X36 IN REV-B | PLACA IMPRESA;MNFR:SANDVIK,PTNO:S1BA-2236-1930 |  | SANDVIK | S1BA-2236-1930 | 1068089 @@ SANDVIK MINING & CONSTRUCTION | S1BA-2236-1930 | 1068336 @@ SANDVIK MINING & CONSTRUCTION | S1BA-2236-1930 | [10 empty] | SANDVIK | S1BA-2236-1930 | [16 empty] | https://www.finditparts.com/products/12157456/tamrock-s1ba-2236-1930 | [7 empty] | REV B |  | ENRICHED | 31162800 Miscellaneous hardware | 2036 | 1-1/2 IN SPACING | ADAPTER | NO MODIFIER | TYPE | BLADE | SIZE | 3 FT | MATERIAL |  | HAZARD CLASS |  | CERTIFICATION/STANDARD | [63 empty] | Production Completed
STP_009 - Lot7 | Data Enrichment | CIR | ok_sent2 | 2023-11-02 | 3rd-nov |  | 1085886 | 1085886 |  |  |  | ERSA | M | 1600 | 1583033GZPCLNT100 | EA | 3000422 | CHARGER,BATT;CNW,VIC12V30A,IP22,3 OUTLET | CARGADOR BATER;CNW,VIC12V30A | CHARGER,BATTERY;MNFR:CNW,PTNO:VIC12V30A,ADDITIONAL FEATURES EN:IP22,3 OUTLET | CARGADOR BATERIA;MNFR:CNW,PTNO:VIC12V30A |  | CNW | VIC12V30A | 1068181 @@ CNW (MOUNT ISA) ELECT WHOLESALER | VIC12V30A | [10 empty] | CNW | VIC12V30A |  |  | CNW (MOUNT ISA) ELECT WHOLESALER | VIC12V30A | [24 empty] | CLEANSED | 26111704 Battery chargers | ENCLOSURE:IP22,3 OUTLET |  | CHARGER | BATTERY | TYPE |  | OUTPUT VOLTAGE RATING |  | CHARGING CAPACITY |  | INPUT VOLTAGE |  | CURRENT RATING |  | SIZE |  | NUMBER OF BATTERIES |  | CHARGING TIME |  | TEMPERATURE RATING |  | HAZARD CLASS |  | CERTIFICATION/STANDARD | [51 empty] | Production Completed
STP_009 - Lot7 | Data Enrichment | CIR | ok_sent2 | 2023-11-02 | 3rd-nov |  | 1087559 | 1087559 |  |  |  | ERSA | M | 4090 | 1581991GZPCLNT100 | EA | 3000422 | CHARGER,BATT;CNW,CTEK CT15000 CHARGER,CT | CARGADOR BATER;CNW,CTEK CT15000 CHARGER | CHARGER,BATTERY;MNFR:CNW,PTNO:CTEK CT15000 CHARGER,ADDITIONAL FEATURES EN:CTEK CT15000 CHARGER 12V 15A | CARGADOR BATERIA;MNFR:CNW,PTNO:CTEK CT15000 CHARGER |  | CNW | CTEK CT15000 CHARGER | 1068181 @@ CNW (MOUNT ISA) ELECT WHOLESALER | CTEK CT15000 CHARGER | [10 empty] | CNW | CTEK CT15000 CHARGER |  |  | CNW (MOUNT ISA) ELECT WHOLESALER | CTEK CT15000 CHARGER | [24 empty] | CLEANSED | 26111704 Battery chargers | MODEL:CTEK CT15000 |  | CHARGER | BATTERY | TYPE |  | OUTPUT VOLTAGE RATING | 12 V | CHARGING CAPACITY |  | INPUT VOLTAGE |  | CURRENT RATING | 15 A | SIZE |  | NUMBER OF BATTERIES |  | CHARGING TIME |  | TEMPERATURE RATING |  | HAZARD CLASS |  | CERTIFICATION/STANDARD | [51 empty] | Production Completed
STP_009 - Lot7 | Data Enrichment | CIR | ok_sent2 | 2023-11-02 | 3rd-nov |  | 1087562 | 1087562 |  |  |  | ERSA | M | 4090 | 1581994GZPCLNT100 | EA | 3000422 | CHARGER,BATT;CNW,EAT5E1100IUSB-AU,EATON | CARGADOR BATER;CNW,EAT5E1100IUSB-AU | CHARGER,BATTERY;MNFR:CNW,PTNO:EAT5E1100IUSB-AU,ADDITIONAL FEATURES EN:EATON 5E UPS 1100VA/660W 3X ANZ O/LETS F | CARGADOR BATERIA;MNFR:CNW,PTNO:EAT5E1100IUSB-AU |  | CNW | EAT5E1100IUSB-AU | 1068181 @@ CNW (MOUNT ISA) ELECT WHOLESALER | EAT5E1100IUSB-AU | [10 empty] | CNW |  | EATON | 5E1100IUSB | CNW (MOUNT ISA) ELECT WHOLESALER | EAT5E1100IUSB-AU | [14 empty] | https://www.eaton.com/sg/en-us/skuPage.5E1100IUSB.html | https://tle.mmem.com.au/eat5e1100iusb-au | [8 empty] | ENRICHED | 26111704 Battery chargers | OUTPUT RATING:1100 VA,660 W,3XANZ OUTLETS FAN |  | CHARGER | BATTERY | TYPE |  | OUTPUT VOLTAGE RATING | 230 VAC | CHARGING CAPACITY |  | INPUT VOLTAGE | 170 TO 280 V | CURRENT RATING | 10 A | SIZE | 133 WDX180 HTX330 DP MM | NUMBER OF BATTERIES |  | CHARGING TIME |  | TEMPERATURE RATING | 0 TO 40 DEG C | HAZARD CLASS |  | CERTIFICATION/STANDARD | IEC/EN 62040-2 | [50 empty] | Production Completed
STP_009 - Lot7 | Data Enrichment | CIR | ok_sent2 | 2023-11-02 | 3rd-nov |  | 1103574 | 1103574 |  |  |  | ERSA | M | 4010 | 1570638GZPCLNT100 | EA |  | CHARGER,BATT;240V | CARGADOR BATER; | CHARGER,BATTERY;CURRENT RATING:240V,ADDITIONAL FEATURES EN:DUAL PORT,RAPID KIT,5.0AH,MAKITA | CARGADOR BATERIA; |  |  |  | 1068254 @@ MOUNT ISA MINING SUPPLIES P/L | 198928-5 | [12 empty] | MAKITA | 198928-5 | MOUNT ISA MINING SUPPLIES P/L | [15 empty] | https://www.makita.co.nz/products/model/198928-5 | [9 empty] | ENRICHED | 26111704 Battery chargers | RAPID KIT |  | CHARGER | BATTERY | TYPE | DUAL PORT | OUTPUT VOLTAGE RATING | 240 V | CHARGING CAPACITY | 5.0 AH | INPUT VOLTAGE | 18 V | CURRENT RATING |  | SIZE |  | NUMBER OF BATTERIES | 2 | CHARGING TIME |  | TEMPERATURE RATING |  | HAZARD CLASS |  | CERTIFICATION/STANDARD | [51 empty] | Production Completed
STP_009 - Lot7 | Data Enrichment | CIR | ok_sent2 | 2023-11-02 | 3rd-nov |  | 1103947 | 1103947 |  |  |  | ERSA | M | 4005 | 1508427GZPCLNT100 | EA |  | CHARGER,BATTERY;18V,SINGLE PORT RAPID CH | CHARGER,BATTERY;18V,SINGLE PORT RAPID CH | CHARGER,BATTERY;ADDITIONAL FEATURES:18V,SINGLE PORT RAPID CH |  |  |  |  | 1068254 @@ MOUNT ISA MINING SUPPLIES P/L | 195589-2 | [10 empty] | MOUNT ISA MINING SUPPLIES P/L |  | MAKITA | 195589-2 | [16 empty] | https://www.thetoolstore.com.au/makita-195589-2-dc18rc-black-battery-charger-18v-195589-2.html | [9 empty] | ENRICHED | 26111704 Battery chargers |  |  | CHARGER | BATTERY | TYPE | RAPID,SINGLE PORT | OUTPUT VOLTAGE RATING | 18 V | CHARGING CAPACITY | 3.0 AH | INPUT VOLTAGE |  | CURRENT RATING |  | SIZE |  | NUMBER OF BATTERIES | 1 | CHARGING TIME |  | TEMPERATURE RATING |  | HAZARD CLASS |  | CERTIFICATION/STANDARD | [51 empty] | Production Completed
STP_009 - Lot7 | Data Enrichment | CIR | ok_sent2 | 2023-11-02 | 3rd-nov |  | 1103948 | 1103948 |  |  |  | ERSA | M | 4005 | 1508428GZPCLNT100 | EA |  | CHARGER,BATTERY;18V,SAME TIME DUAL PORT | CHARGER,BATTERY;18V,SAME TIME DUAL PORT | CHARGER,BATTERY;ADDITIONAL FEATURES:18V,SAME TIME DUAL PORT |  |  |  |  | 1068254 @@ MOUNT ISA MINING SUPPLIES P/L | 196936-0 | [10 empty] | MOUNT ISA MINING SUPPLIES P/L |  | MAKITA | 196936-0 | [16 empty] | https://www.cltoolcentre.com.au/makita-dc18rddp-dual-port-battery-charger.html | [9 empty] | ENRICHED | 26111704 Battery chargers |  |  | CHARGER | BATTERY | TYPE | SAME TIME DUAL PORT | OUTPUT VOLTAGE RATING | 18 V | CHARGING CAPACITY | 3.0 AH | INPUT VOLTAGE |  | CURRENT RATING |  | SIZE | 205 MM LG | NUMBER OF BATTERIES | 2 | CHARGING TIME |  | TEMPERATURE RATING |  | HAZARD CLASS |  | CERTIFICATION/STANDARD | [51 empty] | Production Completed
STP_009 - Lot7 | Data Enrichment | CIR | ok_sent2 | 2023-11-02 | 3rd-nov |  | 1103949 | 1103949 |  |  |  | ERSA | M | 4005 | 1508429GZPCLNT100 | EA |  | CHARGER,BATTERY;18V,SINGLE PORT AUTOMOTI | CHARGER,BATTERY;18V,SINGLE PORT AUTOMOTI | CHARGER,BATTERY;ADDITIONAL FEATURES:18V,SINGLE PORT AUTOMOTI |  |  |  |  | 1068254 @@ MOUNT ISA MINING SUPPLIES P/L | 194618-8 | [10 empty] | MOUNT ISA MINING SUPPLIES P/L |  | MAKITA | 194618-8 | [16 empty] | https://www.makita.co.nz/products/model/DC18SE | https://www.gasweld.com.au/battery-car-incar-charger-dc18se-194618-8 | [8 empty] | ENRICHED | 26111704 Battery chargers |  |  | CHARGER | BATTERY | TYPE | SINGLE PORT AUTOMOTIVE,CAR | OUTPUT VOLTAGE RATING | 18 V | CHARGING CAPACITY | 6.0 AH | INPUT VOLTAGE |  | CURRENT RATING |  | SIZE |  | NUMBER OF BATTERIES | 1 | CHARGING TIME |  | TEMPERATURE RATING |  | HAZARD CLASS |  | CERTIFICATION/STANDARD | [51 empty] | Production Completed
STP_009 - Lot7 | Data Enrichment | CIR | ok | 2023-11-02 | 6th-nov | Processed as per websource,conflict wrt input | 1104547 | 1104547 |  |  |  | ERSA | M | 1600 | 1508138GZPCLNT100 | EA |  | BOARD,IP/OP;NHP,1734IE4S | BOARD,IP/OP;NHP,1734IE4S | BOARD,IP/OP;ADDITIONAL FEATURES:NHP,1734IE4S |  |  |  |  | 1068083 @@ NHP ELECTRICAL ENGINEERING PROD | 1734IE4S | [10 empty] | NHP ELECTRICAL ENGINEERING PROD |  | ALLEN BRADLEY | 1734-IE4S | [16 empty] | https://www.rockwellautomation.com/en-ie/products/details.1734-IE4S.html | https://literature.rockwellautomation.com/idc/groups/literature/documents/um/1734-um013_-en-p.pdf | [8 empty] | ENRICHED | 39121552 Electrical control modules |  |  | MODULE | INPUT/OUTPUT | TYPE | ANALOG | VOLTAGE RATING | 24 VDC | CURRENT RATING | 20 MA | INTERFACE TYPE |  | I/O POINTS |  | RELATIVE HUMIDITY | 95 PER RH | TERMINAL TYPE |  | MOUNTING TYPE |  | SIZE |  | ENCLOSURE TYPE |  | TEMPERATURE RATING | -20 TO 55 DEG C | CERTIFICATION/STANDARD | CE,EAC,UL | [48 empty] | Production Completed
STP_009 - Lot7 | Data Enrichment | CIR | ok | 2023-11-02 | 6th-nov | Processed as per websource,conflict wrt input | 1104549 | 1104549 |  |  |  | ERSA | M | 1600 | 1508135GZPCLNT100 | EA |  | BOARD,IP/OP;NHP,1734IE2V | BOARD,IP/OP;NHP,1734IE2V | BOARD,IP/OP;ADDITIONAL FEATURES:NHP,1734IE2V |  |  |  |  | 1068083 @@ NHP ELECTRICAL ENGINEERING PROD | 1734IE2V | [10 empty] | NHP ELECTRICAL ENGINEERING PROD |  | ALLEN BRADLEY | 1734-IE2V | [16 empty] | https://www.rockwellautomation.com/en-za/products/details.1734-IE2V.html | [9 empty] | ENRICHED | 39121552 Electrical control modules |  |  | MODULE | INPUT/OUTPUT | TYPE | ANALOG | VOLTAGE RATING | 24 VDC | CURRENT RATING | 15 MA | INTERFACE TYPE |  | I/O POINTS | 2 | RELATIVE HUMIDITY |  | TERMINAL TYPE |  | MOUNTING TYPE |  | SIZE |  | ENCLOSURE TYPE |  | TEMPERATURE RATING |  | CERTIFICATION/STANDARD | [49 empty] | Production Completed
STP_009 - Lot7 | Data Enrichment | CIR | ok_sent2 | 2023-11-02 | 3rd-nov |  | 1112086 | 1112086 | 1350897 | AU_QM_000134968 |  | ERSA | M | 1600 | 1350897GZPCLNT100 | EA |  | CHARGER;AUTEC LBC930D;;SUIT LBM02MH AUTI | CHARGER;AUTEC LBC930D;;SUIT LBM02MH AUTI | CHARGER,BATTERY: CHARGER;AUTEC LBC930D;;SUIT LBM02MH AUTI C NMH2;4V;;JDN MONO CRANE;;SOUTHERN CROS S WORKSHOP;GFM; |  | CHARGER,BATTERY:CHARGER;AUTEC LBC930D;;SUIT LBM02MH AUTI |  |  | 1068282 @@ BRETT TWYFORD ENTERPRISES | LK23200CH7352 | [10 empty] | BRETT TWYFORD ENTERPRISES | LK23200CH7352 | [23 empty] | AUTEC LBC930D,LBM02MH AUTI C NMH2 |  |  |  |  | CLEANSED | 26111704 Battery chargers | JDN MONO CRANE,SOUTHERN CROS S WORKSHOP,GFM |  | CHARGER | BATTERY | TYPE |  | OUTPUT VOLTAGE RATING | 4 V | CHARGING CAPACITY |  | INPUT VOLTAGE |  | CURRENT RATING |  | SIZE |  | NUMBER OF BATTERIES |  | CHARGING TIME |  | TEMPERATURE RATING |  | HAZARD CLASS |  | CERTIFICATION/STANDARD | [51 empty] | Production Completed
STP_009 - Lot7 | Data Enrichment | CIR | ok_sent2 | 2023-11-02 | 3rd-nov |  | 1112981 | 1112981 |  |  |  | ERSA | M | 1600 | 1573551GZPCLNT100 | EA | 3000422 | CHARGER,BATT;CNW,BATSNLX12V40,INVICTA | CARGADOR BATER;CNW,BATSNLX12V40 | CHARGER,BATTERY;MNFR:CNW,PTNO:BATSNLX12V40,ADDITIONAL FEATURES EN:INVICTA, 12.8V 40A | CARGADOR BATERIA;MNFR:CNW,PTNO:BATSNLX12V40 |  | CNW | BATSNLX12V40 | 1068181 @@ CNW (MOUNT ISA) ELECT WHOLESALER | BATSNLX12V40 | [10 empty] | CNW | BATSNLX12V40 |  |  | CNW (MOUNT ISA) ELECT WHOLESALER | BATSNLX12V40 | [24 empty] | CLEANSED | 26111704 Battery chargers | INVICTA |  | CHARGER | BATTERY | TYPE |  | OUTPUT VOLTAGE RATING | 12.8 V | CHARGING CAPACITY |  | INPUT VOLTAGE |  | CURRENT RATING | 40 A | SIZE |  | NUMBER OF BATTERIES |  | CHARGING TIME |  | TEMPERATURE RATING |  | HAZARD CLASS |  | CERTIFICATION/STANDARD | [51 empty] | Production Completed
STP_009 - Lot7 | Data Enrichment | CIR | ok | 2023-11-02 | 6th-nov |  | 1115968 | 1115968 | 1426747 | AU_QM_000411082 |  | ERSA | M | 1600 | 1426747GZPCLNT100 | EA |  | BOARD,CIRCT;ANALOGUE OUTPUT CARD,ASSY | BOARD,CIRCT;ANALOGUE OUTPUT CARD,ASSY | BOARD,CIRCUIT;TYPE:ANALOGUE OUTPUT CARD,ADDITIONAL FEATURES EN:ASSY,MNFR:01)TOSHIBA,PTNO:01)A06295B10 |  | CIRCUIT CARD ASSEMBLY:ANALOGUE OUTPUT |  |  | 1068181 @@ CNW (MOUNT ISA) ELECT WHOLESALER | A0-6295.B10 | [10 empty] | TOSHIBA | A06295B10 |  |  | CNW (MOUNT ISA) ELECT WHOLESALER | A0-6295.B10 | [24 empty] | CLEANSED | 39121500 Electrical controls and accessories | CARD ASSEMBLY |  | BOARD | CIRCUIT | TYPE | ANALOGUE OUTPUT CARD | FUNCTION |  | HAZARD CLASS |  | CERTIFICATION/STANDARD | [65 empty] | Production Completed
STP_009 - Lot7 | Data Enrichment | CIR | ok | 2023-11-02 | 6th-nov | URL FOR REFFERENCE | 1117035 | 1117035 | 1425358 | AU_QM_000348573 |  | ERSA | M | 1600 | 1425358GZPCLNT100 | EA |  | BOARD,CIRCT;MASTER STATION CARD,ASSY, T | BOARD,CIRCT;MASTER STATION CARD,ASSY, T | BOARD,CIRCUIT;TYPE:MASTER STATION CARD,ADDITIONAL FEATURES EN:ASSEMBLY, T,MNFR:01)TOSHIBA,PTNO:01)EX250/330 |  | CIRCUIT CARD ASSEMBLY:MASTER STATION TYPE MSE-5626 |  |  | 1068181 @@ CNW (MOUNT ISA) ELECT WHOLESALER | EX250/330 | [12 empty] | TOSHIBA | EX250/330 | CNW (MOUNT ISA) ELECT WHOLESALER | EX250/330 | [14 empty] | https://usermanual.wiki/Toshiba/ToshibaEx250Brochure130776.2081125801.pdf | [9 empty] | CLEANSED | 39121500 Electrical controls and accessories | CARD ASSEMBLY,TYPE MSE-5626 |  | BOARD | CIRCUIT | TYPE | MASTER STATION CARD | FUNCTION |  | HAZARD CLASS |  | CERTIFICATION/STANDARD | [65 empty] | Production Completed
STP_009 - Lot7 | Data Enrichment | CIR | ok | 2023-11-02 | 6th-nov |  | 1120495 | 1120495 | 1471257 | AU_QM_009187043 |  | ERSA | M | 4500 | 1471257GZPCLNT100 | EA |  | BOARD,CIRCT;PULSE GENERATOR,GEC,7106020 | BOARD,CIRCT;PULSE GENERATOR,GEC,7106020 | BOARD,CIRCUIT;TYPE:PULSE GENERATOR,ADDITIONAL FEATURES EN:CARD ASSEMBLY, 3 PHASE,FOR POWER SUPPLY AND PULSE GEN(GEC 710602),MNFR:01) |  | CIRCUIT CARD ASSEMBLY:PULSE GENERATOR;3 PHASE; |  |  | 1071835 @@ REXEL AUSTRALIA | 7106020 | [10 empty] | GEC | 7106020 |  |  | REXEL AUSTRALIA | [25 empty] | CLEANSED | 39121500 Electrical controls and accessories | NUMBER OF PHASE:3,CARD ASSEMBLY,FOR POWER SUPPLY AND PULSE GEN |  | BOARD | CIRCUIT | TYPE | PULSE GENERATOR | FUNCTION |  | HAZARD CLASS |  | CERTIFICATION/STANDARD | [65 empty] | Production Completed
STP_009 - Lot7 | Data Enrichment | CIR | ok | 2023-11-02 | 6th-nov | URL FOR REFFERENCE | 1121249 | 1121249 | 1425354 | AU_QM_000348532 |  | ERSA | M | 1600 | 1425354GZPCLNT100 | EA |  | BOARD,CIRCT;EXPAND UNIT, I/O,TOSH | BOARD,CIRCT;EXPAND UNIT, I/O,TOSH | BOARD,CIRCUIT;TYPE:EXPAND UNIT, I/O,ADDITIONAL FEATURES EN:CARD ASSEMBLY, TYPE-EU6279, NO POWER SUPPLY,MNFR:01)TOSHIBA,PTNO:01) EX250/030 |  | CIRCUIT CARD ASSEMBLY:EXPAND UNIT (I/O TYPE-EU6279) |  |  | 1068181 @@ CNW (MOUNT ISA) ELECT WHOLESALER | EX250/030 | [12 empty] | TOSHIBA | EX250/030 | CNW (MOUNT ISA) ELECT WHOLESALER | [15 empty] | https://www.plcsweden.com/eur_en/toshiba-ex250-ex250toshiba.html | [9 empty] | CLEANSED | 39121500 Electrical controls and accessories | CARD ASSEMBLY,TYPE-EU6279,NO POWER SUPPLY |  | BOARD | CIRCUIT | TYPE | EXPAND UNIT,I/O | FUNCTION |  | HAZARD CLASS |  | CERTIFICATION/STANDARD | [65 empty] | Production Completed
STP_009 - Lot7 | Data Enrichment | CIR | ok | 2023-11-02 | 6th-nov |  | 1137266 | 1137266 | 1448584 | AU_QM_001090018 |  | ERSA | M | 4500 | 1448584GZPCLNT100 | EA |  | DASHBORAD PRINTED CIRCUIT BOARD; | DASHBORAD PRINTED CIRCUIT BOARD; | PRINTED CIRCUIT BOARD; DASHBORAD PRINTED CIRCUIT BOARD; TOYOTA LANDCRUISER 78/79 SERIES; |  | PRINTED CIRCUIT BOARD;DASHBORAD PRINTED CIRCUIT BOARD; |  |  | 1068114 @@ BELL & MOIR - PARTS ORDERS ONLY | 83861-6B440 | 1071809 @@ ASHDOWN ENTERPRISES | 83861-6B440 | 1068087 @@ ASHDOWN INGRAM | 83861-6B440 | [6 empty] | BELL & MOIR - PARTS ORDERS ONLY |  |  | 83861.6B440 |  |  | ASHDOWN ENTERPRISES | 83861-6B440 | ASHDOWN INGRAM | [11 empty] | https://driveline.com.au/wp-content/uploads/2021/08/Driveline-Services-Australia-HZJ-HDJ-78-79-Series-Catalogue-web-01015-.pdf |  |  |  | TOYOTA LANDCRUISER | 78/79 SERIES |  |  |  |  | CLEANSED | 32101502 Printed circuit assemblies PCAs |  |  | BOARD | PRINTED CIRCUIT | TYPE | DASHBORAD | LAYER COUNT |  | PLATING FINISH |  | MATERIAL |  | THICKNESS |  | SOLDER MASK COLOUR |  | MIN HOLE SIZE |  | ELECTRICAL RATING |  | SIZE |  | HAZARD CLASS |  | CERTIFICATION/STANDARD | [51 empty] | Production Completed
STP_009 - Lot7 | Data Enrichment | CIR | ok_sent2 | 2023-11-02 | 3rd-nov |  | 1144143 | 1144143 | 1366498 | AU_QM_000169205 |  | ERSA | M | 1600 | 1366498GZPCLNT100 | EA |  | CHARGER,BATT;681085595 A ZN CONC | CHARGER,BATT;681085595 A ZN CONC | CHARGER,BATTERY;ADDITIONAL FEATURES EN:681085595 A ZN CONC,MNFR:01)CNW,PTNO:01)D74564 |  | CHARGER,BATTERY:FOR CRANE REMOTE BATTERIES 681085595 A S |  |  | 1068181 @@ CNW (MOUNT ISA) ELECT WHOLESALER | D74564 | [10 empty] | CNW (MOUNT ISA) ELECT WHOLESALER |  |  | D74564 |  |  |  | 681085595 | [12 empty] | https://sw-machine.en.made-in-china.com/product/wFdxJvuEbpWr/China-Factory-Supply-Hbc-D74564-Battery-for-Putzmeister-Concrete-Pump-Parts.html | [9 empty] | CLEANSED | 26111704 Battery chargers | A ZN CONC |  | CHARGER | BATTERY | TYPE |  | OUTPUT VOLTAGE RATING |  | CHARGING CAPACITY |  | INPUT VOLTAGE |  | CURRENT RATING |  | SIZE |  | NUMBER OF BATTERIES |  | CHARGING TIME |  | TEMPERATURE RATING |  | HAZARD CLASS |  | CERTIFICATION/STANDARD | [51 empty] | Production Completed
STP_009 - Lot7 | Data Enrichment | CIR | ok | 2023-11-02 | 6th-nov |  | 1146277 | 1146277 |  |  |  | ERSA | M | 1600 | 1535564GZPCLNT100 | EA |  | BOARD,IP/OP;SEAVIS FSC,17 21 16 REF 25A6 | BOARD,IP/OP;SEAVIS FSC,17 21 16 REF 25A6 | BOARD,IP/OP;ADDITIONAL FEATURES:SEAVIS FSC,17 21 16 REF 25A6 |  |  |  |  | 1071949 @@ SAACKE AUSTRALIA PTY LTD | 17 21 16 REF 25A6 | [10 empty] | SAACKE AUSTRALIA PTY LTD | 17 21 16 REF 25A6 | [28 empty] | CLEANSED | 32101500 Circuit assemblies and radio frequency RF components | SEAVIS FSC |  | BOARD | INPUT/OUTPUT | TYPE |  | ELECTRICAL RATING |  | OUTPUT RATING |  | NUMBER OF CHANNELS |  | PORT DATA |  | DATA TRANSFER RATE |  | CONNECTION TYPE |  | SIZE |  | MATERIAL |  | TEMPERATURE RATING |  | HAZARD CLASS |  | CERTIFICATION/STANDARD | [49 empty] | Production Completed
STP_009 - Lot7 | Data Enrichment | CIR | ok | 2023-11-02 | 6th-nov |  | 1146278 | 1146278 |  |  |  | ERSA | M | 1600 | 1535563GZPCLNT100 | EA |  | BOARD,IP/OP;SEAVIS FSC,17 21 17 REF 25A3 | BOARD,IP/OP;SEAVIS FSC,17 21 17 REF 25A3 | BOARD,IP/OP;ADDITIONAL FEATURES:SEAVIS FSC,17 21 17 REF 25A3 |  |  |  |  | 1071949 @@ SAACKE AUSTRALIA PTY LTD | 17 21 17 REF 25A3 | [10 empty] | SAACKE AUSTRALIA PTY LTD | 17 21 17 REF 25A3 | [28 empty] | CLEANSED | 32101500 Circuit assemblies and radio frequency RF components | SEAVIS FSC |  | BOARD | INPUT/OUTPUT | TYPE |  | ELECTRICAL RATING |  | OUTPUT RATING |  | NUMBER OF CHANNELS |  | PORT DATA |  | DATA TRANSFER RATE |  | CONNECTION TYPE |  | SIZE |  | MATERIAL |  | TEMPERATURE RATING |  | HAZARD CLASS |  | CERTIFICATION/STANDARD | [49 empty] | Production Completed
STP_009 - Lot7 | Data Enrichment | CIR | ok | 2023-11-02 | 6th-nov |  | 1146286 | 1146286 |  |  |  | ERSA | M | 1600 | 1535555GZPCLNT100 | EA |  | BOARD,IP/OP;SEAVIS,IO,,17 21 56 REF 16B2 | BOARD,IP/OP;SEAVIS,IO,,17 21 56 REF 16B2 | BOARD,IP/OP;ADDITIONAL FEATURES:SEAVIS,IO,,17 21 56 REF 16B2 |  |  |  |  | 1071949 @@ SAACKE AUSTRALIA PTY LTD | 17 21 56 REF 16B2 | [10 empty] | SAACKE AUSTRALIA PTY LTD | 17 21 56 REF 16B2 | [28 empty] | CLEANSED | 32101500 Circuit assemblies and radio frequency RF components | SEAVIS |  | BOARD | INPUT/OUTPUT | TYPE |  | ELECTRICAL RATING |  | OUTPUT RATING |  | NUMBER OF CHANNELS |  | PORT DATA |  | DATA TRANSFER RATE |  | CONNECTION TYPE |  | SIZE |  | MATERIAL |  | TEMPERATURE RATING |  | HAZARD CLASS |  | CERTIFICATION/STANDARD | [49 empty] | Production Completed
STP_009 - Lot7 | Data Enrichment | CIR | ok | 2023-11-02 | 6th-nov |  | 1146287 | 1146287 |  |  |  | ERSA | M | 1600 | 1535554GZPCLNT100 | EA |  | BOARD,IP/OP;SEAVIS,IO,,17 21 55 REF 16B2 | BOARD,IP/OP;SEAVIS,IO,,17 21 55 REF 16B2 | BOARD,IP/OP;ADDITIONAL FEATURES:SEAVIS,IO,,17 21 55 REF 16B2 |  |  |  |  | 1071949 @@ SAACKE AUSTRALIA PTY LTD | 17 21 55 REF 16B2 | [10 empty] | SAACKE AUSTRALIA PTY LTD | 17 21 55 REF 16B2 | [28 empty] | CLEANSED | 32101500 Circuit assemblies and radio frequency RF components | SEAVIS |  | BOARD | INPUT/OUTPUT | TYPE |  | ELECTRICAL RATING |  | OUTPUT RATING |  | NUMBER OF CHANNELS |  | PORT DATA |  | DATA TRANSFER RATE |  | CONNECTION TYPE |  | SIZE |  | MATERIAL |  | TEMPERATURE RATING |  | HAZARD CLASS |  | CERTIFICATION/STANDARD | [49 empty] | Production Completed
STP_009 - Lot7 | Data Enrichment | CIR | ok | 2023-11-02 | 6th-nov |  | 1146288 | 1146288 |  |  |  | ERSA | M | 1600 | 1535553GZPCLNT100 | EA |  | BOARD,IP/OP;SEAVIS,IO,,17 21 57 REF 16B2 | BOARD,IP/OP;SEAVIS,IO,,17 21 57 REF 16B2 | BOARD,IP/OP;ADDITIONAL FEATURES:SEAVIS,IO,,17 21 57 REF 16B2 |  |  |  |  | 1071949 @@ SAACKE AUSTRALIA PTY LTD | 17 21 57 REF 16B2 | [10 empty] | SAACKE AUSTRALIA PTY LTD | 17 21 57 REF 16B2 | [28 empty] | CLEANSED | 32101500 Circuit assemblies and radio frequency RF components | SEAVIS |  | BOARD | INPUT/OUTPUT | TYPE |  | ELECTRICAL RATING |  | OUTPUT RATING |  | NUMBER OF CHANNELS |  | PORT DATA |  | DATA TRANSFER RATE |  | CONNECTION TYPE |  | SIZE |  | MATERIAL |  | TEMPERATURE RATING |  | HAZARD CLASS |  | CERTIFICATION/STANDARD | [49 empty] | Production Completed
STP_009 - Lot7 | Data Enrichment | CIR | ok | 2023-11-02 | 6th-nov |  | 1146425 | 1146425 |  |  |  | ERSA | M | 1600 | 1531661GZPCLNT100 | EA |  | CHARGER,BATT;DC TO DC,24,BAXORI241236120 | CHARGER,BATT;DC TO DC,24,BAXORI241236120 | CHARGER,BATT;ADDITIONAL FEATURES:DC TO DC,24,BAXORI241236120 |  |  |  |  | 1068181 @@ CNW (MOUNT ISA) ELECT WHOLESALER | BAXORI241236120 | [10 empty] | CNW (MOUNT ISA) ELECT WHOLESALER | BAXORI241236120 | [28 empty] | CLEANSED | 26111704 Battery chargers |  |  | CHARGER | BATTERY | TYPE | DC TO DC | OUTPUT VOLTAGE RATING | 24 VDC | CHARGING CAPACITY |  | INPUT VOLTAGE |  | CURRENT RATING |  | SIZE |  | NUMBER OF BATTERIES |  | CHARGING TIME |  | TEMPERATURE RATING |  | HAZARD CLASS |  | CERTIFICATION/STANDARD | [51 empty] | Production Completed
STP_009 - Lot7 | Data Enrichment | CIR | ok | 2023-11-02 | 6th-nov |  | 1146426 | 1146426 |  |  |  | ERSA | M | 1600 | 1531660GZPCLNT100 | EA |  | CHARGER,BATT;DC TO DC,12,BAXORI121236120 | CHARGER,BATT;DC TO DC,12,BAXORI121236120 | CHARGER,BATT;ADDITIONAL FEATURES:DC TO DC,12,BAXORI121236120 |  |  |  |  | 1068181 @@ CNW (MOUNT ISA) ELECT WHOLESALER | BAXORI121236120 | [10 empty] | CNW (MOUNT ISA) ELECT WHOLESALER | BAXORI121236120 | [28 empty] | CLEANSED | 26111704 Battery chargers |  |  | CHARGER | BATTERY | TYPE | DC TO DC | OUTPUT VOLTAGE RATING | 12 VDC | CHARGING CAPACITY |  | INPUT VOLTAGE |  | CURRENT RATING |  | SIZE |  | NUMBER OF BATTERIES |  | CHARGING TIME |  | TEMPERATURE RATING |  | HAZARD CLASS |  | CERTIFICATION/STANDARD | [51 empty] | Production Completed
STP_009 - Lot7 | Data Enrichment | CIR | ok | 2023-11-02 | 6th-nov |  | 1146965 | 1146965 |  |  |  | ERSA | M | 4090 | 1531503GZPCLNT100 | EA |  | CHARGER,BATT;WORKSHOP,12/24V,MXTS40 | CHARGER,BATT;WORKSHOP,12/24V,MXTS40 | CHARGER,BATT;ADDITIONAL FEATURES:WORKSHOP,12/24V,MXTS40 |  |  |  |  | 1068087 @@ ASHDOWN INGRAM | MXTS40 | [10 empty] | ASHDOWN INGRAM |  |  | MXTS40 | [26 empty] | CLEANSED | 26111704 Battery chargers |  |  | CHARGER | BATTERY | TYPE | WORKSHOP | OUTPUT VOLTAGE RATING | 12/24 V | CHARGING CAPACITY |  | INPUT VOLTAGE |  | CURRENT RATING |  | SIZE |  | NUMBER OF BATTERIES |  | CHARGING TIME |  | TEMPERATURE RATING |  | HAZARD CLASS |  | CERTIFICATION/STANDARD | [51 empty] | Production Completed
STP_009 - Lot7 | Data Enrichment | CIR | ok | 2023-11-02 | 6th-nov |  | 1147116 | 1147116 |  |  |  | ERSA | M | 4005 | 1529804GZPCLNT100 | EA |  | CHARGER,BATT;12V/18V,MILWAUKEE ,M12-18SC | CHARGER,BATT;12V/18V,MILWAUKEE ,M12-18SC | CHARGER,BATT;ADDITIONAL FEATURES:12V/18V,MILWAUKEE ,M12-18SC |  |  |  |  | 1068254 @@ MOUNT ISA MINING SUPPLIES P/L | M12-18SC | [10 empty] | MOUNT ISA MINING SUPPLIES P/L |  | MILWAUKEE | M12-18 SC | [16 empty] | https://www.milwaukeetool.eu/en-eu/m12-m18-super-charger/m12-18-sc/ | [9 empty] | ENRICHED | 26111704 Battery chargers |  |  | CHARGER | BATTERY | TYPE | SUPER | OUTPUT VOLTAGE RATING | 12/18 V | CHARGING CAPACITY | 13.5 AH | INPUT VOLTAGE |  | CURRENT RATING |  | SIZE |  | NUMBER OF BATTERIES |  | CHARGING TIME | 45 MIN | TEMPERATURE RATING |  | HAZARD CLASS |  | CERTIFICATION/STANDARD | [51 empty] | Production Completed
STP_009 - Lot7 | Data Enrichment | CIR | ok_sent2 | 2023-11-02 | 3rd-nov |  | 1147785 | 1147785 |  |  |  | ERSA | M | 4005 | 1496117GZPCLNT100 | EA |  | CHARGER,BATTERY;ACCSS6002 | CHARGER,BATTERY;ACCSS6002 | CHARGER,BATTERY;ADDITIONAL FEATURES:ACCSS6002 |  |  |  |  | 1070625 @@ FARO SINGAPORE PTE LTD | 1496117 | [10 empty] | FARO SINGAPORE PTE LTD | 1496117 | [5 empty] | ACCSS6002 | [22 empty] | CLEANSED | 26111704 Battery chargers |  |  | CHARGER | BATTERY | TYPE |  | OUTPUT VOLTAGE RATING |  | CHARGING CAPACITY |  | INPUT VOLTAGE |  | CURRENT RATING |  | SIZE |  | NUMBER OF BATTERIES |  | CHARGING TIME |  | TEMPERATURE RATING |  | HAZARD CLASS |  | CERTIFICATION/STANDARD | [51 empty] | Production Completed
STP_009 - Lot7 | Data Enrichment | CIR | ok | 2023-11-02 | 6th-nov |  | 1154070 | 1154070 |  |  |  | ERSA | M | 4005 | 1529805GZPCLNT100 | EA |  | CHARGER,BATT;18V,DUAL BAY,RAPID C,M18DFC | CHARGER,BATT;18V,DUAL BAY,RAPID C,M18DFC | CHARGER,BATT;ADDITIONAL FEATURES:18V,DUAL BAY,RAPID C,M18DFC |  |  |  |  | 1068254 @@ MOUNT ISA MINING SUPPLIES P/L | M18DFC | [10 empty] | MOUNT ISA MINING SUPPLIES P/L |  | MILWAUKEE | M18DFC | [16 empty] | https://www.milwaukeetool.com.au/power-tools/batteries-and-chargers/chargers/M18DFC.html | [9 empty] | ENRICHED | 26111704 Battery chargers |  |  | CHARGER | BATTERY | TYPE | DUAL BAY,RAPID | OUTPUT VOLTAGE RATING | 18 V | CHARGING CAPACITY | 5.0 AH | INPUT VOLTAGE |  | CURRENT RATING |  | SIZE | 275X184X92 MM | NUMBER OF BATTERIES | 2 | CHARGING TIME |  | TEMPERATURE RATING |  | HAZARD CLASS |  | CERTIFICATION/STANDARD | [51 empty] | Production Completed
STP_009 - Lot7 | Data Enrichment | CIR | ok | 2023-11-02 | 6th-nov |  | 1155888 | 1155888 | 1364434 | AU_QM_000165737 |  | ERSA | M | 5100 | 1364434GZPCLNT100 | EA |  | BOARD,CIRCT;GIGABIT NETWORK MANAGEMENT | BOARD,CIRCT;GIGABIT NETWORK MANAGEMENT | BOARD,CIRCUIT;TYPE:GIGABIT NETWORK MANAGEMENT,MNFR:01)CNW,PTNO:01)NETWORK-M2 |  | CIRCUIT CARD ASSEMBLY:GIGABIT NETWORK MANAGEMENT CARD SUIT UPS |  |  | 1068181 @@ CNW (MOUNT ISA) ELECT WHOLESALER | NETWORK-M2 | [10 empty] | CNW (MOUNT ISA) ELECT WHOLESALER |  | EATON | NETWORK-M2 | [16 empty] | https://www.stateelectric.com/products/eaton-power-quality-network-m2/ | [9 empty] | CLEANSED | 39121500 Electrical controls and accessories | GIGABIT NETWORK MANAGEMENT CARD, SUIT UPS |  | BOARD | CIRCUIT | TYPE |  | FUNCTION |  | HAZARD CLASS |  | CERTIFICATION/STANDARD | [65 empty] | Production Completed
STP_009 - Lot7 | Data Enrichment | CIR | ok | 2023-11-02 | 6th-nov | URL FOR REFFERENCE | 1165322 | 1165322 | 1425356 | AU_QM_000348557 |  | ERSA | M | 1600 | 1425356GZPCLNT100 | EA |  | BOARD,CIRCT;AC INPUT CARD,ASSY,TOSH | BOARD,CIRCT;AC INPUT CARD,ASSY,TOSH | BOARD,CIRCUIT;TYPE:AC INPUT CARD,ADDITIONAL FEATURES EN:ASSEMBLY,MNFR:01)TOSHIBA,PTNO:01)EX250/170 |  | CIRCUIT CARD ASSEMBLY:16-POINT AC INPUT, 100VAC |  |  | 1068181 @@ CNW (MOUNT ISA) ELECT WHOLESALER | EX250/170 | [12 empty] | TOSHIBA | EX250/170 | CNW (MOUNT ISA) ELECT WHOLESALER | [15 empty] | https://www.plcsweden.com/eur_en/toshiba-ex250-ex250toshiba.html | [9 empty] | CLEANSED | 39121500 Electrical controls and accessories | ASSEMBLY,VOLTAGE:100 VAC |  | BOARD | CIRCUIT | TYPE | AC INPUT CARD | FUNCTION | 16-POINT AC INPUT | HAZARD CLASS |  | CERTIFICATION/STANDARD | [65 empty] | Production Completed
STP_009 - Lot7 | Data Enrichment | CIR | ok | 2023-11-02 | 6th-nov | URL FOR REFFERENCE | 1165323 | 1165323 | 1425353 | AU_QM_000348524 |  | ERSA | M | 1600 | 1425353GZPCLNT100 | EA |  | BOARD,CIRCT;BASIC CARD,TOSH,EX250/015 | BOARD,CIRCT;BASIC CARD,TOSH,EX250/015 | BOARD,CIRCUIT;TYPE:BASIC CARD,ADDITIONAL FEATURES EN:ASSEMBLY, 24 V POWERED,MNFR:01)TOSHIBA,PTNO:01)EX250/015 |  | CIRCUIT CARD ASSEMBLY:24V POWERED,BASIC UNIT,TYPE EX250 |  |  | 1068181 @@ CNW (MOUNT ISA) ELECT WHOLESALER | EX250/015 | [12 empty] | TOSHIBA | EX250/015 | CNW (MOUNT ISA) ELECT WHOLESALER | [15 empty] | https://www.plcsweden.com/eur_en/toshiba-ex250-ex250toshiba.html | [9 empty] | CLEANSED | 39121500 Electrical controls and accessories | CARD ASSEMBLY,24 V POWERED |  | BOARD | CIRCUIT | TYPE | BASIC CARD | FUNCTION |  | HAZARD CLASS |  | CERTIFICATION/STANDARD | [65 empty] | Production Completed
STP_009 - Lot7 | Data Enrichment | CIR | ok | 2023-11-02 | 6th-nov | Processed as per websource,conflict wrt input | 1170006 | 1170006 | 1366942 | AU_QM_000170036 |  | ERSA | M | 4500 | 1366942GZPCLNT100 | EA |  | BOARD,CIRCT;ETHERNET | BOARD,CIRCT;ETHERNET | BOARD,CIRCUIT;TYPE:ETHERNET,ADDITIONAL FEATURES EN:CARD ASSEMBLY: 2-PORT CARD, C-SERIES FOR PSPLC,MNFR:01)CNW,PTNO:01)1756-EN2TR |  | CIRCUIT CARD ASSEMBLY:2-PORT ETHERNET CARD; C-SERIES FOR PSPLC |  |  | 1068181 @@ CNW (MOUNT ISA) ELECT WHOLESALER | 1756-EN2TR | [10 empty] | CNW (MOUNT ISA) ELECT WHOLESALER |  | ALLEN BRADLEY | 1756-EN2TR | [16 empty] | https://www.rockwellautomation.com/en-pl/products/details.1756-EN2TR.html | https://www.plchardware.com/Products/RA-1756-EN2TR.aspx | [8 empty] | ENRICHED | 43201500 System boards processors interfaces or modules | CARD ASSEMBLY,C-SERIES FOR PSPLC |  | MODULE | INTERFACE | TYPE | 2-PORT,ETHERNET | INTERFACE TYPE | RJ45 CAT 5 | VOLTAGE RATING | 24 VDC | CURRENT RATING | 3 MA | WIRE RANGE |  | STRIPPING LENGTH |  | NUMBER OF POLES |  | NUMBER OF CHANNELS |  | COIL VOLTAGE RATING |  | CONNECTION TYPE |  | SIZE |  | ENCLOSURE TYPE |  | MOUNTING TYPE |  | TEMPERATURE RATING | 0 TO 60 DEG C | CERTIFICATION/STANDARD | ATEX,CE | [42 empty] | Production Completed
STP_009 - Lot7 | Data Enrichment | CIR | ok_sent2 | 2023-11-02 | 3rd-nov |  | 1178492 | 1178492 | 1427544 | AU_QM_000468702 |  | ERSA | M | 1600 | 1427544GZPCLNT100 | EA |  | CHARGER,BATT;AUTOMATIC/MANUAL,240 V,12 A | CHARGER,BATT;AUTOMATIC/MANUAL,240 V,12 A | CHARGER,BATTERY;TYPE:AUTOMATIC/MANUAL,OUTPUT VOLTAGE RATING:6/12/24 VDC,INPUT VOLTAGE:240 V,CURRENT RATING:12 A,CHARGING TIME: AUTOMATIC 6-15, MANUAL 8-18 HR,ADDITIONAL FEATURES EN:15 ARLEC MULTIVOLTAGE,MNFR:01)CNW,PTNO:01)HDBC20 |  | CHARGER,BATTERY:12/24VDC;15AMP ARLEC;MULTIVOLTAGE; |  |  | 1070031 @@ LAWRENCE & HANSON PTY. LTD. | 4ARLBC1024 | 1072012 @@ CNW (TOWNSVILLE) ELECT SUPPLIES | HDBC20 | 1068181 @@ CNW (MOUNT ISA) ELECT WHOLESALER | 1427544 | [6 empty] | LAWRENCE & HANSON PTY. LTD. | 4ARLBC1024 |  |  |  |  | CNW (TOWNSVILLE) ELECT SUPPLIES | HDBC20 | CNW (MOUNT ISA) ELECT WHOLESALER | 1427544 | [20 empty] | CLEANSED | 26111704 Battery chargers | 15 ARLEC MULTIVOLTAGE |  | CHARGER | BATTERY | TYPE | AUTOMATIC/MANUAL | OUTPUT VOLTAGE RATING | 6/12/24 VDC | CHARGING CAPACITY | AUTOMATIC 6 TO 15 HR,MANUAL 8 TO 18 HR | INPUT VOLTAGE | 240 V | CURRENT RATING | 12 A | SIZE |  | NUMBER OF BATTERIES |  | CHARGING TIME |  | TEMPERATURE RATING |  | HAZARD CLASS |  | CERTIFICATION/STANDARD | [51 empty] | Production Completed
STP_009 - Lot7 | Data Enrichment | CIR | ok | 2023-11-02 | 6th-nov |  | 1179729 | 1179729 |  |  |  | ERSA | M | 4005 | 1513347GZPCLNT100 | EA |  | CHARGER;BATRY,12-18V,DL,MIWM12-18FC | CARGADOR; | CHARGER;TYPE:BATTERY,12-18V,DUAL ,MIWM12-18FC | CARGADOR; |  |  |  | 1072013 @@ METAL MANUFACTURES PTY LTD | MIWM12-18FC | [10 empty] | METAL MANUFACTURES PTY LTD |  | MILWAUKEE | M12-18 FC | [16 empty] | https://www.milwaukeetool.eu/en-eu/m12-m18-fast-charger/m12-18-fc/ | [9 empty] | ENRICHED | 26111704 Battery chargers |  |  | CHARGER | BATTERY | TYPE | FAST | OUTPUT VOLTAGE RATING | 12 TO 18 V | CHARGING CAPACITY | 5.0 AH | INPUT VOLTAGE |  | CURRENT RATING |  | SIZE |  | NUMBER OF BATTERIES |  | CHARGING TIME | 95 MIN | TEMPERATURE RATING |  | HAZARD CLASS |  | CERTIFICATION/STANDARD | [51 empty] | Production Completed
STP_009 - Lot7 | Data Enrichment | CIR | ok | 2023-11-02 | 6th-nov |  | 1179788 | 1179788 |  |  |  | ERSA | M | 1600 | 1513258GZPCLNT100 | EA |  | BOARD,CIRCT;CONTROL,KH356 | PLACA CIRCUIT;CONTROLAR | BOARD,CIRCUIT;TYPE:CONTROL,ADDITIONAL FEATURES EN:KH356 | PLACA CIRCUITOS;TIPO:CONTROLAR |  |  |  | 1068433 @@ NQ LAUNDRY TECH SERVICES PTY LTD | KH356 | [10 empty] | NQ LAUNDRY TECH SERVICES PTY LTD | KH356 | [28 empty] | CLEANSED | 39121500 Electrical controls and accessories |  |  | BOARD | CIRCUIT | TYPE | CONTROL | FUNCTION |  | HAZARD CLASS |  | CERTIFICATION/STANDARD | [65 empty] | Production Completed
STP_009 - Lot7 | Data Enrichment | CIR | ok | 2023-11-02 | 6th-nov |  | 1180043 | 1180043 |  |  |  | ERSA | M | 4050 | 1568991GZPCLNT100 | EA |  | BOARD,WRITNG;CORK/MAGNTC,WTEBRD,ALUM,600 | PIZARRA; | BOARD,WRITING;ADDITIONAL FEATURES EN:CORK/MAGNTC,WTEBRD,ALUM,600X450MM | PIZARRA; |  |  |  | 1068167 @@ WINC AUSTRALIA PTY LTD | 25103011 | [12 empty] | WINC AUSTRALIA PTY LTD | 25103011 | [16 empty] | https://www.winc.com.au/main-catalogue-productdetail/winc-cork-board-magnetic-whiteboard-aluminium-frame-600x450mm/25103011 | [9 empty] | CLEANSED | 44111905 Dry erase boards or accessories |  |  | BOARD | WRITING | TYPE | CORK/MAGNETIC | LENGTH | 600 MM | WIDTH | 450 MM | THICKNESS |  | MOUNTING TYPE |  | MATERIAL | ALUMINIUM | COLOUR |  | PACKAGE TYPE |  | HAZARD CLASS |  | CERTIFICATION/STANDARD | [53 empty] | Production Completed
STP_009 - Lot7 | Data Enrichment | CIR | ok | 2023-11-02 | 6th-nov |  | 1180301 | 1180301 |  |  |  | ERSA | M | 1600 | 1544060GZPCLNT100 | EA |  | BOARD,DISTR;240V | PANEL DISTRIB; | BOARD,DISTRIBUTION;ELECTRICAL RATING:240V,ADDITIONAL FEATURES EN:12 POLE,40A,600X400X300MM | PANEL DISTRIBUCION; |  |  |  | 1068181 @@ CNW (MOUNT ISA) ELECT WHOLESALER | IPDGLENC40A-E43DB | [10 empty] | CNW (MOUNT ISA) ELECT WHOLESALER | IPDGLENC40A-E43DB | [28 empty] | CLEANSED | 39121100 Distribution and control centers and accessories | NUMBER OF POLE:12 |  | BOARD | DISTRIBUTION | TYPE |  | ELECTRICAL RATING | 240 V,40 A | NUMBER OF WAYS |  | CONNECTION TYPE |  | MATERIAL |  | SIZE | 600X400X300 MM | COLOUR |  | DEGREE OF PROTECTION |  | MOUNTING TYPE |  | HAZARD CLASS |  | CERTIFICATION/STANDARD | [51 empty] | Production Completed
STP_009 - Lot7 | Data Enrichment | CIR | ok_sent2 | 2023-11-02 | 3rd-nov |  | 1180601 | 1180601 |  |  |  | ERSA | M | 4090 | 1574586GZPCLNT100 | EA |  | CHARGER,BATT;12-36V,METABO ASC 145 | CARGADOR BATER; | CHARGER,BATTERY;CURRENT RATING:12-36V,ADDITIONAL FEATURES EN:METABO ASC 145,DUO TWIN SUPER FAST | CARGADOR BATERIA; |  |  |  | 1068391 @@ BOSS | 627498000 | [10 empty] | BOSS |  | METABO | 627498000 | [16 empty] | https://www.metabo.com/com/en/accessories/accessories-for-cordless-machines/charger/dual-quick-charger-asc-145-duo-12-36-v-air-cooled-aus-nz-627498000.html | [9 empty] | ENRICHED | 26111704 Battery chargers | SERIES:ASC 145,DUO TWIN SUPER FAST |  | CHARGER | BATTERY | TYPE | AIR COOLED | OUTPUT VOLTAGE RATING | 12 TO 36 V | CHARGING CAPACITY | 8.0 AH | INPUT VOLTAGE |  | CURRENT RATING | 8 A | SIZE |  | NUMBER OF BATTERIES |  | CHARGING TIME | 60 MIN | TEMPERATURE RATING |  | HAZARD CLASS |  | CERTIFICATION/STANDARD | [51 empty] | Production Completed
STP_009 - Lot7 | Data Enrichment | CIR | ok_sent2 | 2023-11-02 | 3rd-nov |  | 1180965 | 1180965 |  |  |  | ERSA | M | 5960 | 1568863GZPCLNT100 | EA |  | CHARGER,BATT;240V,140W,W/CC POWER BOX | CARGADOR BATER; | CHARGER,BATTERY;CURRENT RATING:240V,ADDITIONAL FEATURES EN:140W,W/CC POWER BOX | CARGADOR BATERIA; |  |  |  | 1068116 @@ MINE SITE TECHNOLOGIES PTY LTD | W-PB256-1210CML | [10 empty] | MINE SITE TECHNOLOGIES PTY LTD |  | POWERBOX | PB256-1210CML | [16 empty] | https://www.powerbox.com.au/media/specification_sheet/PB256-Series-DS-251121.pdf | [9 empty] | ENRICHED | 26111704 Battery chargers | POWER:140 W,C/W CC POWER BOX |  | CHARGER | BATTERY | TYPE |  | OUTPUT VOLTAGE RATING | 13.8 VDC | CHARGING CAPACITY |  | INPUT VOLTAGE |  | CURRENT RATING | 8 A | SIZE | 230 LGX93 WDX46 DP MM | NUMBER OF BATTERIES |  | CHARGING TIME |  | TEMPERATURE RATING |  | HAZARD CLASS |  | CERTIFICATION/STANDARD | [51 empty] | Production Completed
STP_009 - Lot7 | Data Enrichment | CIR | ok_sent2 | 2023-11-02 | 3rd-nov |  | 1181232 | 1181232 |  |  |  | ERSA | M | 4010 | 1567941GZPCLNT100 | EA |  | CHARGER,BATT;240V,16092-L | CARGADOR BATER; | CHARGER,BATTERY;CURRENT RATING:240V,ADDITIONAL FEATURES EN:LTX,LI-ION,AU/NZ PLUG, ASC30-36,16092-L | CARGADOR BATERIA; |  |  |  | 1068342 @@ ISADRAULICS | 16092-L | [10 empty] | ISADRAULICS | 16092-L | [5 empty] | ASC30-36 | [22 empty] | CLEANSED | 26111704 Battery chargers | AU/NZ PLUG |  | CHARGER | BATTERY | TYPE | LITHIUM ION | OUTPUT VOLTAGE RATING |  | CHARGING CAPACITY |  | INPUT VOLTAGE | 240 V | CURRENT RATING |  | SIZE |  | NUMBER OF BATTERIES |  | CHARGING TIME |  | TEMPERATURE RATING |  | HAZARD CLASS |  | CERTIFICATION/STANDARD | [51 empty] | Production Completed
STP_009 - Lot7 | Data Enrichment | CIR | ok | 2023-11-02 | 6th-nov |  | 1183591 | 1183591 |  |  |  | ERSA | M | 4050 | 1562234GZPCLNT100 | EA |  | BOARD,DSPLY;PORCELIAN,MGNTC,WHITEBAORD,1 | PANEL VISUAL; | BOARD,DISPLAY;ADDITIONAL FEATURES EN:PORCELIAN,MAGNETIC,WHITEBAORD,1200X1200MM | PANEL VISUALIZACION; |  |  |  | 1068167 @@ WINC AUSTRALIA PTY LTD | 87188021 | [12 empty] | WINC AUSTRALIA PTY LTD | 87188021 | [16 empty] | https://www.winc.com.au/main-catalogue-productdetail/penrite-porcelain-magnetic-whiteboard-1200-x-1200mm/87188021 | [9 empty] | CLEANSED | 45111603 Projection screens or displays |  |  | BOARD | DISPLAY | TYPE | MAGNETIC | DISPLAY SIZE | 1200X1200 MM | DISPLAY TYPE |  | MATERIAL | PORCELIAN | COLOUR | WHITE | HAZARD CLASS |  | CERTIFICATION/STANDARD | [59 empty] | Production Completed
STP_009 - Lot7 | Data Enrichment | CIR | ok | 2023-11-02 | 6th-nov |  | 1183597 | 1183597 |  |  |  | ERSA | M | 4050 | 1562228GZPCLNT100 | EA |  | BOARD,DSPLY;CORKBOARD,1200X1800,ALUM FRA | PANEL VISUAL; | BOARD,DISPLAY;ADDITIONAL FEATURES EN:CORKBOARD,1200X1800,ALUM FRAME | PANEL VISUALIZACION; |  |  |  | 1068502 @@ ATOM SUPPLY | 1562228 | 1068167 @@ WINC AUSTRALIA PTY LTD | 86634157 | [8 empty] | ATOM SUPPLY | 1562228 | WINC AUSTRALIA PTY LTD | 86634157 | [16 empty] | https://www.winc.com.au/main-catalogue-productdetail/quartet-penrite-corkboard-1200-x-1800mm-aluminium-frame/86634157 | [9 empty] | ENRICHED | 45111603 Projection screens or displays |  |  | BOARD | DISPLAY | TYPE | CORK | DISPLAY SIZE | 1200X1800 MM | DISPLAY TYPE |  | MATERIAL | ALUMINIUM FRAME | COLOUR | NATURAL | HAZARD CLASS |  | CERTIFICATION/STANDARD | [59 empty] | Production Completed
STP_009 - Lot7 | Data Enrichment | CIR | ok_sent2 | 2023-11-02 | 3rd-nov |  | 1184436 | 1184436 |  |  |  | ERSA | M | 4005 | 1559049GZPCLNT100 | EA |  | CHARGER,BATT;BT06K,BTE022BT06KCHGR | CARGADOR BATER; | CHARGER,BATTERY;CURRENT RATING:TBC,ADDITIONAL FEATURES EN:BT06K BATTERY | CARGADOR BATERIA; |  |  |  | 1068282 @@ BRETT TWYFORD ENTERPRISES | BTE022BT06KCHGR | [10 empty] | BRETT TWYFORD ENTERPRISES | BTE022BT06KCHGR |  |  |  |  | TBC | [18 empty] | BT06K |  |  |  |  | CLEANSED | 26111704 Battery chargers |  |  | CHARGER | BATTERY | TYPE |  | OUTPUT VOLTAGE RATING |  | CHARGING CAPACITY |  | INPUT VOLTAGE |  | CURRENT RATING |  | SIZE |  | NUMBER OF BATTERIES |  | CHARGING TIME |  | TEMPERATURE RATING |  | HAZARD CLASS |  | CERTIFICATION/STANDARD | [51 empty] | Production Completed
STP_009 - Lot7 | Data Enrichment | CIR | ok_sent2 | 2023-11-02 | 3rd-nov |  | 1185061 | 1185061 |  |  |  | ERSA | M | 1600 | 1557602GZPCLNT100 | EA | 3000422 | CHARGER,BATT;CNW,MAK196847-9,MAKITA 4 PO | CARGADOR BATER;CNW,MAK196847-9 | CHARGER,BATTERY;MNFR:CNW,PTNO:MAK196847-9,ADDITIONAL FEATURES EN:MAKITA 4 PORT CHARGER | CARGADOR BATERIA;MNFR:CNW,PTNO:MAK196847-9 |  | CNW | MAK196847-9 | 1068181 @@ CNW (MOUNT ISA) ELECT WHOLESALER | MAK196847-9 | [10 empty] | CNW |  | MAKITA | 196847-9 | CNW (MOUNT ISA) ELECT WHOLESALER | [15 empty] | https://sydneytools.com.au/product/makita-dc18sf-18v-lxt-li-ion-4-port-charger | https://beyondtools.com/products/18v-4-port-battery-charger-dc18sf-196847-9-by-makita | [8 empty] | CLEANSED | 26111704 Battery chargers |  |  | CHARGER | BATTERY | TYPE | 4 PORT | OUTPUT VOLTAGE RATING | 18 V | CHARGING CAPACITY | 5.0 AH | INPUT VOLTAGE |  | CURRENT RATING |  | SIZE | 167 MM LG | NUMBER OF BATTERIES | 4 | CHARGING TIME | 110 MIN | TEMPERATURE RATING |  | HAZARD CLASS |  | CERTIFICATION/STANDARD | [51 empty] | Production Completed
STP_009 - Lot7 | Data Enrichment | CIR | ok_sent2 | 2023-11-02 | 3rd-nov |  | 1186273 | 1186273 |  |  |  | ERSA | M | 1600 | 1552956GZPCLNT100 | EA | 3000422 | CHARGER,BATT;CNW,BATQA115600,CRANE REMOT | CARGADOR BATER;CNW,BATQA115600 | CHARGER,BATTERY;MNFR:CNW,PTNO:BATQA115600,ADDITIONAL FEATURES EN:CRANE REMOTE BATTERY CHARGER FOR BA213030 BATTERY | CARGADOR BATERIA;MNFR:CNW,PTNO:BATQA115600 |  | CNW | BATQA115600 | 1068181 @@ CNW (MOUNT ISA) ELECT WHOLESALER | BATQA115600 | [10 empty] | CNW | BATQA115600 |  | QA115600 | CNW (MOUNT ISA) ELECT WHOLESALER | [15 empty] | https://omegaparts.net/product/408764/ | [9 empty] | CLEANSED | 26111704 Battery chargers | FOR BA213030 BATTERY |  | CHARGER | BATTERY | TYPE | CRANE REMOTE | OUTPUT VOLTAGE RATING |  | CHARGING CAPACITY |  | INPUT VOLTAGE | 240 V | CURRENT RATING |  | SIZE |  | NUMBER OF BATTERIES |  | CHARGING TIME |  | TEMPERATURE RATING |  | HAZARD CLASS |  | CERTIFICATION/STANDARD | [51 empty] | Production Completed
STP_009 - Lot7 | Data Enrichment | CIR | ok_sent2 | 2023-11-02 | 3rd-nov |  | 1188150 | 1188150 |  |  |  | ERSA | M | 1600 | 1586917GZPCLNT100 | EA |  | CHARGER,BATT;BLUE SMART,230 VAC,15 A | CARGADOR BATER;230 VAC | CHARGER,BATTERY;TYPE:BLUE SMART,INPUT VOLTAGE:230 VAC,CURRENT RATING:15 A,SIZE:45 X 81 X 182 MM,ADDITIONAL FEATURES EN:IP65 | CARGADOR BATERIA;VOLTAJE ENTRADA:230 VAC |  |  |  | 1068132 @@ ATLAS BATTERIES MOUNT ISA | BPC121531414R | [10 empty] | ATLAS BATTERIES MOUNT ISA | BPC121531414R | [28 empty] | CLEANSED | 26111704 Battery chargers | ENCLOSURE:IP65 |  | CHARGER | BATTERY | TYPE | BLUE SMART | OUTPUT VOLTAGE RATING |  | CHARGING CAPACITY |  | INPUT VOLTAGE | 230 VAC | CURRENT RATING | 15 A | SIZE | 45X81X182 MM | NUMBER OF BATTERIES |  | CHARGING TIME |  | TEMPERATURE RATING |  | HAZARD CLASS |  | CERTIFICATION/STANDARD | [51 empty] | Production Completed
STP_009 - Lot7 | Data Enrichment | CIR | ok | 2023-11-02 | 6th-nov |  | 1188386 | 1188386 |  |  |  | ERSA | M | 1600 | 1585916GZPCLNT100 | EA |  | BOARD,DISTR;VERT POWER RAIL,16A | PANEL DISTRIB; | BOARD,DISTRIBUTION;TYPE:VERT POWER RAIL,ELECTRICAL RATING:16A,ADDITIONAL FEATURES EN:10X10A C13 C20 PLUG | PANEL DISTRIBUCION; |  |  |  | 1068181 @@ CNW (MOUNT ISA) ELECT WHOLESALER | B-RARPRV10C13C20 | [10 empty] | CNW (MOUNT ISA) ELECT WHOLESALER | B-RARPRV10C13C20 | [28 empty] | CLEANSED | 39121100 Distribution and control centers and accessories | 10X10A C13 C20 PLUG |  | BOARD | DISTRIBUTION | TYPE | VERT POWER RAIL | ELECTRICAL RATING | 16 A | NUMBER OF WAYS |  | CONNECTION TYPE |  | MATERIAL |  | SIZE |  | COLOUR |  | DEGREE OF PROTECTION |  | MOUNTING TYPE |  | HAZARD CLASS |  | CERTIFICATION/STANDARD | [51 empty] | Production Completed
STP_009 - Lot7 | Data Enrichment | CIR | ok_sent2 | 2023-11-02 | 3rd-nov |  | 1188920 | 1188920 |  |  |  | ERSA | M | 4090 | 1576552GZPCLNT100 | EA |  | CHARGER,BATT;3136707827 | CARGADOR BATER; | CHARGER,BATTERY;CURRENT RATING:3136707827 | CARGADOR BATERIA; |  |  |  | 1070205 @@ CUTRITE CUTTING & CORE DRILLING | 3136707827 | [10 empty] | CUTRITE CUTTING & CORE DRILLING |  |  | 3136707827 | [16 empty] | https://www.volza.com/p/battery-charger/import/import-in-india/coo-sweden/ | [9 empty] | CLEANSED | 26111704 Battery chargers |  |  | CHARGER | BATTERY | TYPE |  | OUTPUT VOLTAGE RATING |  | CHARGING CAPACITY |  | INPUT VOLTAGE |  | CURRENT RATING |  | SIZE |  | NUMBER OF BATTERIES |  | CHARGING TIME |  | TEMPERATURE RATING |  | HAZARD CLASS |  | CERTIFICATION/STANDARD | [51 empty] | Production Completed
STP_009 - Lot7 | Data Enrichment | CIR | ok_sent2 | 2023-11-02 | 3rd-nov |  | 1189848 | 1189848 |  |  |  | ERSA | M | 1600 | 1575421GZPCLNT100 | EA |  | CHARGER,BATT;12-36V,METABO,DL,627498000 | CARGADOR BATER; | CHARGER,BATTERY;CURRENT RATING:12-36V,ADDITIONAL FEATURES EN:METABO,DUAL,627498000 | CARGADOR BATERIA; |  |  |  | 1068740 @@ METAL MANUFACTURES PTY LTD | MET627498000 | [12 empty] | METABO | 627498000 | METAL MANUFACTURES PTY LTD | [15 empty] | https://www.metabo.com/com/en/accessories/accessories-for-cordless-machines/charger/dual-quick-charger-asc-145-duo-12-36-v-air-cooled-aus-nz-627498000.html | [9 empty] | ENRICHED | 26111704 Battery chargers |  |  | CHARGER | BATTERY | TYPE | AIR COOLED | OUTPUT VOLTAGE RATING | 12 TO 36 V | CHARGING CAPACITY | 8.0 AH | INPUT VOLTAGE |  | CURRENT RATING | 8 A | SIZE |  | NUMBER OF BATTERIES |  | CHARGING TIME | 60 MIN | TEMPERATURE RATING |  | HAZARD CLASS |  | CERTIFICATION/STANDARD | [51 empty] | Production Completed
STP_009 - Lot7 | Data Enrichment | CIR | ok_sent2 | 2023-11-02 | 3rd-nov |  | 1211755 | 1211755 |  |  |  | ERSA | M | 4090 | 1219542MRM | EA |  | CHARGER,BATTERY:SINGLE UNIT CHARGER;DP30 | CHARGER,BATTERY:SINGLE UNIT CHARGER;DP30 | CHARGER,BATTERY:SINGLE UNIT CHARGER;DP3000 SERIES;DIGITAL RADIO |  |  |  |  | 1070470 @@ CSE CROSSCOM PTY LTD | WPLN4256A | [10 empty] | CSE CROSSCOM PTY LTD |  | MOTOROLA | WPLN4256A | [16 empty] | https://shop.motorolasolutions.com.au/product/impres-single-unit-charger-wpln4256#compatible_products |  |  | DIGITAL RADIO |  | DP3000 |  |  |  |  | ENRICHED | 26111704 Battery chargers |  |  | CHARGER | BATTERY | TYPE | SINGLE UNIT | OUTPUT VOLTAGE RATING |  | CHARGING CAPACITY |  | INPUT VOLTAGE | 230 V | CURRENT RATING |  | SIZE |  | NUMBER OF BATTERIES |  | CHARGING TIME |  | TEMPERATURE RATING |  | HAZARD CLASS |  | CERTIFICATION/STANDARD | [51 empty] | Production Completed