## Sheet1
Project | Activities | Production User | Production Comments | Start Date | End Date | Remarks | Griha ID | MATNR | SAP MATERIAL NUMBER | ELLIPSE | LVORM | MTART | MBRSH | MATKL | BISMT | MEINS | MFRNR | MAKTX_EN | MAKTX_ES | TEXT_EN | TEXT_ES | ENRICHED DATA | Manufacturer Name | P/N | Manufacturer Name 1 | P/N 1 | Manufacturer Name 2 | P/N 2 | Manufacturer Name 3 | P/N 3 | Manufacturer Name 4 | P/N 4 | Manufacturer Name 5 | P/N 5 | Manufacturer Name 6 | P/N 6 | Input MNFR | Input PTNO | Verified MNFR from web | Verified MPN from Web | MNFR 1 | PTNO 1 | MNFR 2 | PTNO 2 | MNFR 3 | PTNO 3 | MNFR 4 | PTNO 4 | MNFR 5 | PTNO 5 | MNFR 6 | PTNO 6 | Vendor NAME | Vendor Part Number | Vendor NAME1 | Vendor Part Number1 | Reference URL | Reference URL1 | Item Number | Equipment Type | Equipment Manufacturer | Equipment Model | Equipment Serial | DWG | DRAWING VERSION | POS/TAG | Enriched/Cleansed | UNSPSC Ver.23.07 | ADDITIONAL FEATURES FROM INPUT | Additional Features from WEBSOURCE | Noun | Modifier | Attribute Name 1 | Attribute Value 1 | Attribute Name 2 | Attribute Value 2 | Attribute Name 3 | Attribute Value 3 | Attribute Name 4 | Attribute Value 4 | Attribute Name 5 | Attribute Value 5 | Attribute Name 6 | Attribute Value 6 | Attribute Name 7 | Attribute Value 7 | Attribute Name 8 | Attribute Value 8 | Attribute Name 9 | Attribute Value 9 | Attribute Name 10 | Attribute Value 10 | Attribute Name 11 | Attribute Value 11 | Attribute Name 12 | Attribute Value 12 | Attribute Name 13 | Attribute Value 13 | Attribute Name 14 | Attribute Value 14 | Attribute Name 15 | Attribute Value 15 | Attribute Name 16 | Attribute Value 16 | Attribute Name 17 | Attribute Value 17 | Attribute Name 18 | Attribute Value 18 | Attribute Name 19 | Attribute Value 19 | Attribute Name 20 | Attribute Value 20 | Attribute Name 21 | Attribute Value 21 | Attribute Name 22 | Attribute Value 22 | Attribute Name 23 | Attribute Value 23 | Attribute Name 24 | Attribute Value 24 | Attribute Name 25 | Attribute Value 25 | Attribute Name 26 | Attribute Value 26 | Attribute Name 27 | Attribute Value 27 | Attribute Name 28 | Attribute Value 28 | Attribute Name 29 | Attribute Value 29 | Attribute Name 30 | Attribute Value 30 | Attribute Name 31 | Attribute Value 31 | Attribute Name 32 | Attribute Value 32 | Attribute Name 33 | Attribute Value 33 | Attribute Name 34 | Attribute Value 34 | Attribute Name 35 | Attribute Value 35 | Attribute Name 36 | Attribute Value 36 | Status
STP_009 - Lot7 | Data Enrichment | CIR | ok | 2023-11-02 | 7th-Nov |  | 1073300 | 1073300 |  |  | X | ERSA | M | 5000 | 1611996GZPCLNT100 | EA | 3000010 | ACCELERATOR;SAN,G595395 | ACELERADOR VELOC;SAN,G595395 | ACCELERATOR;MNFR:SANDVIK,PTNO:G595395 | ACELERADOR VELOCIDAD;MNFR:SANDVIK,PTNO:G595395 |  | SANDVIK | [15 empty] | SANDVIK | G595395 | [16 empty] | https://auctions.g-es.net/Media/74bf9dfb-5db4-4102-9d54-91a73cc74fcd | [9 empty] | ENRICHED | 41111900 Indicating and recording instruments |  |  | SENSOR | NO MODIFIER | TYPE | THROTTLE POSITION | SENSING RANGE |  | CONNECTION TYPE |  | ELECTRICAL RATING |  | ENCLOSURE |  | MATERIAL |  | MOUNTING TYPE |  | SIZE |  | HAZARD CLASS |  | CERTIFICATION/STANDARD | [53 empty] | Production Completed
STP_009 - Lot7 | Data Enrichment | CIR | ok | 2023-11-02 | 7th-Nov |  | 1082932 | 1082932 |  |  |  | ERSA | M | 5000 | 1611128GZPCLNT100 | EA | 3000010 | ACCELERATOR;SAN,G9046-00006 | ACELERADOR VELOC;SAN,G9046-00006 | ACCELERATOR;MNFR:SANDVIK,PTNO:G9046-00006 | ACELERADOR VELOCIDAD;MNFR:SANDVIK,PTNO:G9046-00006 |  | SANDVIK | G9046-00006 | [12 empty] | SANDVIK | G9046-00006 | [28 empty] | CLEANSED | 12162300 Curing agents |  |  | ACCELERATOR | NO MODIFIER | TYPE |  | CONTAINER |  | COLOUR |  | COMPOSITION |  | SPECIFIC GRAVITY |  | DRYING TIME |  | VISCOSITY |  | HAZARD CLASS |  | CERTIFICATION/STANDARD | [55 empty] | Production Completed
STP_009 - Lot7 | Data Enrichment | CIR | ok | 2023-11-02 | 7th-Nov |  | 1151780 | 1151780 | 1473635 | AU_QM_001301878 |  | ERSA | M | 5910 | 1473635GZPCLNT100 | EA |  | ADAPTOR | ADAPTOR |  |  | ADAPTER,TUBE-HOSE:ADAPTOR | [44 empty] | CLEANSED | 40183109 Tube adapter |  |  | ADAPTER | TUBE TO HOSE | TYPE |  | TUBE SIZE |  | HOSE SIZE |  | TUBE CONNECTION |  | HOSE CONNECTION |  | LENGTH |  | PRESSURE CLASS/RATING |  | MATERIAL |  | MATERIAL SPECIFICATION |  | COATING/FINISH |  | TEMPERATURE RATING |  | HAZARD CLASS |  | CERTIFICATION/STANDARD | [47 empty] | Production Completed
STP_009 - Lot7 | Data Enrichment | CIR | ok | 2023-11-02 | 8th-Nov |  | 1139033 | 1139033 | 1466641 | AU_QM_007126207 |  | ERSA | M | 1600 | 1466641GZPCLNT100 | EA |  | ALSPA PLC INPUT LINE REACTOR; | ALSPA PLC INPUT LINE REACTOR; | REACTOR: ALSPA PLC INPUT LINE REACTOR; ALSPA GD DELTA PLC |  | REACTOR:ALSPA PLC INPUT LINE REACTOR; | [44 empty] | CLEANSED | 39121015 Reactors | ALSPA GD DELTA PLC |  | REACTOR | NO MODIFIER | TYPE | INPUT LINE | VOLTAGE RATING |  | CURRENT RATING |  | POWER RATING |  | NUMBER OF PHASE |  | WINDING MATERIAL |  | INSULATION CLASS |  | DEGREE OF PROTECTION |  | IMPEDANCE PERCENTAGE |  | INDUCTANCE RATING |  | SIZE |  | ENCLOSURE |  | HAZARD CLASS |  | CERTIFICATION/STANDARD | [45 empty] | Production Completed
STP_009 - Lot7 | Data Enrichment | CIR | ok | 2023-11-02 | 8th-Nov |  | 1203635 | 1203635 |  |  |  | ERSA | M | 4090 | 985902MRM | BOX |  | ASPIRIN TABLETS,USP:EFFERVESCENT;300MG T | ASPIRIN TABLETS,USP:EFFERVESCENT;300MG T | ASPIRIN TABLETS,USP:EFFERVESCENT;300MG TABLETS;(BOX = 24) | [46 empty] | CLEANSED | 51385602 Aspirin | EFFERVESCENT,300MG TABLETS |  | MEDICAL SUPPLIES | NO MODIFIER | TYPE | ASPIRIN TABLETS,USP | SIZE |  | TRADE NAME |  | FORMULA |  | MATERIAL |  | STORAGE TYPE |  | PACKAGE TYPE | 24/BOX | HAZARD CLASS |  | CERTIFICATION/STANDARD | [55 empty] | Production Completed
STP_009 - Lot7 | Data Enrichment | CIR | ok | 2023-11-02 | 8th-Nov |  | 1203652 | 1203652 |  |  |  | ERSA | M | 4090 | 985922MRM | BOX |  | ASPIRIN/CODEINE TABLET:ALSPALGIN TABLETS | ASPIRIN/CODEINE TABLET:ALSPALGIN TABLETS | ASPIRIN/CODEINE TABLET:ALSPALGIN TABLETS;DISPERSIBLE ASPIRIN WITH CODEINE;20 TABLETS PER BOX; | [46 empty] | CLEANSED | 23151811 Tablet or capsule testing machines | DISPERSIBLE ASPIRIN WITH CODEINE |  | MEDICAL SUPPLIES | NO MODIFIER | TYPE | ALSPALGIN TABLET | SIZE |  | TRADE NAME |  | FORMULA |  | MATERIAL |  | STORAGE TYPE |  | PACKAGE TYPE | 20/BOX | HAZARD CLASS |  | CERTIFICATION/STANDARD | [55 empty] | Production Completed
STP_009 - Lot7 | Data Enrichment | CIR | ok | 2023-11-02 | 8th-Nov |  | 1002626 | 1002626 |  |  |  | ERSA | M | 5000 | 1557718GZPCLNT100 | EA | 3000010 | ASSEMBLY;SAN,55173690 | DIAGRAMA;SAN,55173690 | CHART;MNFR:SANDVIK,PTNO:55173690,ADDITIONAL FEATURES EN:SCHEMATIC,HYDRAULIC | DIAGRAMA;MNFR:SANDVIK,PTNO:55173690 |  | SANDVIK | 55173690 | [12 empty] | SANDVIK | 55173690 | [18 empty] | https://pdfcoffee.com/05-circuits-diagrams-jumbo-dd321-pdf-free.html | [9 empty] | CLEANSED | 14111500 Printing and writing paper | ASSEMBLY |  | CHART | NO MODIFIER | TYPE | SCHEMATIC,HYDRAULIC | SHAPE |  | NUMBER OF DIVISIONS |  | MATERIAL |  | COLOUR |  | OVERALL SIZE |  | HAZARD CLASS |  | CERTIFICATION/STANDARD | [57 empty] | Production Completed
STP_009 - Lot7 | Data Enrichment | CIR | ok | 2023-11-02 | 8th-Nov |  | 1143332 | 1143332 | 1402796 | AU_QM_000247454 |  | ERSA | M | 5915 | 1402796GZPCLNT100 | EA |  | ATOMIZER;AIR NOZZLE,STAINLESS STEEL | ATOMIZER;AIR NOZZLE,STAINLESS STEEL | ATOMIZER;TYPE:AIR NOZZLE,MATERIAL:STAINLESS STEEL,ADDITIONAL FEATURES EN:W/O SU,MNFR:01)PARTS,PTNO:01)B1/4J-SS |  | ATOMIZER;AIR NOZZLE,STAINLESS STEELATOMIZER;AIR NOZZLE,STAINLESS STEEL,W/O | [17 empty] | B1/4J-SS | [16 empty] | https://www.researchgate.net/publication/356910528_A_Study_on_the_Extinction_Condition_in_Counterflow_Diffusion_Flames_of_Methane_and_LPG_Under_the_Influence_of_Polydisperse_Water_Mist#pf2 | [9 empty] | CLEANSED | 40141742 Atomizers | CW/O SU |  | ATOMIZER | NO MODIFIER | TYPE | AIR NOZZLE | NOZZLE SIZE |  | PRESSURE RATING |  | AIR CONSUMPTION |  | THREAD SIZE |  | MATERIAL | STAINLESS STEEL | SPRAY PATTERN |  | SIZE |  | TEMPERATURE RATING |  | HAZARD CLASS |  | CERTIFICATION/STANDARD | [51 empty] | Production Completed
STP_009 - Lot7 | Data Enrichment | CIR | ok | 2023-11-02 | 8th-Nov |  | 1204984 | 1204984 |  |  |  | ERSA | M | 5620 | 271400MRM | EA |  | BAFFLEPROCESS BAFFLE;L=3000;ITEM 22 | BAFFLEPROCESS BAFFLE;L=3000;ITEM 22 | BAFFLEPROCESS BAFFLE;L=3000;ITEM 22 | [38 empty] | 22 | [7 empty] | CLEANSED | 23231701 Baffle |  |  | BAFFLE | NO MODIFIER | TYPE | BAFFLEPROCESS | MATERIAL |  | MANUFACTURING PROCESS |  | COATING/FINISH |  | MATERIAL SPECIFICATION |  | SIZE | 3 M | MOUNTING TYPE |  | PRESSURE RATING |  | TEMPERATURE RATING |  | CERTIFICATION/STANDARD | [53 empty] | Production Completed
STP_009 - Lot7 | Data Enrichment | CIR | ok | 2023-11-02 | 8th-Nov |  | 1204983 | 1204983 |  |  |  | ERSA | M | 5620 | 271399MRM | EA |  | BAFFLESERVICE BAFFLE;ITEM 21 | BAFFLESERVICE BAFFLE;ITEM 21 | BAFFLESERVICE BAFFLE;ITEM 21 | [38 empty] | 21 | [7 empty] | CLEANSED | 23231701 Baffle |  |  | BAFFLE | NO MODIFIER | TYPE | BAFFLESERVICE | MATERIAL |  | MANUFACTURING PROCESS |  | COATING/FINISH |  | MATERIAL SPECIFICATION |  | SIZE |  | MOUNTING TYPE |  | PRESSURE RATING |  | TEMPERATURE RATING |  | CERTIFICATION/STANDARD | [53 empty] | Production Completed
STP_009 - Lot7 | Data Enrichment | CIR | ok | 2023-11-02 | 8th-Nov |  | 1020481 | 1020481 | 1385392 | AU_QM_000226163 |  | ERSA | M | 5955 | 1385392GZPCLNT100 | EA | 3000438 | BALL;NRMT,100019070 | BOLA; | BOLA;MNFR:NORMET,PTNO:100019070 | BOLA;,MNFR:NORMET,PTNO:100019070 | BALL;NRMT,100019070BALL;NOR,100019070 | NORMET | 100019070 | [12 empty] | NORMET | 100019070 | [28 empty] | CLEANSED | 23153100 Industrial machinery components and accessories |  |  | BALL | NO MODIFIER | TYPE |  | SIZE |  | MATERIAL |  | HAZARD CLASS |  | CERTIFICATION/STANDARD | [63 empty] | Production Completed
STP_009 - Lot7 | Data Enrichment | CIR | ok | 2023-11-02 | 8th-Nov |  | 1020381 | 1020381 | 1386798 | AU_QM_000227820 |  | ERSA | M | 5955 | 1386798GZPCLNT100 | EA | 3000438 | BALL;NRMT,56046097 | BOLA; | BOLA;MNFR:NORMET,PTNO:56046097 | BOLA;,MNFR:NORMET,PTNO:56046097 | BALL;NRMT,56046097BALL;NOR,56046097 | NORMET | 56046097 | [14 empty] | NORMET | 56046097 | [16 empty] | https://www.volza.com/p/normet/export/hsn-code-8481809900/ | [9 empty] | CLEANSED | 23153100 Industrial machinery components and accessories |  |  | BALL | NO MODIFIER | TYPE |  | SIZE |  | MATERIAL |  | HAZARD CLASS |  | CERTIFICATION/STANDARD | [63 empty] | Production Completed
STP_009 - Lot7 | Data Enrichment | CIR | ok | 2023-11-02 | 8th-Nov |  | 1020390 | 1020390 | 1386624 | AU_QM_000227612 |  | ERSA | M | 5955 | 1386624GZPCLNT100 | EA | 3000438 | BALL;NRMT,56070428 | BOLA; | BOLA;MNFR:NORMET,PTNO:56070428 | BOLA;,MNFR:NORMET,PTNO:56070428 | BALL;NRMT,56070428BALL;NOR,56070428 | NORMET | 56070428 | [12 empty] | NORMET | 56070428 | [28 empty] | CLEANSED | 23153100 Industrial machinery components and accessories |  |  | BALL | NO MODIFIER | TYPE |  | SIZE |  | MATERIAL |  | HAZARD CLASS |  | CERTIFICATION/STANDARD | [63 empty] | Production Completed
STP_009 - Lot7 | Data Enrichment | CIR | ok | 2023-11-02 | 8th-Nov |  | 1097156 | 1097156 | 1385255 | AU_QM_000226000 |  | ERSA | M | 5620 | 1385255GZPCLNT100 | EA | 3000438 | BAR;NRMT,46178550 | BARRA; | BARRA;MNFR:NORMET,PTNO:46178550 | BARRA;,MNFR:NORMET,PTNO:46178550 | BAR;NRMT,46178550BAR;NOR,46178550 | NORMET | 46178550 | [12 empty] | NORMET | 46178550 | [28 empty] | CLEANSED | 30260000 Structural materials |  |  | BAR | NO MODIFIER | TYPE |  | DIMENSIONS |  | MATERIAL |  | MATERIAL SPECIFICATION |  | HAZARD CLASS |  | CERTIFICATION/STANDARD | [61 empty] | Production Completed
STP_009 - Lot7 | Data Enrichment | CIR | ok | 2023-11-02 | 7th-Nov |  | 1205660 | 1205660 |  |  |  | ERSA | M | 5700 | 152326MRM | EA |  | BELT ALIGNER,CONVEYOR:GUIDE;BELT | BELT ALIGNER,CONVEYOR:GUIDE;BELT | BELT ALIGNER,CONVEYOR:GUIDE;BELT | [46 empty] | CLEANSED | 24101715 Conveyor belting |  |  | BELT | CONVEYOR | TYPE | ALIGNER,GUIDE | WIDTH |  | LENGTH |  | THICKNESS |  | NUMBER OF PLYS |  | COVER MATERIAL |  | CARCASS MATERIAL |  | BREAKING STRENGTH |  | BELT TENSION |  | HAZARD CLASS |  | CERTIFICATION/STANDARD | [51 empty] | Production Completed
STP_009 - Lot7 | Data Enrichment | CIR | ok | 2023-11-02 | 8th-Nov |  | 1067160 | 1067160 | 1457420 | AU_QM_001299916 |  | ERSA | M | 5920 | 1457420GZPCLNT100 | EA |  | BLOWER MOTOR; | BLOWER MOTOR; | TURBOCHARGER,ENGINE: BLOWER MOTOR; |  | TURBOCHARGER,ENGINE:BLOWER MOTOR; | [44 empty] | CLEANSED | 26101720 Turbocharger | FOR BLOWER MOTOR |  | TURBOCHARGER | NO MODIFIER | TYPE | ENGINE | POWER RATING |  | TORQUE RATING |  | SPEED RATING |  | DISPLACEMENT |  | BORE DIAMETER |  | STROKE |  | COMPRESSION RATIO |  | HAZARD CLASS |  | CERTIFICATION/STANDARD | [53 empty] | Production Completed
STP_009 - Lot7 | Data Enrichment | CIR | ok | 2023-11-02 | 7th-Nov |  | 1134477 | 1134477 | 1402713 | AU_QM_000247364 |  | ERSA | M | 5915 | 1402713GZPCLNT100 | EA |  | BOARD,CIRCT;CONS-1393611 | BOARD,CIRCT;CONS-1393611 | BOARD,CIRCT;MNFR: ,PTNO:CONS-1393611 |  | BOARD,CIRCT;CONS-1393611BOARD,CIRCT;CONS-1393611 | [15 empty] | CONS-1393611 | [28 empty] | CLEANSED | 39121500 Electrical controls and accessories |  |  | BOARD | CIRCUIT | TYPE |  | FUNCTION |  | HAZARD CLASS |  | CERTIFICATION/STANDARD | [65 empty] | Production Completed
STP_009 - Lot7 | Data Enrichment | CIR | ok | 2023-11-02 | 7th-Nov |  | 1211469 | 1211469 |  |  |  | ERSA | M | 1600 | 166113MRM | EA |  | BOARD:MD ISOBAR 48P C60 IP56 160A;ACTI 9 | BOARD:MD ISOBAR 48P C60 IP56 160A;ACTI 9 | BOARD:MD ISOBAR 48P C60 IP56 160A;ACTI 9 MD ISOBAR WEATHERPROOF DISTRIBUTION BOARD, 48P - IP56 - 160 A - GREY STEEL. | [36 empty] | https://www.idealelectrical.com/aie/category/Power-Distribution/Distribution-Boards/Small-distribution-board/MD-ISOBAR-48P-C60-IP56-160A/SCDMD248DM1/p/10600155 | [9 empty] | CLEANSED | 39121100 Distribution and control centers and accessories | ACTI 9 MD ISOBAR 48P C60 |  | BOARD | DISTRIBUTION | TYPE | WEATHERPROOF | ELECTRICAL RATING | 160 A | NUMBER OF WAYS |  | CONNECTION TYPE |  | MATERIAL | GREY STEEL | SIZE |  | COLOUR |  | DEGREE OF PROTECTION | IP56 | MOUNTING TYPE |  | HAZARD CLASS |  | CERTIFICATION/STANDARD | [51 empty] | Production Completed
STP_009 - Lot7 | Data Enrichment | CIR | ok | 2023-11-02 | 7th-Nov |  | 1110391 | 1110391 | 1412747 | AU_QM_000258232 |  | ERSA | M | 5915 | 1412747GZPCLNT100 | EA |  | BOARD;4C-01178000 | BOARD;4C-01178000 | BOARD;MNFR: ,PTNO:4C-01178000 |  | BOARD;4C-01178000BOARD;4C-01178000 | [15 empty] | 4C-01178000 | [18 empty] | https://goldytech.com.ua/ua/p1222839764-01178000-elektrichnij-blok.html | [9 empty] | CLEANSED | 39121500 Electrical controls and accessories |  |  | BOARD | NO MODIFIER | TYPE |  | SIZE |  | MATERIAL |  | HAZARD CLASS |  | CERTIFICATION/STANDARD | [63 empty] | Production Completed
STP_009 - Lot7 | Data Enrichment | CIR | ok | 2023-11-02 | 8th-Nov |  | 1207703 | 1207703 |  |  |  | ERSA | M | 2920 | 1096106MRM | EA |  | BOTTLE TOP,LIQUID DISPENSER:1-5ML;OPTIFI | BOTTLE TOP,LIQUID DISPENSER:1-5ML;OPTIFI | BOTTLE TOP,LIQUID DISPENSER:1-5ML;OPTIFIX SAFETY DISPENSER;C/W SOLID PTFE PISTON; "SAFETY TYPE"C/W VENTILATION VALVE; | [46 empty] | CLEANSED | 41121516 Bottle top dispensers | BOTTLE TOP,LIQUID,C/W SOLID PTFE PISTON,VENTILATION VALVE |  | DISPENSER | NO MODIFIER | TYPE | OPTIFIX SAFETY | CAPACITY | 1 TO 5 ML | OVERALL SIZE |  | OPERATION TYPE |  | MOUNTING TYPE |  | BODY MATERIAL |  | COLOUR |  | HAZARD CLASS |  | CERTIFICATION/STANDARD | [55 empty] | Production Completed
STP_009 - Lot7 | Data Enrichment | CIR | ok | 2023-11-02 | 8th-Nov |  | 1207702 | 1207702 |  |  |  | ERSA | M | 2920 | 1096098MRM | EA |  | BOTTLE TOP,LIQUID DISPENSER:2-10ML;OPTIF | BOTTLE TOP,LIQUID DISPENSER:2-10ML;OPTIF | BOTTLE TOP,LIQUID DISPENSER:2-10ML;OPTIFIX SAFETY DISPENSER;C/W SOLID PTFE PISTON; "SAFETY TYPE"C/W VENTILATION VALVE; | [46 empty] | CLEANSED | 41121516 Bottle top dispensers | BOTTLE TOP,LIQUID,C/W SOLID PTFE PISTON,VENTILATION VALVE |  | DISPENSER | NO MODIFIER | TYPE | OPTIFIX SAFETY | CAPACITY | 2 TO 10 ML | OVERALL SIZE |  | OPERATION TYPE |  | MOUNTING TYPE |  | BODY MATERIAL |  | COLOUR |  | HAZARD CLASS |  | CERTIFICATION/STANDARD | [55 empty] | Production Completed
STP_009 - Lot7 | Data Enrichment | CIR | ok | 2023-11-02 | 8th-Nov |  | 1207704 | 1207704 |  |  |  | ERSA | M | 2920 | 1096114MRM | EA |  | BOTTLE TOP,LIQUID DISPENSER:2-10ML;OPTIF | BOTTLE TOP,LIQUID DISPENSER:2-10ML;OPTIF | BOTTLE TOP,LIQUID DISPENSER:2-10ML;OPTIFIX HF SAFETY DISPENSER;C/W SOLID PTFE PISTON; "SAFETY TYPE"C/W VENTILATION VALVE;HYDROFLOURIC ACID TYPE; | [46 empty] | CLEANSED | 41121516 Bottle top dispensers | BOTTLE TOP,LIQUID,C/W SOLID PTFE PISTON,VENTILATION VALVE,HYDROFLOURIC ACID TYPE |  | DISPENSER | NO MODIFIER | TYPE | OPTIFIX SAFETY | CAPACITY | 2 TO 10 ML | OVERALL SIZE |  | OPERATION TYPE |  | MOUNTING TYPE |  | BODY MATERIAL |  | COLOUR |  | HAZARD CLASS |  | CERTIFICATION/STANDARD | [55 empty] | Production Completed
STP_009 - Lot7 | Data Enrichment | CIR | ok | 2023-11-02 | 8th-Nov |  | 1098843 | 1098843 | 1393076 | AU_QM_000236436 |  | ERSA | M | 5100 | 1393076GZPCLNT100 | EA | 3000438 | BOX;NRMT,100019162 | CAJA; | CAJA;MNFR:NORMET,PTNO:100019162 | CAJA;,MNFR:NORMET,PTNO:100019162 | OEM-E-LISTBOX;NOR,100019162 | NORMET | 100019162 | [12 empty] | NORMET | 100019162 | [28 empty] | CLEANSED | 24113100 Boxes |  |  | BOX | NO MODIFIER | TYPE |  | SIZE |  | CAPACITY |  | MATERIAL |  | COLOUR |  | HAZARD CLASS |  | CERTIFICATION/STANDARD | [59 empty] | Production Completed
STP_009 - Lot7 | Data Enrichment | CIR | ok | 2023-11-02 | 8th-Nov |  | 1035235 | 1035235 | 1391033 | AU_QM_000232795 |  | ERSA | M | 5100 | 1391033GZPCLNT100 | EA | 3000438 | BOX;NRMT,55129019 | CAJA; | CAJA;MNFR:NORMET,PTNO:55129019 | CAJA;,MNFR:NORMET,PTNO:55129019 | BOX;NRMT,55129019BOX;NOR,55129019 | NORMET | 55129019 | [12 empty] | NORMET | 55129019 | [28 empty] | CLEANSED | 24113100 Boxes |  |  | BOX | NO MODIFIER | TYPE |  | SIZE |  | CAPACITY |  | MATERIAL |  | COLOUR |  | HAZARD CLASS |  | CERTIFICATION/STANDARD | [59 empty] | Production Completed
STP_009 - Lot7 | Data Enrichment | CIR | ok | 2023-11-02 | 8th-Nov |  | 1099128 | 1099128 | 1382637 | AU_QM_000222796 |  | ERSA | M | 5100 | 1382637GZPCLNT100 | EA | 3000438 | BOX;NRMT,55148951 | BOITE;NRMT,55148951 | CAJA;MNFR:NORMET,PTNO:55148951 | CAJA;,MNFR:NORMET,PTNO:55148951 | BOX;NRMT,55148951BOX;NOR,55148951 | NORMET | 55148951 | [14 empty] | NORMET | 55148951 | [16 empty] | https://www.volza.com/p/control-box/export/export-from-finland/hsn-code-85371000/ | [9 empty] | ENRICHED | 39121303 Electrical boxes |  |  | BOX | NO MODIFIER | TYPE | REMOTE CONTROL | SIZE |  | CAPACITY |  | MATERIAL |  | COLOUR |  | HAZARD CLASS |  | CERTIFICATION/STANDARD | [59 empty] | Production Completed
STP_009 - Lot7 | Data Enrichment | CIR | ok | 2023-11-02 | 8th-Nov |  | 1019307 | 1019307 | 1386487 | AU_QM_000227446 |  | ERSA | M | 5955 | 1386487GZPCLNT100 | EA | 3000438 | BRACKET;NRMT,100005155 | APOYO; | APOYO;MNFR:NORMET,PTNO:100005155 | APOYO;,MNFR:NORMET,PTNO:100005155 | BRACKET;NRMT,100005155BRACKET;NOR,100005155 | NORMET | 100005155 | [12 empty] | NORMET | 100005155 | [28 empty] | CLEANSED | 31162500 Brackets and braces |  |  | BRACKET | NO MODIFIER | TYPE |  | SIZE |  | HOLE/SLOT SIZE |  | NUMBER OF HOLES/SLOTS |  | MATERIAL |  | CAPACITY |  | COATING/FINISH |  | COLOUR |  | HAZARD CLASS |  | CERTIFICATION/STANDARD | [53 empty] | Production Completed
STP_009 - Lot7 | Data Enrichment | CIR | ok | 2023-11-02 | 8th-Nov |  | 1018090 | 1018090 | 1388204 | AU_QM_000229485 |  | ERSA | M | 5955 | 1388204GZPCLNT100 | EA | 3000438 | BRACKET;NRMT,45074390 | APOYO; | APOYO;MNFR:NORMET,PTNO:45074390 | APOYO;,MNFR:NORMET,PTNO:45074390 | BRACKET;NRMT,45074390BRACKET;NOR,45074390 | NORMET | 45074390 | [12 empty] | NORMET | 45074390 | [28 empty] | CLEANSED | 31162500 Brackets and braces |  |  | BRACKET | NO MODIFIER | TYPE |  | SIZE |  | HOLE/SLOT SIZE |  | NUMBER OF HOLES/SLOTS |  | MATERIAL |  | CAPACITY |  | COATING/FINISH |  | COLOUR |  | HAZARD CLASS |  | CERTIFICATION/STANDARD | [53 empty] | Production Completed
STP_009 - Lot7 | Data Enrichment | CIR | ok | 2023-11-02 | 8th-Nov |  | 1217427 | 1217427 |  |  |  | ERSA | M | 2700 | 834028MRM | EA |  | BULLETIN BOARD:450 X 600MM;CORK PIN BOAR | BULLETIN BOARD:450 X 600MM;CORK PIN BOAR | BULLETIN BOARD:450 X 600MM;CORK PIN BOARD;OAK FRAME;CORK LAMINATED TO PRIMED FIBREBOARD;QUARTET 301 | [46 empty] | CLEANSED | 23153100 Industrial machinery components and accessories | OAK FRAME,CORK LAMINATED TO PRIMED FIBREBOARD,QUARTET 301 |  | BOARD | NO MODIFIER | TYPE | BULLETIN,CORK PIN | SIZE | 450X600 MM | MATERIAL |  | HAZARD CLASS |  | CERTIFICATION/STANDARD | [63 empty] | Production Completed
STP_009 - Lot7 | Data Enrichment | CIR | ok | 2023-11-02 | 8th-Nov |  | 1205921 | 1205921 |  |  |  | ERSA | M | 4090 | 89151MRM | BT |  | BUSCOPAN:BUSCOPAN ANTISPASMODIC;10MG TAB | BUSCOPAN:BUSCOPAN ANTISPASMODIC;10MG TAB | BUSCOPAN:BUSCOPAN ANTISPASMODIC;10MG TABLETS;20 TABLETS PER BOTTLE | [46 empty] | CLEANSED | 51172100 Antispasmodics |  |  | MEDICAL SUPPLIES | NO MODIFIER | TYPE | BUSCOPAN ANTISPASMODIC 10MG TABLETS | SIZE |  | TRADE NAME |  | FORMULA |  | MATERIAL |  | STORAGE TYPE |  | PACKAGE TYPE | 20/BOX | HAZARD CLASS |  | CERTIFICATION/STANDARD | [55 empty] | Production Completed
STP_009 - Lot7 | Data Enrichment | CIR | ok | 2023-11-02 | 8th-Nov |  | 1205920 | 1205920 |  |  |  | ERSA | M | 4090 | 89144MRM | BOX |  | BUSCOPAN:BUSCOPAN ANTISPASMODIC;20MG/ML | BUSCOPAN:BUSCOPAN ANTISPASMODIC;20MG/ML | BUSCOPAN:BUSCOPAN ANTISPASMODIC;20MG/ML AMPOULES;5 AMPOULES PER BOX; | [46 empty] | CLEANSED | 51172100 Antispasmodics | 5 AMPOULES/BOX |  | MEDICAL SUPPLIES | NO MODIFIER | TYPE | BUSCOPAN ANTISPASMODIC 20MG/ML AMPOULES | SIZE |  | TRADE NAME |  | FORMULA |  | MATERIAL |  | STORAGE TYPE |  | PACKAGE TYPE |  | HAZARD CLASS |  | CERTIFICATION/STANDARD | [55 empty] | Production Completed
STP_009 - Lot7 | Data Enrichment | CIR | ok | 2023-11-02 | 8th-Nov |  | 1089177 | 1089177 | 1382777 | AU_QM_000223011 |  | ERSA | M | 5955 | 1382777GZPCLNT100 | EA | 3000438 | BUTTON;NRMT,100017425 | BOUTON;NRMT,100017425 | BOTON;MNFR:NORMET,PTNO:100017425 | BOTON;,MNFR:NORMET,PTNO:100017425 | BUTTON;NRMT,100017425BUTTON;NOR,100017425 | NORMET | 100017425 | [12 empty] | NORMET | 100017425 | [28 empty] | CLEANSED | 53141505 Buttons |  |  | BUTTON | NO MODIFIER | TYPE |  | SIZE |  | MATERIAL |  | COLOUR |  | MOUNTING TYPE |  | HAZARD CLASS |  | CERTIFICATION/STANDARD | [59 empty] | Production Completed
STP_009 - Lot7 | Data Enrichment | CIR | ok | 2023-11-02 | 8th-Nov |  | 1089164 | 1089164 | 1383093 | AU_QM_000223378 |  | ERSA | M | 5955 | 1383093GZPCLNT100 | EA | 3000438 | BUTTON;NRMT,100017900 | BOUTON;NRMT,100017900 | BOTON;MNFR:NORMET,PTNO:100017900 | BOTON;,MNFR:NORMET,PTNO:100017900 | BUTTON;NRMT,100017900BUTTON;NOR,100017900 | NORMET | 100017900 | [14 empty] | NORMET | 100017900 | [16 empty] | https://www.volza.com/p/mine-equipment/import/coo-india/hsn-code-8512/ | [9 empty] | CLEANSED | 53141505 Buttons |  |  | BUTTON | NO MODIFIER | TYPE |  | SIZE |  | MATERIAL |  | COLOUR |  | MOUNTING TYPE |  | HAZARD CLASS |  | CERTIFICATION/STANDARD | [59 empty] | Production Completed
STP_009 - Lot7 | Data Enrichment | CIR | ok | 2023-11-02 | 8th-Nov |  | 1062608 | 1062608 | 1461819 | AU_QM_002723680 |  | ERSA | M | 2200 | 1461819GZPCLNT100 | EA |  | C/W NUT;350MM A-TYPE VALVE; | C/W NUT;350MM A-TYPE VALVE; | SPINDLE,VALVE: C/W NUT;350MM A-TYPE VALVE; |  | SPINDLE,VALVE:C/W NUT;350MM A-TYPE VALVE; | [44 empty] | CLEANSED | 40141616 Valve parts or accessories | FOR 350 MM A-TYPE VALVE,C/W NUT |  | SPINDLE | NO MODIFIER | TYPE | VALVE | SIZE |  | MATERIAL |  | HAZARD CLASS |  | CERTIFICATION/STANDARD | [63 empty] | Production Completed
STP_009 - Lot7 | Data Enrichment | CIR | ok | 2023-11-02 | 8th-Nov |  | 1067467 | 1067467 | 1441088 | AU_QM_000985679 |  | ERSA | M | 5920 | 1441088GZPCLNT100 | EA |  | C_H GEAR MOTOR FOR CARRIAGE DRIVE | C_H GEAR MOTOR FOR CARRIAGE DRIVE | GEARCASE-MOTOR: CANDH GEAR MOTOR FOR CARRIAGE DRIVE |  | GEARCASE-MOTOR: C&H GEAR MOTOR FOR CARRIAGE DRIVE | [14 empty] | C&H | [29 empty] | CLEANSED | 26100000 Power sources | FOR CARRIAGE DRIVE |  | MOTOR | GEAR | TYPE |  | POWER RATING |  | OUTPUT SPEED RATING |  | VOLTAGE RATING |  | NEMA/IEC SIZE |  | TORQUE RATING |  | SPEED RATIO |  | SERVICE FACTOR |  | CURRENT RATING |  | FREQUENCY RATING |  | NUMBER OF PHASE |  | MOUNTING TYPE |  | DEGREE OF PROTECTION |  | HAZARD CLASS |  | CERTIFICATION/STANDARD | [43 empty] | Production Completed
STP_009 - Lot7 | Data Enrichment | CIR | ok | 2023-11-02 | 8th-Nov |  | 1044954 | 1044954 | 1402661 | AU_QM_000247306 |  | ERSA | M | 5915 | 1402661GZPCLNT100 | EA |  | CALIBRATOR;MULTIFUNCTION PROCESS,24 MA | CALIBRATOR;MULTIFUNCTION PROCESS,24 MA | CALIBRATOR;TYPE:MULTIFUNCTION PROCESS,CURRENT RATING:24 MA,SIZE:61 X 130 X 236 MM,MNFR:01)CNW,PTNO:01)FLU725US |  | CALIBRATOR;MULTIFUNCTION PROCESS,24 MACALIBRATOR;MULTIFUNCTION PROCESS,24MA | [14 empty] | CNW | FLU725US | FLUKE | 725 | [16 empty] | https://www.fluke.com/en-in/product/calibration-tools/multifunction-calibrators/fluke-725 | [9 empty] | ENRICHED | 41110000 Measuring and observing and testing instruments |  |  | CALIBRATOR | NO MODIFIER | TYPE | MULTIFUNCTION PROCESS | MEASUREMENT TYPE |  | MEASURING RANGE | 24 MA | ACCURACY |  | DISPLAY TYPE |  | RESOLUTION |  | VOLTAGE RATING | 24 V | CURRENT RATING | 22 MA | SIZE | 61X130X236 MM | HAZARD CLASS |  | CERTIFICATION/STANDARD | [51 empty] | Production Completed
STP_009 - Lot7 | Data Enrichment | CIR | ok | 2023-11-02 | 8th-Nov |  | 1028382 | 1028382 | 1372172 | AU_QM_000196621 |  | ERSA | M | 4005 | 1372172GZPCLNT100 | EA | 3000030 | CANISTER;OUT,S.T.GB.OC.L | CANISTER;OUT,S.T.GB.OC.L | CANISTER;MNFR:OUTOTEC,PTNO:S.T.GB.OC.L |  | CANISTER;OUT,S.T.GB.OC.LCANISTER;OUT,S.T.GB.OC.L | OUTOTEC | S.T.GB.OC.L | [12 empty] | OUTOTEC | S.T.GB.OC.L | [28 empty] | CLEANSED | 24102000 Shelving and storage |  |  | CANISTER | NO MODIFIER | TYPE |  | CAPACITY |  | SIZE |  | MATERIAL |  | MESH SIZE |  | COLOUR |  | HAZARD CLASS |  | CERTIFICATION/STANDARD | [57 empty] | Production Completed
STP_009 - Lot7 | Data Enrichment | CIR | ok | 2023-11-02 | 8th-Nov |  | 1025308 | 1025308 | 1387588 | AU_QM_000228756 |  | ERSA | M | 4005 | 1387588GZPCLNT100 | EA | 3000012 | CANISTER;TOY,7774506020 | CANISTER;TOY,7774506020 | CANISTER;MNFR:TOYOTA,PTNO:7774506020 |  | CANISTER;TOY,7774506020CANISTER;BEL,7774506020 | TOYOTA | 7774506020 | [14 empty] | TOYOTA | 7774506020 | [16 empty] | https://www.amayama.com/en/genuine-catalogs/epc/toyota-general/camry/MCV36R/3030/engine/7701 | [9 empty] | ENRICHED | 24102000 Shelving and storage |  |  | CANISTER | NO MODIFIER | TYPE | FILTER | CAPACITY |  | SIZE |  | MATERIAL | CHARCOAL | MESH SIZE |  | COLOUR |  | HAZARD CLASS |  | CERTIFICATION/STANDARD | [57 empty] | Production Completed
STP_009 - Lot7 | Data Enrichment | CIR | ok | 2023-11-02 | 8th-Nov |  | 1211189 | 1211189 |  |  |  | ERSA | M | 5955 | 774830MRM | EA |  | CAP-PLUG,SEALING:H200 WATER FLUSHING HEA | CAP-PLUG,SEALING:H200 WATER FLUSHING HEA | CAP-PLUG,SEALING:H200 WATER FLUSHING HEAD PLUG;HYDRASTAR 200 DRIFTERSECOMA PLUTON 30 ROCK BOLTER | [39 empty] | DRIFTERSECOMA,ROCK BOLTER |  | H200,HYDRASTAR 200,PLUTON 30 |  |  |  |  | CLEANSED | 40141738 Drain plugs |  |  | PLUG | DRAIN | TYPE | CAP,SEALING,WATER FLUSHING HEAD | NOMINAL SIZE |  | THREAD TYPE |  | LENGTH |  | MATERIAL |  | PRESSURE CLASS/RATING |  | HAZARD CLASS |  | CERTIFICATION/STANDARD | [57 empty] | Production Completed
STP_009 - Lot7 | Data Enrichment | CIR | ok | 2023-11-02 | 8th-Nov |  | 1211641 | 1211641 |  |  |  | ERSA | M | 4090 | 136171MRM | EA |  | CAP-PLUG,SEALING:IMPELLER BOSS CAP; | CAP-PLUG,SEALING:IMPELLER BOSS CAP; | CAP-PLUG,SEALING:IMPELLER BOSS CAP; | [16 empty] | BOSS | [29 empty] | CLEANSED | 40141700 Hardware and fittings |  |  | PLUG | NO MODIFIER | TYPE | CAP,SEALING,IMPELLER | SIZE |  | END CONNECTION |  | MATERIAL |  | HAZARD CLASS |  | CERTIFICATION/STANDARD | [61 empty] | Production Completed
STP_009 - Lot7 | Data Enrichment | CIR | ok | 2023-11-02 | 8th-Nov | SUITABLE NM NOT FOUND | 1210754 | 1210754 |  |  |  | ERSA | M | 5920 | 134769MRM | EA |  | CARRIAGE ASSY:CARRIAGE ALIGNMENT ROLLER | CARRIAGE ASSY:CARRIAGE ALIGNMENT ROLLER | CARRIAGE ASSY:CARRIAGE ALIGNMENT ROLLER (CAM FOLLOWER); | [124 empty] | Production Completed
STP_009 - Lot7 | Data Enrichment | CIR | ok | 2023-11-02 | 8th-Nov | SUITABLE NM NOT FOUND | 1210753 | 1210753 |  |  |  | ERSA | M | 5920 | 134768MRM | EA |  | CARRIAGE ASSY:CARRIAGE WHEEL BEARING; | CARRIAGE ASSY:CARRIAGE WHEEL BEARING; | CARRIAGE ASSY:CARRIAGE WHEEL BEARING; | [124 empty] | Production Completed
STP_009 - Lot7 | Data Enrichment | CIR | ok | 2023-11-02 | 8th-Nov | SUITABLE NM NOT FOUND | 1210258 | 1210258 |  |  |  | ERSA | M | 5955 | 774092MRM | EA |  | CARRIAGE,DRILL:H205 DRILL CARRIAGE ASSY; | CARRIAGE,DRILL:H205 DRILL CARRIAGE ASSY; | CARRIAGE,DRILL:H205 DRILL CARRIAGE ASSY;MODULE 302 861 58 POS 1;"REPAIRABLE ITEM"H205D POWER CLASS MINIMATIC JUMBO | [124 empty] | Production Completed
STP_009 - Lot7 | Data Enrichment | CIR | ok | 2023-11-02 | 8th-Nov |  | 1215877 | 1215877 |  |  |  | ERSA | M | 4090 | 495259MRM | EA |  | CASTOR,SWIVEL:BALL BEARING TYPE,MOULDED- | CASTOR,SWIVEL:BALL BEARING TYPE,MOULDED- | CASTOR,SWIVEL:BALL BEARING TYPE,MOULDED-ON RUBBER TYRE250MM H,203.2MM DIA WHEEL,47.6MM WIDE272KG LOAD CAPACITY,FLAT MOUNTING PLATEFOR LOW SPEED TOWING | [46 empty] | CLEANSED | 31162701 Casters | MOULDED-ON RUBBER TYRE,FOR LOW SPEED TOWING |  | CASTER | NO MODIFIER | TYPE | BALL BEARING,SWIVEL | LOAD RATING | 272 KG | OVERALL HEIGHT | 250 MM | WHEEL SIZE | 203.2 DIAX47.6 WD MM | PLATE SIZE |  | MOUNTING TYPE | FLAT | WHEEL MATERIAL |  | PLATE MATERIAL |  | HAZARD CLASS |  | CERTIFICATION/STANDARD | [53 empty] | Production Completed
STP_009 - Lot7 | Data Enrichment | CIR | ok | 2023-11-02 | 8th-Nov |  | 1204137 | 1204137 |  |  |  | ERSA | M | 5920 | 601484MRM | EA |  | CASTOR,SWIVEL:JOCKEY,6",WITH SWIVEL PLAT | CASTOR,SWIVEL:JOCKEY,6",WITH SWIVEL PLAT | CASTOR,SWIVEL:JOCKEY,6",WITH SWIVEL PLATESSUIT WELDING PLANTS | [46 empty] | CLEANSED | 31162701 Casters | C/W SWIVEL PLATES SUIT WELDING PLANTS |  | CASTER | NO MODIFIER | TYPE | BALL BEARING,SWIVEL,JOCKEY | LOAD RATING |  | OVERALL HEIGHT | 6 IN | WHEEL SIZE |  | PLATE SIZE |  | MOUNTING TYPE |  | WHEEL MATERIAL |  | PLATE MATERIAL |  | HAZARD CLASS |  | CERTIFICATION/STANDARD | [53 empty] | Production Completed
STP_009 - Lot7 | Data Enrichment | CIR | ok | 2023-11-02 | 8th-Nov | Processed as per websource,conflict wrt input | 1024086 | 1024086 | 1393601 | AU_QM_000237069 |  | ERSA | M | 4300 | 1393601GZPCLNT100 | EA | 3000003 | CENTER;CAT,183-6854 | CENTER;CAT,183-6854 | CENTER;MNFR:CATERPILLAR,PTNO:183-6854 |  | OEM-E-LISTCENTER;CAT,183-6854 | CATERPILLAR | 183-6854 | [14 empty] | CATERPILLAR | 183-6854 | [16 empty] | https://parts.cat.com/en/catcorp/183-6854 | [9 empty] | ENRICHED | 25173703 Exhaust manifolds |  |  | MANIFOLD | NO MODIFIER | TYPE | EXHAUST | SIZE | 10-19/32 LGX5-51/64 WDX3-45/64 HT IN | MATERIAL | CAST IRON | HAZARD CLASS |  | CERTIFICATION/STANDARD | [63 empty] | Production Completed
STP_009 - Lot7 | Data Enrichment | CIR | ok | 2023-11-02 | 8th-Nov |  | 1024732 | 1024732 | 1376160 | AU_QM_000215243 |  | ERSA | M | 4300 | 1376160GZPCLNT100 | EA | 3000001 | CENTER;EPI,3128 3087 17 | CENTER;EPI,3128 3087 17 | CENTER;MNFR:EPIROC,PTNO:3128 3087 17 |  | CENTER;EPI,3128 3087 17CENTER;EPI,3128 3087 17 | EPIROC | 3128 3087 17 | [14 empty] | EPIROC | 3128 3087 17 | [16 empty] | https://gzbosenjx.en.made-in-china.com/product/hxXRMebGaQkP/China-Epiroc-BS-Atlas-Copco-BS-Sandvil-BS-for-Gold-Mining-Chine-Briquette-Machine-Stone-Crusher-Price-Mining-Machine-Stone-Crushing-Machine-Gas-Spring-26800930.html | [9 empty] | CLEANSED | 23153100 Industrial machinery components and accessories |  |  | CENTER | NO MODIFIER | TYPE |  | SIZE |  | MATERIAL |  | HAZARD CLASS |  | CERTIFICATION/STANDARD | [63 empty] | Production Completed
STP_009 - Lot7 | Data Enrichment | CIR | ok | 2023-11-02 | 7th-Nov |  | 1152502 | 1152502 |  |  |  | ERSA | M | 2920 | 1478478GZPCLNT100 | EA |  | CHARGER STATION,MOBILE BATTERY,LIFEPAK15 | CHARGER STATION,MOBILE BATTERY,LIFEPAK15 | CHARGER;STATION,MOBILE BATTERY,LIFEPAK15 | [17 empty] | LIFEPAK15 | [18 empty] | https://www.mmemed.com/physio-control-lifepak-15-mobile-battery-charger-recertified/ | [9 empty] | CLEANSED | 26111704 Battery chargers |  |  | CHARGER | BATTERY | TYPE | MOBILE,STATION | OUTPUT VOLTAGE RATING |  | CHARGING CAPACITY |  | INPUT VOLTAGE |  | CURRENT RATING |  | SIZE |  | NUMBER OF BATTERIES |  | CHARGING TIME |  | TEMPERATURE RATING |  | HAZARD CLASS |  | CERTIFICATION/STANDARD | [51 empty] | Production Completed
STP_009 - Lot7 | Data Enrichment | CIR | ok | 2023-11-02 | 7th-Nov |  | 1095420 | 1095420 | 1377750 | AU_QM_000216998 |  | ERSA | M | 5920 | 1377750GZPCLNT100 | EA | 3000001 | CHARGER;EPI,9106 0713 36 | CHARGER;EPI,9106 0713 36 | CHARGER;MNFR:EPIROC,PTNO:9106 0713 36 |  | CHARGER;EPI,9106 0713 36CHARGER;EPI,9106 0713 36 | EPIROC | 9106 0713 36 | [14 empty] | EPIROC | 9106 0713 36 | [16 empty] | https://www.turkeyrockdrillspareparts.com/en/product/battery-charger/ | [9 empty] | CLEANSED | 26111704 Battery chargers |  |  | CHARGER | BATTERY | TYPE |  | OUTPUT VOLTAGE RATING |  | CHARGING CAPACITY |  | INPUT VOLTAGE |  | CURRENT RATING |  | SIZE |  | NUMBER OF BATTERIES |  | CHARGING TIME |  | TEMPERATURE RATING |  | HAZARD CLASS |  | CERTIFICATION/STANDARD | [51 empty] | Production Completed
STP_009 - Lot7 | Data Enrichment | CIR | ok | 2023-11-02 | 7th-Nov |  | 1095465 | 1095465 | 1376259 | AU_QM_000215354 |  | ERSA | M | 5920 | 1376259GZPCLNT100 | EA | 3000001 | CHARGER;EPI,9106 1890 57 | CHARGER;EPI,9106 1890 57 | CHARGER;MNFR:EPIROC,PTNO:9106 1890 57 |  | CHARGER;EPI,9106 1890 57CHARGER;EPI,9106 1890 57 | EPIROC | 9106 1890 57 | [12 empty] | EPIROC | 9106 1890 57 | [28 empty] | CLEANSED | 26111700 Batteries and cells and accessories |  |  | CHARGER | NO MODIFIER | TYPE |  | INPUT RATING |  | OUTPUT RATING |  | SIZE |  | MATERIAL |  | HAZARD CLASS |  | CERTIFICATION/STANDARD | [59 empty] | Production Completed
STP_009 - Lot7 | Data Enrichment | CIR | ok | 2023-11-02 | 7th-Nov |  | 1009160 | 1009160 |  |  |  | ERSA | M | 5000 | 1612671GZPCLNT100 | EA | 3000010 | CHARGER;SAN,85590829 | CARGADOR;SAN,85590829 | CHARGER;MNFR:SANDVIK,PTNO:85590829 | CARGADOR;MNFR:SANDVIK,PTNO:85590829 |  | SANDVIK | 85590829 | [14 empty] | SANDVIK | 85590829 | [16 empty] | https://www.thatparts.com/product/85590829-san/ | [9 empty] | CLEANSED | 26111704 Battery chargers |  |  | CHARGER | BATTERY | TYPE |  | OUTPUT VOLTAGE RATING |  | CHARGING CAPACITY |  | INPUT VOLTAGE |  | CURRENT RATING |  | SIZE |  | NUMBER OF BATTERIES |  | CHARGING TIME |  | TEMPERATURE RATING |  | HAZARD CLASS |  | CERTIFICATION/STANDARD | [51 empty] | Production Completed
STP_009 - Lot7 | Data Enrichment | CIR | ok | 2023-11-02 | 7th-Nov |  | 1111980 | 1111980 | 1420285 | AU_QM_000266417 |  | ERSA | M | 5915 | 1420285GZPCLNT100 | EA |  | CHARGER;V-WPLN42456A | CHARGER;V-WPLN42456A | CHARGER;MNFR: ,PTNO:V-WPLN42456A |  | CHARGER;V-WPLN42456ACHARGER;V-WPLN42456A | [15 empty] | V-WPLN42456A | [28 empty] | CLEANSED | 26111700 Batteries and cells and accessories |  |  | CHARGER | NO MODIFIER | TYPE |  | INPUT RATING |  | OUTPUT RATING |  | SIZE |  | MATERIAL |  | HAZARD CLASS |  | CERTIFICATION/STANDARD | [59 empty] | Production Completed
STP_009 - Lot7 | Data Enrichment | CIR | ok | 2023-11-02 | 8th-Nov |  | 1170883 | 1170883 | 1373438 | AU_QM_000200352 |  | ERSA | M | 4050 | 1373438GZPCLNT100 | EA |  | CHART;RCDR,AS,PARTS,40944540 | CHART;RCDR,AS,PARTS,40944540 | CHART;TYPE:RECORDER,ADDITIONAL FEATURES EN:AS,MNFR:01)PARTS,PTNO:01)40944540 |  | CHART,RECORDER: WINDER ROPE NDT TEST;ASTRO-MED AG400 | [39 empty] | ASTRO-MED AG400 |  |  |  |  | CLEANSED | 14111500 Printing and writing paper | FOR WINDER ROPE NDT TEST |  | CHART | NO MODIFIER | TYPE | RECORDER | SHAPE |  | NUMBER OF DIVISIONS |  | MATERIAL |  | COLOUR |  | OVERALL SIZE |  | HAZARD CLASS |  | CERTIFICATION/STANDARD | [57 empty] | Production Completed
STP_009 - Lot7 | Data Enrichment | CIR | ok | 2023-11-02 | 8th-Nov |  | 1087903 | 1087903 |  |  |  | ERSA | M | 5000 | 1557717GZPCLNT100 | EA | 3000010 | CHART;SAN,55023208,ELECTRIC LAY-OUT DRAW | DIAGRAMA;SAN,55023208 | CHART;MNFR:SANDVIK,PTNO:55023208,ADDITIONAL FEATURES EN:ELECTRIC LAY-OUT DRAWING; 55023208; DS42,1 | DIAGRAMA;MNFR:SANDVIK,PTNO:55023208 |  | SANDVIK | 55023208 | [12 empty] | SANDVIK | 55023208 | [23 empty] | DS42,1 |  |  |  |  | CLEANSED | 14111500 Printing and writing paper | ELECTRIC LAY-OUT DRAWING |  | CHART | NO MODIFIER | TYPE |  | SHAPE |  | NUMBER OF DIVISIONS |  | MATERIAL |  | COLOUR |  | OVERALL SIZE |  | HAZARD CLASS |  | CERTIFICATION/STANDARD | [57 empty] | Production Completed
STP_009 - Lot7 | Data Enrichment | CIR | ok | 2023-11-02 | 8th-Nov |  | 1111652 | 1111652 | 1401220 | AU_QM_000245718 |  | ERSA | M | 5915 | 1401220GZPCLNT100 | EA |  | CHASSIS;APF 14502 | CHASSIS;APF 14502 | CHASSIS;MNFR: ,PTNO:APF 14502 |  | CHASSIS;APF 14502CHASSIS;APF 14502 | [15 empty] | APF 14502 | [28 empty] | CLEANSED | 23153400 Assembly machines |  |  | CHASSIS | NO MODIFIER | TYPE |  | SIZE |  | MATERIAL |  | NUMBER OF HOLES/SLOTS |  | MOUNTING TYPE |  | HAZARD CLASS |  | CERTIFICATION/STANDARD | [59 empty] | Production Completed
STP_009 - Lot7 | Data Enrichment | CIR | ok | 2023-11-02 | 8th-Nov |  | 1206340 | 1206340 |  |  |  | ERSA | M | 4090 | 311768MRM | PAC |  | CHLORINE TABLETS;DPD COMPARATOR;NO.4;PKT | CHLORINE TABLETS;DPD COMPARATOR;NO.4;PKT | CHLORINE TABLETS;DPD COMPARATOR;NO.4;PKT OF 250; | [46 empty] | CLEANSED | 12141901 Chlorine Cl |  |  | MEDICAL SUPPLIES | NO MODIFIER | TYPE | CHLORINE TABLETS | SIZE | NO 4 | TRADE NAME |  | FORMULA |  | MATERIAL |  | STORAGE TYPE |  | PACKAGE TYPE | 250/PK | HAZARD CLASS |  | CERTIFICATION/STANDARD | [55 empty] | Production Completed
STP_009 - Lot7 | Data Enrichment | CIR | ok | 2023-11-02 | 8th-Nov | SUITABLE NM NOT FOUND | 1216129 | 1216129 |  |  |  | ERSA | M | 1500 | 192963MRM | EA |  | CISTERN;POSH SOLUS;L/L LINK CISTERN AND | CISTERN;POSH SOLUS;L/L LINK CISTERN AND | CISTERN;POSH SOLUS;L/L LINK CISTERN AND SEAT;WITH CAP; | [124 empty] | Production Completed
STP_009 - Lot7 | Data Enrichment | CIR | ok | 2023-11-02 | 8th-Nov |  | 1206494 | 1206494 |  |  |  | ERSA | M | 2700 | 103275MRM | EA |  | CLIPBOARD:FOLDER;A4;PVC;RED; | CLIPBOARD:FOLDER;A4;PVC;RED; | CLIPBOARD:FOLDER;A4;PVC;RED; | [46 empty] | CLEANSED | 44120000 Office supplies | SIZE:A4 |  | BOARD | CLIP | TYPE |  | WIDTH |  | HEIGHT |  | THICKNESS |  | BOARD MATERIAL | PVC | BOARD COLOR | RED | CLIP MATERIAL |  | CLIP COLOR |  | CERTIFICATION/STANDARD | [55 empty] | Production Completed
STP_009 - Lot7 | Data Enrichment | CIR | ok | 2023-11-02 | 8th-Nov |  | 1217475 | 1217475 |  |  |  | ERSA | M | 2700 | 237289MRM | EA |  | CLIPBOARD:FOLDER;FOOLSCAP;PVC;GREEN; | CLIPBOARD:FOLDER;FOOLSCAP;PVC;GREEN; | CLIPBOARD:FOLDER;FOOLSCAP;PVC;GREEN; | [46 empty] | CLEANSED | 44120000 Office supplies |  |  | BOARD | CLIP | TYPE | FOOLSCAP | WIDTH |  | HEIGHT |  | THICKNESS |  | BOARD MATERIAL | PVC | BOARD COLOR | GREEN | CLIP MATERIAL |  | CLIP COLOR |  | CERTIFICATION/STANDARD | [55 empty] | Production Completed
STP_009 - Lot7 | Data Enrichment | CIR | ok | 2023-11-02 | 8th-Nov |  | 1152947 | 1152947 | 1473467 | AU_QM_000157593 |  | ERSA | M | 4045 | 1473467GZPCLNT100 | EA |  | CM REAR WINDOW ASSY; FK406 TELEHANDLER | CM REAR WINDOW ASSY; FK406 TELEHANDLER |  |  | SEAL:CM REAR WINDOW ASSY; FK406 TELEHANDLER | [37 empty] | TELEHANDLER |  | FK406 |  |  |  |  | CLEANSED | 27112600 Sealing tools |  |  | SEAL ASSEMBLY | LOCATOR | TYPE | CM REAR WINDOW | MATERIAL |  | MATERIAL SPECIFICATION |  | CONNECTION |  | CONNECTION SIZE |  | THREAD CONFIGURATION |  | SIZE |  | PRESSURE RATING |  | OUTSIDE DIAMETER |  | MIN INSIDE DIAMETER |  | DRIFT INSIDE DIAMETER |  | LENGTH |  | CERTIFICATION/STANDARD | [47 empty] | Production Completed
STP_009 - Lot7 | Data Enrichment | CIR | ok | 2023-11-02 | 8th-Nov |  | 1023735 | 1023735 | 1378332 | AU_QM_000217636 |  | ERSA | M | 4090 | 1378332GZPCLNT100 | EA | 3000001 | COMMUTATOR;EPI,5112 3188 18 | COMMUTATOR;EPI,5112 3188 18 | COMMUTATOR;MNFR:EPIROC,PTNO:5112 3188 18 |  | COMMUTATOR;EPI,5112 3188 18COMMUTATOR;EPI,5112 3188 18 | EPIROC | 5112 3188 18 | [14 empty] | EPIROC | 5112 3188 18 | [16 empty] | https://gzbosenjx.en.made-in-china.com/product/IJBrmYFoJQkc/China-Epiroc-BS-Atlas-Copco-BS-Sandvil-BS-for-Gold-Mining-Chine-Briquette-Machine-Stone-Crusher-Price-Mining-Machine-Caterpillarbs-2657520223.html | [9 empty] | CLEANSED | 20101810 Commutators |  |  | COMMUTATOR | NO MODIFIER | TYPE |  | VOLTAGE RATING |  | CURRENT RATING |  | NUMBER OF BARS |  | OUTER DIAMETER |  | MATERIAL |  | SIZE |  | HAZARD CLASS |  | CERTIFICATION/STANDARD | [55 empty] | Production Completed
STP_009 - Lot7 | Data Enrichment | CIR | ok | 2023-11-02 | 8th-Nov |  | 1211028 | 1211028 |  |  |  | ERSA | M | 1600 | 135596MRM | EA |  | CONSOLE,COMMUNICATION CONTROL:COMMS BOX | CONSOLE,COMMUNICATION CONTROL:COMMS BOX | CONSOLE,COMMUNICATION CONTROL:COMMS BOX (INCLUDES 3G <(>&<)> WIFI ANTENNA); | [46 empty] | CLEANSED | 41113700 Electronic and communication measuring and testing instruments | COMMS BOX INCLUDES 3G ,WIFI ANTENNA |  | CONTROLLER | COMMUNICATION | TYPE | CONSOLE | DATA TRANSFER RATE |  | INTERFACE TYPE |  | DISPLAY TYPE |  | NUMBER OF PORTS |  | ELECTRICAL RATING |  | PORT DATA |  | HAZARD CLASS |  | CERTIFICATION/STANDARD | [55 empty] | Production Completed
STP_009 - Lot7 | Data Enrichment | CIR | ok | 2023-11-02 | 8th-Nov |  | 1210993 | 1210993 |  |  |  | ERSA | M | 4090 | 135552MRM | EA |  | CONSOLE:ASTRUM III DUO GPS RECEIVER; | CONSOLE:ASTRUM III DUO GPS RECEIVER; | CONSOLE:ASTRUM III DUO GPS RECEIVER; | [46 empty] | CLEANSED | 52161518 Global positioning system GPS receiver | MODEL:ASTRUM III DUO |  | RECEIVER | NO MODIFIER | TYPE | CONSOLE,GPS | FREQUENCY RATING |  | NUMBER OF CHANNELS |  | OPERATING RANGE |  | SIZE |  | MATERIAL |  | MOUNTING TYPE |  | HAZARD CLASS |  | CERTIFICATION/STANDARD | [55 empty] | Production Completed
STP_009 - Lot7 | Data Enrichment | CIR | ok | 2023-11-02 | 8th-Nov |  | 1210931 | 1210931 |  |  |  | ERSA | M | 5318 | 164863MRM | BAG |  | COPPER SULPHATE:REAGENT;1.1 TONNE BAG | COPPER SULPHATE:REAGENT;1.1 TONNE BAG | COPPER SULPHATE:REAGENT;1.1 TONNE BAG | [46 empty] | CLEANSED | 12161500 Indicators and Reagents |  |  | REAGENT | LABORATORY | TYPE |  | FORM |  | CONTAINER | 1.1 TON BAG | CONCENTRATION | COPPER SULPHATE | TEMPERATURE RANGE |  | HAZARD CLASS |  | CERTIFICATION/STANDARD | [59 empty] | Production Completed
STP_009 - Lot7 | Data Enrichment | CIR | ok | 2023-11-02 | 8th-Nov |  | 1212496 | 1212496 |  |  |  | ERSA | M | 1600 | 137320MRM | EA |  | CRUSHER SUB ASSY:AC-LN14S/1.0/F/B/1/IBP3 | CRUSHER SUB ASSY:AC-LN14S/1.0/F/B/1/IBP3 | CRUSHER SUB ASSY:AC-LN14S/1.0/F/B/1/IBP3 LOW NOISE COOLER;CONE CRUSHERS; | [39 empty] | LOW NOISE COOLER |  | AC-LN14S/1.0/F/B/1/IBP3 |  |  |  |  | CLEANSED | 20101703 Cone crushers | SUBASSEMBLY |  | CRUSHER | NO MODIFIER | TYPE | CONE | CAPACITY |  | DRIVE DETAILS |  | CRUSHING SPEED |  | BLADE DETAILS |  | SIZE |  | MATERIAL |  | TEMPERATURE RATING |  | CERTIFICATION/STANDARD | [55 empty] | Production Completed
STP_009 - Lot7 | Data Enrichment | CIR | ok | 2023-11-02 | 8th-Nov |  | 1206990 | 1206990 |  |  |  | ERSA | M | 5920 | 132706MRM | EA |  | CRUSHER SUB ASSY:FASTENING ITEM;SHIM INS | CRUSHER SUB ASSY:FASTENING ITEM;SHIM INS | CRUSHER SUB ASSY:FASTENING ITEM;SHIM INSTALLATION;C160 JAW CRUSHER; | [39 empty] | JAW CRUSHER |  | C160 |  |  |  |  | CLEANSED | 23151602 Crushers | SUBASSEMBLY,FASTENING ITEM,FOR SHIM INSTALLATION |  | CRUSHER | NO MODIFIER | TYPE |  | CAPACITY |  | DRIVE DETAILS |  | CRUSHING SPEED |  | BLADE DETAILS |  | SIZE |  | MATERIAL |  | TEMPERATURE RATING |  | CERTIFICATION/STANDARD | [55 empty] | Production Completed
STP_009 - Lot7 | Data Enrichment | CIR | ok | 2023-11-02 | 8th-Nov |  | 1215702 | 1215702 |  |  |  | ERSA | M | 5920 | 1304930MRM | EA |  | CRUSHER SUB ASSY:IMPACT SIDE PANEL;REJEC | CRUSHER SUB ASSY:IMPACT SIDE PANEL;REJEC | CRUSHER SUB ASSY:IMPACT SIDE PANEL;REJECT AND PRODUCT SCREEN; | [46 empty] | CLEANSED | 23151602 Crushers | SUBASSEMBLY,IMPACT SIDE PANEL,REJECT AND PRODUCT SCREEN |  | CRUSHER | NO MODIFIER | TYPE |  | CAPACITY |  | DRIVE DETAILS |  | CRUSHING SPEED |  | BLADE DETAILS |  | SIZE |  | MATERIAL |  | TEMPERATURE RATING |  | CERTIFICATION/STANDARD | [55 empty] | Production Completed
STP_009 - Lot7 | Data Enrichment | CIR | ok | 2023-11-02 | 8th-Nov |  | 1152507 | 1152507 |  |  |  | ERSA | M | 2920 | 1478473GZPCLNT100 | EA |  | CUFF,BLOOD PRESSURE,RESUABLE, X LARGE,AD | CUFF,BLOOD PRESSURE,RESUABLE, X LARGE,AD | MEDICAL SUPPLIES;CUFF,BLOOD PRESSURE,RESUABLE, X LARGE,AD | [46 empty] | CLEANSED | 42181605 Blood pressure cuffs or bladders |  |  | MEDICAL SUPPLIES | NO MODIFIER | TYPE | CUFF,BLOOD PRESSURE,RESUABLE | SIZE | X LARGE | TRADE NAME |  | FORMULA |  | MATERIAL |  | STORAGE TYPE |  | PACKAGE TYPE |  | HAZARD CLASS |  | CERTIFICATION/STANDARD | [55 empty] | Production Completed
STP_009 - Lot7 | Data Enrichment | CIR | ok | 2023-11-02 | 8th-Nov |  | 1152501 | 1152501 |  |  |  | ERSA | M | 2920 | 1478479GZPCLNT100 | EA |  | CUFF,BLOOD PRESSURE,RESUABLE,ADULT EA | CUFF,BLOOD PRESSURE,RESUABLE,ADULT EA | MEDICAL SUPPLIES;CUFF,BLOOD PRESSURE,RESUABLE,ADULT EA | [46 empty] | CLEANSED | 42181605 Blood pressure cuffs or bladders |  |  | MEDICAL SUPPLIES | NO MODIFIER | TYPE | CUFF,BLOOD PRESSURE,RESUABLE | SIZE | ADULT | TRADE NAME |  | FORMULA |  | MATERIAL |  | STORAGE TYPE |  | PACKAGE TYPE |  | HAZARD CLASS |  | CERTIFICATION/STANDARD | [55 empty] | Production Completed
STP_009 - Lot7 | Data Enrichment | CIR | ok | 2023-11-02 | 8th-Nov |  | 1152508 | 1152508 |  |  |  | ERSA | M | 2920 | 1478472GZPCLNT100 | EA |  | CUFF.BLOOD PRESSURE,RESUABLE,LARGE,ADULT | CUFF.BLOOD PRESSURE,RESUABLE,LARGE,ADULT | MEDICAL SUPPLIES;CUFF,BLOOD PRESSURE,RESUABLE,LARGE,ADULT | [46 empty] | CLEANSED | 42181605 Blood pressure cuffs or bladders |  |  | MEDICAL SUPPLIES | NO MODIFIER | TYPE | CUFF,BLOOD PRESSURE,RESUABLE | SIZE | ADULT | TRADE NAME |  | FORMULA |  | MATERIAL |  | STORAGE TYPE |  | PACKAGE TYPE |  | HAZARD CLASS |  | CERTIFICATION/STANDARD | [55 empty] | Production Completed
STP_009 - Lot7 | Data Enrichment | CIR | ok | 2023-11-02 | 8th-Nov |  | 1152509 | 1152509 |  |  |  | ERSA | M | 2920 | 1478471GZPCLNT100 | EA |  | DEFIBRILATOR/MONITOR,W/12 LEAD SPO2,NIBP | DEFIBRILATOR/MONITOR,W/12 LEAD SPO2,NIBP | MONITOR;DEFIBRILATOR,W/12 LEAD SPO2,NIBP | [46 empty] | CLEANSED | 41111900 Indicating and recording instruments | C/W12 LEAD SPO2,NIBP |  | MONITOR | NO MODIFIER | TYPE | DEFIBRILATOR | MEASURING RANGE |  | ACCURACY |  | DISPLAY TYPE |  | DISPLAY SIZE |  | ELECTRICAL RATING |  | MATERIAL |  | MOUNTING TYPE |  | HAZARD CLASS |  | CERTIFICATION/STANDARD | [53 empty] | Production Completed
STP_009 - Lot7 | Data Enrichment | CIR | ok | 2023-11-02 | 8th-Nov |  | 1148962 | 1148962 |  |  |  | ERSA | M | 5915 | 1533118GZPCLNT100 | EA |  | DEODORIZER;MAGIC TREE BLACK ICE,2127490 | DEODORIZER;MAGIC TREE BLACK ICE,2127490 | DEODORIZER;ADDITIONAL FEATURES:MAGIC TREE BLACK ICE,2127490 | [17 empty] | 2127490 | [28 empty] | CLEANSED | 47131816 Deodorizers | MAGIC TREE BLACK ICE |  | DEODORIZER | NO MODIFIER | TYPE |  | FORM |  | CONTAINER |  | BLOCK SIZE |  | FRAGRANCE |  | COLOUR |  | HAZARD CLASS |  | CERTIFICATION/STANDARD | [57 empty] | Production Completed
STP_009 - Lot7 | Data Enrichment | CIR | ok | 2023-11-02 | 8th-Nov |  | 1154045 | 1154045 |  |  |  | ERSA | M | 5915 | 1533119GZPCLNT100 | EA |  | DEODORIZER;MAGIC TREE E60,SHEET,3736709 | DEODORIZER;MAGIC TREE E60,SHEET,3736709 | DEODORIZER;ADDITIONAL FEATURES:MAGIC TREE E60,SHEET,3736709 | [17 empty] | 3736709 | [28 empty] | CLEANSED | 47131816 Deodorizers | MAGIC TREE E60,SHEET |  | DEODORIZER | NO MODIFIER | TYPE |  | FORM |  | CONTAINER |  | BLOCK SIZE |  | FRAGRANCE |  | COLOUR |  | HAZARD CLASS |  | CERTIFICATION/STANDARD | [57 empty] | Production Completed
STP_009 - Lot7 | Data Enrichment | CIR | ok | 2023-11-02 | 8th-Nov |  | 1139700 | 1139700 | 1429419 | AU_QM_000610386 |  | ERSA | M | 5910 | 1429419GZPCLNT100 | EA |  | DIAPHRAGM PUMP SUCTION STRAINER; FLEXIB | DIAPHRAGM PUMP SUCTION STRAINER; FLEXIB | STRAINER,SUCTION: DIAPHRAGM PUMP SUCTION STRAINER; FLEXIB LE; 51MM (2") WITH MALE CAMLOCK END;8MM HOLES;FLOW RATE 850L/M; 370MM L X 63MM W;MODEL RX50/CL |  | STRAINER,SUCTION: DIAPHRAGM PUMP SUCTION STRAINER;FLEXIB | [17 empty] | RX50/CL | [16 empty] | https://www.sandpindustrial.com/ |  |  | DIAPHRAGM PUMP | [6 empty] | CLEANSED | 40142500 Traps and strainers | 8 MM HOLES,FLOW RATE: 850 L/M |  | STRAINER | NO MODIFIER | TYPE | SUCTION,FLEXIBLE | MESH SIZE |  | PRESSURE CLASS/RATING |  | END CONNECTION | 2 IN MALE CAMLOCK | MESH MATERIAL |  | BODY MATERIAL |  | DRAIN SIZE |  | OVERALL SIZE | 370 LGX63 WD MM | TEMPERATURE RATING |  | HAZARD CLASS |  | CERTIFICATION/STANDARD | [51 empty] | Production Completed
STP_009 - Lot7 | Data Enrichment | CIR | ok | 2023-11-02 | 8th-Nov |  | 1089375 | 1089375 | 1372821 | AU_QM_000197326 |  | ERSA | M | 5955 | 1372821GZPCLNT100 | EA | 3000012 | DISH;TOY,NGPZQ2089010 | DISH;TOY,NGPZQ2089010 | DISH;MNFR:TOYOTA,PTNO:NGPZQ2089010 |  | DISH;TOY,NGPZQ2089010DISH;BEL,NGPZQ2089010 | TOYOTA | NGPZQ2089010 | [12 empty] | TOYOTA | NGPZQ2089010 | [28 empty] | CLEANSED | 41122101 Petri plates or dishes |  |  | DISH | NO MODIFIER | TYPE |  | SIZE |  | SHAPE |  | MATERIAL |  | COLOUR |  | HAZARD CLASS |  | CERTIFICATION/STANDARD | [59 empty] | Production Completed
STP_009 - Lot7 | Data Enrichment | CIR | ok | 2023-11-02 | 8th-Nov |  | 1212082 | 1212082 |  |  |  | ERSA | M | 4500 | 1236223MRM | EA |  | DOCKING STATION,COMPUTER:TIER 1;HP 2560 | DOCKING STATION,COMPUTER:TIER 1;HP 2560 | DOCKING STATION,COMPUTER:TIER 1;HP 2560 STATION; | [46 empty] | CLEANSED | 43211602 Docking stations | FOR HP 2560 STATION |  | STATION | DOCKING | TYPE | COMPUTER,TIER 1 | VOLTAGE RATING |  | CURRENT RATING |  | POWER RATING |  | NUMBER OF PORTS |  | SIZE |  | TEMPERATURE RATING |  | CERTIFICATION/STANDARD | [57 empty] | Production Completed
STP_009 - Lot7 | Data Enrichment | CIR | ok | 2023-11-02 | 8th-Nov |  | 1099117 | 1099117 | 1383057 | AU_QM_000223337 |  | ERSA | M | 5100 | 1383057GZPCLNT100 | EA | 3000438 | DOOR;NRMT,57929351 | PORTE;NRMT,57929351 | PUERTA;MNFR:NORMET,PTNO:57929351 | PUERTA;,MNFR:NORMET,PTNO:57929351 | DOOR;NRMT,57929351DOOR;NOR,57929351 | NORMET | 57929351 | [12 empty] | NORMET | 57929351 | [28 empty] | CLEANSED | 30171500 Doors |  |  | DOOR | NO MODIFIER | TYPE |  | SIZE |  | MATERIAL |  | COLOUR |  | HAZARD CLASS |  | CERTIFICATION/STANDARD | [61 empty] | Production Completed
STP_009 - Lot7 | Data Enrichment | CIR | ok | 2023-11-02 | 8th-Nov |  | 1152664 | 1152664 | 1476347 | AU_QM_001007135 |  | ERSA | M | 2000 | 1476347GZPCLNT100 | EA |  | DRILLHEAD;SIG,69-225-120 | DRILLHEAD;SIG,69-225-120 |  |  | DRILL HEAD: CMP PLA35 PAVING BREAKER BACKHEAD; | [37 empty] | PAVING BREAKER |  | CMP PLA35 |  |  |  |  | CLEANSED | 23291500 Industrial drilling tools |  |  | HEAD | NO MODIFIER | TYPE | DRILL | SIZE |  | MATERIAL |  | HAZARD CLASS |  | CERTIFICATION/STANDARD | [63 empty] | Production Completed
STP_009 - Lot7 | Data Enrichment | CIR | ok | 2023-11-02 | 8th-Nov |  | 1205891 | 1205891 |  |  |  | ERSA | M | 4090 | 88575MRM | BT |  | EAR DROPS:8ML BOTTLE; | EAR DROPS:8ML BOTTLE; | EAR DROPS:8ML BOTTLE; | [46 empty] | CLEANSED | 42143507 Medication ear packs |  |  | MEDICAL SUPPLIES | NO MODIFIER | TYPE | EAR DROPS | SIZE |  | TRADE NAME |  | FORMULA |  | MATERIAL |  | STORAGE TYPE |  | PACKAGE TYPE |  | HAZARD CLASS |  | CERTIFICATION/STANDARD | [55 empty] | Production Completed
STP_009 - Lot7 | Data Enrichment | CIR | ok | 2023-11-02 | 8th-Nov |  | 1203451 | 1203451 |  |  |  | ERSA | M | 4090 | 981742MRM | EA |  | EAR DROPS:AQUAEAR;35ML BOTTLE; | EAR DROPS:AQUAEAR;35ML BOTTLE; | EAR DROPS:AQUAEAR;35ML BOTTLE; | [46 empty] | CLEANSED | 42143507 Medication ear packs |  |  | MEDICAL SUPPLIES | NO MODIFIER | TYPE | AQUAEAR EAR DROPS | SIZE |  | TRADE NAME |  | FORMULA |  | MATERIAL |  | STORAGE TYPE |  | PACKAGE TYPE |  | HAZARD CLASS |  | CERTIFICATION/STANDARD | [55 empty] | Production Completed
STP_009 - Lot7 | Data Enrichment | CIR | ok | 2023-11-02 | 8th-Nov |  | 1203646 | 1203646 |  |  |  | ERSA | M | 4090 | 985915MRM | BT |  | EAR DROPS:CERUMOL;11ML BOTTLE; | EAR DROPS:CERUMOL;11ML BOTTLE; | EAR DROPS:CERUMOL;11ML BOTTLE; | [46 empty] | CLEANSED | 42143507 Medication ear packs |  |  | MEDICAL SUPPLIES | NO MODIFIER | TYPE | CERUMOL EAR DROPS | SIZE |  | TRADE NAME |  | FORMULA |  | MATERIAL |  | STORAGE TYPE |  | PACKAGE TYPE |  | HAZARD CLASS |  | CERTIFICATION/STANDARD | [55 empty] | Production Completed
STP_009 - Lot7 | Data Enrichment | CIR | ok | 2023-11-02 | 8th-Nov |  | 1008651 | 1008651 |  |  |  | ERSA | M | 5000 | 1560345GZPCLNT100 | EA | 3000010 | CURTAIN;SAN,BG01406417 | LUZ;SAN,BG01406417 | LIGHT;MNFR:SANDVIK,PTNO:BG01406417,ADDITIONAL FEATURES EN:BARRIER RECEIVER,AUTOMATION | LUZ;MNFR:SANDVIK,PTNO:BG01406417 |  | SANDVIK | BG01406417 | 1068336 @@ SANDVIK MINING & CONSTRUCTION | BG01406417 | [10 empty] | SANDVIK | BG01406417 |  |  | SANDVIK MINING & CONSTRUCTION | BG01406417 | [24 empty] | CLEANSED | 46171620 Safety light curtains | BARRIER RECEIVER,AUTOMATION |  | CURTAIN | LIGHT | TYPE |  | NUMBER OF BEAMS |  | OPERATING RANGE |  | PROTECTION HEIGHT |  | RESPONSE TIME |  | ELECTRICAL RATING |  | MATERIAL |  | SIZE |  | CONNECTION TYPE |  | DEGREE OF PROTECTION |  | HAZARD CLASS |  | CERTIFICATION/STANDARD | [49 empty] | Production Completed
STP_009 - Lot7 | Data Enrichment | CIR | ok | 2023-11-02 | 7th-Nov |  | 1010123 | 1010123 |  |  |  | ERSA | M | 5915 | 1605078GZPCLNT100 | EA | 3000028 | BOARD;MIT,QMK465679,BRAKE VALVE SET | PLACA IMPR;MIT,QMK465679 | BOARD;MNFR:MITSUBISHI,PTNO:QMK465679,ADDITIONAL FEATURES EN:BRAKE VALVE SET | PLACA IMPRESA;MNFR:MITSUBISHI,PTNO:QMK465679 |  | MITSUBISHI | QMK465679 | 1068259 @@ RGM MAINTENANCE PTY LTD | QMK465679 | [10 empty] | MITSUBISHI | QMK465679 |  |  | RGM MAINTENANCE PTY LTD | [25 empty] | CLEANSED | 39121500 Electrical controls and accessories | FOR BRAKE VALVE SET |  | BOARD | NO MODIFIER | TYPE |  | SIZE |  | MATERIAL |  | HAZARD CLASS |  | CERTIFICATION/STANDARD | [63 empty] | Production Completed
STP_009 - Lot7 | Data Enrichment | CIR | ok | 2023-11-02 | 7th-Nov |  | 1012587 | 1012587 |  |  |  | ERSA | M | 1600 | 1614275GZPCLNT100 | EA | 3000317 | CHARGER;MILW,M18HOSPD802B | CARGADOR;MILW,M18HOSPD802B | CHARGER;MNFR:MILWAUKEE ELECTRIC TOOL,PTNO:M18HOSPD802B | CARGADOR;MNFR:MILWAUKEE ELECTRIC TOOL,PTNO:M18HOSPD802B |  | MILWAUKEE ELECTRIC TOOL | M18HOSPD802B | 1068254 @@ MOUNT ISA MINING SUPPLIES P/L | M18HOSPD802B | [12 empty] | MILWAUKEE ELECTRIC TOOL | M18HOSPD802B | MOUNT ISA MINING SUPPLIES P/L | [15 empty] | https://www.milwaukeetool.co.nz/power-tools/batteries-and-chargers/m18-batteries/M18HOSPD802B.html | https://sydneytools.com.au/product/milwaukee-m18hospd802b-18v-80ah-liion-cordless-red-lithium-high-output-battery-dual-bay-rapid-charger-m18dfc | [8 empty] | ENRICHED | 26111704 Battery chargers |  |  | CHARGER | BATTERY | TYPE | DUAL BAY | OUTPUT VOLTAGE RATING | 18 V | CHARGING CAPACITY | 8.0 AH | INPUT VOLTAGE |  | CURRENT RATING |  | SIZE | 105 LGX 94 WDX154 HT MM | NUMBER OF BATTERIES |  | CHARGING TIME | 153 MIN | TEMPERATURE RATING |  | HAZARD CLASS |  | CERTIFICATION/STANDARD | [51 empty] | Production Completed
STP_009 - Lot7 | Data Enrichment | CIR | ok | 2023-11-02 | 7th-Nov |  | 1012688 | 1012688 |  |  |  | ERSA | M | 1600 | 1616706GZPCLNT100 | EA | 3000032 | BOARD;SIE,PCA,FINAL ASSY 24VDC,I/O | PLACA IMPR;SIE,PCA,FINAL ASSY 24VDC | BOARD;MNFR:SIEMENS,PTNO:PCA,FINAL ASSY 24VDC,ADDITIONAL FEATURES EN:I/O | PLACA IMPRESA;MNFR:SIEMENS,PTNO:PCA,FINAL ASSY 24VDC |  | SIEMENS | PCA,FINAL ASSY 24VDC | 1075876 @@ SIEMENS LARGE DRIVES PTY LTD | PCA,FINAL ASSY 24VDC USER I/O BOAR | [10 empty] | SIEMENS | PCA |  |  | SIEMENS LARGE DRIVES PTY LTD | [25 empty] | CLEANSED | 32101500 Circuit assemblies and radio frequency RF components | FINAL ASSY |  | BOARD | INPUT/OUTPUT | TYPE |  | ELECTRICAL RATING | 24 VDC | OUTPUT RATING |  | NUMBER OF CHANNELS |  | PORT DATA |  | DATA TRANSFER RATE |  | CONNECTION TYPE |  | SIZE |  | MATERIAL |  | TEMPERATURE RATING |  | HAZARD CLASS |  | CERTIFICATION/STANDARD | [49 empty] | Production Completed
STP_009 - Lot7 | Data Enrichment | CIR | ok | 2023-11-02 | 8th-Nov |  | 1013299 | 1013299 |  |  |  | ERSA | M | 1600 | 1614639GZPCLNT100 | EA | 3000344 | CONTROL STATION,PENDT;SCHN,XACA4913,4 PU | ESTACION MANDO CONT;SCHN,XACA4913 | CONTROL STATION,PENDANT;MNFR:SCHNEIDER INC,PTNO:XACA4913,ADDITIONAL FEATURES EN:4 PUSH BUTTONS,1 EMERGENCY STOP | ESTACION MANDO Y CONTROL;MNFR:SCHNEIDER INC,PTNO:XACA4913 |  | SCHNEIDER INC | XACA4913 | 1068181 @@ CNW (MOUNT ISA) ELECT WHOLESALER | SCHXACA4913 | [12 empty] | SCHNEIDER INC | XACA4913 | CNW (MOUNT ISA) ELECT WHOLESALER | SCHXACA4913 | [14 empty] | https://in.rsdelivers.com/product/schneider-electric/xaca4913/1-nc-2-no-push-button-pendant-station/2205173 | [9 empty] | ENRICHED | 39121561 Pendant control station | 4 PUSH BUTTONS,1 EMERGENCY STOP |  | STATION | CONTROL | TYPE | PUSHBUTTON,PENDANT | VOLTAGE RATING |  | CURRENT RATING |  | NUMBER OF OPERATORS |  | CONTACT CONFIGURATION | 1 NC+2 NO | LEGEND |  | DEGREE OF PROTECTION | IP65 | MOUNTING TYPE |  | MATERIAL |  | SIZE |  | ENCLOSURE |  | HAZARD CLASS |  | CERTIFICATION/STANDARD | [47 empty] | Production Completed
STP_009 - Lot7 | Data Enrichment | CIR | ok | 2023-11-02 | 8th-Nov |  | 1014321 | 1014321 |  |  |  | ERSA | M | 5000 | 1560344GZPCLNT100 | EA | 3000010 | CURTAIN;SAN,BG01406414 | LUZ;SAN,BG01406414 | LIGHT;MNFR:SANDVIK,PTNO:BG01406414,ADDITIONAL FEATURES EN:BARRIER EMITTER,AUTOMATION | LUZ;MNFR:SANDVIK,PTNO:BG01406414 |  | SANDVIK | BG01406414 | 1068336 @@ SANDVIK MINING & CONSTRUCTION | BG01406414 | [10 empty] | SANDVIK | BG01406414 |  |  | SANDVIK MINING & CONSTRUCTION | BG01406414 | [24 empty] | CLEANSED | 46171620 Safety light curtains | BARRIER EMITTER,AUTOMATION |  | CURTAIN | LIGHT | TYPE |  | NUMBER OF BEAMS |  | OPERATING RANGE |  | PROTECTION HEIGHT |  | RESPONSE TIME |  | ELECTRICAL RATING |  | MATERIAL |  | SIZE |  | CONNECTION TYPE |  | DEGREE OF PROTECTION |  | HAZARD CLASS |  | CERTIFICATION/STANDARD | [49 empty] | Production Completed
STP_009 - Lot7 | Data Enrichment | CIR | ok | 2023-11-02 | 8th-Nov |  | 1023734 | 1023734 | 1378333 | AU_QM_000217637 |  | ERSA | M | 4090 | 1378333GZPCLNT100 | EA | 3000001 | COMMUTATOR;EPI,9106 1351 06 | COMMUTATOR;EPI,9106 1351 06 | COMMUTATOR;MNFR:EPIROC,PTNO:9106 1351 06 |  | COMMUTATOR;EPI,9106 1351 06COMMUTATOR;EPI,9106 1351 06 | EPIROC | 9106 1351 06 | 1068108 @@ EPIROC AUSTRALIA PTY LTD | 9106135106 | [12 empty] | EPIROC | 9106 1351 06 | EPIROC AUSTRALIA PTY LTD | [15 empty] | https://gzbosenjx.en.made-in-china.com/product/IJBrmYFoJQkc/China-Epiroc-BS-Atlas-Copco-BS-Sandvil-BS-for-Gold-Mining-Chine-Briquette-Machine-Stone-Crusher-Price-Mining-Machine-Caterpillarbs-2657520223.html | [9 empty] | CLEANSED | 20101810 Commutators |  |  | COMMUTATOR | NO MODIFIER | TYPE |  | VOLTAGE RATING |  | CURRENT RATING |  | NUMBER OF BARS |  | OUTER DIAMETER |  | MATERIAL |  | SIZE |  | HAZARD CLASS |  | CERTIFICATION/STANDARD | [55 empty] | Production Completed
STP_009 - Lot7 | Data Enrichment | CIR | ok | 2023-11-02 | 7th-Nov |  | 1026355 | 1026355 | 1375230 | AU_QM_000214219 |  | ERSA | M | 4045 | 1375230GZPCLNT100 | EA | 3000001 | BOARD;EPI,9106219685 | BOARD;EPI,9106219685 | BOARD;MNFR:EPIROC,PTNO:9106219685 |  | BOARD;EPI,9106219685BOARD;EPI,9106219685 | EPIROC | 9106219685 | 1068108 @@ EPIROC AUSTRALIA PTY LTD | 9106219685 | [12 empty] | EPIROC | 9106219685 | [16 empty] | https://drisan.com/search/9106135466-circuit-board | [9 empty] | CLEANSED | 39121500 Electrical controls and accessories |  |  | BOARD | CIRCUIT | TYPE |  | FUNCTION |  | HAZARD CLASS |  | CERTIFICATION/STANDARD | [65 empty] | Production Completed
STP_009 - Lot7 | Data Enrichment | CIR | ok | 2023-11-02 | 8th-Nov |  | 1033460 | 1033460 | 1382495 | AU_QM_000222622 |  | ERSA | M | 5100 | 1382495GZPCLNT100 | EA | 3000438 | DOOR;NRMT,45946750 | PORTE;NRMT,45946750 | PUERTA;MNFR:NORMET,PTNO:45946750 | PUERTA;,MNFR:NORMET,PTNO:45946750 | DOOR;NRMT,45946750DOOR;NOR,45946750 | NORMET | 45946750 | 1068143 @@ NORMET ASIA PACIFIC PTY LTD | 45946750 | [10 empty] | NORMET | 45946750 |  |  | NORMET ASIA PACIFIC PTY LTD | 45946750 | [24 empty] | CLEANSED | 30171500 Doors |  |  | DOOR | NO MODIFIER | TYPE |  | SIZE |  | MATERIAL |  | COLOUR |  | HAZARD CLASS |  | CERTIFICATION/STANDARD | [61 empty] | Production Completed
STP_009 - Lot7 | Data Enrichment | CIR | ok | 2023-11-02 | 8th-Nov |  | 1034683 | 1034683 | 1383141 | AU_QM_000223456 |  | ERSA | M | 5100 | 1383141GZPCLNT100 | EA | 3000438 | DOOR;NRMT,57990800 | PORTE;NRMT,57990800 | PUERTA;MNFR:NORMET,PTNO:57990800 | PUERTA;,MNFR:NORMET,PTNO:57990800 | DOOR;NRMT,57990800DOOR;NOR,57990800 | NORMET | 57990800 | 1068143 @@ NORMET ASIA PACIFIC PTY LTD | 57990800 | [10 empty] | NORMET | 57990800 |  |  | NORMET ASIA PACIFIC PTY LTD | 57990800 | [24 empty] | CLEANSED | 30171500 Doors |  |  | DOOR | NO MODIFIER | TYPE |  | SIZE |  | MATERIAL |  | COLOUR |  | HAZARD CLASS |  | CERTIFICATION/STANDARD | [61 empty] | Production Completed
STP_009 - Lot7 | Data Enrichment | CIR | ok | 2023-11-02 | 8th-Nov |  | 1035483 | 1035483 | 1474798 | AU_QM_000176219 |  | ERSA | M | 2200 | 1474798GZPCLNT100 | EA |  | BUTTERFLY;DN600;154MM;WATER/AIR;CONNECTI | BUTTERFLY;DN600;154MM;WATER/AIR;CONNECTI |  |  | VALVE,BUTTERFLY:BUTTERFLY;DN600;154MM;WATER/AIR;CONNECTI |  |  | 1068546 @@ KEYFLO PACIFIC PTY LTD | 600GRL-BUNA-T-E-F427 | [10 empty] | KEYFLO PACIFIC PTY LTD | 600GRL-BUNA-T-E-F427 | [28 empty] | CLEANSED | 40141600 Valves | SIZE:154 MM,SERVICE:AIR,WATER |  | VALVE | BUTTERFLY | TYPE |  | NOMINAL SIZE | DN 600 | END CONNECTION |  | CONFIGURATION |  | END TO END DISTANCE |  | BODY MATERIAL |  | PRESSURE CLASS/RATING |  | DESIGN PRESSURE |  | TEMPERATURE RATING |  | OPERATED |  | TRIM |  | SOFTGOODS |  | HAZARD CLASS |  | CERTIFICATION/STANDARD | [45 empty] | Production Completed
STP_009 - Lot7 | Data Enrichment | CIR | ok | 2023-11-02 | 8th-Nov |  | 1035484 | 1035484 |  |  |  | ERSA | M | 2200 | 1474799GZPCLNT100 | EA |  | BUTTERFLY;DN600;154MM;WATER/AIR;CONNECTI | BUTTERFLY;DN600;154MM;WATER/AIR;CONNECTI | [5 empty] | 1068546 @@ KEYFLO PACIFIC PTY LTD | 600GRW-BUNA-T-E-F427 | [10 empty] | KEYFLO PACIFIC PTY LTD | 600GRW-BUNA-T-E-F427 | [28 empty] | CLEANSED | 40141600 Valves | SIZE:154 MM,SERVICE:AIR,WATER |  | VALVE | BUTTERFLY | TYPE |  | NOMINAL SIZE | DN 600 | END CONNECTION |  | CONFIGURATION |  | END TO END DISTANCE |  | BODY MATERIAL |  | PRESSURE CLASS/RATING |  | DESIGN PRESSURE |  | TEMPERATURE RATING |  | OPERATED |  | TRIM |  | SOFTGOODS |  | HAZARD CLASS |  | CERTIFICATION/STANDARD | [45 empty] | Production Completed
STP_009 - Lot7 | Data Enrichment | CIR | ok | 2023-11-02 | 8th-Nov |  | 1036889 | 1036889 |  |  |  | ERSA | M | 1600 | 1569202GZPCLNT100 | EA |  | CLOCK;DGTL,230VAC,IP66,100MMH DIGITS | RELOJ; | CLOCK;ADDITIONAL FEATURES EN:DIGITAL,230VAC,IP66,100MMH DIGITS | RELOJ; |  |  |  | 1072013 @@ METAL MANUFACTURES PTY LTD | INGPPL100/4 | [10 empty] | METAL MANUFACTURES PTY LTD | INGPPL100/4 | [28 empty] | CLEANSED | 54111600 Clocks | VOLTAGE:230 VAC,DEGREE OF PROTECTION:IP66 |  | CLOCK | NO MODIFIER | TYPE | DIGITAL | DISPLAY TYPE |  | TIME FORMAT |  | BATTERY DETAILS |  | MATERIAL |  | SIZE | 100 MMH DIGITS | MOUNTING TYPE |  | HAZARD CLASS |  | CERTIFICATION/STANDARD | [55 empty] | Production Completed
STP_009 - Lot7 | Data Enrichment | CIR | ok | 2023-11-02 | 8th-Nov |  | 1047953 | 1047953 | 1403831 | AU_QM_000248571 |  | ERSA | M | 5915 | 1403831GZPCLNT100 | EA |  | BROACH;26 MM,CUT LG 50 MM,TM | BROACH;26 MM,CUT LG 50 MM,TM | BROACH;CUT SIZE:26 MM,CUTTING LENGTH:50 MM,MATERIAL:HIGH SPEED STEEL,ADDITIONAL FEATURES EN:TM,MNFR:01)PARTS,PTNO:01)D9564 |  | BROACH;26 MM,CUT LG 50 MM,TMBROACH;26MM,50MM,HIGH SPEED STEEL,TM |  |  | 1068652 @@ J BLACKWOOD & SONS | 1403831 | [11 empty] | D9564 | [14 empty] | J BLACKWOOD & SONS | 1403831 | [12 empty] | CLEANSED | 23241602 Broach | TM |  | BROACH | NO MODIFIER | TYPE |  | CUT SIZE | 26 MM | KEYWAY WIDTH |  | DRILL SIZE |  | CUTTING LENGTH | 50 MM | MATERIAL | HIGH SPEED STEEL | BROACH LENGTH |  | TOOTH PITCH |  | TOLERANCE |  | PRESSURE RATING |  | HAZARD CLASS |  | CERTIFICATION/STANDARD | [49 empty] | Production Completed
STP_009 - Lot7 | Data Enrichment | CIR | ok | 2023-11-02 | 8th-Nov |  | 1048039 | 1048039 | 1423495 | AU_QM_000269938 |  | ERSA | M | 5915 | 1423495GZPCLNT100 | EA |  | BROACH;22 MM,CUT LG 50 MM,TM | BROACH;22 MM,CUT LG 50 MM,TM | BROACH;CUT SIZE:22 MM,CUTTING LENGTH:50 MM,MATERIAL:HIGH SPEED STEEL,ADDITIONAL FEATURES EN:TM,MNFR:01)PARTS,PTNO:01)D9558 |  | BROACH;22 MM,CUT LG 50 MM,TMBROACH;22MM,50MM,HIGH SPEED STEEL,TM |  |  | 1068652 @@ J BLACKWOOD & SONS | 1423495 | [11 empty] | D9558 | [14 empty] | J BLACKWOOD & SONS | 1423495 | [12 empty] | CLEANSED | 23241602 Broach | TM |  | BROACH | NO MODIFIER | TYPE |  | CUT SIZE | 22 MM | KEYWAY WIDTH |  | DRILL SIZE |  | CUTTING LENGTH | 50 MM | MATERIAL | HIGH SPEED STEEL | BROACH LENGTH |  | TOOTH PITCH |  | TOLERANCE |  | PRESSURE RATING |  | HAZARD CLASS |  | CERTIFICATION/STANDARD | [49 empty] | Production Completed
STP_009 - Lot7 | Data Enrichment | CIR | ok | 2023-11-02 | 8th-Nov |  | 1051494 | 1051494 |  |  |  | ERSA | M | 4005 | 1574917GZPCLNT100 | EA |  | BROACH;DUMONT 16 MM - E1 | BROCHE; | BROACH;ADDITIONAL FEATURES EN:DUMONT 16 MM - E1 | BROCHE; |  |  |  | 1068502 @@ ATOM SUPPLY | 512297 | [10 empty] | ATOM SUPPLY | 512297 | DUMONT | 44411 | [16 empty] | https://www.atom.com.au/dumont-16mm-e1-broach-512297 | https://www.travers.com/product/dumont-44411-keyway-broach-30-600-135 | [8 empty] | ENRICHED | 23241602 Broach | STYLE:E1 |  | BROACH | NO MODIFIER | TYPE |  | CUT SIZE |  | KEYWAY WIDTH |  | DRILL SIZE |  | CUTTING LENGTH | 6 IN | MATERIAL | HIGH SPEED STEEL | BROACH LENGTH | 16 MM | TOOTH PITCH |  | TOLERANCE |  | PRESSURE RATING |  | HAZARD CLASS |  | CERTIFICATION/STANDARD | [49 empty] | Production Completed
STP_009 - Lot7 | Data Enrichment | CIR | ok | 2023-11-02 | 7th-Nov |  | 1052054 | 1052054 |  |  |  | ERSA | M | 1600 | 1579510GZPCLNT100 | EA |  | CHARGER;DUAL USB,FULLY INTEGRATED,5V PWR | CARGADOR; | CHARGER;ADDITIONAL FEATURES EN:DUAL USB,FULLY INTEGRATED,5V PWR POINT | CARGADOR; |  |  |  | 1071835 @@ REXEL AUSTRALIA | PUMPUPP2USB2G | [11 empty] | PUMPUPP2USB2G | REXEL AUSTRALIA | PUPP2USB2G | [16 empty] | https://www.rexel.com.au/are/category/Switches-%26-Sockets/Socket-Outlet/Combination-switch-wall-socket-outlet/FULLY-INTEGRATED-DUAL-USB-CHARGER-POWER-POINT-5V-1-7AA-3-4A/TRGPUPP2USB2G/p/14250280 | [9 empty] | ENRICHED | 26111700 Batteries and cells and accessories | FULLY INTEGRATED POWER POINT |  | CHARGER | NO MODIFIER | TYPE | DUAL USB | INPUT RATING | 5 V | OUTPUT RATING | 240 V | SIZE | 116 WDX75.5 HTX13 DP MM | MATERIAL |  | HAZARD CLASS |  | CERTIFICATION/STANDARD | [59 empty] | Production Completed
STP_009 - Lot7 | Data Enrichment | CIR | ok | 2023-11-02 | 7th-Nov |  | 1055673 | 1055673 |  |  |  | ERSA | M | 4500 | 1584558GZPCLNT100 | EA |  | CHARGER;RAPD | CARGADOR; | CHARGER;TYPE:RAPID,ADDITIONAL FEATURES EN:6 WAY(INCLUDES 6XAD130 CHARGER ADAPTER & BC157S AC ADAPTOR) | CARGADOR; |  |  |  | 1069244 @@ RICOM ELECTRONICS PTY LTD | BC214N_41 | [10 empty] | RICOM ELECTRONICS PTY LTD | BC214N_41 | [28 empty] | CLEANSED | 26111700 Batteries and cells and accessories | INCLUDES 6XAD130 CHARGER ADAPTER,BC157S AC ADAPTOR |  | CHARGER | NO MODIFIER | TYPE | RAPD,6 WAY | INPUT RATING |  | OUTPUT RATING |  | SIZE |  | MATERIAL |  | HAZARD CLASS |  | CERTIFICATION/STANDARD | [59 empty] | Production Completed
STP_009 - Lot7 | Data Enrichment | CIR | ok | 2023-11-02 | 7th-Nov |  | 1055674 | 1055674 |  |  |  | ERSA | M | 4500 | 1584559GZPCLNT100 | EA |  | CHARGER;SINGLE DROP IN RAPID | CARGADOR; | CHARGER;TYPE:SINGLE DROP IN RAPID,ADDITIONAL FEATURES EN:WITH BC123SV | CARGADOR; |  |  |  | 1069244 @@ RICOM ELECTRONICS PTY LTD | BC213 | [12 empty] | RICOM ELECTRONICS PTY LTD | BC-213 | [16 empty] | https://www.tokopedia.com/qw718393/charger-ht-icom-ic-v88-bc-213 | [9 empty] | CLEANSED | 26111700 Batteries and cells and accessories | C/W WITH BC123SV |  | CHARGER | NO MODIFIER | TYPE | SINGLE DROP IN RAPID | INPUT RATING |  | OUTPUT RATING |  | SIZE |  | MATERIAL |  | HAZARD CLASS |  | CERTIFICATION/STANDARD | [59 empty] | Production Completed
STP_009 - Lot7 | Data Enrichment | CIR | ok | 2023-11-02 | 7th-Nov |  | 1057612 | 1057612 |  |  |  | ERSA | M | 1500 | 1607555GZPCLNT100 | EA |  | BOARD;AQUACHEK,3000X1200X10MM,AS2588 | PLACA IMPR; | BOARD;TYPE:AQUACHEK,SIZE:3000X1200X10MM,MATERIAL:PLASTERBOARD,CERTIFICATION/STANDARD:AS2588 | PLACA IMPRESA; |  |  |  | 1068115 @@ ELLIOTT TIMBER SALES PTY LTD | PBSB3000120010REW | [10 empty] | ELLIOTT TIMBER SALES PTY LTD | PBSB3000120010REW | [28 empty] | CLEANSED | 39121500 Electrical controls and accessories |  |  | BOARD | NO MODIFIER | TYPE | AQUACHEK | SIZE | 3000X1200X10 MM | MATERIAL | PLASTERBOARD | HAZARD CLASS |  | CERTIFICATION/STANDARD | AS2588 | [62 empty] | Production Completed
STP_009 - Lot7 | Data Enrichment | CIR | ok | 2023-11-02 | 7th-Nov |  | 1057968 | 1057968 |  |  |  | ERSA | M | 4500 | 1564575GZPCLNT100 | EA |  | CHARGER;RADIO,MOTOROLA,DP2000/4000 | CARGADOR; | CHARGER;ADDITIONAL FEATURES EN:RADIO,MOTOROLA,DP2000/4000 | CARGADOR; |  |  |  | 1069244 @@ RICOM ELECTRONICS PTY LTD | DP2000/4000 SUC | [10 empty] | RICOM ELECTRONICS PTY LTD | [23 empty] | MOTOROLA | DP2000/4000 |  |  |  |  | CLEANSED | 26111700 Batteries and cells and accessories |  |  | CHARGER | NO MODIFIER | TYPE |  | INPUT RATING |  | OUTPUT RATING |  | SIZE |  | MATERIAL |  | HAZARD CLASS |  | CERTIFICATION/STANDARD | [59 empty] | Production Completed
STP_009 - Lot7 | Data Enrichment | CIR | ok | 2023-11-02 | 7th-Nov |  | 1058028 | 1058028 |  |  |  | ERSA | M | 1600 | 1605213GZPCLNT100 | EA |  | BOARD,INSUL;500MM X 305MM X 25MM, POLYAM | PANEL AISL; | BOARD,INSULATION;ADDITIONAL FEATURES EN:500MM X 305MM X 25MM, POLYAMIDE 6.6 GLASS FIBLRE REINFORCED 30% | PANEL AISLAMIENTO; |  |  |  | 1068181 @@ CNW (MOUNT ISA) ELECT WHOLESALER | RSC771881 | [10 empty] | CNW (MOUNT ISA) ELECT WHOLESALER | RSC771881 | [28 empty] | CLEANSED | 31371001 Insulation boards | POLYAMIDE 6.6 GLASS FIBLRE REINFORCED 30% |  | BOARD | INSULATION | TYPE |  | MATERIAL |  | SIZE | 500X305X25 MM | THERMAL RESISTANCE |  | HAZARD CLASS |  | CERTIFICATION/STANDARD | [61 empty] | Production Completed
STP_009 - Lot7 | Data Enrichment | CIR | ok | 2023-11-02 | 7th-Nov |  | 1059930 | 1059930 |  |  |  | ERSA | M | 5955 | 1609048GZPCLNT100 | EA |  | CHARGER;IMPRES 2,100-240 VAC,SINGLE UNIT | CARGADOR; | CHARGER;TYPE:IMPRES 2,INPUT RATING:100-240 VAC,SIZE:WD 9.6 X HT 6 X DP 16.2 CM,ADDITIONAL FEATURES EN:LINECORD:AU/NZ,SINGLE UNIT | CARGADOR; |  |  |  | 1068116 @@ MINE SITE TECHNOLOGIES PTY LTD | 28610 | [10 empty] | MINE SITE TECHNOLOGIES PTY LTD | 28610 | [28 empty] | CLEANSED | 26111700 Batteries and cells and accessories | BRAND:IMPRES 2,LINECORD:AU/NZ,SINGLE UNIT |  | CHARGER | NO MODIFIER | TYPE |  | INPUT RATING | 100 TO 240 VAC | OUTPUT RATING |  | SIZE | 9.6 WDX6 HTX16.2 DP CM | MATERIAL |  | HAZARD CLASS |  | CERTIFICATION/STANDARD | [59 empty] | Production Completed
STP_009 - Lot7 | Data Enrichment | CIR | ok | 2023-11-02 | 7th-Nov |  | 1060134 | 1060134 |  |  |  | ERSA | M | 1600 | 1615201GZPCLNT100 | EA |  | CHARGER;BANK,5.1VDC/500MA,30 W,CB8E | CARGADOR; | CHARGER;TYPE:BANK,OUTPUT RATING:5.1VDC/500MA,SIZE:33 X 21 X 5.5 CM,ADDITIONAL FEATURES EN:30 W,CB8E,INPUT RATING:240 VAC OR 12-24 VDC,FOR 8 UNIT E & U MODEL CAP LAMP,KC3E-EX,KH3E-EX,RN3U&RN4UB,MNFR:ROOBUCK | CARGADOR; |  |  |  | 1068652 @@ J BLACKWOOD & SONS | 338236 | [12 empty] | ROOBUCK | CB8E | [12 empty] | J BLACKWOOD & SONS | 338236 |  |  | https://www.roobuck.com.au/product/cb8e-charging-bank-for-8-units-eu-model-cap-lamps/ | https://www.blackwoods.com.au/electrical/portable-lighting/cap-lamps/roobuck-charging-bank-8-unit-for-caplamps-kc3e-ex-kh3e-ex-rn3u-rn4ub-mains-or-12-24-vdc-power-cb8e/p/00338236 | [8 empty] | CLEANSED | 26111700 Batteries and cells and accessories | POWER:30 W,FOR 8 UNIT E AND U MODEL CAP LAMP,KC3E-EX,KH3E-EX,RN3U&RN4UB |  | CHARGER | NO MODIFIER | TYPE | BANK | INPUT RATING | 240 VAC,12 TO 24 VDC | OUTPUT RATING | 5.1VDC/500MA | SIZE | 33X21X5.5 CM | MATERIAL |  | HAZARD CLASS |  | CERTIFICATION/STANDARD | [59 empty] | Production Completed
STP_009 - Lot7 | Data Enrichment | CIR | ok | 2023-11-02 | 7th-Nov |  | 1060606 | 1060606 |  |  |  | ERSA | M | 2700 | 1607334GZPCLNT100 | EA |  | BOARD;TEXTURE BASE BLUE,7.5 MM,FBR | PLACA IMPR; | BOARD;TYPE:TEXTURE BASE BLUE,SIZE:7.5 MM,MATERIAL:FIBRE,ADDITIONAL FEATURES EN:2725X1200 | PLACA IMPRESA; |  |  |  | 1068115 @@ ELLIOTT TIMBER SALES PTY LTD | FCCS2725120075TB | [10 empty] | ELLIOTT TIMBER SALES PTY LTD | FCCS2725120075TB | [28 empty] | CLEANSED | 39121500 Electrical controls and accessories | 2725X1200 |  | BOARD | NO MODIFIER | TYPE | TEXTURE BASE BLUE | SIZE | 7.5 MM | MATERIAL | FIBRE | HAZARD CLASS |  | CERTIFICATION/STANDARD | [63 empty] | Production Completed
STP_009 - Lot7 | Data Enrichment | CIR | ok | 2023-11-02 | 7th-Nov |  | 1061852 | 1061852 |  |  |  | ERSA | M | 4090 | 1574203GZPCLNT100 | EA |  | BOARD;PWR,240V,HPM,RCD,REPC410USB | PLACA IMPR; | BOARD;TYPE:POWER,SIZE:240V,MATERIAL:,ADDITIONAL FEATURES EN:HPM,RCD,REPC410USB | PLACA IMPRESA; |  |  |  | 1068206 @@ RS COMPONENTS PTY LTD | 3658444 | [12 empty] | HPM | REPC410USB | [12 empty] | RS COMPONENTS PTY LTD | 3658444 |  |  | https://hpm.com.au/product/electresafe-power-centre-with-usb-p/ | https://cdn2.ideal.co.nz/medias/sys_Nzideal/sheets/sheets/h40/h22/8850029150238/LEG-pdf-HPMREPC410-10A-15A-Power-Centre-REPC410-REPC415-REPC410USB-Datasheet.pdf | [8 empty] | ENRICHED | 39121500 Electrical controls and accessories | RCD,VOLTAGE:240 V |  | BOARD | NO MODIFIER | TYPE | POWER | SIZE | 150 LGX134 WDX189 HT MM | MATERIAL |  | HAZARD CLASS |  | CERTIFICATION/STANDARD | [63 empty] | Production Completed
STP_009 - Lot7 | Data Enrichment | CIR | ok | 2023-11-02 | 7th-Nov |  | 1088248 | 1088248 |  |  |  | ERSA | M | 2700 | 1585736GZPCLNT100 | EA |  | BOARD;BCK,1800W X 910H MM,GALV | PLACA IMPR; | BOARD;TYPE:BACK,SIZE:1800W X 910H MM,MATERIAL:GALVANIZED,ADDITIONAL FEATURES EN:FOR WORKBENCHES,BRAND: STOREMAN,PTNO:CWB-B | PLACA IMPRESA;,PTNO:CWB-B |  |  | CWB-B | 1068926 @@ CONTAIN IT SOLUTIONS | CWB-B | [12 empty] | STOREMAN | CWB-B | CONTAIN IT SOLUTIONS | [15 empty] | https://containit.com.au/CONTAINIT%20FULL%20BROCHURE%20L_RES.pdf | [9 empty] | CLEANSED | 39121500 Electrical controls and accessories | FINISH:GALVANIZED |  | BOARD | NO MODIFIER | TYPE | BACK | SIZE | 1800 WDX910 HT MM | MATERIAL |  | HAZARD CLASS |  | CERTIFICATION/STANDARD | [63 empty] | Production Completed
STP_009 - Lot7 | Data Enrichment | CIR | ok | 2023-11-02 | 7th-Nov |  | 1095638 | 1095638 | 1446039 | AU_QM_001026236 |  | ERSA | M | 5920 | 1446039GZPCLNT100 | EA | 3000000 | CHARGER;ATL,9106071360 | CHARGER;ATL,9106071360 | CHARGER;MNFR:ATLAS COPCO,PTNO:9106071360 |  | CHARGER,BATTERY:RB M2D BATTERY CHARGER; | ATLAS COPCO | 9106071360 | 1068108 @@ EPIROC AUSTRALIA PTY LTD | 9106071336 | [12 empty] | ATLAS COPCO | 9106071360 | EPIROC AUSTRALIA PTY LTD | 9106071336 | [14 empty] | https://www.aga-parts.com/atlas-copco/part/9106071360_battery-load/ |  |  |  |  | RB M2D |  |  |  |  | CLEANSED | 26111704 Battery chargers |  |  | CHARGER | BATTERY | TYPE |  | OUTPUT VOLTAGE RATING |  | CHARGING CAPACITY |  | INPUT VOLTAGE |  | CURRENT RATING |  | SIZE |  | NUMBER OF BATTERIES |  | CHARGING TIME |  | TEMPERATURE RATING |  | HAZARD CLASS |  | CERTIFICATION/STANDARD | [51 empty] | Production Completed
STP_009 - Lot7 | Data Enrichment | CIR | ok | 2023-11-02 | 7th-Nov |  | 1102085 | 1102085 |  |  |  | ERSA | M | 4090 | 1532464GZPCLNT100 | EA |  | CHARGER;WIRELESS CHARGING HUB,JAKT2USBWI | CHARGER;WIRELESS CHARGING HUB,JAKT2USBWI | CHARGER;ADDITIONAL FEATURES:WIRELESS CHARGING HUB,JAKT2USBWI |  |  |  |  | 1068740 @@ METAL MANUFACTURES PTY LTD | JAKT2USBWI | [10 empty] | METAL MANUFACTURES PTY LTD | JAKT2USBWI | [21 empty] | WIRELESS CHARGING HUB | [6 empty] | CLEANSED | 26111700 Batteries and cells and accessories |  |  | CHARGER | NO MODIFIER | TYPE |  | INPUT RATING |  | OUTPUT RATING |  | SIZE |  | MATERIAL |  | HAZARD CLASS |  | CERTIFICATION/STANDARD | [59 empty] | Production Completed
STP_009 - Lot7 | Data Enrichment | CIR | ok | 2023-11-02 | 7th-Nov |  | 1112982 | 1112982 |  |  |  | ERSA | M | 1600 | 1573550GZPCLNT100 | EA | 3000422 | CHARGER;CNW,BATICS-1,ENECHARGER 6V/12V | CARGADOR;CNW,BATICS-1 | CHARGER;MNFR:CNW,PTNO:BATICS-1,ADDITIONAL FEATURES EN:ENECHARGER 6V/12V | CARGADOR;MNFR:CNW,PTNO:BATICS-1 |  | CNW | BATICS-1 | 1068181 @@ CNW (MOUNT ISA) ELECT WHOLESALER | BATICS-1 | [10 empty] | CNW | BATICS-1 |  |  | CNW (MOUNT ISA) ELECT WHOLESALER | BATICS-1 | [24 empty] | CLEANSED | 26111700 Batteries and cells and accessories | ENECHARGER |  | CHARGER | NO MODIFIER | TYPE |  | INPUT RATING | 6 V | OUTPUT RATING | 12 V | SIZE |  | MATERIAL |  | HAZARD CLASS |  | CERTIFICATION/STANDARD | [59 empty] | Production Completed
STP_009 - Lot7 | Data Enrichment | CIR | ok | 2023-11-02 | 7th-Nov |  | 1138478 | 1138478 |  |  |  | ERSA | M | 5915 | 1442732GZPCLNT100 | EA |  | CAT EQUIPMENT SERVICE; | CAT EQUIPMENT SERVICE; | LATCH: CAT EQUIPMENT SERVICE; |  |  |  |  | 1068181 @@ CNW (MOUNT ISA) ELECT WHOLESALER | 1442732 | 1068196 @@ HASTINGS DEERING(AUSTRALIA) LTD | 6V7621 | [8 empty] | CNW (MOUNT ISA) ELECT WHOLESALER | 1442732 |  |  |  |  | HASTINGS DEERING(AUSTRALIA) LTD | 6V7621 | [22 empty] | CLEANSED | 31162407 Latch |  |  | LATCH | NO MODIFIER | TYPE |  | SIZE |  | MATERIAL |  | HAZARD CLASS |  | CERTIFICATION/STANDARD | [63 empty] | Production Completed
STP_009 - Lot7 | Data Enrichment | CIR | ok | 2023-11-02 | 7th-Nov |  | 1138704 | 1138704 | 1430178 | AU_QM_000640581 |  | ERSA | M | 5915 | 1430178GZPCLNT100 | EA |  | AD40 CAB RIGHT HAND FRONT GLASS; | AD40 CAB RIGHT HAND FRONT GLASS; | WINDOW,VEHICULAR: AD40 CAB RIGHT HAND FRONT GLASS; ELPHINSTONE AD40 SER.I AND II DUMP TRUCKS |  | WINDOW,VEHICULAR: AD40 CAB RIGHT HAND FRONT GLASS; |  |  | 1068196 @@ HASTINGS DEERING(AUSTRALIA) LTD | 6DE3062L | [10 empty] | HASTINGS DEERING(AUSTRALIA) LTD | 6DE3062L | [21 empty] | DUMP TRUCKS | ELPHINSTONE | AD40 SER.I AND II |  |  |  |  | CLEANSED | 25172300 Vehicle windows and windshields | CAB RIGHT HAND FRONT GLASS |  | WINDOW | VEHICULAR | TYPE |  | DIMENSIONS |  | MATERIAL |  | MODEL |  | HAZARD CLASS |  | CERTIFICATION/STANDARD | [61 empty] | Production Completed
STP_009 - Lot7 | Data Enrichment | CIR | ok | 2023-11-02 | 7th-Nov |  | 1139395 | 1139395 | 1443005 | AU_QM_000999035 |  | ERSA | M | 5920 | 1443005GZPCLNT100 | EA |  | AD40 TRUCK;EXCHANGE; | AD40 TRUCK;EXCHANGE; | TURBOCHARGER,ENGINE: AD40 TRUCK;EXCHANGE; ELPHINSTONE AD40 TRUCK |  | TURBOCHARGER,ENGINE:AD40 TRUCK;EXCHANGE; |  |  | 1068196 @@ HASTINGS DEERING(AUSTRALIA) LTD | 1443005 | [10 empty] | HASTINGS DEERING(AUSTRALIA) LTD | 1443005 | [21 empty] | TRUCK | ELPHINSTONE | AD40 |  |  |  |  | CLEANSED | 26101720 Turbocharger |  |  | TURBOCHARGER | NO MODIFIER | TYPE | EXCHANGE | POWER RATING |  | TORQUE RATING |  | SPEED RATING |  | DISPLACEMENT |  | BORE DIAMETER |  | STROKE |  | COMPRESSION RATIO |  | HAZARD CLASS |  | CERTIFICATION/STANDARD | [53 empty] | Production Completed
STP_009 - Lot7 | Data Enrichment | CIR | ok | 2023-11-02 | 7th-Nov |  | 1140608 | 1140608 | 1426538 | AU_QM_000397463 |  | ERSA | M | 2200 | 1426538GZPCLNT100 | EA |  | COMPLETE, | COMPLETE, | HEAD,VALVE: COMPLETE, |  | HEAD,VALVE: COMPLETE, |  |  | 1069865 @@ TOTAL HEIGHT SAFETY PTY LTD | R-23284 | 1068539 @@ DRAEGER AUSTRALIA PTY LTD | R-23284 | [8 empty] | TOTAL HEIGHT SAFETY PTY LTD | R-23284 |  |  |  |  | DRAEGER AUSTRALIA PTY LTD | R-23284 | [22 empty] | CLEANSED | 40141616 Valve parts or accessories |  |  | HEAD | NO MODIFIER | TYPE | COMPLETE VALVE | SIZE |  | MATERIAL |  | HAZARD CLASS |  | CERTIFICATION/STANDARD | [63 empty] | Production Completed
STP_009 - Lot7 | Data Enrichment | CIR | ok | 2023-11-02 | 7th-Nov |  | 1140878 | 1140878 | 1452695 | AU_QM_001193200 |  | ERSA | M | 4000 | 1452695GZPCLNT100 | EA |  | CRANE ROPE GUIDE;LEFT HAND;DH600 HOIST; | CRANE ROPE GUIDE;LEFT HAND;DH600 HOIST; | GUIDE,CABLE PULL: CRANE ROPE GUIDE;LEFT HAND;DH600 HOIST; 4/2 REEVING;SUIT 11.3MM WIRE ROPE PBSM SP 15T OHT CRANE SOUTH |  | GUIDE,CABLE PULL: CRANE ROPE GUIDE;LEFT HAND;DH600 HOIST; |  |  | 1069356 @@ MHE-DEMAG AUSTRALIA PTY LTD | 82381133 | [12 empty] | MHE-DEMAG AUSTRALIA PTY LTD | 82381133 | [16 empty] | https://shop.mhe-demag.com/sin/en/ROPE-GUIDE-LEFT/p?p=LZcZT60pzoC9O4cOd17ZNA%3D%3D_82381133 |  |  | HOIST |  | DH600 |  |  |  |  | ENRICHED | 26121630 Cable accessories | LEFT HAND,4/2 REEVING,SUIT 11.3 MM WIRE ROPE PBSM SP 15T OHT CRANE SOUTH |  | GUIDE | CABLE | TYPE | PULL,CRANE ROPE | SIZE | 11.3 MM DIA | MATERIAL |  | MOUNTING TYPE |  | HAZARD CLASS |  | CERTIFICATION/STANDARD | [61 empty] | Production Completed
STP_009 - Lot7 | Data Enrichment | CIR | ok | 2023-11-02 | 7th-Nov |  | 1140954 | 1140954 | 1471006 | AU_QM_009184400 |  | ERSA | M | 2200 | 1471006GZPCLNT100 | EA |  | DELIVERY, SUIT AXIAL PLUNGER PUMP, | DELIVERY, SUIT AXIAL PLUNGER PUMP, | GUIDE,VALVE STEM: DELIVERY, SUIT AXIAL PLUNGER PUMP, REF.9/26/AP11 |  | GUIDE,VALVE STEM: DELIVERY, SUIT AXIAL PLUNGER PUMP, |  |  | 1069477 @@ IPD GROUP LTD | 2L6913 | [10 empty] | IPD GROUP LTD | 2L6913 | [21 empty] | AXIAL PLUNGER PUMP | [6 empty] | CLEANSED | 40141616 Valve parts or accessories | DELIVERY,REF.9/26/AP11 |  | GUIDE | VALVE | TYPE |  | SIZE |  | THICKNESS |  | LENGTH |  | MATERIAL |  | NOMINAL PIPE SIZE |  | PARENT FIGURE/MODEL NUMBER |  | PRESSURE CLASS/RATING |  | VALVE TYPE |  | APPLICATION |  | CERTIFICATION/STANDARD | [51 empty] | Production Completed
STP_009 - Lot7 | Data Enrichment | CIR | ok | 2023-11-02 | 7th-Nov |  | 1145961 | 1145961 |  |  |  | ERSA | M | 1600 | 1537181GZPCLNT100 | EA |  | BOARD,TERM;PANEL,YURIKA,2418861 | BOARD,TERM;PANEL,YURIKA,2418861 | BOARD,TERM;ADDITIONAL FEATURES:PANEL,YURIKA,2418861 |  |  |  |  | 1068560 @@ YURIKA PTY LTD | 2418861 | [10 empty] | YURIKA PTY LTD | 2418861 | [28 empty] | CLEANSED | 39121400 Electrical lugs plugs and connectors |  |  | BOARD | TERMINAL | TYPE | PANEL | ELECTRICAL RATING |  | NUMBER OF TERMINALS |  | CONNECTION TYPE |  | SIZE |  | MATERIAL |  | TEMPERATURE RATING |  | HAZARD CLASS |  | CERTIFICATION/STANDARD | [55 empty] | Production Completed
STP_009 - Lot7 | Data Enrichment | CIR | ok | 2023-11-02 | 7th-Nov |  | 1146606 | 1146606 |  |  |  | ERSA | M | 1600 | 1523974GZPCLNT100 | EA |  | BOARD;CONTROL,KMD-201AA,HOSHIZ,P01771-02 | BOARD;CONTROL,KMD-201AA,HOSHIZ,P01771-02 | BOARD;ADDITIONAL FEATURES:CONTROL,KMD-201AA,HOSHIZ,P01771-02 |  |  |  |  | 1068500 @@ ACTROL PARTS PTY LTD | 1523974 | [10 empty] | ACTROL PARTS PTY LTD | 1523974 | [5 empty] | KMD-201AA |  | P01771-02 | [20 empty] | CLEANSED | 39121500 Electrical controls and accessories | HOSHIZ |  | BOARD | NO MODIFIER | TYPE | CONTROL | SIZE |  | MATERIAL |  | HAZARD CLASS |  | CERTIFICATION/STANDARD | [63 empty] | Production Completed
STP_009 - Lot7 | Data Enrichment | CIR | ok | 2023-11-02 | 7th-Nov |  | 1146635 | 1146635 |  |  |  | ERSA | M | 1600 | 1523939GZPCLNT100 | EA |  | CHARGER;STATION,53 PORT,I/PUT 240V,CBE53 | CHARGER;STATION,53 PORT,I/PUT 240V,CBE53 | CHARGER;ADDITIONAL FEATURES:STATION,53 PORT,I/PUT 240V,CBE53 |  |  |  |  | 1068331 @@ ALLIANCE SAFETY EQUIPMENT P/L | CBE53 | [10 empty] | ALLIANCE SAFETY EQUIPMENT P/L | CBE53 | [28 empty] | CLEANSED | 26111700 Batteries and cells and accessories | 53 PORT,CBE53 |  | CHARGER | NO MODIFIER | TYPE | STATION | INPUT RATING | 240 V | OUTPUT RATING |  | SIZE |  | MATERIAL |  | HAZARD CLASS |  | CERTIFICATION/STANDARD | [59 empty] | Production Completed
STP_009 - Lot7 | Data Enrichment | CIR | ok | 2023-11-02 | 7th-Nov |  | 1146636 | 1146636 |  |  |  | ERSA | M | 1600 | 1523938GZPCLNT100 | EA |  | CHARGER;STATION,C/W CAP LAM,CBE53+53KH4E | CHARGER;STATION,C/W CAP LAM,CBE53+53KH4E | CHARGER;ADDITIONAL FEATURES:STATION,C/W CAP LAM,CBE53+53KH4E |  |  |  |  | 1068331 @@ ALLIANCE SAFETY EQUIPMENT P/L | CBE53+53KH4E | [10 empty] | ALLIANCE SAFETY EQUIPMENT P/L | CBE53+53KH4E | [28 empty] | CLEANSED | 26111700 Batteries and cells and accessories | C/W CAP LAM |  | CHARGER | NO MODIFIER | TYPE | STATION | INPUT RATING |  | OUTPUT RATING |  | SIZE |  | MATERIAL |  | HAZARD CLASS |  | CERTIFICATION/STANDARD | [59 empty] | Production Completed
STP_009 - Lot7 | Data Enrichment | CIR | ok | 2023-11-02 | 7th-Nov |  | 1146673 | 1146673 |  |  |  | ERSA | M | 1600 | 1517069GZPCLNT100 | EA |  | CHARGER;BATTERY,DUAL,11777 | CHARGER;BATTERY,DUAL,11777 | CHARGER;ADDITIONAL FEATURES:BATTERY,DUAL,11777 |  |  |  |  | 1068102 @@ REMOTE CONTROL TECHNOLOGIES P/L | 11777 | [12 empty] | REMOTE CONTROL TECHNOLOGIES P/L | 11777 | [16 empty] | https://device.report/remote-control/11777 | [9 empty] | CLEANSED | 26111700 Batteries and cells and accessories |  |  | CHARGER | NO MODIFIER | TYPE | DUAL | INPUT RATING |  | OUTPUT RATING |  | SIZE |  | MATERIAL |  | HAZARD CLASS |  | CERTIFICATION/STANDARD | [59 empty] | Production Completed
STP_009 - Lot7 | Data Enrichment | CIR | ok | 2023-11-02 | 7th-Nov |  | 1146732 | 1146732 |  |  |  | ERSA | M | 1600 | 1505678GZPCLNT100 | EA |  | BOARD,CIRCT;LOGIC,50010 | BOARD,CIRCT;LOGIC,50010 | BOARD,CIRCT;ADDITIONAL FEATURES:LOGIC,50010 |  |  |  |  | 1072013 @@ METAL MANUFACTURES PTY LTD | BLA01607252 | [10 empty] | METAL MANUFACTURES PTY LTD | BLA01607252 | [5 empty] | 50010 | [22 empty] | CLEANSED | 39121500 Electrical controls and accessories |  |  | BOARD | CIRCUIT | TYPE | LOGIC | FUNCTION |  | HAZARD CLASS |  | CERTIFICATION/STANDARD | [65 empty] | Production Completed
STP_009 - Lot7 | Data Enrichment | CIR | ok | 2023-11-02 | 7th-Nov |  | 1146733 | 1146733 |  |  |  | ERSA | M | 1600 | 1505677GZPCLNT100 | EA |  | BOARD;POWER,50009 | BOARD;POWER,50009 | BOARD;ADDITIONAL FEATURES:POWER,50009 |  |  |  |  | 1072013 @@ METAL MANUFACTURES PTY LTD | BLA01607269 | [10 empty] | METAL MANUFACTURES PTY LTD | BLA01607269 | [5 empty] | 50009 | [22 empty] | CLEANSED | 39121500 Electrical controls and accessories |  |  | BOARD | NO MODIFIER | TYPE | POWER | SIZE |  | MATERIAL |  | HAZARD CLASS |  | CERTIFICATION/STANDARD | [63 empty] | Production Completed
STP_009 - Lot7 | Data Enrichment | CIR | ok | 2023-11-02 | 7th-Nov |  | 1147066 | 1147066 |  |  |  | ERSA | M | 4090 | 1530054GZPCLNT100 | EA |  | CHALK;BOX,REEL,100FT,30M "SPEED,05224063 | CHALK;BOX,REEL,100FT,30M "SPEED,05224063 | CHALK;ADDITIONAL FEATURES:BOX,REEL,100FT,30M SPEED,05224063 |  |  |  |  | 1069714 @@ BLACKWOODS | 5224063 | 1068652 @@ J BLACKWOOD & SONS | 5224063 | [10 empty] | STARRETT | KCXP005-N | [12 empty] | J BLACKWOOD & SONS | 05224063 |  |  | https://au.starrett.com/product-detail/KCXP005-N | https://www.blackwoods.com.au/tools-hand-measuring-precision/tools-hand-measuring-precision-other/chalk-line-reel-starrett/chalkline-reel-100ft-30m-speed-line/p/05224063 | [8 empty] | CLEANSED | 44121710 Writing chalk or accessories | LENGTH:100 FT,30 M SPEED |  | CHALK | NO MODIFIER | TYPE | BOX,REEL | COLOUR |  | PHYSICAL FORM |  | HAZARD CLASS |  | CERTIFICATION/STANDARD | [63 empty] | Production Completed
STP_009 - Lot7 | Data Enrichment | CIR | ok | 2023-11-02 | 7th-Nov |  | 1149317 | 1149317 |  |  |  | ERSA | M | 4200 | 1527680GZPCLNT100 | EA |  | DISH;PETRI,ANUMBRA,80X15MM,FLINT ,GD1016 | DISH;PETRI,ANUMBRA,80X15MM,FLINT ,GD1016 | DISH;ADDITIONAL FEATURES:PETRI,ANUMBRA,80X15MM,FLINT ,GD1016 |  |  |  |  | 1068082 @@ ROWE SCIENTIFIC PTY LTD | GD1016 | [12 empty] | ROWE SCIENTIFIC PTY LTD | GD1016 | [16 empty] | https://www.rowe.com.au/rowe/Products-Simax_Glassware.htm?cms%2Erm=Page&pageNo=11 | [9 empty] | CLEANSED | 41121812 Laboratory dishes |  |  | DISH | LABORATORY | TYPE | ANUMBRA,PETRI | SIZE | 80X15MM | MATERIAL | FLINT GLASS | CAPACITY |  | HAZARD CLASS |  | CERTIFICATION/STANDARD | [61 empty] | Production Completed
STP_009 - Lot7 | Data Enrichment | CIR | ok | 2023-11-02 | 7th-Nov |  | 1149318 | 1149318 |  |  |  | ERSA | M | 4200 | 1527679GZPCLNT100 | EA |  | DISH;PETRI,STERIPLAN,80X15MM,SOD,GP11421 | DISH;PETRI,STERIPLAN,80X15MM,SOD,GP11421 | DISH;ADDITIONAL FEATURES:PETRI,STERIPLAN,80X15MM,SOD,GP11421 |  |  |  |  | 1068082 @@ ROWE SCIENTIFIC PTY LTD | GP11421 | [12 empty] | ROWE SCIENTIFIC PTY LTD | GP11421 | [26 empty] | ENRICHED | 41121812 Laboratory dishes |  |  | DISH | LABORATORY | TYPE | PETRI,STERIPLAN | SIZE | 80X15MM | MATERIAL | SODA GLASS | CAPACITY |  | HAZARD CLASS |  | CERTIFICATION/STANDARD | [61 empty] | Production Completed
STP_009 - Lot7 | Data Enrichment | CIR | ok | 2023-11-02 | 7th-Nov |  | 1150062 | 1150062 |  |  |  | ERSA | M | 4200 | 1529612GZPCLNT100 | EA |  | BOARD;COM,3216 EUROTHERM 232 COMMS BOARD | BOARD;COM,3216 EUROTHERM 232 COMMS BOARD | BOARD;ADDITIONAL FEATURES:COM,3216 EUROTHERM 232 COMMS BOARD |  |  |  |  | 1068153 @@ LABORATORY EQUIPMENT PTY LTD | 3216 EUROTHERM 232 COMMS BOARD | [10 empty] | LABORATORY EQUIPMENT PTY LTD | [29 empty] | CLEANSED | 39121500 Electrical controls and accessories | COM,3216 EUROTHERM 232 COMMS BOARD |  | BOARD | NO MODIFIER | TYPE |  | SIZE |  | MATERIAL |  | HAZARD CLASS |  | CERTIFICATION/STANDARD | [63 empty] | Production Completed
STP_009 - Lot7 | Data Enrichment | CIR | ok | 2023-11-02 | 7th-Nov |  | 1151171 | 1151171 | 1476014 | AU_QM_000235121 |  | ERSA | M | 4090 | 1476014GZPCLNT100 | EA |  | BOARD;FFURNREF,NH1120-06 | BOARD;FFURNREF,NH1120-06 |  |  | BOARD: SKAMOL 1100E CALSIL BOARD- 1000X610X50MM |  |  | 1068435 @@ FIELD FURNACE REFRACTORIES P/L | NH1120-06 | [10 empty] | FIELD FURNACE REFRACTORIES P/L | NH1120-06 | [28 empty] | CLEANSED | 39121500 Electrical controls and accessories | MODEL:SKAMOL 1100E |  | BOARD | NO MODIFIER | TYPE | CALSIL | SIZE | 1000X610X50 MM | MATERIAL |  | HAZARD CLASS |  | CERTIFICATION/STANDARD | [63 empty] | Production Completed
STP_009 - Lot7 | Data Enrichment | CIR | ok | 2023-11-02 | 7th-Nov |  | 1151434 | 1151434 | 1474808 | AU_QM_000176350 |  | ERSA | M | 1600 | 1474808GZPCLNT100 | EA |  | BUS,CONDUCTOR;NHP,NHPIBD218P | BUS,CONDUCTOR;NHP,NHPIBD218P |  |  | BUS,CONDUCTOR:COMBINATION;18 PIN;1P+N;80 TO 100A |  |  | 1068181 @@ CNW (MOUNT ISA) ELECT WHOLESALER | 218P | [10 empty] | CNW (MOUNT ISA) ELECT WHOLESALER | 218P | NHP | IBD218P | [16 empty] | https://nhp.com.au/product/ibd218p | https://shop.cnw.com.au/cnw/en/AUD/AllCategories/Electrical-Distribution/Busbar/BUSBAR-COMB-1P%2BN-18P/p/NHPIBD218PI19 | [8 empty] | CLEANSED | 39121117 Buss bar | NUMBER OF WAYS:18 PIN,POLES:1P+N |  | BUS BAR | NO MODIFIER | TYPE | CONDUCTOR,COMBINATION | MATERIAL |  | CROSS SECTION |  | LENGTH |  | INSULATION MATERIAL |  | CURRENT RATING | 80 TO 100A | VOLTAGE RATING |  | FREQUENCY RATING |  | HAZARD CLASS |  | CERTIFICATION/STANDARD | [53 empty] | Production Completed
STP_009 - Lot7 | Data Enrichment | CIR | ok | 2023-11-02 | 7th-Nov |  | 1151590 | 1151590 | 1474564 | AU_QM_000164108 |  | ERSA | M | 5910 | 1474564GZPCLNT100 | EA |  | ADAPTOR METRIC; 90MM X 80MM FEMALE | ADAPTOR METRIC; 90MM X 80MM FEMALE |  |  | ADAPTER:ADAPTOR METRIC; 90MM X 80MM FEMALE |  |  | 1068329 @@ TOTAL EDEN | 1474564 | [10 empty] | TOTAL EDEN | 1474564 | [28 empty] | CLEANSED | 40170000 Pipe piping and pipe fittings | CONNECTION:FEMALE METRIC |  | ADAPTER | NO MODIFIER | TYPE |  | SIZE | 90X80 MM | MATERIAL |  | HAZARD CLASS |  | CERTIFICATION/STANDARD | [63 empty] | Production Completed
STP_009 - Lot7 | Data Enrichment | CIR | ok | 2023-11-02 | 7th-Nov |  | 1151671 | 1151671 | 1474432 | AU_QM_000163017 |  | ERSA | M | 1600 | 1474432GZPCLNT100 | EA |  | DC REACTOR; EXTERNAL MOUNT; 126MM X 300M | DC REACTOR; EXTERNAL MOUNT; 126MM X 300M |  |  | REACTOR:DC REACTOR; EXTERNAL MOUNT; 126MM X 300M |  |  | 1068620 @@ CSE-UNISERVE PTY LIMITED | 1474432 | [10 empty] | CSE-UNISERVE PTY LIMITED | 1474432 | [28 empty] | CLEANSED | 26131811 Current limiting reactors | EXTERNAL MOUNT |  | REACTOR | NO MODIFIER | TYPE | DC | VOLTAGE RATING |  | CURRENT RATING |  | POWER RATING |  | NUMBER OF PHASE |  | WINDING MATERIAL |  | INSULATION CLASS |  | DEGREE OF PROTECTION |  | IMPEDANCE PERCENTAGE |  | INDUCTANCE RATING |  | SIZE | 126 MMX300 M | ENCLOSURE |  | HAZARD CLASS |  | CERTIFICATION/STANDARD | [45 empty] | Production Completed
STP_009 - Lot7 | Data Enrichment | CIR | ok | 2023-11-02 | 7th-Nov |  | 1151672 | 1151672 | 1474431 | AU_QM_000163016 |  | ERSA | M | 1600 | 1474431GZPCLNT100 | EA |  | DC REACTOR; EXTERNAL MOUNT; 116MM X 300M | DC REACTOR; EXTERNAL MOUNT; 116MM X 300M |  |  | REACTOR:DC REACTOR; EXTERNAL MOUNT; 116MM X 300M |  |  | 1068620 @@ CSE-UNISERVE PTY LIMITED | 1474431 | [10 empty] | CSE-UNISERVE PTY LIMITED | 1474431 | [28 empty] | CLEANSED | 26131811 Current limiting reactors | EXTERNAL MOUNT |  | REACTOR | NO MODIFIER | TYPE | DC | VOLTAGE RATING |  | CURRENT RATING |  | POWER RATING |  | NUMBER OF PHASE |  | WINDING MATERIAL |  | INSULATION CLASS |  | DEGREE OF PROTECTION |  | IMPEDANCE PERCENTAGE |  | INDUCTANCE RATING |  | SIZE | 116 MMX300 M | ENCLOSURE |  | HAZARD CLASS |  | CERTIFICATION/STANDARD | [45 empty] | Production Completed
STP_009 - Lot7 | Data Enrichment | CIR | ok | 2023-11-02 | 7th-Nov |  | 1154824 | 1154824 |  |  |  | ERSA | M | 4090 | 1507041GZPCLNT100 | EA |  | CHLORINATOR;EAQUIP 30AMP SC CEL,MSPS0053 | CHLORINATOR;EAQUIP 30AMP SC CEL,MSPS0053 | CHLORINATOR;ADDITIONAL FEATURES:EAQUIP 30AMP SC CEL,MSPS0053 |  |  |  |  | 1068148 @@ MILES STREET POOL SUPPLIES | MSPS0053 | [10 empty] | MILES STREET POOL SUPPLIES | MSPS0053 | [28 empty] | CLEANSED | 47101500 Water treatment and supply equipment | 30 A SC CEL |  | CHLORINATOR | NO MODIFIER | TYPE |  | VOLTAGE RATING |  | PRESSURE RATING |  | DIAPHRAGM MATERIAL |  | BALL MATERIAL |  | SIZE |  | SUCTION LIFT |  | TURNDOWN RATIO |  | FLOW RATING |  | HAZARD CLASS |  | CERTIFICATION/STANDARD | [51 empty] | Production Completed
STP_009 - Lot7 | Data Enrichment | CIR | ok | 2023-11-02 | 7th-Nov |  | 1154825 | 1154825 |  |  |  | ERSA | M | 4090 | 1507040GZPCLNT100 | EA |  | CHLORINATOR;EAQUIP 30AMP SC CHO,MSPS0052 | CHLORINATOR;EAQUIP 30AMP SC CHO,MSPS0052 | CHLORINATOR;ADDITIONAL FEATURES:EAQUIP 30AMP SC CHO,MSPS0052 |  |  |  |  | 1068148 @@ MILES STREET POOL SUPPLIES | MSPS0052 | [10 empty] | MILES STREET POOL SUPPLIES | MSPS0052 | [28 empty] | CLEANSED | 47101500 Water treatment and supply equipment | 30 A SC |  | CHLORINATOR | NO MODIFIER | TYPE |  | VOLTAGE RATING |  | PRESSURE RATING |  | DIAPHRAGM MATERIAL |  | BALL MATERIAL |  | SIZE |  | SUCTION LIFT |  | TURNDOWN RATIO |  | FLOW RATING |  | HAZARD CLASS |  | CERTIFICATION/STANDARD | [51 empty] | Production Completed
STP_009 - Lot7 | Data Enrichment | CIR | ok | 2023-11-02 | 7th-Nov |  | 1155004 | 1155004 |  |  |  | ERSA | M | 2700 | 1539377GZPCLNT100 | EA |  | BOARD,WRITNG;MAGNETIC WHITEBOARD,8833500 | BOARD,WRITNG;MAGNETIC WHITEBOARD,8833500 | BOARD,WRITNG;ADDITIONAL FEATURES:MAGNETIC WHITEBOARD,8833500 |  |  |  |  | 1068167 @@ WINC AUSTRALIA PTY LTD | 8833500 | [10 empty] | WINC AUSTRALIA PTY LTD | 8833500 | [28 empty] | CLEANSED | 44111905 Dry erase boards or accessories |  |  | BOARD | WRITING | TYPE | MAGNETIC | LENGTH |  | WIDTH |  | THICKNESS |  | MOUNTING TYPE |  | MATERIAL |  | COLOUR | WHITE | PACKAGE TYPE |  | HAZARD CLASS |  | CERTIFICATION/STANDARD | [53 empty] | Production Completed
STP_009 - Lot7 | Data Enrichment | CIR | ok | 2023-11-02 | 7th-Nov |  | 1155005 | 1155005 |  |  |  | ERSA | M | 2700 | 1539376GZPCLNT100 | EA |  | BOARD,WRITNG;WHITEBOARD,ALUM FRM,8742900 | BOARD,WRITNG;WHITEBOARD,ALUM FRM,8742900 | BOARD,WRITNG;ADDITIONAL FEATURES:WHITEBOARD,ALUM FRM,8742900 |  |  |  |  | 1068167 @@ WINC AUSTRALIA PTY LTD | 8742900 | [10 empty] | WINC AUSTRALIA PTY LTD | 8742900 | [28 empty] | CLEANSED | 44111905 Dry erase boards or accessories |  |  | BOARD | WRITING | TYPE |  | LENGTH |  | WIDTH |  | THICKNESS |  | MOUNTING TYPE |  | MATERIAL | ALUMINIUM FRAME | COLOUR | WHITE | PACKAGE TYPE |  | HAZARD CLASS |  | CERTIFICATION/STANDARD | [53 empty] | Production Completed
STP_009 - Lot7 | Data Enrichment | CIR | ok | 2023-11-02 | 7th-Nov |  | 1155186 | 1155186 |  |  |  | ERSA | M | 4010 | 1514536GZPCLNT100 | EA |  | CHARGER;BATTERY,18 V,ROTHENBERGE,7701306 | CHARGER;BATTERY,18 V,ROTHENBERGE,7701306 | CHARGER;ADDITIONAL FEATURES:BATTERY,18 V,ROTHENBERGE,7701306 |  |  |  |  | 1068155 @@ REECE PTY LTD | 7701306 | [10 empty] | REECE PTY LTD |  | ROTHENBERGER | 7701306 | [16 empty] | https://www.reece.com.au/product/rothenberger-18v-battery-charger-7701306 | [9 empty] | CLEANSED | 26111704 Battery chargers |  |  | CHARGER | BATTERY | TYPE |  | OUTPUT VOLTAGE RATING | 18 V | CHARGING CAPACITY |  | INPUT VOLTAGE |  | CURRENT RATING |  | SIZE |  | NUMBER OF BATTERIES |  | CHARGING TIME |  | TEMPERATURE RATING |  | HAZARD CLASS |  | CERTIFICATION/STANDARD | [51 empty] | Production Completed
STP_009 - Lot7 | Data Enrichment | CIR | ok | 2023-11-02 | 7th-Nov |  | 1155408 | 1155408 |  |  |  | ERSA | M | 5905 | 1508387GZPCLNT100 | EA |  | CHARGER;HAY,MAIMC4S | CHARGER;HAY,MAIMC4S | CHARGER;ADDITIONAL FEATURES:HAY,MAIMC4S |  |  |  |  | 1072013 @@ METAL MANUFACTURES PTY LTD | MAIMC4S | 1068740 @@ METAL MANUFACTURES PTY LTD | MAIMC4S | [8 empty] | METAL MANUFACTURES PTY LTD | MAIMC4S |  |  |  |  | METAL MANUFACTURES PTY LTD | [23 empty] | CLEANSED | 26111700 Batteries and cells and accessories |  |  | CHARGER | NO MODIFIER | TYPE |  | INPUT RATING |  | OUTPUT RATING |  | SIZE |  | MATERIAL |  | HAZARD CLASS |  | CERTIFICATION/STANDARD | [59 empty] | Production Completed
STP_009 - Lot7 | Data Enrichment | CIR | ok | 2023-11-02 | 7th-Nov |  | 1155698 | 1155698 |  |  |  | ERSA | M | 5955 | 1478796GZPCLNT100 | EA |  | BACKSTOP,B/U083 1095NRT | BACKSTOP,B/U083 1095NRT | BACKSTOP,B/U083 1095NRT |  |  |  |  | 1068409 @@ APPLIED INDUSTRIAL TECHNOLOGIES | 1478796 | [10 empty] | APPLIED INDUSTRIAL TECHNOLOGIES | 1478796 | [5 empty] | B/U083 1095NRT | [22 empty] | CLEANSED | 26111523 Backstops |  |  | BACKSTOP | NO MODIFIER | TYPE |  | SIZE |  | MATERIAL |  | BORE SIZE |  | TORQUE RATING |  | OVERRUNNING SPEED |  | CONNECTION TYPE |  | MOUNTING TYPE |  | HAZARD CLASS |  | CERTIFICATION/STANDARD | [53 empty] | Production Completed
STP_009 - Lot7 | Data Enrichment | CIR | ok | 2023-11-02 | 7th-Nov |  | 1155699 | 1155699 |  |  |  | ERSA | M | 5955 | 1478795GZPCLNT100 | EA |  | BACKSTOP,B/U083 1105NRT | BACKSTOP,B/U083 1105NRT | BACKSTOP,B/U083 1105NRT |  |  |  |  | 1068409 @@ APPLIED INDUSTRIAL TECHNOLOGIES | 1478795 | [10 empty] | APPLIED INDUSTRIAL TECHNOLOGIES | 1478795 | [5 empty] | B/U083 1105NRT | [22 empty] | CLEANSED | 26111523 Backstops |  |  | BACKSTOP | NO MODIFIER | TYPE |  | SIZE |  | MATERIAL |  | BORE SIZE |  | TORQUE RATING |  | OVERRUNNING SPEED |  | CONNECTION TYPE |  | MOUNTING TYPE |  | HAZARD CLASS |  | CERTIFICATION/STANDARD | [53 empty] | Production Completed
STP_009 - Lot7 | Data Enrichment | CIR | ok | 2023-11-02 | 7th-Nov |  | 1157073 | 1157073 | 1441964 | AU_QM_000992602 |  | ERSA | M | 2620 | 1441964GZPCLNT100 | EA |  | DIFFUSER;GAS, WELDING TORCH,BOC,B4435PK | DIFFUSER;GAS, WELDING TORCH,BOC,B4435PK | HEAD ASSY 350/400/550A SHORT TIP PK/2 PTNO: B4435PK |  | DIFFUSER,GAS,WELDING TORCH: DIFFUSER;350A BERNARD MIG TORCH; |  |  | 1068135 @@ BOC LIMITED | B4435PK | [10 empty] | BOC LIMITED | B4435PK | [28 empty] | CLEANSED | 23270000 Welding and soldering and brazing machinery and accessories and supplies | HEAD ASSEMBLY 350/400/550A SHORT TIP |  | DIFFUSER | NO MODIFIER | TYPE | GAS,WELDING TORCH | POWER RATING |  | SHAPE |  | LAMP SIZE |  | MOUNTING TYPE |  | MATERIAL |  | COLOUR |  | SIZE |  | ENCLOSURE |  | HAZARD CLASS |  | CERTIFICATION/STANDARD | [51 empty] | Production Completed
STP_009 - Lot7 | Data Enrichment | CIR | ok | 2023-11-02 | 7th-Nov | URL FOR REFFERENCE | 1176516 | 1176516 | 1425357 | AU_QM_000348565 |  | ERSA | M | 1600 | 1425357GZPCLNT100 | EA |  | BOARD,IP/OP;CONTACT OUTPUT,16,TOSH | BOARD,IP/OP;CONTACT OUTPUT,16,TOSH | BOARD,INPUT/OUTPUT;TYPE:CONTACT OUTPUT,NUMBER OF CHANNELS:16,MNFR:01)TOSHIBA,PTNO:01)EX250/235 |  | CIRCUIT CARD ASSEMBLY:CONTACT OUTPUT |  |  | 1068181 @@ CNW (MOUNT ISA) ELECT WHOLESALER | EX250/235 | [12 empty] | TOSHIBA | EX250/235 | CNW (MOUNT ISA) ELECT WHOLESALER | [15 empty] | https://usermanual.wiki/Toshiba/ToshibaEx250Brochure130776.2081125801.pdf | [9 empty] | CLEANSED | 32101500 Circuit assemblies and radio frequency RF components |  |  | BOARD | INPUT/OUTPUT | TYPE | CONTACT | ELECTRICAL RATING |  | OUTPUT RATING |  | NUMBER OF CHANNELS | 16 | PORT DATA |  | DATA TRANSFER RATE |  | CONNECTION TYPE |  | SIZE |  | MATERIAL |  | TEMPERATURE RATING |  | HAZARD CLASS |  | CERTIFICATION/STANDARD | [49 empty] | Production Completed
STP_009 - Lot7 | Data Enrichment | CIR | ok | 2023-11-02 | 7th-Nov |  | 1179060 | 1179060 |  |  |  | ERSA | M | 4050 | 1544212GZPCLNT100 | EA |  | CALENDAR;2022,TOP HOLE,REFL,102X76MM | CALENDARIO; | CALENDAR;ADDITIONAL FEATURES EN:2022,TOP HOLE,REFILL,102X76MM | CALENDARIO; |  |  |  | 1068167 @@ WINC AUSTRALIA PTY LTD | 21834600 | [12 empty] | WINC AUSTRALIA PTY LTD | 21834600 | [16 empty] | https://www.winc.com.au/main-catalogue-productdetail/sasco-desk-calendar-stand-acrylic-top-hole-standard/22061100#description | [9 empty] | CLEANSED | 44112002 Calendars | YEAR:2022 |  | CALENDAR | NO MODIFIER | TYPE | TOP HOLE,REFILL | DATE FORMAT |  | SIZE | 102X76 MM | COLOUR |  | HAZARD CLASS |  | CERTIFICATION/STANDARD | [61 empty] | Production Completed
STP_009 - Lot7 | Data Enrichment | CIR | ok | 2023-11-02 | 7th-Nov |  | 1179730 | 1179730 |  |  |  | ERSA | M | 5610 | 1513346GZPCLNT100 | EA |  | CHARGER;SUBSTATION BATTE,PHM-03206010MM2 | CARGADOR; | CHARGER;TYPE:SUBSTATION BATTE,PHM-03206010MM2 | CARGADOR; |  |  |  | 1069354 @@ POWERHOUSE SYSTEMS PTY LTD | PHM-03206010MM2 | [10 empty] | POWERHOUSE SYSTEMS PTY LTD | PHM-03206010MM2 | [28 empty] | CLEANSED | 26111700 Batteries and cells and accessories |  |  | CHARGER | NO MODIFIER | TYPE | SUBSTATION | INPUT RATING |  | OUTPUT RATING |  | SIZE |  | MATERIAL |  | HAZARD CLASS |  | CERTIFICATION/STANDARD | [59 empty] | Production Completed
STP_009 - Lot7 | Data Enrichment | CIR | ok | 2023-11-02 | 7th-Nov |  | 1179761 | 1179761 |  |  |  | ERSA | M | 5610 | 1513299GZPCLNT100 | EA |  | CHARGER;FULLY INTEGRATED D,GSMLEPP2USB2G | CARGADOR; | CHARGER;ADDITIONAL FEATURES:FULLY INTEGRATED D,GSMLEPP2USB2G |  |  |  |  | 1068181 @@ CNW (MOUNT ISA) ELECT WHOLESALER | LEPP2USB2G | [12 empty] | GSM | LEPP2USB2G | CNW (MOUNT ISA) ELECT WHOLESALER | [15 empty] | https://www.gsme.com.au/uploads/downloads/Data_Sheets_Cheetah.pdf | [9 empty] | ENRICHED | 26111700 Batteries and cells and accessories |  |  | CHARGER | NO MODIFIER | TYPE | FULLY INTEGRATED,USB | INPUT RATING |  | OUTPUT RATING | 10 A,250 V | SIZE | 122.3 LGX75.5 WDX53.3 DP MM | MATERIAL |  | HAZARD CLASS |  | CERTIFICATION/STANDARD | AS/NZS 60950.1 | [58 empty] | Production Completed
STP_009 - Lot7 | Data Enrichment | CIR | ok | 2023-11-02 | 7th-Nov |  | 1180396 | 1180396 |  |  |  | ERSA | M | 4500 | 1543881GZPCLNT100 | EA |  | CHARGER;PH,10W,WIRELSS,WHT | CARGADOR; | CHARGER;ADDITIONAL FEATURES EN:PH,10W,WIRELESS,WHITE | CARGADOR; |  |  |  | 1070300 @@ HARVEY NORMAN FURNITURE MT ISA | PRE-10WWC-WHT | 1068599 @@ MTI AVIT PTY LIMITED T/A MTI | 1543881 | [8 empty] | HARVEY NORMAN FURNITURE MT ISA |  | LASER PRECISION | PRE-10WWC-WHT |  |  | MTI AVIT PTY LIMITED T/A MTI | 1543881 | [12 empty] | https://extremepc.co.nz/laser-precision-10w-wireless-charger/ | [9 empty] | CLEANSED | 26111700 Batteries and cells and accessories | PH,COLOR:WHITE |  | CHARGER | NO MODIFIER | TYPE | WIRELESS | INPUT RATING |  | OUTPUT RATING | 10 W | SIZE |  | MATERIAL |  | HAZARD CLASS |  | CERTIFICATION/STANDARD | [59 empty] | Production Completed
STP_009 - Lot7 | Data Enrichment | CIR | ok | 2023-11-02 | 7th-Nov |  | 1183377 | 1183377 |  |  |  | ERSA | M | 4050 | 1563101GZPCLNT100 | EA |  | CALENDAR;WALL,A1,FULL COLOUR,ONE SIDE,25 | CALENDARIO; | CALENDAR;ADDITIONAL FEATURES EN:WALL,A1,FULL COLOUR,ONE SIDE,250GSM,GLOSS ART | CALENDARIO; |  |  |  | 1068482 @@ STEEJO PRESS | WALL CALENDAR A1 | [10 empty] | STEEJO PRESS | WALL CALENDAR A1 | [28 empty] | CLEANSED | 44112002 Calendars | FULL COLOUR,ONE SIDE,250 GSM,MOUNTING:WALL |  | CALENDAR | NO MODIFIER | TYPE | GLOSS ART | DATE FORMAT |  | SIZE | A1 | COLOUR |  | HAZARD CLASS |  | CERTIFICATION/STANDARD | [61 empty] | Production Completed
STP_009 - Lot7 | Data Enrichment | CIR | ok | 2023-11-02 | 7th-Nov |  | 1183839 | 1183839 |  |  |  | ERSA | M | 4500 | 1561472GZPCLNT100 | EA |  | CHARGER;WALL,DUAL USB,2.4AMP,CYGNETT | CARGADOR; | CHARGER;ADDITIONAL FEATURES EN:WALL,DUAL USB,2.4AMP,CYGNETT | CARGADOR; |  |  |  | 1070300 @@ HARVEY NORMAN FURNITURE MT ISA | CY1947POFLW | [10 empty] | HARVEY NORMAN FURNITURE MT ISA | CY1947POFLW | CYGNETT | CY1947POFLW | [26 empty] | CLEANSED | 26111700 Batteries and cells and accessories |  |  | CHARGER | NO MODIFIER | TYPE | DUAL USB,WALL | INPUT RATING | 2.4 A | OUTPUT RATING |  | SIZE |  | MATERIAL |  | HAZARD CLASS |  | CERTIFICATION/STANDARD | [59 empty] | Production Completed
STP_009 - Lot7 | Data Enrichment | CIR | ok | 2023-11-02 | 7th-Nov |  | 1184149 | 1184149 |  |  |  | ERSA | M | 5000 | 1560317GZPCLNT100 | EA | 3000010 | DISPLAY;SAN,BG00867346 | MONITOR;SAN,BG00867346 | MONITOR;MNFR:SANDVIK,PTNO:BG00867346,ADDITIONAL FEATURES EN:DISPLAY,TOUCH,21.5",OP CONSOLE | MONITOR;MNFR:SANDVIK,PTNO:BG00867346 |  | SANDVIK | BG00867346 | 1068336 @@ SANDVIK MINING & CONSTRUCTION | BG00867346 | [12 empty] | SANDVIK | BG00867346 | SANDVIK MINING & CONSTRUCTION | BG00867346 | [14 empty] | https://www.volza.com/p/sandvik/export/export-from-austria/ | [9 empty] | CLEANSED | 43211903 Touch screen monitors | OP CONSOLE |  | MONITOR | NO MODIFIER | TYPE | TOUCH | MEASURING RANGE |  | ACCURACY |  | DISPLAY TYPE |  | DISPLAY SIZE | 21-1/2 IN | ELECTRICAL RATING |  | MATERIAL |  | MOUNTING TYPE |  | HAZARD CLASS |  | CERTIFICATION/STANDARD | [53 empty] | Production Completed
STP_009 - Lot7 | Data Enrichment | CIR | ok | 2023-11-02 | 7th-Nov |  | 1185110 | 1185110 |  |  |  | ERSA | M | 1600 | 1557548GZPCLNT100 | EA | 3000422 | BOARD,IP/OP;CNW,OMRG7A-ZIM16-5,OMRON I/O | TARJETA ENTR/SAL;CNW,OMRG7A-ZIM16-5 | BOARD,INPUT/OUTPUT;MNFR:CNW,PTNO:OMRG7A-ZIM16-5,ADDITIONAL FEATURES EN:OMRON I/O SOCKET | TARJETA ENTRADA/SALIDA;MNFR:CNW,PTNO:OMRG7A-ZIM16-5 |  | CNW | OMRG7A-ZIM16-5 | 1068181 @@ CNW (MOUNT ISA) ELECT WHOLESALER | OMRG7A-ZIM16-5 | [10 empty] | OMRON | OMRG7A-ZIM16-5 |  |  | CNW (MOUNT ISA) ELECT WHOLESALER | OMRG7A-ZIM16-5 | [24 empty] | CLEANSED | 32101500 Circuit assemblies and radio frequency RF components |  |  | BOARD | INPUT/OUTPUT | TYPE |  | ELECTRICAL RATING |  | OUTPUT RATING |  | NUMBER OF CHANNELS |  | PORT DATA |  | DATA TRANSFER RATE |  | CONNECTION TYPE | SOCKET | SIZE |  | MATERIAL |  | TEMPERATURE RATING |  | HAZARD CLASS |  | CERTIFICATION/STANDARD | [49 empty] | Production Completed
STP_009 - Lot7 | Data Enrichment | CIR | ok | 2023-11-02 | 7th-Nov |  | 1185289 | 1185289 |  |  |  | ERSA | M | 2620 | 1557328GZPCLNT100 | PAC |  | CHALK;MARKING, ENGINEER,WHITE,STICK,SPLT | TIZA; | CHALK;TYPE:MARKING, ENGINEER,COLOUR:WHITE,PHYSICAL FORM:STICK,ADDITIONAL FEATURES EN:SPLIT,125 X 5 X 12 MM | TIZA; |  |  |  | 1068167 @@ WINC AUSTRALIA PTY LTD | 25091637 | [10 empty] | WINC AUSTRALIA PTY LTD | 25091637 | [28 empty] | CLEANSED | 44121710 Writing chalk or accessories | SPLIT,SIZE:125X5X12 MM |  | CHALK | NO MODIFIER | TYPE | MARKING,ENGINEER | COLOUR | WHITE | PHYSICAL FORM | STICK | HAZARD CLASS |  | CERTIFICATION/STANDARD | [63 empty] | Production Completed
STP_009 - Lot7 | Data Enrichment | CIR | ok | 2023-11-02 | 7th-Nov |  | 1187922 | 1187922 |  |  |  | ERSA | M | 1600 | 1607548GZPCLNT100 | EA |  | CHARGER;ACCESSRS,ETALINK 3000 | CARGADOR; | CHARGER;ADDITIONAL FEATURES EN:ACCESSORIES,ETALINK 3000 | CARGADOR; |  |  |  | 1068181 @@ CNW (MOUNT ISA) ELECT WHOLESALER | MAS67003-042 | [10 empty] | CNW (MOUNT ISA) ELECT WHOLESALER | MAS67003-042 | [28 empty] | CLEANSED | 26111700 Batteries and cells and accessories | ACCESSORIES,MODEL:ETALINK 3000 |  | CHARGER | NO MODIFIER | TYPE |  | INPUT RATING |  | OUTPUT RATING |  | SIZE |  | MATERIAL |  | HAZARD CLASS |  | CERTIFICATION/STANDARD | [59 empty] | Production Completed
STP_009 - Lot7 | Data Enrichment | CIR | ok | 2023-11-02 | 7th-Nov |  | 1187923 | 1187923 |  |  |  | ERSA | M | 1600 | 1607547GZPCLNT100 | EA |  | CHARGER;MOBILE COIL,ETALINK 3000 15-60V | CARGADOR; | CHARGER;ADDITIONAL FEATURES EN:MOBILE COIL,ETALINK 3000 15-60V 3KW | CARGADOR; |  |  |  | 1068181 @@ CNW (MOUNT ISA) ELECT WHOLESALER | MAS67003-0411 | [10 empty] | CNW (MOUNT ISA) ELECT WHOLESALER | MAS67003-0411 | [28 empty] | CLEANSED | 26111700 Batteries and cells and accessories | COIL,MODEL:ETALINK 3000 |  | CHARGER | NO MODIFIER | TYPE | MOBILE | INPUT RATING | 15 TO 60 V,3 KW | OUTPUT RATING |  | SIZE |  | MATERIAL |  | HAZARD CLASS |  | CERTIFICATION/STANDARD | [59 empty] | Production Completed
STP_009 - Lot7 | Data Enrichment | CIR | ok | 2023-11-02 | 7th-Nov |  | 1187924 | 1187924 |  |  |  | ERSA | M | 1600 | 1607546GZPCLNT100 | EA |  | CHARGER;MBL,ETALINK 3000 15-60V 3KW | CARGADOR; | CHARGER;ADDITIONAL FEATURES EN:MOBILE,ETALINK 3000 15-60V 3KW | CARGADOR; |  |  |  | 1068181 @@ CNW (MOUNT ISA) ELECT WHOLESALER | MAS67003-041 | [10 empty] | CNW (MOUNT ISA) ELECT WHOLESALER | MAS67003-041 | [28 empty] | CLEANSED | 26111700 Batteries and cells and accessories | MODEL:ETALINK 3000 |  | CHARGER | NO MODIFIER | TYPE | MOBILE | INPUT RATING | 15 TO 60 V,3 KW | OUTPUT RATING |  | SIZE |  | MATERIAL |  | HAZARD CLASS |  | CERTIFICATION/STANDARD | [59 empty] | Production Completed
STP_009 - Lot7 | Data Enrichment | CIR | ok | 2023-11-02 | 7th-Nov |  | 1187925 | 1187925 |  |  |  | ERSA | M | 1600 | 1607545GZPCLNT100 | EA |  | CHARGER;COIL,ETALINK 3000 15-60V 3KW | CARGADOR; | CHARGER;ADDITIONAL FEATURES EN:COIL,ETALINK 3000 15-60V 3KW | CARGADOR; |  |  |  | 1068181 @@ CNW (MOUNT ISA) ELECT WHOLESALER | MAS67003-0401 | [10 empty] | CNW (MOUNT ISA) ELECT WHOLESALER | MAS67003-0401 | [28 empty] | CLEANSED | 26111700 Batteries and cells and accessories | COIL,MODEL:ETALINK 3000 |  | CHARGER | NO MODIFIER | TYPE |  | INPUT RATING | 15 TO 60 V,3 KW | OUTPUT RATING |  | SIZE |  | MATERIAL |  | HAZARD CLASS |  | CERTIFICATION/STANDARD | [59 empty] | Production Completed
STP_009 - Lot7 | Data Enrichment | CIR | ok | 2023-11-02 | 7th-Nov |  | 1187926 | 1187926 |  |  |  | ERSA | M | 1600 | 1607544GZPCLNT100 | EA |  | CHARGER;INDUCTN,ETALINK 3000 15-60V 3KW | CARGADOR; | CHARGER;ADDITIONAL FEATURES EN:INDUCTION,ETALINK 3000 15-60V 3KW | CARGADOR; |  |  |  | 1068181 @@ CNW (MOUNT ISA) ELECT WHOLESALER | MAS67003-040 | [10 empty] | CNW (MOUNT ISA) ELECT WHOLESALER | MAS67003-040 | [28 empty] | CLEANSED | 26111700 Batteries and cells and accessories | MODEL:ETALINK 3000 |  | CHARGER | NO MODIFIER | TYPE | INDUCTION | INPUT RATING | 15 TO 60 V,3 KW | OUTPUT RATING |  | SIZE |  | MATERIAL |  | HAZARD CLASS |  | CERTIFICATION/STANDARD | [59 empty] | Production Completed
STP_009 - Lot7 | Data Enrichment | CIR | ok | 2023-11-02 | 7th-Nov |  | 1188135 | 1188135 |  |  |  | ERSA | M | 4500 | 1587191GZPCLNT100 | EA |  | CHARGER;USB-C LAPTOP,BRAND:TARGUS,65W | CARGADOR; | CHARGER;TYPE:USB-C LAPTOP,ADDITIONAL FEATURES EN:BRAND:TARGUS,65W,CABLE LENGTH:1.8 M | CARGADOR; |  |  |  | 1068493 @@ HARVEY NORMAN AV/IT TOWNSVILLE | 5137988 | [10 empty] | HARVEY NORMAN AV/IT TOWNSVILLE |  | TARGUS | 5137988 | [16 empty] | https://www.domayne.com.au/targus-65w-usb-c-pd-charger.html | [9 empty] | CLEANSED | 26111700 Batteries and cells and accessories | CABLE LENGTH:1.8 M |  | CHARGER | NO MODIFIER | TYPE | USB-C,LAPTOP | INPUT RATING | 65 W | OUTPUT RATING |  | SIZE |  | MATERIAL |  | HAZARD CLASS |  | CERTIFICATION/STANDARD | [59 empty] | Production Completed
STP_009 - Lot7 | Data Enrichment | CIR | ok | 2023-11-02 | 7th-Nov |  | 1189539 | 1189539 |  |  |  | ERSA | M | 2700 | 1575808GZPCLNT100 | EA |  | BOARD;WHT,900 X 1200 MM,MBL,W/STAND | PLACA IMPR; | BOARD;TYPE:WHITE,SIZE:900 X 1200 MM,MATERIAL:,ADDITIONAL FEATURES EN:MOBILE,W/STAND | PLACA IMPRESA; |  |  |  | 1068167 @@ WINC AUSTRALIA PTY LTD | 9014700 | [10 empty] | WINC AUSTRALIA PTY LTD | 9014700 | [28 empty] | CLEANSED | 44111905 Dry erase boards or accessories | MOBILE C/W STAND |  | BOARD | WRITING | TYPE |  | LENGTH | 1200 MM | WIDTH | 900 MM | THICKNESS |  | MOUNTING TYPE |  | MATERIAL |  | COLOUR | WHITE | PACKAGE TYPE |  | HAZARD CLASS |  | CERTIFICATION/STANDARD | [53 empty] | Production Completed
STP_009 - Lot7 | Data Enrichment | CIR | ok | 2023-11-02 | 7th-Nov |  | 1206493 | 1206493 |  |  |  | ERSA | M | 2700 | 103267MRM | EA |  | CLIPBOARD:FOLDER;A4;PVC;BLUE; | CLIPBOARD:FOLDER;A4;PVC;BLUE; | CLIPBOARD:FOLDER;A4;PVC;BLUE; |  |  |  |  | 1079121 @@ COMPLETE OFFICE SUPPLIES PTY LTD | CLIP1220 | [12 empty] | COMPLETE OFFICE SUPPLIES PTY LTD | CLIP1220 | [16 empty] | https://www.atom.com.au/clipfolder-a4-pvc-blue-marbig-90910704 | [9 empty] | CLEANSED | 44120000 Office supplies | SIZE:A4 |  | BOARD | CLIP | TYPE |  | WIDTH |  | HEIGHT |  | THICKNESS |  | BOARD MATERIAL | PVC | BOARD COLOR | BLUE | CLIP MATERIAL |  | CLIP COLOR |  | CERTIFICATION/STANDARD | [55 empty] | Production Completed
STP_009 - Lot7 | Data Enrichment | CIR | ok | 2023-11-02 | 7th-Nov |  | 1209568 | 1209568 |  |  |  | ERSA | M | 5318 | 1156058MRM | BAG |  | COPPER SULPHATE:REAGENT;TASMANIAN COPPER | COPPER SULPHATE:REAGENT;TASMANIAN COPPER | COPPER SULPHATE:REAGENT;TASMANIAN COPPER;1200KG BAGS |  |  |  |  | 1079047 @@ KANINS INTERNATIONAL PTY LTD*FX* | COPPER SULPHATE 1150 K | [10 empty] | KANINS INTERNATIONAL PTY LTD*FX* | 1150 K | [28 empty] | CLEANSED | 12161500 Indicators and Reagents | 1200 KG BAGS |  | REAGENT | LABORATORY | TYPE |  | FORM |  | CONTAINER |  | CONCENTRATION | TASMANIAN,COPPER SULPHATE | TEMPERATURE RANGE |  | HAZARD CLASS |  | CERTIFICATION/STANDARD | [59 empty] | Production Completed